[35 empty] | 7.3.3.17.6 Updates to grid topology to minimize risk of ignition in HFTDs Butte County Rebuild | WLDFR | HFTD - Distribution - Tier 2 - 2QU CoRE ¦ 2QU LoRE | 2053 | 0.11474 | 0 | 0 | 0 | 0 |  |  |  |  | 0 | 0 | 0 | 0 | 0 |  | 0 | 0 | 0 | Column23: 0; Column24: 0; Column25: 0; Column26: 0; Column27: 0; Column28: 0; Column29: 0.00073688; Column30: 0.21923; Column31: 0; Column32: 0.21923; Column33: 0.025154 | WLDFR | HFTD - Distribution - Tier 3 - 3QU CoRE ¦ 5QU LoRE | Non-Red Flag Warning - Small Fires | 2036 | 2.0543e-06 | 2.0543e-06 | 0.087211 | 0.040679 | 0.0017655 | 0.044766 | 0 | 0 | 0.0021815 | 1.7916e-07 | 0 | 1.7916e-07 | 1.7916e-07 | 0 | 1.7916e-07 | 0 | 0.003638 | 0.0079746 | 0 | 0.0079746 | 0 | 5.4449e-07 | 6.6549e-07 | 0 | 6.6549e-07 | [12 empty] | 7.3.3.17.5 (Remote Grid) Updates to grid topology to minimize risk of ignition in HFTDs Remote GridWLDFRContact from objectAggregated | WLDFR | HFTD - Distribution - Tier 2 - 3QU CoRE ¦ 1QU LoRE | Non-Red Flag Warning - Destructive Fires | Contact from object | Aggregated | 2036 | 1.2917e-06 | 489.6273 | 0.00063247 | 2036 | Mitigation | 0.95 | 45 | 0 | esc | 0.00097009 | 1.2531e-09 | 0.00097009 | 1.2531e-09
[35 empty] | 7.3.3.17.6 Updates to grid topology to minimize risk of ignition in HFTDs Butte County Rebuild | WLDFR | HFTD - Distribution - Tier 2 - 2QU CoRE ¦ 2QU LoRE | 2054 | 0.10723 | 0 | 0 | 0 | 0 |  |  |  |  | 0 | 0 | 0 | 0 | 0 |  | 0 | 0 | 0 | Column23: 0; Column24: 0; Column25: 0; Column26: 0; Column27: 0; Column28: 0; Column29: 0.00073688; Column30: 0.21923; Column31: 0; Column32: 0.21923; Column33: 0.023509 | WLDFR | HFTD - Distribution - Tier 3 - 3QU CoRE ¦ 5QU LoRE | Non-Red Flag Warning - Small Fires | 2037 | 2.0543e-06 | 2.0543e-06 | 0.087211 | 0.040679 | 0.0017655 | 0.044766 | 0 | 0 | 0.0021815 | 1.7916e-07 | 0 | 1.7916e-07 | 1.7916e-07 | 0 | 1.7916e-07 | 0 | 0.003638 | 0.0079746 | 0 | 0.0079746 | 0 | 5.4449e-07 | 6.6549e-07 | 0 | 6.6549e-07 | [12 empty] | 7.3.3.17.5 (Remote Grid) Updates to grid topology to minimize risk of ignition in HFTDs Remote GridWLDFRContact from objectAggregated | WLDFR | HFTD - Distribution - Tier 2 - 3QU CoRE ¦ 1QU LoRE | Non-Red Flag Warning - Destructive Fires | Contact from object | Aggregated | 2037 | 1.2917e-06 | 489.6273 | 0.00063247 | 2037 | Mitigation | 0.95 | 45 | 0 | esc | 0.00097009 | 1.2531e-09 | 0.00097009 | 1.2531e-09
[35 empty] | 7.3.3.17.6 Updates to grid topology to minimize risk of ignition in HFTDs Butte County Rebuild | WLDFR | HFTD - Distribution - Tier 2 - 2QU CoRE ¦ 2QU LoRE | 2055 | 0.10022 | 0 | 0 | 0 | 0 |  |  |  |  | 0 | 0 | 0 | 0 | 0 |  | 0 | 0 | 0 | Column23: 0; Column24: 0; Column25: 0; Column26: 0; Column27: 0; Column28: 0; Column29: 0.00073688; Column30: 0.21923; Column31: 0; Column32: 0.21923; Column33: 0.021971 | WLDFR | HFTD - Distribution - Tier 3 - 3QU CoRE ¦ 5QU LoRE | Non-Red Flag Warning - Small Fires | 2038 | 2.0543e-06 | 2.0543e-06 | 0.091184 | 0.042438 | 0.0018418 | 0.046905 | 0 | 0 | 0.0021815 | 1.8732e-07 | 0 | 1.8732e-07 | 1.8732e-07 | 0 | 1.8732e-07 | 0 | 0.0038195 | 0.0083724 | 0 | 0.0083724 | 0 | 5.4449e-07 | 6.6549e-07 | 0 | 6.6549e-07 | [12 empty] | 7.3.3.17.5 (Remote Grid) Updates to grid topology to minimize risk of ignition in HFTDs Remote GridWLDFRContact from objectAggregated | WLDFR | HFTD - Distribution - Tier 2 - 3QU CoRE ¦ 1QU LoRE | Non-Red Flag Warning - Destructive Fires | Contact from object | Aggregated | 2038 | 1.2917e-06 | 489.6273 | 0.00063247 | 2038 | Mitigation | 0.95 | 45 | 0 | esc | 0.00097009 | 1.2531e-09 | 0.00097009 | 1.2531e-09
[35 empty] | 7.3.3.17.6 Updates to grid topology to minimize risk of ignition in HFTDs Butte County Rebuild | WLDFR | HFTD - Distribution - Tier 2 - 2QU CoRE ¦ 2QU LoRE | 2056 | 0.093663 | 0 | 0 | 0 | 0 |  |  |  |  | 0 | 0 | 0 | 0 | 0 |  | 0 | 0 | 0 | Column23: 0; Column24: 0; Column25: 0; Column26: 0; Column27: 0; Column28: 0; Column29: 0.00073688; Column30: 0.21923; Column31: 0; Column32: 0.21923; Column33: 0.020533 | WLDFR | HFTD - Distribution - Tier 3 - 3QU CoRE ¦ 5QU LoRE | Non-Red Flag Warning - Small Fires | 2039 | 2.0543e-06 | 2.0543e-06 | 0.091184 | 0.042438 | 0.0018418 | 0.046905 | 0 | 0 | 0.0021815 | 1.8732e-07 | 0 | 1.8732e-07 | 1.8732e-07 | 0 | 1.8732e-07 | 0 | 0.0038195 | 0.0083724 | 0 | 0.0083724 | 0 | 5.4449e-07 | 6.6549e-07 | 0 | 6.6549e-07 | [12 empty] | 7.3.3.17.5 (Remote Grid) Updates to grid topology to minimize risk of ignition in HFTDs Remote GridWLDFRContact from objectAggregated | WLDFR | HFTD - Distribution - Tier 2 - 3QU CoRE ¦ 1QU LoRE | Non-Red Flag Warning - Destructive Fires | Contact from object | Aggregated | 2039 | 1.2917e-06 | 489.6273 | 0.00063247 | 2039 | Mitigation | 0.95 | 45 | 0 | esc | 0.00097009 | 1.2531e-09 | 0.00097009 | 1.2531e-09
[35 empty] | 7.3.3.17.6 Updates to grid topology to minimize risk of ignition in HFTDs Butte County Rebuild | WLDFR | HFTD - Distribution - Tier 2 - 2QU CoRE ¦ 2QU LoRE | 2057 | 0.087535 | 0 | 0 | 0 | 0 |  |  |  |  | 0 | 0 | 0 | 0 | 0 |  | 0 | 0 | 0 | Column23: 0; Column24: 0; Column25: 0; Column26: 0; Column27: 0; Column28: 0; Column29: 0.00073688; Column30: 0.21923; Column31: 0; Column32: 0.21923; Column33: 0.01919 | WLDFR | HFTD - Distribution - Tier 3 - 3QU CoRE ¦ 5QU LoRE | Non-Red Flag Warning - Small Fires | 2040 | 2.0543e-06 | 2.0543e-06 | 0.091184 | 0.042438 | 0.0018418 | 0.046905 | 0 | 0 | 0.0021815 | 1.8732e-07 | 0 | 1.8732e-07 | 1.8732e-07 | 0 | 1.8732e-07 | 0 | 0.0038195 | 0.0083724 | 0 | 0.0083724 | 0 | 5.6875e-07 | 6.9514e-07 | 0 | 6.9514e-07 | [12 empty] | 7.3.3.17.5 (Remote Grid) Updates to grid topology to minimize risk of ignition in HFTDs Remote GridWLDFRContact from objectAggregated | WLDFR | HFTD - Distribution - Tier 2 - 3QU CoRE ¦ 1QU LoRE | Non-Red Flag Warning - Destructive Fires | Contact from object | Aggregated | 2040 | 1.2917e-06 | 489.6273 | 0.00063247 | 2040 | Mitigation | 0.95 | 45 | 0 | esc | 0.00097009 | 1.2531e-09 | 0.00097009 | 1.2531e-09
[35 empty] | 7.3.3.17.6 Updates to grid topology to minimize risk of ignition in HFTDs Butte County Rebuild | WLDFR | HFTD - Distribution - Tier 2 - 2QU CoRE ¦ 2QU LoRE | 2058 | 0.081809 | 0 | 0 | 0 | 0 |  |  |  |  | 0 | 0 | 0 | 0 | 0 |  | 0 | 0 | 0 | Column23: 0; Column24: 0; Column25: 0; Column26: 0; Column27: 0; Column28: 0; Column29: 0.00073688; Column30: 0.22967; Column31: 0; Column32: 0.22967; Column33: 0.018789 | WLDFR | HFTD - Distribution - Tier 3 - 3QU CoRE ¦ 5QU LoRE | Non-Red Flag Warning - Small Fires | 2041 | 2.0543e-06 | 2.0543e-06 | 0.091184 | 0.042438 | 0.0018418 | 0.046905 | 0 | 0 | 0.0021815 | 1.8732e-07 | 0 | 1.8732e-07 | 1.8732e-07 | 0 | 1.8732e-07 | 0 | 0.0038195 | 0.0083724 | 0 | 0.0083724 | 0 | 5.6875e-07 | 6.9514e-07 | 0 | 6.9514e-07 | [12 empty] | 7.3.3.17.5 (Remote Grid) Updates to grid topology to minimize risk of ignition in HFTDs Remote GridWLDFRContact from objectAggregated | WLDFR | HFTD - Distribution - Tier 2 - 3QU CoRE ¦ 1QU LoRE | Non-Red Flag Warning - Destructive Fires | Contact from object | Aggregated | 2041 | 1.2917e-06 | 489.6273 | 0.00063247 | 2041 | Mitigation | 0.95 | 45 | 0 | esc | 0.00097009 | 1.2531e-09 | 0.00097009 | 1.2531e-09
[35 empty] | 7.3.3.17.6 Updates to grid topology to minimize risk of ignition in HFTDs Butte County Rebuild | WLDFR | HFTD - Distribution - Tier 2 - 2QU CoRE ¦ 2QU LoRE | 2059 | 0.076457 | 0 | 0 | 0 | 0 |  |  |  |  | 0 | 0 | 0 | 0 | 0 |  | 0 | 0 | 0 | Column23: 0; Column24: 0; Column25: 0; Column26: 0; Column27: 0; Column28: 0; Column29: 0.00073688; Column30: 0.22967; Column31: 0; Column32: 0.22967; Column33: 0.01756 | WLDFR | HFTD - Distribution - Tier 3 - 3QU CoRE ¦ 5QU LoRE | Non-Red Flag Warning - Small Fires | 2042 | 2.0543e-06 | 2.0543e-06 | 0.091184 | 0.042438 | 0.0018418 | 0.046905 | 0 | 0 | 0.0021815 | 1.8732e-07 | 0 | 1.8732e-07 | 1.8732e-07 | 0 | 1.8732e-07 | 0 | 0.0038195 | 0.0083724 | 0 | 0.0083724 | 0 | 5.6875e-07 | 6.9514e-07 | 0 | 6.9514e-07 | [12 empty] | 7.3.3.17.5 (Remote Grid) Updates to grid topology to minimize risk of ignition in HFTDs Remote GridWLDFRContact from objectAggregated | WLDFR | HFTD - Distribution - Tier 2 - 3QU CoRE ¦ 1QU LoRE | Non-Red Flag Warning - Destructive Fires | Contact from object | Aggregated | 2042 | 1.2917e-06 | 489.6273 | 0.00063247 | 2042 | Mitigation | 0.95 | 45 | 0 | esc | 0.00097009 | 1.2531e-09 | 0.00097009 | 1.2531e-09
[35 empty] | 7.3.3.17.6 Updates to grid topology to minimize risk of ignition in HFTDs Butte County Rebuild | WLDFR | HFTD - Distribution - Tier 2 - 2QU CoRE ¦ 2QU LoRE | 2060 | 0.071455 | 0 | 0 | 0 | 0 |  |  |  |  | 0 | 0 | 0 | 0 | 0 |  | 0 | 0 | 0 | Column23: 0; Column24: 0; Column25: 0; Column26: 0; Column27: 0; Column28: 0; Column29: 0.00073688; Column30: 0.22967; Column31: 0; Column32: 0.22967; Column33: 0.016411 | WLDFR | HFTD - Distribution - Tier 3 - 3QU CoRE ¦ 5QU LoRE | Non-Red Flag Warning - Small Fires | 2043 | 2.0543e-06 | 2.0543e-06 | 0.095486 | 0.044306 | 0.0019228 | 0.049257 | 0 | 0 | 0.0021815 | 1.9616e-07 | 0 | 1.9616e-07 | 1.9616e-07 | 0 | 1.9616e-07 | 0 | 0.0040097 | 0.0087894 | 0 | 0.0087894 | 0 | 5.6875e-07 | 6.9514e-07 | 0 | 6.9514e-07 | [12 empty] | 7.3.3.17.5 (Remote Grid) Updates to grid topology to minimize risk of ignition in HFTDs Remote GridWLDFRContact from objectAggregated | WLDFR | HFTD - Distribution - Tier 2 - 3QU CoRE ¦ 1QU LoRE | Non-Red Flag Warning - Destructive Fires | Contact from object | Aggregated | 2043 | 1.2917e-06 | 489.6273 | 0.00063247 | 2043 | Mitigation | 0.95 | 45 | 0 | esc | 0.00097009 | 1.2531e-09 | 0.00097009 | 1.2531e-09
[35 empty] | 7.3.3.17.6 Updates to grid topology to minimize risk of ignition in HFTDs Butte County Rebuild | WLDFR | HFTD - Distribution - Tier 2 - 2QU CoRE ¦ 2QU LoRE | 2061 | 0.06678 | 0 | 0 | 0 | 0 |  |  |  |  | 0 | 0 | 0 | 0 | 0 |  | 0 | 0 | 0 | Column23: 0; Column24: 0; Column25: 0; Column26: 0; Column27: 0; Column28: 0; Column29: 0.00073688; Column30: 0.22967; Column31: 0; Column32: 0.22967; Column33: 0.015338 | WLDFR | HFTD - Distribution - Tier 3 - 3QU CoRE ¦ 5QU LoRE | Non-Red Flag Warning - Small Fires | 2044 | 2.0543e-06 | 2.0543e-06 | 0.095486 | 0.044306 | 0.0019228 | 0.049257 | 0 | 0 | 0.0021815 | 1.9616e-07 | 0 | 1.9616e-07 | 1.9616e-07 | 0 | 1.9616e-07 | 0 | 0.0040097 | 0.0087894 | 0 | 0.0087894 | 0 | 5.6875e-07 | 6.9514e-07 | 0 | 6.9514e-07 | [12 empty] | 7.3.3.17.5 (Remote Grid) Updates to grid topology to minimize risk of ignition in HFTDs Remote GridWLDFRContact from objectAggregated | WLDFR | HFTD - Distribution - Tier 2 - 3QU CoRE ¦ 1QU LoRE | Non-Red Flag Warning - Destructive Fires | Contact from object | Aggregated | 2044 | 1.2917e-06 | 489.6273 | 0.00063247 | 2044 | Mitigation | 0.95 | 45 | 0 | esc | 0.00097009 | 1.2531e-09 | 0.00097009 | 1.2531e-09
[35 empty] | 7.3.3.17.6 Updates to grid topology to minimize risk of ignition in HFTDs Butte County Rebuild | WLDFR | HFTD - Distribution - Tier 2 - 2QU CoRE ¦ 2QU LoRE | 2062 | 0.062412 | 0 | 0 | 0 | 0 |  |  |  |  | 0 | 0 | 0 | 0 | 0 |  | 0 | 0 | 0 | Column23: 0; Column24: 0; Column25: 0; Column26: 0; Column27: 0; Column28: 0; Column29: 0.00073688; Column30: 0.22967; Column31: 0; Column32: 0.22967; Column33: 0.014334 | WLDFR | HFTD - Distribution - Tier 3 - 3QU CoRE ¦ 5QU LoRE | Non-Red Flag Warning - Small Fires | 2045 | 2.0543e-06 | 2.0543e-06 | 0.095486 | 0.044306 | 0.0019228 | 0.049257 | 0 | 0 | 0.0021815 | 1.9616e-07 | 0 | 1.9616e-07 | 1.9616e-07 | 0 | 1.9616e-07 | 0 | 0.0040097 | 0.0087894 | 0 | 0.0087894 | 0 | 5.9571e-07 | 7.2809e-07 | 0 | 7.2809e-07 | [12 empty] | 7.3.3.17.5 (Remote Grid) Updates to grid topology to minimize risk of ignition in HFTDs Remote GridWLDFRContact from objectAggregated | WLDFR | HFTD - Distribution - Tier 2 - 3QU CoRE ¦ 1QU LoRE | Non-Red Flag Warning - Destructive Fires | Contact from object | Aggregated | 2045 | 1.2917e-06 | 489.6273 | 0.00063247 | 2045 | Mitigation | 0.95 | 45 | 0 | esc | 0.00097009 | 1.2531e-09 | 0.00097009 | 1.2531e-09
[35 empty] | 7.3.3.17.6 Updates to grid topology to minimize risk of ignition in HFTDs Butte County Rebuild | WLDFR | HFTD - Distribution - Tier 2 - 2QU CoRE ¦ 2QU LoRE | 2063 | 0.058329 | 0 | 0 | 0 | 0 |  |  |  |  | 0 | 0 | 0 | 0 | 0 |  | 0 | 0 | 0 | Column23: 0; Column24: 0; Column25: 0; Column26: 0; Column27: 0; Column28: 0; Column29: 0.00073688; Column30: 0.2402; Column31: 0; Column32: 0.2402; Column33: 0.014011 | WLDFR | HFTD - Distribution - Tier 3 - 3QU CoRE ¦ 5QU LoRE | Non-Red Flag Warning - Small Fires | 2046 | 2.0543e-06 | 2.0543e-06 | 0.095486 | 0.044306 | 0.0019228 | 0.049257 | 0 | 0 | 0.0021815 | 1.9616e-07 | 0 | 1.9616e-07 | 1.9616e-07 | 0 | 1.9616e-07 | 0 | 0.0040097 | 0.0087894 | 0 | 0.0087894 | 0 | 5.9571e-07 | 7.2809e-07 | 0 | 7.2809e-07 | [12 empty] | 7.3.3.17.5 (Remote Grid) Updates to grid topology to minimize risk of ignition in HFTDs Remote GridWLDFRContact from objectAggregated | WLDFR | HFTD - Distribution - Tier 2 - 3QU CoRE ¦ 1QU LoRE | Non-Red Flag Warning - Destructive Fires | Contact from object | Aggregated | 2046 | 1.2917e-06 | 489.6273 | 0.00063247 | 2046 | Mitigation | 0.95 | 45 | 0 | esc | 0.00097009 | 1.2531e-09 | 0.00097009 | 1.2531e-09
[35 empty] | 7.3.3.17.6 Updates to grid topology to minimize risk of ignition in HFTDs Butte County Rebuild | WLDFR | HFTD - Distribution - Tier 2 - 2QU CoRE ¦ 2QU LoRE | 2064 | 0.054513 | 0 | 0 | 0 | 0 |  |  |  |  | 0 | 0 | 0 | 0 | 0 |  | 0 | 0 | 0 | Column23: 0; Column24: 0; Column25: 0; Column26: 0; Column27: 0; Column28: 0; Column29: 0.00073688; Column30: 0.2402; Column31: 0; Column32: 0.2402; Column33: 0.013094 | WLDFR | HFTD - Distribution - Tier 3 - 3QU CoRE ¦ 5QU LoRE | Non-Red Flag Warning - Small Fires | 2047 | 2.0543e-06 | 2.0543e-06 | 0.095486 | 0.044306 | 0.0019228 | 0.049257 | 0 | 0 | 0.0021815 | 1.9616e-07 | 0 | 1.9616e-07 | 1.9616e-07 | 0 | 1.9616e-07 | 0 | 0.0040097 | 0.0087894 | 0 | 0.0087894 | 0 | 5.9571e-07 | 7.2809e-07 | 0 | 7.2809e-07 | [12 empty] | 7.3.3.17.5 (Remote Grid) Updates to grid topology to minimize risk of ignition in HFTDs Remote GridWLDFRContact from objectAggregated | WLDFR | HFTD - Distribution - Tier 2 - 3QU CoRE ¦ 1QU LoRE | Non-Red Flag Warning - Destructive Fires | Contact from object | Aggregated | 2047 | 1.2917e-06 | 489.6273 | 0.00063247 | 2047 | Mitigation | 0.95 | 45 | 0 | esc | 0.00097009 | 1.2531e-09 | 0.00097009 | 1.2531e-09
[35 empty] | 7.3.3.17.6 Updates to grid topology to minimize risk of ignition in HFTDs Butte County Rebuild | WLDFR | HFTD - Distribution - Tier 2 - 2QU CoRE ¦ 2QU LoRE | 2065 | 0.050946 | 0 | 0 | 0 | 0 |  |  |  |  | 0 | 0 | 0 | 0 | 0 |  | 0 | 0 | 0 | Column23: 0; Column24: 0; Column25: 0; Column26: 0; Column27: 0; Column28: 0; Column29: 0.00073688; Column30: 0.2402; Column31: 0; Column32: 0.2402; Column33: 0.012238 | WLDFR | HFTD - Distribution - Tier 3 - 3QU CoRE ¦ 5QU LoRE | Non-Red Flag Warning - Small Fires | 2048 | 2.0543e-06 | 2.0543e-06 | 0.10007 | 0.04626 | 0.0020076 | 0.051804 | 0 | 0 | 0.0021815 | 2.0558e-07 | 0 | 2.0558e-07 | 2.0558e-07 | 0 | 2.0558e-07 | 0 | 0.0042064 | 0.0092205 | 0 | 0.0092205 | 0 | 5.9571e-07 | 7.2809e-07 | 0 | 7.2809e-07 | [12 empty] | 7.3.3.17.5 (Remote Grid) Updates to grid topology to minimize risk of ignition in HFTDs Remote GridWLDFRContact from objectAggregated | WLDFR | HFTD - Distribution - Tier 2 - 3QU CoRE ¦ 1QU LoRE | Non-Red Flag Warning - Destructive Fires | Contact from object | Aggregated | 2048 | 1.2917e-06 | 489.6273 | 0.00063247 | 2048 | Mitigation | 0.95 | 45 | 0 | esc | 0.00097009 | 1.2531e-09 | 0.00097009 | 1.2531e-09
[35 empty] | 7.3.3.17.6 Updates to grid topology to minimize risk of ignition in HFTDs Butte County Rebuild | WLDFR | HFTD - Distribution - Tier 2 - 2QU CoRE ¦ 2QU LoRE | 2066 | 0.047613 | 0 | 0 | 0 | 0 |  |  |  |  | 0 | 0 | 0 | 0 | 0 |  | 0 | 0 | 0 | Column23: 0; Column24: 0; Column25: 0; Column26: 0; Column27: 0; Column28: 0; Column29: 0.00073688; Column30: 0.2402; Column31: 0; Column32: 0.2402; Column33: 0.011437 | WLDFR | HFTD - Distribution - Tier 3 - 3QU CoRE ¦ 5QU LoRE | Non-Red Flag Warning - Small Fires | 2049 | 2.0543e-06 | 2.0543e-06 | 0.10007 | 0.04626 | 0.0020076 | 0.051804 | 0 | 0 | 0.0021815 | 2.0558e-07 | 0 | 2.0558e-07 | 2.0558e-07 | 0 | 2.0558e-07 | 0 | 0.0042064 | 0.0092205 | 0 | 0.0092205 | 0 | 5.9571e-07 | 7.2809e-07 | 0 | 7.2809e-07 | [12 empty] | 7.3.3.17.5 (Remote Grid) Updates to grid topology to minimize risk of ignition in HFTDs Remote GridWLDFRContact from objectAggregated | WLDFR | HFTD - Distribution - Tier 2 - 3QU CoRE ¦ 1QU LoRE | Non-Red Flag Warning - Destructive Fires | Contact from object | Aggregated | 2049 | 1.2917e-06 | 489.6273 | 0.00063247 | 2049 | Mitigation | 0.95 | 45 | 0 | esc | 0.00097009 | 1.2531e-09 | 0.00097009 | 1.2531e-09
[35 empty] | 7.3.3.17.6 Updates to grid topology to minimize risk of ignition in HFTDs Butte County Rebuild | WLDFR | HFTD - Distribution - Tier 2 - 2QU CoRE ¦ 2QU LoRE | 2067 | 0.044499 | 0 | 0 | 0 | 0 |  |  |  |  | 0 | 0 | 0 | 0 | 0 |  | 0 | 0 | 0 | Column23: 0; Column24: 0; Column25: 0; Column26: 0; Column27: 0; Column28: 0; Column29: 0.00073688; Column30: 0.2402; Column31: 0; Column32: 0.2402; Column33: 0.010689 | WLDFR | HFTD - Distribution - Tier 3 - 3QU CoRE ¦ 5QU LoRE | Non-Red Flag Warning - Small Fires | 2050 | 2.0543e-06 | 2.0543e-06 | 0.10007 | 0.04626 | 0.0020076 | 0.051804 | 0 | 0 | 0.0021815 | 2.0558e-07 | 0 | 2.0558e-07 | 2.0558e-07 | 0 | 2.0558e-07 | 0 | 0.0042064 | 0.0092205 | 0 | 0.0092205 | 0 | 6.2498e-07 | 7.6386e-07 | 0 | 7.6386e-07 | [12 empty] | 7.3.3.17.5 (Remote Grid) Updates to grid topology to minimize risk of ignition in HFTDs Remote GridWLDFRContact from objectAggregated | WLDFR | HFTD - Distribution - Tier 2 - 3QU CoRE ¦ 1QU LoRE | Non-Red Flag Warning - Destructive Fires | Contact from object | Aggregated | 2050 | 1.2917e-06 | 489.6273 | 0.00063247 | 2050 | Mitigation | 0.95 | 45 | 0 | esc | 0.00097009 | 1.2531e-09 | 0.00097009 | 1.2531e-09
[35 empty] | 7.3.3.17.6 Updates to grid topology to minimize risk of ignition in HFTDs Butte County Rebuild | WLDFR | HFTD - Distribution - Tier 2 - 2QU CoRE ¦ 2QU LoRE | 2068 | 0.041587 | 0 | 0 | 0 | 0 |  |  |  |  | 0 | 0 | 0 | 0 | 0 |  | 0 | 0 | 0 | Column23: 0; Column24: 0; Column25: 0; Column26: 0; Column27: 0; Column28: 0; Column29: 0.00073688; Column30: 0.25069; Column31: 0; Column32: 0.25069; Column33: 0.010425 | WLDFR | HFTD - Distribution - Tier 3 - 3QU CoRE ¦ 5QU LoRE | Non-Red Flag Warning - Small Fires | 2051 | 2.0543e-06 | 2.0543e-06 | 0.10007 | 0.04626 | 0.0020076 | 0.051804 | 0 | 0 | 0.0021815 | 2.0558e-07 | 0 | 2.0558e-07 | 2.0558e-07 | 0 | 2.0558e-07 | 0 | 0.0042064 | 0.0092205 | 0 | 0.0092205 | 0 | 6.2498e-07 | 7.6386e-07 | 0 | 7.6386e-07 | [12 empty] | 7.3.3.17.5 (Remote Grid) Updates to grid topology to minimize risk of ignition in HFTDs Remote GridWLDFRContact from objectAggregated | WLDFR | HFTD - Distribution - Tier 2 - 3QU CoRE ¦ 1QU LoRE | Non-Red Flag Warning - Destructive Fires | Contact from object | Aggregated | 2051 | 1.2917e-06 | 489.6273 | 0.00063247 | 2051 | Mitigation | 0.95 | 45 | 0 | esc | 0.00097009 | 1.2531e-09 | 0.00097009 | 1.2531e-09
[35 empty] | 7.3.3.17.6 Updates to grid topology to minimize risk of ignition in HFTDs Butte County Rebuild | WLDFR | HFTD - Distribution - Tier 2 - 2QU CoRE ¦ 2QU LoRE | 2069 | 0.038867 | 0 | 0 | 0 | 0 |  |  |  |  | 0 | 0 | 0 | 0 | 0 |  | 0 | 0 | 0 | Column23: 0; Column24: 0; Column25: 0; Column26: 0; Column27: 0; Column28: 0; Column29: 0.00073688; Column30: 0.25069; Column31: 0; Column32: 0.25069; Column33: 0.0097434 | WLDFR | HFTD - Distribution - Tier 3 - 3QU CoRE ¦ 5QU LoRE | Non-Red Flag Warning - Small Fires | 2052 | 2.0543e-06 | 2.0543e-06 | 0.10007 | 0.04626 | 0.0020076 | 0.051804 | 0 | 0 | 0.0021815 | 2.0558e-07 | 0 | 2.0558e-07 | 2.0558e-07 | 0 | 2.0558e-07 | 0 | 0.0042064 | 0.0092205 | 0 | 0.0092205 | 0 | 6.2498e-07 | 7.6386e-07 | 0 | 7.6386e-07 | [12 empty] | 7.3.3.17.5 (Remote Grid) Updates to grid topology to minimize risk of ignition in HFTDs Remote GridWLDFRContact from objectAggregated | WLDFR | HFTD - Distribution - Tier 2 - 3QU CoRE ¦ 1QU LoRE | Non-Red Flag Warning - Destructive Fires | Contact from object | Aggregated | 2052 | 1.2917e-06 | 489.6273 | 0.00063247 | 2052 | Mitigation | 0.95 | 45 | 0 | esc | 0.00097009 | 1.2531e-09 | 0.00097009 | 1.2531e-09
[35 empty] | 7.3.3.17.6 Updates to grid topology to minimize risk of ignition in HFTDs Butte County Rebuild | WLDFR | HFTD - Distribution - Tier 2 - 2QU CoRE ¦ 2QU LoRE | 2070 | 0.036324 | 0 | 0 | 0 | 0 |  |  |  |  | 0 | 0 | 0 | 0 | 0 |  | 0 | 0 | 0 | Column23: 0; Column24: 0; Column25: 0; Column26: 0; Column27: 0; Column28: 0; Column29: 0.00073688; Column30: 0.25069; Column31: 0; Column32: 0.25069; Column33: 0.009106 | WLDFR | HFTD - Distribution - Tier 3 - 3QU CoRE ¦ 5QU LoRE | Non-Red Flag Warning - Small Fires | 2053 | 2.0543e-06 | 2.0543e-06 | 0.10489 | 0.048274 | 0.002095 | 0.054525 | 0 | 0 | 0.0021815 | 2.1548e-07 | 0 | 2.1548e-07 | 2.1548e-07 | 0 | 2.1548e-07 | 0 | 0.004407 | 0.0096603 | 0 | 0.0096603 | 0 | 6.2498e-07 | 7.6386e-07 | 0 | 7.6386e-07 | [12 empty] | 7.3.3.17.5 (Remote Grid) Updates to grid topology to minimize risk of ignition in HFTDs Remote GridWLDFRContact from objectAggregated | WLDFR | HFTD - Distribution - Tier 2 - 3QU CoRE ¦ 1QU LoRE | Non-Red Flag Warning - Destructive Fires | Contact from object | Aggregated | 2053 | 1.2917e-06 | 489.6273 | 0.00063247 | 2053 | Mitigation | 0.95 | 45 | 0 | esc | 0.00097009 | 1.2531e-09 | 0.00097009 | 1.2531e-09
[35 empty] | 7.3.3.17.6 Updates to grid topology to minimize risk of ignition in HFTDs Butte County Rebuild | WLDFR | HFTD - Distribution - Tier 2 - 2QU CoRE ¦ 2QU LoRE | 2071 | 0.033948 | 0 | 0 | 0 | 0 |  |  |  |  | 0 | 0 | 0 | 0 | 0 |  | 0 | 0 | 0 | Column23: 0; Column24: 0; Column25: 0; Column26: 0; Column27: 0; Column28: 0; Column29: 0.00073688; Column30: 0.25069; Column31: 0; Column32: 0.25069; Column33: 0.0085103 | WLDFR | HFTD - Distribution - Tier 3 - 3QU CoRE ¦ 5QU LoRE | Non-Red Flag Warning - Small Fires | 2054 | 2.0543e-06 | 2.0543e-06 | 0.10489 | 0.048274 | 0.002095 | 0.054525 | 0 | 0 | 0.0021815 | 2.1548e-07 | 0 | 2.1548e-07 | 2.1548e-07 | 0 | 2.1548e-07 | 0 | 0.004407 | 0.0096603 | 0 | 0.0096603 | 0 | 6.2498e-07 | 7.6386e-07 | 0 | 7.6386e-07 | [12 empty] | 7.3.3.17.5 (Remote Grid) Updates to grid topology to minimize risk of ignition in HFTDs Remote GridWLDFRContact from objectAggregated | WLDFR | HFTD - Distribution - Tier 2 - 3QU CoRE ¦ 1QU LoRE | Non-Red Flag Warning - Destructive Fires | Contact from object | Aggregated | 2054 | 1.2917e-06 | 489.6273 | 0.00063247 | 2054 | Mitigation | 0.95 | 45 | 0 | esc | 0.00097009 | 1.2531e-09 | 0.00097009 | 1.2531e-09
[35 empty] | 7.3.3.17.6 Updates to grid topology to minimize risk of ignition in HFTDs Butte County Rebuild | WLDFR | HFTD - Distribution - Tier 2 - 2QU CoRE ¦ 2QU LoRE | 2072 | 0.031727 | 0 | 0 | 0 | 0 |  |  |  |  | 0 | 0 | 0 | 0 | 0 |  | 0 | 0 | 0 | Column23: 0; Column24: 0; Column25: 0; Column26: 0; Column27: 0; Column28: 0; Column29: 0.00073688; Column30: 0.25069; Column31: 0; Column32: 0.25069; Column33: 0.0079535 | WLDFR | HFTD - Distribution - Tier 3 - 3QU CoRE ¦ 5QU LoRE | Non-Red Flag Warning - Small Fires | 2055 | 2.0543e-06 | 2.0543e-06 | 0.10489 | 0.048274 | 0.002095 | 0.054525 | 0 | 0 | 0.0021815 | 2.1548e-07 | 0 | 2.1548e-07 | 2.1548e-07 | 0 | 2.1548e-07 | 0 | 0.004407 | 0.0096603 | 0 | 0.0096603 | 0 | 6.5616e-07 | 8.0197e-07 | 0 | 8.0197e-07 | [12 empty] | 7.3.3.17.5 (Remote Grid) Updates to grid topology to minimize risk of ignition in HFTDs Remote GridWLDFRContact from objectAggregated | WLDFR | HFTD - Distribution - Tier 2 - 3QU CoRE ¦ 1QU LoRE | Non-Red Flag Warning - Destructive Fires | Contact from object | Aggregated | 2055 | 1.2917e-06 | 489.6273 | 0.00063247 | 2055 | Mitigation | 0.95 | 45 | 0 | esc | 0.00097009 | 1.2531e-09 | 0.00097009 | 1.2531e-09
[35 empty] | 7.3.3.17.6 Updates to grid topology to minimize risk of ignition in HFTDs Butte County Rebuild | WLDFR | HFTD - Distribution - Tier 2 - 2QU CoRE ¦ 2QU LoRE | 2073 | 0.029651 | 0 | 0 | 0 | 0 |  |  |  |  | 0 | 0 | 0 | 0 | 0 |  | 0 | 0 | 0 | Column23: 0; Column24: 0; Column25: 0; Column26: 0; Column27: 0; Column28: 0; Column29: 0.00073688; Column30: 0.261; Column31: 0; Column32: 0.261; Column33: 0.0077389 | WLDFR | HFTD - Distribution - Tier 3 - 3QU CoRE ¦ 5QU LoRE | Non-Red Flag Warning - Small Fires | 2056 | 2.0543e-06 | 2.0543e-06 | 0.10489 | 0.048274 | 0.002095 | 0.054525 | 0 | 0 | 0.0021815 | 2.1548e-07 | 0 | 2.1548e-07 | 2.1548e-07 | 0 | 2.1548e-07 | 0 | 0.004407 | 0.0096603 | 0 | 0.0096603 | 0 | 6.5616e-07 | 8.0197e-07 | 0 | 8.0197e-07 | [12 empty] | 7.3.3.17.5 (Remote Grid) Updates to grid topology to minimize risk of ignition in HFTDs Remote GridWLDFRContact from objectAggregated | WLDFR | HFTD - Distribution - Tier 2 - 3QU CoRE ¦ 1QU LoRE | Non-Red Flag Warning - Destructive Fires | Contact from object | Aggregated | 2056 | 1.2917e-06 | 489.6273 | 0.00063247 | 2056 | Mitigation | 0.95 | 45 | 0 | esc | 0.00097009 | 1.2531e-09 | 0.00097009 | 1.2531e-09
[35 empty] | 7.3.3.17.6 Updates to grid topology to minimize risk of ignition in HFTDs Butte County Rebuild | WLDFR | HFTD - Distribution - Tier 2 - 2QU CoRE ¦ 2QU LoRE | 2074 | 0.027711 | 0 | 0 | 0 | 0 |  |  |  |  | 0 | 0 | 0 | 0 | 0 |  | 0 | 0 | 0 | Column23: 0; Column24: 0; Column25: 0; Column26: 0; Column27: 0; Column28: 0; Column29: 0.00073688; Column30: 0.261; Column31: 0; Column32: 0.261; Column33: 0.0072326 | WLDFR | HFTD - Distribution - Tier 3 - 3QU CoRE ¦ 5QU LoRE | Non-Red Flag Warning - Small Fires | 2057 | 2.0543e-06 | 2.0543e-06 | 0.10489 | 0.048274 | 0.002095 | 0.054525 | 0 | 0 | 0.0021815 | 2.1548e-07 | 0 | 2.1548e-07 | 2.1548e-07 | 0 | 2.1548e-07 | 0 | 0.004407 | 0.0096603 | 0 | 0.0096603 | 0 | 6.5616e-07 | 8.0197e-07 | 0 | 8.0197e-07 | [12 empty] | 7.3.3.17.5 (Remote Grid) Updates to grid topology to minimize risk of ignition in HFTDs Remote GridWLDFRContact from objectAggregated | WLDFR | HFTD - Distribution - Tier 2 - 3QU CoRE ¦ 1QU LoRE | Non-Red Flag Warning - Destructive Fires | Contact from object | Aggregated | 2057 | 1.2917e-06 | 489.6273 | 0.00063247 | 2057 | Mitigation | 0.95 | 45 | 0 | esc | 0.00097009 | 1.2531e-09 | 0.00097009 | 1.2531e-09
[35 empty] | 7.3.3.17.6 Updates to grid topology to minimize risk of ignition in HFTDs Butte County Rebuild | WLDFR | HFTD - Distribution - Tier 2 - 2QU CoRE ¦ 2QU LoRE | 2075 | 0.025899 | 0 | 0 | 0 | 0 |  |  |  |  | 0 | 0 | 0 | 0 | 0 |  | 0 | 0 | 0 | Column23: 0; Column24: 0; Column25: 0; Column26: 0; Column27: 0; Column28: 0; Column29: 0.00073688; Column30: 0.261; Column31: 0; Column32: 0.261; Column33: 0.0067595 | WLDFR | HFTD - Distribution - Tier 3 - 3QU CoRE ¦ 5QU LoRE | Non-Red Flag Warning - Small Fires | 2058 | 2.0543e-06 | 2.0543e-06 | 0.1099 | 0.050325 | 0.0021839 | 0.057393 | 0 | 0 | 0.0021815 | 2.2577e-07 | 0 | 2.2577e-07 | 2.2577e-07 | 0 | 2.2577e-07 | 0 | 0.0046092 | 0.010103 | 0 | 0.010103 | 0 | 6.5616e-07 | 8.0197e-07 | 0 | 8.0197e-07 | [12 empty] | 7.3.3.17.5 (Remote Grid) Updates to grid topology to minimize risk of ignition in HFTDs Remote GridWLDFRContact from objectAggregated | WLDFR | HFTD - Distribution - Tier 2 - 3QU CoRE ¦ 1QU LoRE | Non-Red Flag Warning - Destructive Fires | Contact from object | Aggregated | 2058 | 1.2917e-06 | 489.6273 | 0.00063247 | 2058 | Mitigation | 0.95 | 45 | 0 | esc | 0.00097009 | 1.2531e-09 | 0.00097009 | 1.2531e-09
[35 empty] | 7.3.3.17.6 Updates to grid topology to minimize risk of ignition in HFTDs Butte County Rebuild | WLDFR | HFTD - Distribution - Tier 2 - 2QU CoRE ¦ 2QU LoRE | 2076 | 0.024204 | 0 | 0 | 0 | 0 |  |  |  |  | 0 | 0 | 0 | 0 | 0 |  | 0 | 0 | 0 | Column23: 0; Column24: 0; Column25: 0; Column26: 0; Column27: 0; Column28: 0; Column29: 0.00073688; Column30: 0.261; Column31: 0; Column32: 0.261; Column33: 0.0063172 | WLDFR | HFTD - Distribution - Tier 3 - 3QU CoRE ¦ 5QU LoRE | Non-Red Flag Warning - Small Fires | 2059 | 2.0543e-06 | 2.0543e-06 | 0.1099 | 0.050325 | 0.0021839 | 0.057393 | 0 | 0 | 0.0021815 | 2.2577e-07 | 0 | 2.2577e-07 | 2.2577e-07 | 0 | 2.2577e-07 | 0 | 0.0046092 | 0.010103 | 0 | 0.010103 | 0 | 6.5616e-07 | 8.0197e-07 | 0 | 8.0197e-07 | [12 empty] | 7.3.3.17.5 (Remote Grid) Updates to grid topology to minimize risk of ignition in HFTDs Remote GridWLDFRContact from objectAggregated | WLDFR | HFTD - Distribution - Tier 2 - 3QU CoRE ¦ 1QU LoRE | Non-Red Flag Warning - Destructive Fires | Contact from object | Aggregated | 2059 | 1.2917e-06 | 489.6273 | 0.00063247 | 2059 | Mitigation | 0.95 | 45 | 0 | esc | 0.00097009 | 1.2531e-09 | 0.00097009 | 1.2531e-09
[35 empty] | 7.3.3.17.6 Updates to grid topology to minimize risk of ignition in HFTDs Butte County Rebuild | WLDFR | HFTD - Distribution - Tier 2 - 2QU CoRE ¦ 2QU LoRE | 2077 | 0.022621 | 0 | 0 | 0 | 0 |  |  |  |  | 0 | 0 | 0 | 0 | 0 |  | 0 | 0 | 0 | Column23: 0; Column24: 0; Column25: 0; Column26: 0; Column27: 0; Column28: 0; Column29: 0.00073688; Column30: 0.261; Column31: 0; Column32: 0.261; Column33: 0.005904 | WLDFR | HFTD - Distribution - Tier 3 - 3QU CoRE ¦ 5QU LoRE | Non-Red Flag Warning - Small Fires | 2060 | 2.0543e-06 | 2.0543e-06 | 0.1099 | 0.050325 | 0.0021839 | 0.057393 | 0 | 0 | 0.0021815 | 2.2577e-07 | 0 | 2.2577e-07 | 2.2577e-07 | 0 | 2.2577e-07 | 0 | 0.0046092 | 0.010103 | 0 | 0.010103 | 0 | 6.8884e-07 | 8.4191e-07 | 0 | 8.4191e-07 | [12 empty] | 7.3.3.17.5 (Remote Grid) Updates to grid topology to minimize risk of ignition in HFTDs Remote GridWLDFRContact from objectAggregated | WLDFR | HFTD - Distribution - Tier 2 - 3QU CoRE ¦ 1QU LoRE | Non-Red Flag Warning - Destructive Fires | Contact from object | Aggregated | 2060 | 1.2917e-06 | 489.6273 | 0.00063247 | 2060 | Mitigation | 0.95 | 45 | 0 | esc | 0.00097009 | 1.2531e-09 | 0.00097009 | 1.2531e-09
[35 empty] | 7.3.3.17.6 Updates to grid topology to minimize risk of ignition in HFTDs Butte County Rebuild | WLDFR | HFTD - Distribution - Tier 2 - 2QU CoRE ¦ 3QU LoRE | 2023 | 0.87344 | 0 | 0 | 0 | 0 |  |  |  |  | 0 | 0 | 0 | 0 | 0 |  | 0 | 0 | 0 | Column23: 0; Column24: 0; Column25: 0; Column26: 0; Column27: 0; Column28: 0; Column29: 0.001009; Column30: 0.24281; Column31: 0; Column32: 0.24281; Column33: 0.21208 | WLDFR | HFTD - Distribution - Tier 3 - 3QU CoRE ¦ 5QU LoRE | Non-Red Flag Warning - Small Fires | 2061 | 2.0543e-06 | 2.0543e-06 | 0.1099 | 0.050325 | 0.0021839 | 0.057393 | 0 | 0 | 0.0021815 | 2.2577e-07 | 0 | 2.2577e-07 | 2.2577e-07 | 0 | 2.2577e-07 | 0 | 0.0046092 | 0.010103 | 0 | 0.010103 | 0 | 6.8884e-07 | 8.4191e-07 | 0 | 8.4191e-07 | [12 empty] | 7.3.3.17.5 (Remote Grid) Updates to grid topology to minimize risk of ignition in HFTDs Remote GridWLDFRContact from objectAggregated | WLDFR | HFTD - Distribution - Tier 2 - 3QU CoRE ¦ 1QU LoRE | Non-Red Flag Warning - Destructive Fires | Contact from object | Aggregated | 2061 | 1.2917e-06 | 489.6273 | 0.00063247 | 2061 | Mitigation | 0.95 | 45 | 0 | esc | 0.00097009 | 1.2531e-09 | 0.00097009 | 1.2531e-09
[35 empty] | 7.3.3.17.6 Updates to grid topology to minimize risk of ignition in HFTDs Butte County Rebuild | WLDFR | HFTD - Distribution - Tier 2 - 2QU CoRE ¦ 3QU LoRE | 2024 | 0.8163 | 0 | 0 | 0 | 0 |  |  |  |  | 0 | 0 | 0 | 0 | 0 |  | 0 | 0 | 0 | Column23: 0; Column24: 0; Column25: 0; Column26: 0; Column27: 0; Column28: 0; Column29: 0.001009; Column30: 0.24281; Column31: 0; Column32: 0.24281; Column33: 0.1982 | WLDFR | HFTD - Distribution - Tier 3 - 3QU CoRE ¦ 5QU LoRE | Non-Red Flag Warning - Small Fires | 2062 | 2.0543e-06 | 2.0543e-06 | 0.1099 | 0.050325 | 0.0021839 | 0.057393 | 0 | 0 | 0.0021815 | 2.2577e-07 | 0 | 2.2577e-07 | 2.2577e-07 | 0 | 2.2577e-07 | 0 | 0.0046092 | 0.010103 | 0 | 0.010103 | 0 | 6.8884e-07 | 8.4191e-07 | 0 | 8.4191e-07 | [12 empty] | 7.3.3.17.5 (Remote Grid) Updates to grid topology to minimize risk of ignition in HFTDs Remote GridWLDFRContact from objectAggregated | WLDFR | HFTD - Distribution - Tier 2 - 3QU CoRE ¦ 1QU LoRE | Non-Red Flag Warning - Destructive Fires | Contact from object | Aggregated | 2062 | 1.2917e-06 | 489.6273 | 0.00063247 | 2062 | Mitigation | 0.95 | 45 | 0 | esc | 0.00097009 | 1.2531e-09 | 0.00097009 | 1.2531e-09
[35 empty] | 7.3.3.17.6 Updates to grid topology to minimize risk of ignition in HFTDs Butte County Rebuild | WLDFR | HFTD - Distribution - Tier 2 - 2QU CoRE ¦ 3QU LoRE | 2025 | 0.7629 | 0 | 0 | 0 | 0 |  |  |  |  | 0 | 0 | 0 | 0 | 0 |  | 0 | 0 | 0 | Column23: 0; Column24: 0; Column25: 0; Column26: 0; Column27: 0; Column28: 0; Column29: 0.001009; Column30: 0.24281; Column31: 0; Column32: 0.24281; Column33: 0.18524 | WLDFR | HFTD - Distribution - Tier 3 - 3QU CoRE ¦ 5QU LoRE | Non-Red Flag Warning - Small Fires | 2063 | 2.0543e-06 | 2.0543e-06 | 0.11504 | 0.052388 | 0.0022734 | 0.060377 | 0 | 0 | 0.0021815 | 2.3632e-07 | 0 | 2.3632e-07 | 2.3632e-07 | 0 | 2.3632e-07 | 0 | 0.0048105 | 0.010545 | 0 | 0.010545 | 0 | 6.8884e-07 | 8.4191e-07 | 0 | 8.4191e-07 | [12 empty] | 7.3.3.17.5 (Remote Grid) Updates to grid topology to minimize risk of ignition in HFTDs Remote GridWLDFRContact from objectAggregated | WLDFR | HFTD - Distribution - Tier 2 - 3QU CoRE ¦ 1QU LoRE | Non-Red Flag Warning - Destructive Fires | Contact from object | Aggregated | 2063 | 1.2917e-06 | 489.6273 | 0.00063247 | 2063 | Mitigation | 0.95 | 45 | 0 | esc | 0.00097009 | 1.2531e-09 | 0.00097009 | 1.2531e-09
[35 empty] | 7.3.3.17.6 Updates to grid topology to minimize risk of ignition in HFTDs Butte County Rebuild | WLDFR | HFTD - Distribution - Tier 2 - 2QU CoRE ¦ 3QU LoRE | 2026 | 0.71299 | 0 | 0 | 0 | 0 |  |  |  |  | 0 | 0 | 0 | 0 | 0 |  | 0 | 0 | 0 | Column23: 0; Column24: 0; Column25: 0; Column26: 0; Column27: 0; Column28: 0; Column29: 0.001009; Column30: 0.24281; Column31: 0; Column32: 0.24281; Column33: 0.17312 | WLDFR | HFTD - Distribution - Tier 3 - 3QU CoRE ¦ 5QU LoRE | Non-Red Flag Warning - Small Fires | 2064 | 2.0543e-06 | 2.0543e-06 | 0.11504 | 0.052388 | 0.0022734 | 0.060377 | 0 | 0 | 0.0021815 | 2.3632e-07 | 0 | 2.3632e-07 | 2.3632e-07 | 0 | 2.3632e-07 | 0 | 0.0048105 | 0.010545 | 0 | 0.010545 | 0 | 6.8884e-07 | 8.4191e-07 | 0 | 8.4191e-07 | [12 empty] | 7.3.3.17.5 (Remote Grid) Updates to grid topology to minimize risk of ignition in HFTDs Remote GridWLDFRContact from objectAggregated | WLDFR | HFTD - Distribution - Tier 2 - 3QU CoRE ¦ 1QU LoRE | Non-Red Flag Warning - Destructive Fires | Contact from object | Aggregated | 2064 | 1.2917e-06 | 489.6273 | 0.00063247 | 2064 | Mitigation | 0.95 | 45 | 0 | esc | 0.00097009 | 1.2531e-09 | 0.00097009 | 1.2531e-09
[35 empty] | 7.3.3.17.6 Updates to grid topology to minimize risk of ignition in HFTDs Butte County Rebuild | WLDFR | HFTD - Distribution - Tier 2 - 2QU CoRE ¦ 3QU LoRE | 2027 | 0.66634 | 0 | 0 | 0 | 0 |  |  |  |  | 0 | 0 | 0 | 0 | 0 |  | 0 | 0 | 0 | Column23: 0; Column24: 0; Column25: 0; Column26: 0; Column27: 0; Column28: 0; Column29: 0.001009; Column30: 0.24281; Column31: 0; Column32: 0.24281; Column33: 0.16179 | WLDFR | HFTD - Distribution - Tier 3 - 3QU CoRE ¦ 5QU LoRE | Non-Red Flag Warning - Small Fires | 2065 | 2.0543e-06 | 2.0543e-06 | 0.11504 | 0.052388 | 0.0022734 | 0.060377 | 0 | 0 | 0.0021815 | 2.3632e-07 | 0 | 2.3632e-07 | 2.3632e-07 | 0 | 2.3632e-07 | 0 | 0.0048105 | 0.010545 | 0 | 0.010545 | 0 | 7.2262e-07 | 8.832e-07 | 0 | 8.832e-07 | [12 empty] | 7.3.3.17.5 (Remote Grid) Updates to grid topology to minimize risk of ignition in HFTDs Remote GridWLDFRContact from objectAggregated | WLDFR | HFTD - Distribution - Tier 2 - 3QU CoRE ¦ 1QU LoRE | Non-Red Flag Warning - Destructive Fires | Contact from object | Aggregated | 2065 | 1.2917e-06 | 489.6273 | 0.00063247 | 2065 | Mitigation | 0.95 | 45 | 0 | esc | 0.00097009 | 1.2531e-09 | 0.00097009 | 1.2531e-09
[35 empty] | 7.3.3.17.6 Updates to grid topology to minimize risk of ignition in HFTDs Butte County Rebuild | WLDFR | HFTD - Distribution - Tier 2 - 2QU CoRE ¦ 3QU LoRE | 2028 | 0.62275 | 0 | 0 | 0 | 0 |  |  |  |  | 0 | 0 | 0 | 0 | 0 |  | 0 | 0 | 0 | Column23: 0; Column24: 0; Column25: 0; Column26: 0; Column27: 0; Column28: 0; Column29: 0.001009; Column30: 0.25362; Column31: 0; Column32: 0.25362; Column33: 0.15794 | WLDFR | HFTD - Distribution - Tier 3 - 3QU CoRE ¦ 5QU LoRE | Non-Red Flag Warning - Small Fires | 2066 | 2.0543e-06 | 2.0543e-06 | 0.11504 | 0.052388 | 0.0022734 | 0.060377 | 0 | 0 | 0.0021815 | 2.3632e-07 | 0 | 2.3632e-07 | 2.3632e-07 | 0 | 2.3632e-07 | 0 | 0 | 0.010545 | 0 | 0.010545 | 0 | 7.2262e-07 | 8.832e-07 | 0 | 8.832e-07 | [12 empty] | 7.3.3.17.5 (Remote Grid) Updates to grid topology to minimize risk of ignition in HFTDs Remote GridWLDFRContact from objectAggregated | WLDFR | HFTD - Distribution - Tier 2 - 3QU CoRE ¦ 1QU LoRE | Non-Red Flag Warning - Destructive Fires | Contact from object | Aggregated | 2066 | 1.2917e-06 | 489.6273 | 0.00063247 | 2066 | Mitigation | 0.95 | 45 | 0 | esc | 0.00097009 | 1.2531e-09 | 0.00097009 | 1.2531e-09
[35 empty] | 7.3.3.17.6 Updates to grid topology to minimize risk of ignition in HFTDs Butte County Rebuild | WLDFR | HFTD - Distribution - Tier 2 - 2QU CoRE ¦ 3QU LoRE | 2029 | 0.58201 | 0 | 0 | 0 | 0 |  |  |  |  | 0 | 0 | 0 | 0 | 0 |  | 0 | 0 | 0 | Column23: 0; Column24: 0; Column25: 0; Column26: 0; Column27: 0; Column28: 0; Column29: 0.001009; Column30: 0.25362; Column31: 0; Column32: 0.25362; Column33: 0.14761 | WLDFR | HFTD - Distribution - Tier 3 - 3QU CoRE ¦ 5QU LoRE | Non-Red Flag Warning - Small Fires | 2067 | 0 | 2.0543e-06 | 0.11504 | 0.052388 | 0.0022734 | 0.060377 | 0 | 0 | 0.0021815 | 0 | 0 | 0 | 2.3632e-07 | 0 | 2.3632e-07 | 0 | 0 | 0 | 0 | 0 | 0 | 7.2262e-07 | 8.832e-07 | 0 | 8.832e-07 | [12 empty] | 7.3.3.17.5 (Remote Grid) Updates to grid topology to minimize risk of ignition in HFTDs Remote GridWLDFRContact from objectAggregated | WLDFR | HFTD - Distribution - Tier 2 - 3QU CoRE ¦ 1QU LoRE | Non-Red Flag Warning - Destructive Fires | Contact from object | Aggregated | 2067 | 1.2917e-06 | 489.6273 | 0.00063247 | 2067 | Mitigation | 0.95 | 45 | 0 | esc | 0 | 0 | 0.00097009 | 1.2531e-09
[35 empty] | 7.3.3.17.6 Updates to grid topology to minimize risk of ignition in HFTDs Butte County Rebuild | WLDFR | HFTD - Distribution - Tier 2 - 2QU CoRE ¦ 3QU LoRE | 2030 | 0.54393 | 0 | 0 | 0 | 0 |  |  |  |  | 0 | 0 | 0 | 0 | 0 |  | 0 | 0 | 0 | Column23: 0; Column24: 0; Column25: 0; Column26: 0; Column27: 0; Column28: 0; Column29: 0.001009; Column30: 0.25362; Column31: 0; Column32: 0.25362; Column33: 0.13795 | WLDFR | HFTD - Distribution - Tier 3 - 3QU CoRE ¦ 5QU LoRE | Red Flag Warning - Catastrophic Fires | 2022 | 1.3921e-08 | 0 | 14146.1306 | 222.2294 | 8585.7228 | 5338.1784 | 0 | 0 | 1.435e-05 | 0.00019693 | 0 | 0.00019693 | 0 | 0 | 0 | 0 | 0.00025866 | 0 | 0 | 0 | 0 | 7.2262e-07 | 8.832e-07 | 0 | 8.832e-07 | [12 empty] | 7.3.3.17.5 (Remote Grid) Updates to grid topology to minimize risk of ignition in HFTDs Remote GridWLDFRContaminationAggregated | WLDFR | HFTD - Distribution - Tier 2 - 3QU CoRE ¦ 1QU LoRE | Non-Red Flag Warning - Destructive Fires | Contamination | Aggregated | 2022 | 1.5088e-08 | 489.6273 | 7.3875e-06 | 2022 | Mitigation | 0.95 | 45 | 0 | esc | 0.00097009 | 1.4637e-11 | 0 | 0
[35 empty] | 7.3.3.17.6 Updates to grid topology to minimize risk of ignition in HFTDs Butte County Rebuild | WLDFR | HFTD - Distribution - Tier 2 - 2QU CoRE ¦ 3QU LoRE | 2031 | 0.50835 | 0 | 0 | 0 | 0 |  |  |  |  | 0 | 0 | 0 | 0 | 0 |  | 0 | 0 | 0 | Column23: 0; Column24: 0; Column25: 0; Column26: 0; Column27: 0; Column28: 0; Column29: 0.001009; Column30: 0.25362; Column31: 0; Column32: 0.25362; Column33: 0.12893 | WLDFR | HFTD - Distribution - Tier 3 - 3QU CoRE ¦ 5QU LoRE | Red Flag Warning - Catastrophic Fires | 2023 | 1.3921e-08 | 1.3921e-08 | 14664.6376 | 233.2301 | 8896.516 | 5534.8915 | 0 | 0 | 1.435e-05 | 0.00020415 | 0 | 0.00020415 | 0.00020415 | 0 | 0.00020415 | 0 | 0.00026811 | 0.0005877 | 0 | 0.0005877 | 0 | 7.2262e-07 | 8.832e-07 | 0 | 8.832e-07 | [12 empty] | 7.3.3.17.5 (Remote Grid) Updates to grid topology to minimize risk of ignition in HFTDs Remote GridWLDFRContaminationAggregated | WLDFR | HFTD - Distribution - Tier 2 - 3QU CoRE ¦ 1QU LoRE | Non-Red Flag Warning - Destructive Fires | Contamination | Aggregated | 2023 | 1.5088e-08 | 489.6273 | 7.3875e-06 | 2023 | Mitigation | 0.95 | 45 | 0 | esc | 0.00097009 | 1.4637e-11 | 0.00097009 | 1.4637e-11
[35 empty] | 7.3.3.17.6 Updates to grid topology to minimize risk of ignition in HFTDs Butte County Rebuild | WLDFR | HFTD - Distribution - Tier 2 - 2QU CoRE ¦ 3QU LoRE | 2032 | 0.47509 | 0 | 0 | 0 | 0 |  |  |  |  | 0 | 0 | 0 | 0 | 0 |  | 0 | 0 | 0 | Column23: 0; Column24: 0; Column25: 0; Column26: 0; Column27: 0; Column28: 0; Column29: 0.001009; Column30: 0.25362; Column31: 0; Column32: 0.25362; Column33: 0.12049 | WLDFR | HFTD - Distribution - Tier 3 - 3QU CoRE ¦ 5QU LoRE | Red Flag Warning - Catastrophic Fires | 2024 | 1.3921e-08 | 1.3921e-08 | 14664.6376 | 233.2301 | 8896.516 | 5534.8915 | 0 | 0 | 1.435e-05 | 0.00020415 | 0 | 0.00020415 | 0.00020415 | 0 | 0.00020415 | 0 | 0.00026811 | 0.0005877 | 0 | 0.0005877 | 0 | 7.5709e-07 | 9.2533e-07 | 0 | 9.2533e-07 | [12 empty] | 7.3.3.17.5 (Remote Grid) Updates to grid topology to minimize risk of ignition in HFTDs Remote GridWLDFRContaminationAggregated | WLDFR | HFTD - Distribution - Tier 2 - 3QU CoRE ¦ 1QU LoRE | Non-Red Flag Warning - Destructive Fires | Contamination | Aggregated | 2024 | 1.5088e-08 | 489.6273 | 7.3875e-06 | 2024 | Mitigation | 0.95 | 45 | 0 | esc | 0.00097009 | 1.4637e-11 | 0.00097009 | 1.4637e-11
[35 empty] | 7.3.3.17.6 Updates to grid topology to minimize risk of ignition in HFTDs Butte County Rebuild | WLDFR | HFTD - Distribution - Tier 2 - 2QU CoRE ¦ 3QU LoRE | 2033 | 0.44401 | 0 | 0 | 0 | 0 |  |  |  |  | 0 | 0 | 0 | 0 | 0 |  | 0 | 0 | 0 | Column23: 0; Column24: 0; Column25: 0; Column26: 0; Column27: 0; Column28: 0; Column29: 0.001009; Column30: 0.26564; Column31: 0; Column32: 0.26564; Column33: 0.11795 | WLDFR | HFTD - Distribution - Tier 3 - 3QU CoRE ¦ 5QU LoRE | Red Flag Warning - Catastrophic Fires | 2025 | 1.3921e-08 | 1.3921e-08 | 14664.6376 | 233.2301 | 8896.516 | 5534.8915 | 0 | 0 | 1.435e-05 | 0.00020415 | 0 | 0.00020415 | 0.00020415 | 0 | 0.00020415 | 0 | 0.00026811 | 0.0005877 | 0 | 0.0005877 | 0 | 7.5709e-07 | 9.2533e-07 | 0 | 9.2533e-07 | [12 empty] | 7.3.3.17.5 (Remote Grid) Updates to grid topology to minimize risk of ignition in HFTDs Remote GridWLDFRContaminationAggregated | WLDFR | HFTD - Distribution - Tier 2 - 3QU CoRE ¦ 1QU LoRE | Non-Red Flag Warning - Destructive Fires | Contamination | Aggregated | 2025 | 1.5088e-08 | 489.6273 | 7.3875e-06 | 2025 | Mitigation | 0.95 | 45 | 0 | esc | 0.00097009 | 1.4637e-11 | 0.00097009 | 1.4637e-11
[35 empty] | 7.3.3.17.6 Updates to grid topology to minimize risk of ignition in HFTDs Butte County Rebuild | WLDFR | HFTD - Distribution - Tier 2 - 2QU CoRE ¦ 3QU LoRE | 2034 | 0.41496 | 0 | 0 | 0 | 0 |  |  |  |  | 0 | 0 | 0 | 0 | 0 |  | 0 | 0 | 0 | Column23: 0; Column24: 0; Column25: 0; Column26: 0; Column27: 0; Column28: 0; Column29: 0.001009; Column30: 0.26564; Column31: 0; Column32: 0.26564; Column33: 0.11023 | WLDFR | HFTD - Distribution - Tier 3 - 3QU CoRE ¦ 5QU LoRE | Red Flag Warning - Catastrophic Fires | 2026 | 1.3921e-08 | 1.3921e-08 | 14664.6376 | 233.2301 | 8896.516 | 5534.8915 | 0 | 0 | 1.435e-05 | 0.00020415 | 0 | 0.00020415 | 0.00020415 | 0 | 0.00020415 | 0 | 0.00026811 | 0.0005877 | 0 | 0.0005877 | 0 | 7.5709e-07 | 9.2533e-07 | 0 | 9.2533e-07 | [12 empty] | 7.3.3.17.5 (Remote Grid) Updates to grid topology to minimize risk of ignition in HFTDs Remote GridWLDFRContaminationAggregated | WLDFR | HFTD - Distribution - Tier 2 - 3QU CoRE ¦ 1QU LoRE | Non-Red Flag Warning - Destructive Fires | Contamination | Aggregated | 2026 | 1.5088e-08 | 489.6273 | 7.3875e-06 | 2026 | Mitigation | 0.95 | 45 | 0 | esc | 0.00097009 | 1.4637e-11 | 0.00097009 | 1.4637e-11
[35 empty] | 7.3.3.17.6 Updates to grid topology to minimize risk of ignition in HFTDs Butte County Rebuild | WLDFR | HFTD - Distribution - Tier 2 - 2QU CoRE ¦ 3QU LoRE | 2035 | 0.38782 | 0 | 0 | 0 | 0 |  |  |  |  | 0 | 0 | 0 | 0 | 0 |  | 0 | 0 | 0 | Column23: 0; Column24: 0; Column25: 0; Column26: 0; Column27: 0; Column28: 0; Column29: 0.001009; Column30: 0.26564; Column31: 0; Column32: 0.26564; Column33: 0.10302 | WLDFR | HFTD - Distribution - Tier 3 - 3QU CoRE ¦ 5QU LoRE | Red Flag Warning - Catastrophic Fires | 2027 | 1.3921e-08 | 1.3921e-08 | 14664.6376 | 233.2301 | 8896.516 | 5534.8915 | 0 | 0 | 1.435e-05 | 0.00020415 | 0 | 0.00020415 | 0.00020415 | 0 | 0.00020415 | 0 | 0.00026811 | 0.0005877 | 0 | 0.0005877 | 0 | 7.5709e-07 | 9.2533e-07 | 0 | 9.2533e-07 | [12 empty] | 7.3.3.17.5 (Remote Grid) Updates to grid topology to minimize risk of ignition in HFTDs Remote GridWLDFRContaminationAggregated | WLDFR | HFTD - Distribution - Tier 2 - 3QU CoRE ¦ 1QU LoRE | Non-Red Flag Warning - Destructive Fires | Contamination | Aggregated | 2027 | 1.5088e-08 | 489.6273 | 7.3875e-06 | 2027 | Mitigation | 0.95 | 45 | 0 | esc | 0.00097009 | 1.4637e-11 | 0.00097009 | 1.4637e-11
[35 empty] | 7.3.3.17.6 Updates to grid topology to minimize risk of ignition in HFTDs Butte County Rebuild | WLDFR | HFTD - Distribution - Tier 2 - 2QU CoRE ¦ 3QU LoRE | 2036 | 0.36245 | 0 | 0 | 0 | 0 |  |  |  |  | 0 | 0 | 0 | 0 | 0 |  | 0 | 0 | 0 | Column23: 0; Column24: 0; Column25: 0; Column26: 0; Column27: 0; Column28: 0; Column29: 0.001009; Column30: 0.26564; Column31: 0; Column32: 0.26564; Column33: 0.096281 | WLDFR | HFTD - Distribution - Tier 3 - 3QU CoRE ¦ 5QU LoRE | Red Flag Warning - Catastrophic Fires | 2028 | 1.3921e-08 | 1.3921e-08 | 15317.9909 | 247.273 | 9287.6491 | 5783.0689 | 0 | 0 | 1.435e-05 | 0.00021324 | 0 | 0.00021324 | 0.00021324 | 0 | 0.00021324 | 0 | 0.00028001 | 0.00061378 | 0 | 0.00061378 | 0 | 7.5709e-07 | 9.2533e-07 | 0 | 9.2533e-07 | [12 empty] | 7.3.3.17.5 (Remote Grid) Updates to grid topology to minimize risk of ignition in HFTDs Remote GridWLDFRContaminationAggregated | WLDFR | HFTD - Distribution - Tier 2 - 3QU CoRE ¦ 1QU LoRE | Non-Red Flag Warning - Destructive Fires | Contamination | Aggregated | 2028 | 1.5088e-08 | 489.6273 | 7.3875e-06 | 2028 | Mitigation | 0.95 | 45 | 0 | esc | 0.00097009 | 1.4637e-11 | 0.00097009 | 1.4637e-11
[35 empty] | 7.3.3.17.6 Updates to grid topology to minimize risk of ignition in HFTDs Butte County Rebuild | WLDFR | HFTD - Distribution - Tier 2 - 2QU CoRE ¦ 3QU LoRE | 2037 | 0.33873 | 0 | 0 | 0 | 0 |  |  |  |  | 0 | 0 | 0 | 0 | 0 |  | 0 | 0 | 0 | Column23: 0; Column24: 0; Column25: 0; Column26: 0; Column27: 0; Column28: 0; Column29: 0.001009; Column30: 0.26564; Column31: 0; Column32: 0.26564; Column33: 0.089982 | WLDFR | HFTD - Distribution - Tier 3 - 3QU CoRE ¦ 5QU LoRE | Red Flag Warning - Catastrophic Fires | 2029 | 1.3921e-08 | 1.3921e-08 | 15317.9909 | 247.273 | 9287.6491 | 5783.0689 | 0 | 0 | 1.435e-05 | 0.00021324 | 0 | 0.00021324 | 0.00021324 | 0 | 0.00021324 | 0 | 0.00028001 | 0.00061378 | 0 | 0.00061378 | 0 | 7.9182e-07 | 9.6778e-07 | 0 | 9.6778e-07 | [12 empty] | 7.3.3.17.5 (Remote Grid) Updates to grid topology to minimize risk of ignition in HFTDs Remote GridWLDFRContaminationAggregated | WLDFR | HFTD - Distribution - Tier 2 - 3QU CoRE ¦ 1QU LoRE | Non-Red Flag Warning - Destructive Fires | Contamination | Aggregated | 2029 | 1.5088e-08 | 489.6273 | 7.3875e-06 | 2029 | Mitigation | 0.95 | 45 | 0 | esc | 0.00097009 | 1.4637e-11 | 0.00097009 | 1.4637e-11
[35 empty] | 7.3.3.17.6 Updates to grid topology to minimize risk of ignition in HFTDs Butte County Rebuild | WLDFR | HFTD - Distribution - Tier 2 - 2QU CoRE ¦ 3QU LoRE | 2038 | 0.31657 | 0 | 0 | 0 | 0 |  |  |  |  | 0 | 0 | 0 | 0 | 0 |  | 0 | 0 | 0 | Column23: 0; Column24: 0; Column25: 0; Column26: 0; Column27: 0; Column28: 0; Column29: 0.001009; Column30: 0.27869; Column31: 0; Column32: 0.27869; Column33: 0.088225 | WLDFR | HFTD - Distribution - Tier 3 - 3QU CoRE ¦ 5QU LoRE | Red Flag Warning - Catastrophic Fires | 2030 | 1.3921e-08 | 1.3921e-08 | 15317.9909 | 247.273 | 9287.6491 | 5783.0689 | 0 | 0 | 1.435e-05 | 0.00021324 | 0 | 0.00021324 | 0.00021324 | 0 | 0.00021324 | 0 | 0.00028001 | 0.00061378 | 0 | 0.00061378 | 0 | 7.9182e-07 | 9.6778e-07 | 0 | 9.6778e-07 | [12 empty] | 7.3.3.17.5 (Remote Grid) Updates to grid topology to minimize risk of ignition in HFTDs Remote GridWLDFRContaminationAggregated | WLDFR | HFTD - Distribution - Tier 2 - 3QU CoRE ¦ 1QU LoRE | Non-Red Flag Warning - Destructive Fires | Contamination | Aggregated | 2030 | 1.5088e-08 | 489.6273 | 7.3875e-06 | 2030 | Mitigation | 0.95 | 45 | 0 | esc | 0.00097009 | 1.4637e-11 | 0.00097009 | 1.4637e-11
[35 empty] | 7.3.3.17.6 Updates to grid topology to minimize risk of ignition in HFTDs Butte County Rebuild | WLDFR | HFTD - Distribution - Tier 2 - 2QU CoRE ¦ 3QU LoRE | 2039 | 0.29586 | 0 | 0 | 0 | 0 |  |  |  |  | 0 | 0 | 0 | 0 | 0 |  | 0 | 0 | 0 | Column23: 0; Column24: 0; Column25: 0; Column26: 0; Column27: 0; Column28: 0; Column29: 0.001009; Column30: 0.27869; Column31: 0; Column32: 0.27869; Column33: 0.082453 | WLDFR | HFTD - Distribution - Tier 3 - 3QU CoRE ¦ 5QU LoRE | Red Flag Warning - Catastrophic Fires | 2031 | 1.3921e-08 | 1.3921e-08 | 15317.9909 | 247.273 | 9287.6491 | 5783.0689 | 0 | 0 | 1.435e-05 | 0.00021324 | 0 | 0.00021324 | 0.00021324 | 0 | 0.00021324 | 0 | 0.00028001 | 0.00061378 | 0 | 0.00061378 | 0 | 7.9182e-07 | 9.6778e-07 | 0 | 9.6778e-07 | [12 empty] | 7.3.3.17.5 (Remote Grid) Updates to grid topology to minimize risk of ignition in HFTDs Remote GridWLDFRContaminationAggregated | WLDFR | HFTD - Distribution - Tier 2 - 3QU CoRE ¦ 1QU LoRE | Non-Red Flag Warning - Destructive Fires | Contamination | Aggregated | 2031 | 1.5088e-08 | 489.6273 | 7.3875e-06 | 2031 | Mitigation | 0.95 | 45 | 0 | esc | 0.00097009 | 1.4637e-11 | 0.00097009 | 1.4637e-11
[35 empty] | 7.3.3.17.6 Updates to grid topology to minimize risk of ignition in HFTDs Butte County Rebuild | WLDFR | HFTD - Distribution - Tier 2 - 2QU CoRE ¦ 3QU LoRE | 2040 | 0.27651 | 0 | 0 | 0 | 0 |  |  |  |  | 0 | 0 | 0 | 0 | 0 |  | 0 | 0 | 0 | Column23: 0; Column24: 0; Column25: 0; Column26: 0; Column27: 0; Column28: 0; Column29: 0.001009; Column30: 0.27869; Column31: 0; Column32: 0.27869; Column33: 0.077059 | WLDFR | HFTD - Distribution - Tier 3 - 3QU CoRE ¦ 5QU LoRE | Red Flag Warning - Catastrophic Fires | 2032 | 1.3921e-08 | 1.3921e-08 | 15317.9909 | 247.273 | 9287.6491 | 5783.0689 | 0 | 0 | 1.435e-05 | 0.00021324 | 0 | 0.00021324 | 0.00021324 | 0 | 0.00021324 | 0 | 0.00028001 | 0.00061378 | 0 | 0.00061378 | 0 | 7.9182e-07 | 9.6778e-07 | 0 | 9.6778e-07 | [12 empty] | 7.3.3.17.5 (Remote Grid) Updates to grid topology to minimize risk of ignition in HFTDs Remote GridWLDFRContaminationAggregated | WLDFR | HFTD - Distribution - Tier 2 - 3QU CoRE ¦ 1QU LoRE | Non-Red Flag Warning - Destructive Fires | Contamination | Aggregated | 2032 | 1.5088e-08 | 489.6273 | 7.3875e-06 | 2032 | Mitigation | 0.95 | 45 | 0 | esc | 0.00097009 | 1.4637e-11 | 0.00097009 | 1.4637e-11
[35 empty] | 7.3.3.17.6 Updates to grid topology to minimize risk of ignition in HFTDs Butte County Rebuild | WLDFR | HFTD - Distribution - Tier 2 - 2QU CoRE ¦ 3QU LoRE | 2041 | 0.25842 | 0 | 0 | 0 | 0 |  |  |  |  | 0 | 0 | 0 | 0 | 0 |  | 0 | 0 | 0 | Column23: 0; Column24: 0; Column25: 0; Column26: 0; Column27: 0; Column28: 0; Column29: 0.001009; Column30: 0.27869; Column31: 0; Column32: 0.27869; Column33: 0.072018 | WLDFR | HFTD - Distribution - Tier 3 - 3QU CoRE ¦ 5QU LoRE | Red Flag Warning - Catastrophic Fires | 2033 | 1.3921e-08 | 1.3921e-08 | 16044.1264 | 263.1074 | 9721.74 | 6059.2791 | 0 | 0 | 1.435e-05 | 0.00022335 | 0 | 0.00022335 | 0.00022335 | 0 | 0.00022335 | 0 | 0.00029322 | 0.00064274 | 0 | 0.00064274 | 0 | 7.9182e-07 | 9.6778e-07 | 0 | 9.6778e-07 | [12 empty] | 7.3.3.17.5 (Remote Grid) Updates to grid topology to minimize risk of ignition in HFTDs Remote GridWLDFRContaminationAggregated | WLDFR | HFTD - Distribution - Tier 2 - 3QU CoRE ¦ 1QU LoRE | Non-Red Flag Warning - Destructive Fires | Contamination | Aggregated | 2033 | 1.5088e-08 | 489.6273 | 7.3875e-06 | 2033 | Mitigation | 0.95 | 45 | 0 | esc | 0.00097009 | 1.4637e-11 | 0.00097009 | 1.4637e-11
[35 empty] | 7.3.3.17.6 Updates to grid topology to minimize risk of ignition in HFTDs Butte County Rebuild | WLDFR | HFTD - Distribution - Tier 2 - 2QU CoRE ¦ 3QU LoRE | 2042 | 0.24151 | 0 | 0 | 0 | 0 |  |  |  |  | 0 | 0 | 0 | 0 | 0 |  | 0 | 0 | 0 | Column23: 0; Column24: 0; Column25: 0; Column26: 0; Column27: 0; Column28: 0; Column29: 0.001009; Column30: 0.27869; Column31: 0; Column32: 0.27869; Column33: 0.067307 | WLDFR | HFTD - Distribution - Tier 3 - 3QU CoRE ¦ 5QU LoRE | Red Flag Warning - Catastrophic Fires | 2034 | 1.3921e-08 | 1.3921e-08 | 16044.1264 | 263.1074 | 9721.74 | 6059.2791 | 0 | 0 | 1.435e-05 | 0.00022335 | 0 | 0.00022335 | 0.00022335 | 0 | 0.00022335 | 0 | 0.00029322 | 0.00064274 | 0 | 0.00064274 | 0 | 8.2641e-07 | 1.0101e-06 | 0 | 1.0101e-06 | [12 empty] | 7.3.3.17.5 (Remote Grid) Updates to grid topology to minimize risk of ignition in HFTDs Remote GridWLDFRContaminationAggregated | WLDFR | HFTD - Distribution - Tier 2 - 3QU CoRE ¦ 1QU LoRE | Non-Red Flag Warning - Destructive Fires | Contamination | Aggregated | 2034 | 1.5088e-08 | 489.6273 | 7.3875e-06 | 2034 | Mitigation | 0.95 | 45 | 0 | esc | 0.00097009 | 1.4637e-11 | 0.00097009 | 1.4637e-11
[35 empty] | 7.3.3.17.6 Updates to grid topology to minimize risk of ignition in HFTDs Butte County Rebuild | WLDFR | HFTD - Distribution - Tier 2 - 2QU CoRE ¦ 3QU LoRE | 2043 | 0.22571 | 0 | 0 | 0 | 0 |  |  |  |  | 0 | 0 | 0 | 0 | 0 |  | 0 | 0 | 0 | Column23: 0; Column24: 0; Column25: 0; Column26: 0; Column27: 0; Column28: 0; Column29: 0.001009; Column30: 0.29258; Column31: 0; Column32: 0.29258; Column33: 0.06604 | WLDFR | HFTD - Distribution - Tier 3 - 3QU CoRE ¦ 5QU LoRE | Red Flag Warning - Catastrophic Fires | 2035 | 1.3921e-08 | 1.3921e-08 | 16044.1264 | 263.1074 | 9721.74 | 6059.2791 | 0 | 0 | 1.435e-05 | 0.00022335 | 0 | 0.00022335 | 0.00022335 | 0 | 0.00022335 | 0 | 0.00029322 | 0.00064274 | 0 | 0.00064274 | 0 | 8.2641e-07 | 1.0101e-06 | 0 | 1.0101e-06 | [12 empty] | 7.3.3.17.5 (Remote Grid) Updates to grid topology to minimize risk of ignition in HFTDs Remote GridWLDFRContaminationAggregated | WLDFR | HFTD - Distribution - Tier 2 - 3QU CoRE ¦ 1QU LoRE | Non-Red Flag Warning - Destructive Fires | Contamination | Aggregated | 2035 | 1.5088e-08 | 489.6273 | 7.3875e-06 | 2035 | Mitigation | 0.95 | 45 | 0 | esc | 0.00097009 | 1.4637e-11 | 0.00097009 | 1.4637e-11
[35 empty] | 7.3.3.17.6 Updates to grid topology to minimize risk of ignition in HFTDs Butte County Rebuild | WLDFR | HFTD - Distribution - Tier 2 - 2QU CoRE ¦ 3QU LoRE | 2044 | 0.21095 | 0 | 0 | 0 | 0 |  |  |  |  | 0 | 0 | 0 | 0 | 0 |  | 0 | 0 | 0 | Column23: 0; Column24: 0; Column25: 0; Column26: 0; Column27: 0; Column28: 0; Column29: 0.001009; Column30: 0.29258; Column31: 0; Column32: 0.29258; Column33: 0.061719 | WLDFR | HFTD - Distribution - Tier 3 - 3QU CoRE ¦ 5QU LoRE | Red Flag Warning - Catastrophic Fires | 2036 | 1.3921e-08 | 1.3921e-08 | 16044.1264 | 263.1074 | 9721.74 | 6059.2791 | 0 | 0 | 1.435e-05 | 0.00022335 | 0 | 0.00022335 | 0.00022335 | 0 | 0.00022335 | 0 | 0.00029322 | 0.00064274 | 0 | 0.00064274 | 0 | 8.2641e-07 | 1.0101e-06 | 0 | 1.0101e-06 | [12 empty] | 7.3.3.17.5 (Remote Grid) Updates to grid topology to minimize risk of ignition in HFTDs Remote GridWLDFRContaminationAggregated | WLDFR | HFTD - Distribution - Tier 2 - 3QU CoRE ¦ 1QU LoRE | Non-Red Flag Warning - Destructive Fires | Contamination | Aggregated | 2036 | 1.5088e-08 | 489.6273 | 7.3875e-06 | 2036 | Mitigation | 0.95 | 45 | 0 | esc | 0.00097009 | 1.4637e-11 | 0.00097009 | 1.4637e-11
[35 empty] | 7.3.3.17.6 Updates to grid topology to minimize risk of ignition in HFTDs Butte County Rebuild | WLDFR | HFTD - Distribution - Tier 2 - 2QU CoRE ¦ 3QU LoRE | 2045 | 0.19715 | 0 | 0 | 0 | 0 |  |  |  |  | 0 | 0 | 0 | 0 | 0 |  | 0 | 0 | 0 | Column23: 0; Column24: 0; Column25: 0; Column26: 0; Column27: 0; Column28: 0; Column29: 0.001009; Column30: 0.29258; Column31: 0; Column32: 0.29258; Column33: 0.057682 | WLDFR | HFTD - Distribution - Tier 3 - 3QU CoRE ¦ 5QU LoRE | Red Flag Warning - Catastrophic Fires | 2037 | 1.3921e-08 | 1.3921e-08 | 16044.1264 | 263.1074 | 9721.74 | 6059.2791 | 0 | 0 | 1.435e-05 | 0.00022335 | 0 | 0.00022335 | 0.00022335 | 0 | 0.00022335 | 0 | 0.00029322 | 0.00064274 | 0 | 0.00064274 | 0 | 8.2641e-07 | 1.0101e-06 | 0 | 1.0101e-06 | [12 empty] | 7.3.3.17.5 (Remote Grid) Updates to grid topology to minimize risk of ignition in HFTDs Remote GridWLDFRContaminationAggregated | WLDFR | HFTD - Distribution - Tier 2 - 3QU CoRE ¦ 1QU LoRE | Non-Red Flag Warning - Destructive Fires | Contamination | Aggregated | 2037 | 1.5088e-08 | 489.6273 | 7.3875e-06 | 2037 | Mitigation | 0.95 | 45 | 0 | esc | 0.00097009 | 1.4637e-11 | 0.00097009 | 1.4637e-11
[35 empty] | 7.3.3.17.6 Updates to grid topology to minimize risk of ignition in HFTDs Butte County Rebuild | WLDFR | HFTD - Distribution - Tier 2 - 2QU CoRE ¦ 3QU LoRE | 2046 | 0.18425 | 0 | 0 | 0 | 0 |  |  |  |  | 0 | 0 | 0 | 0 | 0 |  | 0 | 0 | 0 | Column23: 0; Column24: 0; Column25: 0; Column26: 0; Column27: 0; Column28: 0; Column29: 0.001009; Column30: 0.29258; Column31: 0; Column32: 0.29258; Column33: 0.053908 | WLDFR | HFTD - Distribution - Tier 3 - 3QU CoRE ¦ 5QU LoRE | Red Flag Warning - Catastrophic Fires | 2038 | 1.3921e-08 | 1.3921e-08 | 16832.3912 | 280.5544 | 10192.2718 | 6359.5651 | 0 | 0 | 1.435e-05 | 0.00023432 | 0 | 0.00023432 | 0.00023432 | 0 | 0.00023432 | 0 | 0.00030755 | 0.00067416 | 0 | 0.00067416 | 0 | 8.2641e-07 | 1.0101e-06 | 0 | 1.0101e-06 | [12 empty] | 7.3.3.17.5 (Remote Grid) Updates to grid topology to minimize risk of ignition in HFTDs Remote GridWLDFRContaminationAggregated | WLDFR | HFTD - Distribution - Tier 2 - 3QU CoRE ¦ 1QU LoRE | Non-Red Flag Warning - Destructive Fires | Contamination | Aggregated | 2038 | 1.5088e-08 | 489.6273 | 7.3875e-06 | 2038 | Mitigation | 0.95 | 45 | 0 | esc | 0.00097009 | 1.4637e-11 | 0.00097009 | 1.4637e-11
[35 empty] | 7.3.3.17.6 Updates to grid topology to minimize risk of ignition in HFTDs Butte County Rebuild | WLDFR | HFTD - Distribution - Tier 2 - 2QU CoRE ¦ 3QU LoRE | 2047 | 0.1722 | 0 | 0 | 0 | 0 |  |  |  |  | 0 | 0 | 0 | 0 | 0 |  | 0 | 0 | 0 | Column23: 0; Column24: 0; Column25: 0; Column26: 0; Column27: 0; Column28: 0; Column29: 0.001009; Column30: 0.29258; Column31: 0; Column32: 0.29258; Column33: 0.050381 | WLDFR | HFTD - Distribution - Tier 3 - 3QU CoRE ¦ 5QU LoRE | Red Flag Warning - Catastrophic Fires | 2039 | 1.3921e-08 | 1.3921e-08 | 16832.3912 | 280.5544 | 10192.2718 | 6359.5651 | 0 | 0 | 1.435e-05 | 0.00023432 | 0 | 0.00023432 | 0.00023432 | 0 | 0.00023432 | 0 | 0.00030755 | 0.00067416 | 0 | 0.00067416 | 0 | 8.6042e-07 | 1.0516e-06 | 0 | 1.0516e-06 | [12 empty] | 7.3.3.17.5 (Remote Grid) Updates to grid topology to minimize risk of ignition in HFTDs Remote GridWLDFRContaminationAggregated | WLDFR | HFTD - Distribution - Tier 2 - 3QU CoRE ¦ 1QU LoRE | Non-Red Flag Warning - Destructive Fires | Contamination | Aggregated | 2039 | 1.5088e-08 | 489.6273 | 7.3875e-06 | 2039 | Mitigation | 0.95 | 45 | 0 | esc | 0.00097009 | 1.4637e-11 | 0.00097009 | 1.4637e-11
[35 empty] | 7.3.3.17.6 Updates to grid topology to minimize risk of ignition in HFTDs Butte County Rebuild | WLDFR | HFTD - Distribution - Tier 2 - 2QU CoRE ¦ 3QU LoRE | 2048 | 0.16093 | 0 | 0 | 0 | 0 |  |  |  |  | 0 | 0 | 0 | 0 | 0 |  | 0 | 0 | 0 | Column23: 0; Column24: 0; Column25: 0; Column26: 0; Column27: 0; Column28: 0; Column29: 0.001009; Column30: 0.30715; Column31: 0; Column32: 0.30715; Column33: 0.049429 | WLDFR | HFTD - Distribution - Tier 3 - 3QU CoRE ¦ 5QU LoRE | Red Flag Warning - Catastrophic Fires | 2040 | 1.3921e-08 | 1.3921e-08 | 16832.3912 | 280.5544 | 10192.2718 | 6359.5651 | 0 | 0 | 1.435e-05 | 0.00023432 | 0 | 0.00023432 | 0.00023432 | 0 | 0.00023432 | 0 | 0.00030755 | 0.00067416 | 0 | 0.00067416 | 0 | 8.6042e-07 | 1.0516e-06 | 0 | 1.0516e-06 | [12 empty] | 7.3.3.17.5 (Remote Grid) Updates to grid topology to minimize risk of ignition in HFTDs Remote GridWLDFRContaminationAggregated | WLDFR | HFTD - Distribution - Tier 2 - 3QU CoRE ¦ 1QU LoRE | Non-Red Flag Warning - Destructive Fires | Contamination | Aggregated | 2040 | 1.5088e-08 | 489.6273 | 7.3875e-06 | 2040 | Mitigation | 0.95 | 45 | 0 | esc | 0.00097009 | 1.4637e-11 | 0.00097009 | 1.4637e-11
[35 empty] | 7.3.3.17.6 Updates to grid topology to minimize risk of ignition in HFTDs Butte County Rebuild | WLDFR | HFTD - Distribution - Tier 2 - 2QU CoRE ¦ 3QU LoRE | 2049 | 0.1504 | 0 | 0 | 0 | 0 |  |  |  |  | 0 | 0 | 0 | 0 | 0 |  | 0 | 0 | 0 | Column23: 0; Column24: 0; Column25: 0; Column26: 0; Column27: 0; Column28: 0; Column29: 0.001009; Column30: 0.30715; Column31: 0; Column32: 0.30715; Column33: 0.046196 | WLDFR | HFTD - Distribution - Tier 3 - 3QU CoRE ¦ 5QU LoRE | Red Flag Warning - Catastrophic Fires | 2041 | 1.3921e-08 | 1.3921e-08 | 16832.3912 | 280.5544 | 10192.2718 | 6359.5651 | 0 | 0 | 1.435e-05 | 0.00023432 | 0 | 0.00023432 | 0.00023432 | 0 | 0.00023432 | 0 | 0.00030755 | 0.00067416 | 0 | 0.00067416 | 0 | 8.6042e-07 | 1.0516e-06 | 0 | 1.0516e-06 | [12 empty] | 7.3.3.17.5 (Remote Grid) Updates to grid topology to minimize risk of ignition in HFTDs Remote GridWLDFRContaminationAggregated | WLDFR | HFTD - Distribution - Tier 2 - 3QU CoRE ¦ 1QU LoRE | Non-Red Flag Warning - Destructive Fires | Contamination | Aggregated | 2041 | 1.5088e-08 | 489.6273 | 7.3875e-06 | 2041 | Mitigation | 0.95 | 45 | 0 | esc | 0.00097009 | 1.4637e-11 | 0.00097009 | 1.4637e-11
[35 empty] | 7.3.3.17.6 Updates to grid topology to minimize risk of ignition in HFTDs Butte County Rebuild | WLDFR | HFTD - Distribution - Tier 2 - 2QU CoRE ¦ 3QU LoRE | 2050 | 0.14056 | 0 | 0 | 0 | 0 |  |  |  |  | 0 | 0 | 0 | 0 | 0 |  | 0 | 0 | 0 | Column23: 0; Column24: 0; Column25: 0; Column26: 0; Column27: 0; Column28: 0; Column29: 0.001009; Column30: 0.30715; Column31: 0; Column32: 0.30715; Column33: 0.043174 | WLDFR | HFTD - Distribution - Tier 3 - 3QU CoRE ¦ 5QU LoRE | Red Flag Warning - Catastrophic Fires | 2042 | 1.3921e-08 | 1.3921e-08 | 16832.3912 | 280.5544 | 10192.2718 | 6359.5651 | 0 | 0 | 1.435e-05 | 0.00023432 | 0 | 0.00023432 | 0.00023432 | 0 | 0.00023432 | 0 | 0.00030755 | 0.00067416 | 0 | 0.00067416 | 0 | 8.6042e-07 | 1.0516e-06 | 0 | 1.0516e-06 | [12 empty] | 7.3.3.17.5 (Remote Grid) Updates to grid topology to minimize risk of ignition in HFTDs Remote GridWLDFRContaminationAggregated | WLDFR | HFTD - Distribution - Tier 2 - 3QU CoRE ¦ 1QU LoRE | Non-Red Flag Warning - Destructive Fires | Contamination | Aggregated | 2042 | 1.5088e-08 | 489.6273 | 7.3875e-06 | 2042 | Mitigation | 0.95 | 45 | 0 | esc | 0.00097009 | 1.4637e-11 | 0.00097009 | 1.4637e-11
[35 empty] | 7.3.3.17.6 Updates to grid topology to minimize risk of ignition in HFTDs Butte County Rebuild | WLDFR | HFTD - Distribution - Tier 2 - 2QU CoRE ¦ 3QU LoRE | 2051 | 0.13137 | 0 | 0 | 0 | 0 |  |  |  |  | 0 | 0 | 0 | 0 | 0 |  | 0 | 0 | 0 | Column23: 0; Column24: 0; Column25: 0; Column26: 0; Column27: 0; Column28: 0; Column29: 0.001009; Column30: 0.30715; Column31: 0; Column32: 0.30715; Column33: 0.040349 | WLDFR | HFTD - Distribution - Tier 3 - 3QU CoRE ¦ 5QU LoRE | Red Flag Warning - Catastrophic Fires | 2043 | 1.3921e-08 | 1.3921e-08 | 17672.0852 | 299.42 | 10692.7362 | 6679.929 | 0 | 0 | 1.435e-05 | 0.00024601 | 0 | 0.00024601 | 0.00024601 | 0 | 0.00024601 | 0 | 0.0003228 | 0.00070759 | 0 | 0.00070759 | 0 | 0 | 1.0516e-06 | 0 | 1.0516e-06 | [12 empty] | 7.3.3.17.5 (Remote Grid) Updates to grid topology to minimize risk of ignition in HFTDs Remote GridWLDFRContaminationAggregated | WLDFR | HFTD - Distribution - Tier 2 - 3QU CoRE ¦ 1QU LoRE | Non-Red Flag Warning - Destructive Fires | Contamination | Aggregated | 2043 | 1.5088e-08 | 489.6273 | 7.3875e-06 | 2043 | Mitigation | 0.95 | 45 | 0 | esc | 0.00097009 | 1.4637e-11 | 0.00097009 | 1.4637e-11
[35 empty] | 7.3.3.17.6 Updates to grid topology to minimize risk of ignition in HFTDs Butte County Rebuild | WLDFR | HFTD - Distribution - Tier 2 - 2QU CoRE ¦ 3QU LoRE | 2052 | 0.12277 | 0 | 0 | 0 | 0 |  |  |  |  | 0 | 0 | 0 | 0 | 0 |  | 0 | 0 | 0 | Column23: 0; Column24: 0; Column25: 0; Column26: 0; Column27: 0; Column28: 0; Column29: 0.001009; Column30: 0.30715; Column31: 0; Column32: 0.30715; Column33: 0.037709 | WLDFR | HFTD - Distribution - Tier 3 - 3QU CoRE ¦ 5QU LoRE | Red Flag Warning - Catastrophic Fires | 2044 | 1.3921e-08 | 1.3921e-08 | 17672.0852 | 299.42 | 10692.7362 | 6679.929 | 0 | 0 | 1.435e-05 | 0.00024601 | 0 | 0.00024601 | 0.00024601 | 0 | 0.00024601 | 0 | 0.0003228 | 0.00070759 | 0 | 0.00070759 | 0 | 0 | 0 | 0 | 0 | [12 empty] | 7.3.3.17.5 (Remote Grid) Updates to grid topology to minimize risk of ignition in HFTDs Remote GridWLDFRContaminationAggregated | WLDFR | HFTD - Distribution - Tier 2 - 3QU CoRE ¦ 1QU LoRE | Non-Red Flag Warning - Destructive Fires | Contamination | Aggregated | 2044 | 1.5088e-08 | 489.6273 | 7.3875e-06 | 2044 | Mitigation | 0.95 | 45 | 0 | esc | 0.00097009 | 1.4637e-11 | 0.00097009 | 1.4637e-11
[35 empty] | 7.3.3.17.6 Updates to grid topology to minimize risk of ignition in HFTDs Butte County Rebuild | WLDFR | HFTD - Distribution - Tier 2 - 2QU CoRE ¦ 3QU LoRE | 2053 | 0.11474 | 0 | 0 | 0 | 0 |  |  |  |  | 0 | 0 | 0 | 0 | 0 |  | 0 | 0 | 0 | Column23: 0; Column24: 0; Column25: 0; Column26: 0; Column27: 0; Column28: 0; Column29: 0.001009; Column30: 0.3222; Column31: 0; Column32: 0.3222; Column33: 0.03697 | WLDFR | HFTD - Distribution - Tier 3 - 3QU CoRE ¦ 5QU LoRE | Red Flag Warning - Catastrophic Fires | 2045 | 1.3921e-08 | 1.3921e-08 | 17672.0852 | 299.42 | 10692.7362 | 6679.929 | 0 | 0 | 1.435e-05 | 0.00024601 | 0 | 0.00024601 | 0.00024601 | 0 | 0.00024601 | 0 | 0.0003228 | 0.00070759 | 0 | 0.00070759 | 0 | 0 | 0 | 0 | 0 | [12 empty] | 7.3.3.17.5 (Remote Grid) Updates to grid topology to minimize risk of ignition in HFTDs Remote GridWLDFRContaminationAggregated | WLDFR | HFTD - Distribution - Tier 2 - 3QU CoRE ¦ 1QU LoRE | Non-Red Flag Warning - Destructive Fires | Contamination | Aggregated | 2045 | 1.5088e-08 | 489.6273 | 7.3875e-06 | 2045 | Mitigation | 0.95 | 45 | 0 | esc | 0.00097009 | 1.4637e-11 | 0.00097009 | 1.4637e-11
[35 empty] | 7.3.3.17.6 Updates to grid topology to minimize risk of ignition in HFTDs Butte County Rebuild | WLDFR | HFTD - Distribution - Tier 2 - 2QU CoRE ¦ 3QU LoRE | 2054 | 0.10723 | 0 | 0 | 0 | 0 |  |  |  |  | 0 | 0 | 0 | 0 | 0 |  | 0 | 0 | 0 | Column23: 0; Column24: 0; Column25: 0; Column26: 0; Column27: 0; Column28: 0; Column29: 0.001009; Column30: 0.3222; Column31: 0; Column32: 0.3222; Column33: 0.034551 | WLDFR | HFTD - Distribution - Tier 3 - 3QU CoRE ¦ 5QU LoRE | Red Flag Warning - Catastrophic Fires | 2046 | 1.3921e-08 | 1.3921e-08 | 17672.0852 | 299.42 | 10692.7362 | 6679.929 | 0 | 0 | 1.435e-05 | 0.00024601 | 0 | 0.00024601 | 0.00024601 | 0 | 0.00024601 | 0 | 0.0003228 | 0.00070759 | 0 | 0.00070759 | 0 | 9.3439e-08 | 0 | 0 | 0 | [12 empty] | 7.3.3.17.5 (Remote Grid) Updates to grid topology to minimize risk of ignition in HFTDs Remote GridWLDFRContaminationAggregated | WLDFR | HFTD - Distribution - Tier 2 - 3QU CoRE ¦ 1QU LoRE | Non-Red Flag Warning - Destructive Fires | Contamination | Aggregated | 2046 | 1.5088e-08 | 489.6273 | 7.3875e-06 | 2046 | Mitigation | 0.95 | 45 | 0 | esc | 0.00097009 | 1.4637e-11 | 0.00097009 | 1.4637e-11
[35 empty] | 7.3.3.17.6 Updates to grid topology to minimize risk of ignition in HFTDs Butte County Rebuild | WLDFR | HFTD - Distribution - Tier 2 - 2QU CoRE ¦ 3QU LoRE | 2055 | 0.10022 | 0 | 0 | 0 | 0 |  |  |  |  | 0 | 0 | 0 | 0 | 0 |  | 0 | 0 | 0 | Column23: 0; Column24: 0; Column25: 0; Column26: 0; Column27: 0; Column28: 0; Column29: 0.001009; Column30: 0.3222; Column31: 0; Column32: 0.3222; Column33: 0.032291 | WLDFR | HFTD - Distribution - Tier 3 - 3QU CoRE ¦ 5QU LoRE | Red Flag Warning - Catastrophic Fires | 2047 | 1.3921e-08 | 1.3921e-08 | 17672.0852 | 299.42 | 10692.7362 | 6679.929 | 0 | 0 | 1.435e-05 | 0.00024601 | 0 | 0.00024601 | 0.00024601 | 0 | 0.00024601 | 0 | 0.0003228 | 0.00070759 | 0 | 0.00070759 | 0 | 9.6852e-08 | 1.1838e-07 | 0 | 1.1838e-07 | [12 empty] | 7.3.3.17.5 (Remote Grid) Updates to grid topology to minimize risk of ignition in HFTDs Remote GridWLDFRContaminationAggregated | WLDFR | HFTD - Distribution - Tier 2 - 3QU CoRE ¦ 1QU LoRE | Non-Red Flag Warning - Destructive Fires | Contamination | Aggregated | 2047 | 1.5088e-08 | 489.6273 | 7.3875e-06 | 2047 | Mitigation | 0.95 | 45 | 0 | esc | 0.00097009 | 1.4637e-11 | 0.00097009 | 1.4637e-11
[35 empty] | 7.3.3.17.6 Updates to grid topology to minimize risk of ignition in HFTDs Butte County Rebuild | WLDFR | HFTD - Distribution - Tier 2 - 2QU CoRE ¦ 3QU LoRE | 2056 | 0.093663 | 0 | 0 | 0 | 0 |  |  |  |  | 0 | 0 | 0 | 0 | 0 |  | 0 | 0 | 0 | Column23: 0; Column24: 0; Column25: 0; Column26: 0; Column27: 0; Column28: 0; Column29: 0.001009; Column30: 0.3222; Column31: 0; Column32: 0.3222; Column33: 0.030178 | WLDFR | HFTD - Distribution - Tier 3 - 3QU CoRE ¦ 5QU LoRE | Red Flag Warning - Catastrophic Fires | 2048 | 1.3921e-08 | 1.3921e-08 | 18552.3348 | 319.4911 | 11216.5626 | 7016.281 | 0 | 0 | 1.435e-05 | 0.00025827 | 0 | 0.00025827 | 0.00025827 | 0 | 0.00025827 | 0 | 0.00033877 | 0.0007426 | 0 | 0.0007426 | 0 | 9.6852e-08 | 1.1838e-07 | 0 | 1.1838e-07 | [12 empty] | 7.3.3.17.5 (Remote Grid) Updates to grid topology to minimize risk of ignition in HFTDs Remote GridWLDFRContaminationAggregated | WLDFR | HFTD - Distribution - Tier 2 - 3QU CoRE ¦ 1QU LoRE | Non-Red Flag Warning - Destructive Fires | Contamination | Aggregated | 2048 | 1.5088e-08 | 489.6273 | 7.3875e-06 | 2048 | Mitigation | 0.95 | 45 | 0 | esc | 0.00097009 | 1.4637e-11 | 0.00097009 | 1.4637e-11
[35 empty] | 7.3.3.17.6 Updates to grid topology to minimize risk of ignition in HFTDs Butte County Rebuild | WLDFR | HFTD - Distribution - Tier 2 - 2QU CoRE ¦ 3QU LoRE | 2057 | 0.087535 | 0 | 0 | 0 | 0 |  |  |  |  | 0 | 0 | 0 | 0 | 0 |  | 0 | 0 | 0 | Column23: 0; Column24: 0; Column25: 0; Column26: 0; Column27: 0; Column28: 0; Column29: 0.001009; Column30: 0.3222; Column31: 0; Column32: 0.3222; Column33: 0.028204 | WLDFR | HFTD - Distribution - Tier 3 - 3QU CoRE ¦ 5QU LoRE | Red Flag Warning - Catastrophic Fires | 2049 | 1.3921e-08 | 1.3921e-08 | 18552.3348 | 319.4911 | 11216.5626 | 7016.281 | 0 | 0 | 1.435e-05 | 0.00025827 | 0 | 0.00025827 | 0.00025827 | 0 | 0.00025827 | 0 | 0.00033877 | 0.0007426 | 0 | 0.0007426 | 0 | 9.6852e-08 | 1.1838e-07 | 0 | 1.1838e-07 | [12 empty] | 7.3.3.17.5 (Remote Grid) Updates to grid topology to minimize risk of ignition in HFTDs Remote GridWLDFRContaminationAggregated | WLDFR | HFTD - Distribution - Tier 2 - 3QU CoRE ¦ 1QU LoRE | Non-Red Flag Warning - Destructive Fires | Contamination | Aggregated | 2049 | 1.5088e-08 | 489.6273 | 7.3875e-06 | 2049 | Mitigation | 0.95 | 45 | 0 | esc | 0.00097009 | 1.4637e-11 | 0.00097009 | 1.4637e-11
[35 empty] | 7.3.3.17.6 Updates to grid topology to minimize risk of ignition in HFTDs Butte County Rebuild | WLDFR | HFTD - Distribution - Tier 2 - 2QU CoRE ¦ 3QU LoRE | 2058 | 0.081809 | 0 | 0 | 0 | 0 |  |  |  |  | 0 | 0 | 0 | 0 | 0 |  | 0 | 0 | 0 | Column23: 0; Column24: 0; Column25: 0; Column26: 0; Column27: 0; Column28: 0; Column29: 0.001009; Column30: 0.33756; Column31: 0; Column32: 0.33756; Column33: 0.027615 | WLDFR | HFTD - Distribution - Tier 3 - 3QU CoRE ¦ 5QU LoRE | Red Flag Warning - Catastrophic Fires | 2050 | 1.3921e-08 | 1.3921e-08 | 18552.3348 | 319.4911 | 11216.5626 | 7016.281 | 0 | 0 | 1.435e-05 | 0.00025827 | 0 | 0.00025827 | 0.00025827 | 0 | 0.00025827 | 0 | 0.00033877 | 0.0007426 | 0 | 0.0007426 | 0 | 9.6852e-08 | 1.1838e-07 | 0 | 1.1838e-07 | [12 empty] | 7.3.3.17.5 (Remote Grid) Updates to grid topology to minimize risk of ignition in HFTDs Remote GridWLDFRContaminationAggregated | WLDFR | HFTD - Distribution - Tier 2 - 3QU CoRE ¦ 1QU LoRE | Non-Red Flag Warning - Destructive Fires | Contamination | Aggregated | 2050 | 1.5088e-08 | 489.6273 | 7.3875e-06 | 2050 | Mitigation | 0.95 | 45 | 0 | esc | 0.00097009 | 1.4637e-11 | 0.00097009 | 1.4637e-11
[35 empty] | 7.3.3.17.6 Updates to grid topology to minimize risk of ignition in HFTDs Butte County Rebuild | WLDFR | HFTD - Distribution - Tier 2 - 2QU CoRE ¦ 3QU LoRE | 2059 | 0.076457 | 0 | 0 | 0 | 0 |  |  |  |  | 0 | 0 | 0 | 0 | 0 |  | 0 | 0 | 0 | Column23: 0; Column24: 0; Column25: 0; Column26: 0; Column27: 0; Column28: 0; Column29: 0.001009; Column30: 0.33756; Column31: 0; Column32: 0.33756; Column33: 0.025809 | WLDFR | HFTD - Distribution - Tier 3 - 3QU CoRE ¦ 5QU LoRE | Red Flag Warning - Catastrophic Fires | 2051 | 1.3921e-08 | 1.3921e-08 | 18552.3348 | 319.4911 | 11216.5626 | 7016.281 | 0 | 0 | 1.435e-05 | 0.00025827 | 0 | 0.00025827 | 0.00025827 | 0 | 0.00025827 | 0 | 0.00033877 | 0.0007426 | 0 | 0.0007426 | 0 | 9.6852e-08 | 1.1838e-07 | 0 | 1.1838e-07 | [12 empty] | 7.3.3.17.5 (Remote Grid) Updates to grid topology to minimize risk of ignition in HFTDs Remote GridWLDFRContaminationAggregated | WLDFR | HFTD - Distribution - Tier 2 - 3QU CoRE ¦ 1QU LoRE | Non-Red Flag Warning - Destructive Fires | Contamination | Aggregated | 2051 | 1.5088e-08 | 489.6273 | 7.3875e-06 | 2051 | Mitigation | 0.95 | 45 | 0 | esc | 0.00097009 | 1.4637e-11 | 0.00097009 | 1.4637e-11
[35 empty] | 7.3.3.17.6 Updates to grid topology to minimize risk of ignition in HFTDs Butte County Rebuild | WLDFR | HFTD - Distribution - Tier 2 - 2QU CoRE ¦ 3QU LoRE | 2060 | 0.071455 | 0 | 0 | 0 | 0 |  |  |  |  | 0 | 0 | 0 | 0 | 0 |  | 0 | 0 | 0 | Column23: 0; Column24: 0; Column25: 0; Column26: 0; Column27: 0; Column28: 0; Column29: 0.001009; Column30: 0.33756; Column31: 0; Column32: 0.33756; Column33: 0.02412 | WLDFR | HFTD - Distribution - Tier 3 - 3QU CoRE ¦ 5QU LoRE | Red Flag Warning - Catastrophic Fires | 2052 | 1.3921e-08 | 1.3921e-08 | 18552.3348 | 319.4911 | 11216.5626 | 7016.281 | 0 | 0 | 1.435e-05 | 0.00025827 | 0 | 0.00025827 | 0.00025827 | 0 | 0.00025827 | 0 | 0.00033877 | 0.0007426 | 0 | 0.0007426 | 0 | 1.0115e-07 | 1.2363e-07 | 0 | 1.2363e-07 | [12 empty] | 7.3.3.17.5 (Remote Grid) Updates to grid topology to minimize risk of ignition in HFTDs Remote GridWLDFRContaminationAggregated | WLDFR | HFTD - Distribution - Tier 2 - 3QU CoRE ¦ 1QU LoRE | Non-Red Flag Warning - Destructive Fires | Contamination | Aggregated | 2052 | 1.5088e-08 | 489.6273 | 7.3875e-06 | 2052 | Mitigation | 0.95 | 45 | 0 | esc | 0.00097009 | 1.4637e-11 | 0.00097009 | 1.4637e-11
[35 empty] | 7.3.3.17.6 Updates to grid topology to minimize risk of ignition in HFTDs Butte County Rebuild | WLDFR | HFTD - Distribution - Tier 2 - 2QU CoRE ¦ 3QU LoRE | 2061 | 0.06678 | 0 | 0 | 0 | 0 |  |  |  |  | 0 | 0 | 0 | 0 | 0 |  | 0 | 0 | 0 | Column23: 0; Column24: 0; Column25: 0; Column26: 0; Column27: 0; Column28: 0; Column29: 0.001009; Column30: 0.33756; Column31: 0; Column32: 0.33756; Column33: 0.022542 | WLDFR | HFTD - Distribution - Tier 3 - 3QU CoRE ¦ 5QU LoRE | Red Flag Warning - Catastrophic Fires | 2053 | 1.3921e-08 | 1.3921e-08 | 19462.1283 | 340.5356 | 11757.1413 | 7364.4514 | 0 | 0 | 1.435e-05 | 0.00027093 | 0 | 0.00027093 | 0.00027093 | 0 | 0.00027093 | 0 | 0.00035527 | 0.00077875 | 0 | 0.00077875 | 0 | 1.0115e-07 | 1.2363e-07 | 0 | 1.2363e-07 | [12 empty] | 7.3.3.17.5 (Remote Grid) Updates to grid topology to minimize risk of ignition in HFTDs Remote GridWLDFRContaminationAggregated | WLDFR | HFTD - Distribution - Tier 2 - 3QU CoRE ¦ 1QU LoRE | Non-Red Flag Warning - Destructive Fires | Contamination | Aggregated | 2053 | 1.5088e-08 | 489.6273 | 7.3875e-06 | 2053 | Mitigation | 0.95 | 45 | 0 | esc | 0.00097009 | 1.4637e-11 | 0.00097009 | 1.4637e-11
[35 empty] | 7.3.3.17.6 Updates to grid topology to minimize risk of ignition in HFTDs Butte County Rebuild | WLDFR | HFTD - Distribution - Tier 2 - 2QU CoRE ¦ 3QU LoRE | 2062 | 0.062412 | 0 | 0 | 0 | 0 |  |  |  |  | 0 | 0 | 0 | 0 | 0 |  | 0 | 0 | 0 | Column23: 0; Column24: 0; Column25: 0; Column26: 0; Column27: 0; Column28: 0; Column29: 0.001009; Column30: 0.33756; Column31: 0; Column32: 0.33756; Column33: 0.021068 | WLDFR | HFTD - Distribution - Tier 3 - 3QU CoRE ¦ 5QU LoRE | Red Flag Warning - Catastrophic Fires | 2054 | 1.3921e-08 | 1.3921e-08 | 19462.1283 | 340.5356 | 11757.1413 | 7364.4514 | 0 | 0 | 1.435e-05 | 0.00027093 | 0 | 0.00027093 | 0.00027093 | 0 | 0.00027093 | 0 | 0.00035527 | 0.00077875 | 0 | 0.00077875 | 0 | 1.0115e-07 | 1.2363e-07 | 0 | 1.2363e-07 | [12 empty] | 7.3.3.17.5 (Remote Grid) Updates to grid topology to minimize risk of ignition in HFTDs Remote GridWLDFRContaminationAggregated | WLDFR | HFTD - Distribution - Tier 2 - 3QU CoRE ¦ 1QU LoRE | Non-Red Flag Warning - Destructive Fires | Contamination | Aggregated | 2054 | 1.5088e-08 | 489.6273 | 7.3875e-06 | 2054 | Mitigation | 0.95 | 45 | 0 | esc | 0.00097009 | 1.4637e-11 | 0.00097009 | 1.4637e-11
[35 empty] | 7.3.3.17.6 Updates to grid topology to minimize risk of ignition in HFTDs Butte County Rebuild | WLDFR | HFTD - Distribution - Tier 2 - 2QU CoRE ¦ 3QU LoRE | 2063 | 0.058329 | 0 | 0 | 0 | 0 |  |  |  |  | 0 | 0 | 0 | 0 | 0 |  | 0 | 0 | 0 | Column23: 0; Column24: 0; Column25: 0; Column26: 0; Column27: 0; Column28: 0; Column29: 0.001009; Column30: 0.35303; Column31: 0; Column32: 0.35303; Column33: 0.020592 | WLDFR | HFTD - Distribution - Tier 3 - 3QU CoRE ¦ 5QU LoRE | Red Flag Warning - Catastrophic Fires | 2055 | 1.3921e-08 | 1.3921e-08 | 19462.1283 | 340.5356 | 11757.1413 | 7364.4514 | 0 | 0 | 1.435e-05 | 0.00027093 | 0 | 0.00027093 | 0.00027093 | 0 | 0.00027093 | 0 | 0.00035527 | 0.00077875 | 0 | 0.00077875 | 0 | 1.0115e-07 | 1.2363e-07 | 0 | 1.2363e-07 | [12 empty] | 7.3.3.17.5 (Remote Grid) Updates to grid topology to minimize risk of ignition in HFTDs Remote GridWLDFRContaminationAggregated | WLDFR | HFTD - Distribution - Tier 2 - 3QU CoRE ¦ 1QU LoRE | Non-Red Flag Warning - Destructive Fires | Contamination | Aggregated | 2055 | 1.5088e-08 | 489.6273 | 7.3875e-06 | 2055 | Mitigation | 0.95 | 45 | 0 | esc | 0.00097009 | 1.4637e-11 | 0.00097009 | 1.4637e-11
[35 empty] | 7.3.3.17.6 Updates to grid topology to minimize risk of ignition in HFTDs Butte County Rebuild | WLDFR | HFTD - Distribution - Tier 2 - 2QU CoRE ¦ 3QU LoRE | 2064 | 0.054513 | 0 | 0 | 0 | 0 |  |  |  |  | 0 | 0 | 0 | 0 | 0 |  | 0 | 0 | 0 | Column23: 0; Column24: 0; Column25: 0; Column26: 0; Column27: 0; Column28: 0; Column29: 0.001009; Column30: 0.35303; Column31: 0; Column32: 0.35303; Column33: 0.019245 | WLDFR | HFTD - Distribution - Tier 3 - 3QU CoRE ¦ 5QU LoRE | Red Flag Warning - Catastrophic Fires | 2056 | 1.3921e-08 | 1.3921e-08 | 19462.1283 | 340.5356 | 11757.1413 | 7364.4514 | 0 | 0 | 1.435e-05 | 0.00027093 | 0 | 0.00027093 | 0.00027093 | 0 | 0.00027093 | 0 | 0.00035527 | 0.00077875 | 0 | 0.00077875 | 0 | 1.0115e-07 | 1.2363e-07 | 0 | 1.2363e-07 | [12 empty] | 7.3.3.17.5 (Remote Grid) Updates to grid topology to minimize risk of ignition in HFTDs Remote GridWLDFRContaminationAggregated | WLDFR | HFTD - Distribution - Tier 2 - 3QU CoRE ¦ 1QU LoRE | Non-Red Flag Warning - Destructive Fires | Contamination | Aggregated | 2056 | 1.5088e-08 | 489.6273 | 7.3875e-06 | 2056 | Mitigation | 0.95 | 45 | 0 | esc | 0.00097009 | 1.4637e-11 | 0.00097009 | 1.4637e-11
[35 empty] | 7.3.3.17.6 Updates to grid topology to minimize risk of ignition in HFTDs Butte County Rebuild | WLDFR | HFTD - Distribution - Tier 2 - 2QU CoRE ¦ 3QU LoRE | 2065 | 0.050946 | 0 | 0 | 0 | 0 |  |  |  |  | 0 | 0 | 0 | 0 | 0 |  | 0 | 0 | 0 | Column23: 0; Column24: 0; Column25: 0; Column26: 0; Column27: 0; Column28: 0; Column29: 0.001009; Column30: 0.35303; Column31: 0; Column32: 0.35303; Column33: 0.017986 | WLDFR | HFTD - Distribution - Tier 3 - 3QU CoRE ¦ 5QU LoRE | Red Flag Warning - Catastrophic Fires | 2057 | 1.3921e-08 | 1.3921e-08 | 19462.1283 | 340.5356 | 11757.1413 | 7364.4514 | 0 | 0 | 1.435e-05 | 0.00027093 | 0 | 0.00027093 | 0.00027093 | 0 | 0.00027093 | 0 | 0.00035527 | 0.00077875 | 0 | 0.00077875 | 0 | 1.0592e-07 | 1.2946e-07 | 0 | 1.2946e-07 | [12 empty] | 7.3.3.17.5 (Remote Grid) Updates to grid topology to minimize risk of ignition in HFTDs Remote GridWLDFRContaminationAggregated | WLDFR | HFTD - Distribution - Tier 2 - 3QU CoRE ¦ 1QU LoRE | Non-Red Flag Warning - Destructive Fires | Contamination | Aggregated | 2057 | 1.5088e-08 | 489.6273 | 7.3875e-06 | 2057 | Mitigation | 0.95 | 45 | 0 | esc | 0.00097009 | 1.4637e-11 | 0.00097009 | 1.4637e-11
[35 empty] | 7.3.3.17.6 Updates to grid topology to minimize risk of ignition in HFTDs Butte County Rebuild | WLDFR | HFTD - Distribution - Tier 2 - 2QU CoRE ¦ 3QU LoRE | 2066 | 0.047613 | 0 | 0 | 0 | 0 |  |  |  |  | 0 | 0 | 0 | 0 | 0 |  | 0 | 0 | 0 | Column23: 0; Column24: 0; Column25: 0; Column26: 0; Column27: 0; Column28: 0; Column29: 0.001009; Column30: 0.35303; Column31: 0; Column32: 0.35303; Column33: 0.016809 | WLDFR | HFTD - Distribution - Tier 3 - 3QU CoRE ¦ 5QU LoRE | Red Flag Warning - Catastrophic Fires | 2058 | 1.3921e-08 | 1.3921e-08 | 20390.4035 | 362.3049 | 12307.8747 | 7720.2238 | 0 | 0 | 1.435e-05 | 0.00028385 | 0 | 0.00028385 | 0.00028385 | 0 | 0.00028385 | 0 | 0.00037208 | 0.0008156 | 0 | 0.0008156 | 0 | 1.0592e-07 | 1.2946e-07 | 0 | 1.2946e-07 | [12 empty] | 7.3.3.17.5 (Remote Grid) Updates to grid topology to minimize risk of ignition in HFTDs Remote GridWLDFRContaminationAggregated | WLDFR | HFTD - Distribution - Tier 2 - 3QU CoRE ¦ 1QU LoRE | Non-Red Flag Warning - Destructive Fires | Contamination | Aggregated | 2058 | 1.5088e-08 | 489.6273 | 7.3875e-06 | 2058 | Mitigation | 0.95 | 45 | 0 | esc | 0.00097009 | 1.4637e-11 | 0.00097009 | 1.4637e-11
[35 empty] | 7.3.3.17.6 Updates to grid topology to minimize risk of ignition in HFTDs Butte County Rebuild | WLDFR | HFTD - Distribution - Tier 2 - 2QU CoRE ¦ 3QU LoRE | 2067 | 0.044499 | 0 | 0 | 0 | 0 |  |  |  |  | 0 | 0 | 0 | 0 | 0 |  | 0 | 0 | 0 | Column23: 0; Column24: 0; Column25: 0; Column26: 0; Column27: 0; Column28: 0; Column29: 0.001009; Column30: 0.35303; Column31: 0; Column32: 0.35303; Column33: 0.01571 | WLDFR | HFTD - Distribution - Tier 3 - 3QU CoRE ¦ 5QU LoRE | Red Flag Warning - Catastrophic Fires | 2059 | 1.3921e-08 | 1.3921e-08 | 20390.4035 | 362.3049 | 12307.8747 | 7720.2238 | 0 | 0 | 1.435e-05 | 0.00028385 | 0 | 0.00028385 | 0.00028385 | 0 | 0.00028385 | 0 | 0.00037208 | 0.0008156 | 0 | 0.0008156 | 0 | 1.0592e-07 | 1.2946e-07 | 0 | 1.2946e-07 | [12 empty] | 7.3.3.17.5 (Remote Grid) Updates to grid topology to minimize risk of ignition in HFTDs Remote GridWLDFRContaminationAggregated | WLDFR | HFTD - Distribution - Tier 2 - 3QU CoRE ¦ 1QU LoRE | Non-Red Flag Warning - Destructive Fires | Contamination | Aggregated | 2059 | 1.5088e-08 | 489.6273 | 7.3875e-06 | 2059 | Mitigation | 0.95 | 45 | 0 | esc | 0.00097009 | 1.4637e-11 | 0.00097009 | 1.4637e-11
[35 empty] | 7.3.3.17.6 Updates to grid topology to minimize risk of ignition in HFTDs Butte County Rebuild | WLDFR | HFTD - Distribution - Tier 2 - 2QU CoRE ¦ 3QU LoRE | 2068 | 0.041587 | 0 | 0 | 0 | 0 |  |  |  |  | 0 | 0 | 0 | 0 | 0 |  | 0 | 0 | 0 | Column23: 0; Column24: 0; Column25: 0; Column26: 0; Column27: 0; Column28: 0; Column29: 0.001009; Column30: 0.36844; Column31: 0; Column32: 0.36844; Column33: 0.015323 | WLDFR | HFTD - Distribution - Tier 3 - 3QU CoRE ¦ 5QU LoRE | Red Flag Warning - Catastrophic Fires | 2060 | 1.3921e-08 | 1.3921e-08 | 20390.4035 | 362.3049 | 12307.8747 | 7720.2238 | 0 | 0 | 1.435e-05 | 0.00028385 | 0 | 0.00028385 | 0.00028385 | 0 | 0.00028385 | 0 | 0.00037208 | 0.0008156 | 0 | 0.0008156 | 0 | 1.0592e-07 | 1.2946e-07 | 0 | 1.2946e-07 | [12 empty] | 7.3.3.17.5 (Remote Grid) Updates to grid topology to minimize risk of ignition in HFTDs Remote GridWLDFRContaminationAggregated | WLDFR | HFTD - Distribution - Tier 2 - 3QU CoRE ¦ 1QU LoRE | Non-Red Flag Warning - Destructive Fires | Contamination | Aggregated | 2060 | 1.5088e-08 | 489.6273 | 7.3875e-06 | 2060 | Mitigation | 0.95 | 45 | 0 | esc | 0.00097009 | 1.4637e-11 | 0.00097009 | 1.4637e-11
[35 empty] | 7.3.3.17.6 Updates to grid topology to minimize risk of ignition in HFTDs Butte County Rebuild | WLDFR | HFTD - Distribution - Tier 2 - 2QU CoRE ¦ 3QU LoRE | 2069 | 0.038867 | 0 | 0 | 0 | 0 |  |  |  |  | 0 | 0 | 0 | 0 | 0 |  | 0 | 0 | 0 | Column23: 0; Column24: 0; Column25: 0; Column26: 0; Column27: 0; Column28: 0; Column29: 0.001009; Column30: 0.36844; Column31: 0; Column32: 0.36844; Column33: 0.01432 | WLDFR | HFTD - Distribution - Tier 3 - 3QU CoRE ¦ 5QU LoRE | Red Flag Warning - Catastrophic Fires | 2061 | 1.3921e-08 | 1.3921e-08 | 20390.4035 | 362.3049 | 12307.8747 | 7720.2238 | 0 | 0 | 1.435e-05 | 0.00028385 | 0 | 0.00028385 | 0.00028385 | 0 | 0.00028385 | 0 | 0.00037208 | 0.0008156 | 0 | 0.0008156 | 0 | 1.0592e-07 | 1.2946e-07 | 0 | 1.2946e-07 | [12 empty] | 7.3.3.17.5 (Remote Grid) Updates to grid topology to minimize risk of ignition in HFTDs Remote GridWLDFRContaminationAggregated | WLDFR | HFTD - Distribution - Tier 2 - 3QU CoRE ¦ 1QU LoRE | Non-Red Flag Warning - Destructive Fires | Contamination | Aggregated | 2061 | 1.5088e-08 | 489.6273 | 7.3875e-06 | 2061 | Mitigation | 0.95 | 45 | 0 | esc | 0.00097009 | 1.4637e-11 | 0.00097009 | 1.4637e-11
[35 empty] | 7.3.3.17.6 Updates to grid topology to minimize risk of ignition in HFTDs Butte County Rebuild | WLDFR | HFTD - Distribution - Tier 2 - 2QU CoRE ¦ 3QU LoRE | 2070 | 0.036324 | 0 | 0 | 0 | 0 |  |  |  |  | 0 | 0 | 0 | 0 | 0 |  | 0 | 0 | 0 | Column23: 0; Column24: 0; Column25: 0; Column26: 0; Column27: 0; Column28: 0; Column29: 0.001009; Column30: 0.36844; Column31: 0; Column32: 0.36844; Column33: 0.013383 | WLDFR | HFTD - Distribution - Tier 3 - 3QU CoRE ¦ 5QU LoRE | Red Flag Warning - Catastrophic Fires | 2062 | 1.3921e-08 | 1.3921e-08 | 20390.4035 | 362.3049 | 12307.8747 | 7720.2238 | 0 | 0 | 1.435e-05 | 0.00028385 | 0 | 0.00028385 | 0.00028385 | 0 | 0.00028385 | 0 | 0.00037208 | 0.0008156 | 0 | 0.0008156 | 0 | 1.111e-07 | 1.3579e-07 | 0 | 1.3579e-07 | [12 empty] | 7.3.3.17.5 (Remote Grid) Updates to grid topology to minimize risk of ignition in HFTDs Remote GridWLDFRContaminationAggregated | WLDFR | HFTD - Distribution - Tier 2 - 3QU CoRE ¦ 1QU LoRE | Non-Red Flag Warning - Destructive Fires | Contamination | Aggregated | 2062 | 1.5088e-08 | 489.6273 | 7.3875e-06 | 2062 | Mitigation | 0.95 | 45 | 0 | esc | 0.00097009 | 1.4637e-11 | 0.00097009 | 1.4637e-11
[35 empty] | 7.3.3.17.6 Updates to grid topology to minimize risk of ignition in HFTDs Butte County Rebuild | WLDFR | HFTD - Distribution - Tier 2 - 2QU CoRE ¦ 3QU LoRE | 2071 | 0.033948 | 0 | 0 | 0 | 0 |  |  |  |  | 0 | 0 | 0 | 0 | 0 |  | 0 | 0 | 0 | Column23: 0; Column24: 0; Column25: 0; Column26: 0; Column27: 0; Column28: 0; Column29: 0.001009; Column30: 0.36844; Column31: 0; Column32: 0.36844; Column33: 0.012508 | WLDFR | HFTD - Distribution - Tier 3 - 3QU CoRE ¦ 5QU LoRE | Red Flag Warning - Catastrophic Fires | 2063 | 1.3921e-08 | 1.3921e-08 | 21325.9188 | 384.5316 | 12862.0997 | 8079.2876 | 0 | 0 | 1.435e-05 | 0.00029688 | 0 | 0.00029688 | 0.00029688 | 0 | 0.00029688 | 0 | 0.00038901 | 0.00085271 | 0 | 0.00085271 | 0 | 1.111e-07 | 1.3579e-07 | 0 | 1.3579e-07 | [12 empty] | 7.3.3.17.5 (Remote Grid) Updates to grid topology to minimize risk of ignition in HFTDs Remote GridWLDFRContaminationAggregated | WLDFR | HFTD - Distribution - Tier 2 - 3QU CoRE ¦ 1QU LoRE | Non-Red Flag Warning - Destructive Fires | Contamination | Aggregated | 2063 | 1.5088e-08 | 489.6273 | 7.3875e-06 | 2063 | Mitigation | 0.95 | 45 | 0 | esc | 0.00097009 | 1.4637e-11 | 0.00097009 | 1.4637e-11
[35 empty] | 7.3.3.17.6 Updates to grid topology to minimize risk of ignition in HFTDs Butte County Rebuild | WLDFR | HFTD - Distribution - Tier 2 - 2QU CoRE ¦ 3QU LoRE | 2072 | 0.031727 | 0 | 0 | 0 | 0 |  |  |  |  | 0 | 0 | 0 | 0 | 0 |  | 0 | 0 | 0 | Column23: 0; Column24: 0; Column25: 0; Column26: 0; Column27: 0; Column28: 0; Column29: 0.001009; Column30: 0.36844; Column31: 0; Column32: 0.36844; Column33: 0.01169 | WLDFR | HFTD - Distribution - Tier 3 - 3QU CoRE ¦ 5QU LoRE | Red Flag Warning - Catastrophic Fires | 2064 | 1.3921e-08 | 1.3921e-08 | 21325.9188 | 384.5316 | 12862.0997 | 8079.2876 | 0 | 0 | 1.435e-05 | 0.00029688 | 0 | 0.00029688 | 0.00029688 | 0 | 0.00029688 | 0 | 0.00038901 | 0.00085271 | 0 | 0.00085271 | 0 | 1.111e-07 | 1.3579e-07 | 0 | 1.3579e-07 | [12 empty] | 7.3.3.17.5 (Remote Grid) Updates to grid topology to minimize risk of ignition in HFTDs Remote GridWLDFRContaminationAggregated | WLDFR | HFTD - Distribution - Tier 2 - 3QU CoRE ¦ 1QU LoRE | Non-Red Flag Warning - Destructive Fires | Contamination | Aggregated | 2064 | 1.5088e-08 | 489.6273 | 7.3875e-06 | 2064 | Mitigation | 0.95 | 45 | 0 | esc | 0.00097009 | 1.4637e-11 | 0.00097009 | 1.4637e-11
[35 empty] | 7.3.3.17.6 Updates to grid topology to minimize risk of ignition in HFTDs Butte County Rebuild | WLDFR | HFTD - Distribution - Tier 2 - 2QU CoRE ¦ 3QU LoRE | 2073 | 0.029651 | 0 | 0 | 0 | 0 |  |  |  |  | 0 | 0 | 0 | 0 | 0 |  | 0 | 0 | 0 | Column23: 0; Column24: 0; Column25: 0; Column26: 0; Column27: 0; Column28: 0; Column29: 0.001009; Column30: 0.3836; Column31: 0; Column32: 0.3836; Column33: 0.011374 | WLDFR | HFTD - Distribution - Tier 3 - 3QU CoRE ¦ 5QU LoRE | Red Flag Warning - Catastrophic Fires | 2065 | 1.3921e-08 | 1.3921e-08 | 21325.9188 | 384.5316 | 12862.0997 | 8079.2876 | 0 | 0 | 1.435e-05 | 0.00029688 | 0 | 0.00029688 | 0.00029688 | 0 | 0.00029688 | 0 | 0.00038901 | 0.00085271 | 0 | 0.00085271 | 0 | 1.111e-07 | 1.3579e-07 | 0 | 1.3579e-07 | [12 empty] | 7.3.3.17.5 (Remote Grid) Updates to grid topology to minimize risk of ignition in HFTDs Remote GridWLDFRContaminationAggregated | WLDFR | HFTD - Distribution - Tier 2 - 3QU CoRE ¦ 1QU LoRE | Non-Red Flag Warning - Destructive Fires | Contamination | Aggregated | 2065 | 1.5088e-08 | 489.6273 | 7.3875e-06 | 2065 | Mitigation | 0.95 | 45 | 0 | esc | 0.00097009 | 1.4637e-11 | 0.00097009 | 1.4637e-11
[35 empty] | 7.3.3.17.6 Updates to grid topology to minimize risk of ignition in HFTDs Butte County Rebuild | WLDFR | HFTD - Distribution - Tier 2 - 2QU CoRE ¦ 3QU LoRE | 2074 | 0.027711 | 0 | 0 | 0 | 0 |  |  |  |  | 0 | 0 | 0 | 0 | 0 |  | 0 | 0 | 0 | Column23: 0; Column24: 0; Column25: 0; Column26: 0; Column27: 0; Column28: 0; Column29: 0.001009; Column30: 0.3836; Column31: 0; Column32: 0.3836; Column33: 0.01063 | WLDFR | HFTD - Distribution - Tier 3 - 3QU CoRE ¦ 5QU LoRE | Red Flag Warning - Catastrophic Fires | 2066 | 1.3921e-08 | 1.3921e-08 | 21325.9188 | 384.5316 | 12862.0997 | 8079.2876 | 0 | 0 | 1.435e-05 | 0.00029688 | 0 | 0.00029688 | 0.00029688 | 0 | 0.00029688 | 0 | 0.00038901 | 0.00085271 | 0 | 0.00085271 | 0 | 1.111e-07 | 1.3579e-07 | 0 | 1.3579e-07 | [12 empty] | 7.3.3.17.5 (Remote Grid) Updates to grid topology to minimize risk of ignition in HFTDs Remote GridWLDFRContaminationAggregated | WLDFR | HFTD - Distribution - Tier 2 - 3QU CoRE ¦ 1QU LoRE | Non-Red Flag Warning - Destructive Fires | Contamination | Aggregated | 2066 | 1.5088e-08 | 489.6273 | 7.3875e-06 | 2066 | Mitigation | 0.95 | 45 | 0 | esc | 0.00097009 | 1.4637e-11 | 0.00097009 | 1.4637e-11
[35 empty] | 7.3.3.17.6 Updates to grid topology to minimize risk of ignition in HFTDs Butte County Rebuild | WLDFR | HFTD - Distribution - Tier 2 - 2QU CoRE ¦ 3QU LoRE | 2075 | 0.025899 | 0 | 0 | 0 | 0 |  |  |  |  | 0 | 0 | 0 | 0 | 0 |  | 0 | 0 | 0 | Column23: 0; Column24: 0; Column25: 0; Column26: 0; Column27: 0; Column28: 0; Column29: 0.001009; Column30: 0.3836; Column31: 0; Column32: 0.3836; Column33: 0.0099346 | WLDFR | HFTD - Distribution - Tier 3 - 3QU CoRE ¦ 5QU LoRE | Red Flag Warning - Catastrophic Fires | 2067 | 0 | 1.3921e-08 | 21325.9188 | 384.5316 | 12862.0997 | 8079.2876 | 0 | 0 | 1.435e-05 | 0 | 0 | 0 | 0.00029688 | 0 | 0.00029688 | 0 | 0.00038901 | 0.00085271 | 0 | 0.00085271 | 0 | 1.1661e-07 | 1.4252e-07 | 0 | 1.4252e-07 | [12 empty] | 7.3.3.17.5 (Remote Grid) Updates to grid topology to minimize risk of ignition in HFTDs Remote GridWLDFRContaminationAggregated | WLDFR | HFTD - Distribution - Tier 2 - 3QU CoRE ¦ 1QU LoRE | Non-Red Flag Warning - Destructive Fires | Contamination | Aggregated | 2067 | 1.5088e-08 | 489.6273 | 7.3875e-06 | 2067 | Mitigation | 0.95 | 45 | 0 | esc | 0 | 0 | 0.00097009 | 1.4637e-11
[35 empty] | 7.3.3.17.6 Updates to grid topology to minimize risk of ignition in HFTDs Butte County Rebuild | WLDFR | HFTD - Distribution - Tier 2 - 2QU CoRE ¦ 3QU LoRE | 2076 | 0.024204 | 0 | 0 | 0 | 0 |  |  |  |  | 0 | 0 | 0 | 0 | 0 |  | 0 | 0 | 0 | Column23: 0; Column24: 0; Column25: 0; Column26: 0; Column27: 0; Column28: 0; Column29: 0.001009; Column30: 0.3836; Column31: 0; Column32: 0.3836; Column33: 0.0092847 | WLDFR | HFTD - Distribution - Tier 3 - 3QU CoRE ¦ 5QU LoRE | Red Flag Warning - Destructive Fires | 2022 | 2.0279e-09 | 0 | 8807.9522 | 222.2294 | 8585.7228 | 0 | 0 | 0 | 2.0904e-06 | 1.7862e-05 | 0 | 1.7862e-05 | 0 | 0 | 0 | 0 | 0.00040585 | 0.00088963 | 0 | 0.00088963 | 0 | 1.1661e-07 | 1.4252e-07 | 0 | 1.4252e-07 | [12 empty] | 7.3.3.17.5 (Remote Grid) Updates to grid topology to minimize risk of ignition in HFTDs Remote GridWLDFREquipment / facility failureAggregated | WLDFR | HFTD - Distribution - Tier 2 - 3QU CoRE ¦ 1QU LoRE | Non-Red Flag Warning - Destructive Fires | Equipment / facility failure | Aggregated | 2022 | 2.8006e-07 | 489.6273 | 0.00013712 | 2022 | Mitigation | 0.95 | 45 | 0 | esc | 0.00097009 | 2.7168e-10 | 0 | 0
[35 empty] | 7.3.3.17.6 Updates to grid topology to minimize risk of ignition in HFTDs Butte County Rebuild | WLDFR | HFTD - Distribution - Tier 2 - 2QU CoRE ¦ 3QU LoRE | 2077 | 0.022621 | 0 | 0 | 0 | 0 |  |  |  |  | 0 | 0 | 0 | 0 | 0 |  | 0 | 0 | 0 | Column23: 0; Column24: 0; Column25: 0; Column26: 0; Column27: 0; Column28: 0; Column29: 0.001009; Column30: 0.3836; Column31: 0; Column32: 0.3836; Column33: 0.0086773 | WLDFR | HFTD - Distribution - Tier 3 - 3QU CoRE ¦ 5QU LoRE | Red Flag Warning - Destructive Fires | 2023 | 2.0279e-09 | 2.0279e-09 | 9129.7461 | 233.2301 | 8896.516 | 0 | 0 | 0 | 2.0904e-06 | 1.8514e-05 | 0 | 1.8514e-05 | 1.8514e-05 | 0 | 1.8514e-05 | 0 | 0.00040585 | 0.00088963 | 0 | 0.00088963 | 0 | 1.1661e-07 | 1.4252e-07 | 0 | 1.4252e-07 | [12 empty] | 7.3.3.17.5 (Remote Grid) Updates to grid topology to minimize risk of ignition in HFTDs Remote GridWLDFREquipment / facility failureAggregated | WLDFR | HFTD - Distribution - Tier 2 - 3QU CoRE ¦ 1QU LoRE | Non-Red Flag Warning - Destructive Fires | Equipment / facility failure | Aggregated | 2023 | 2.8006e-07 | 489.6273 | 0.00013712 | 2023 | Mitigation | 0.95 | 45 | 0 | esc | 0.00097009 | 2.7168e-10 | 0.00097009 | 2.7168e-10
[35 empty] | 7.3.3.17.6 Updates to grid topology to minimize risk of ignition in HFTDs Butte County Rebuild | WLDFR | HFTD - Distribution - Tier 2 - 2QU CoRE ¦ 4QU LoRE | 2023 | 0.87344 | 0 | 0 | 0 | 0 |  |  |  |  | 0 | 0 | 0 | 0 | 0 |  | 0 | 0 | 0 | Column23: 0; Column24: 0; Column25: 0; Column26: 0; Column27: 0; Column28: 0; Column29: 0.00091542; Column30: 0.21231; Column31: 0; Column32: 0.21231; Column33: 0.18544 | WLDFR | HFTD - Distribution - Tier 3 - 3QU CoRE ¦ 5QU LoRE | Red Flag Warning - Destructive Fires | 2024 | 2.0279e-09 | 2.0279e-09 | 9129.7461 | 233.2301 | 8896.516 | 0 | 0 | 0 | 2.0904e-06 | 1.8514e-05 | 0 | 1.8514e-05 | 1.8514e-05 | 0 | 1.8514e-05 | 0 | 0.00040585 | 0.00088963 | 0 | 0.00088963 | 0 | 1.1661e-07 | 1.4252e-07 | 0 | 1.4252e-07 | [12 empty] | 7.3.3.17.5 (Remote Grid) Updates to grid topology to minimize risk of ignition in HFTDs Remote GridWLDFREquipment / facility failureAggregated | WLDFR | HFTD - Distribution - Tier 2 - 3QU CoRE ¦ 1QU LoRE | Non-Red Flag Warning - Destructive Fires | Equipment / facility failure | Aggregated | 2024 | 2.8006e-07 | 489.6273 | 0.00013712 | 2024 | Mitigation | 0.95 | 45 | 0 | esc | 0.00097009 | 2.7168e-10 | 0.00097009 | 2.7168e-10
[35 empty] | 7.3.3.17.6 Updates to grid topology to minimize risk of ignition in HFTDs Butte County Rebuild | WLDFR | HFTD - Distribution - Tier 2 - 2QU CoRE ¦ 4QU LoRE | 2024 | 0.8163 | 0 | 0 | 0 | 0 |  |  |  |  | 0 | 0 | 0 | 0 | 0 |  | 0 | 0 | 0 | Column23: 0; Column24: 0; Column25: 0; Column26: 0; Column27: 0; Column28: 0; Column29: 0.00091542; Column30: 0.21231; Column31: 0; Column32: 0.21231; Column33: 0.17331 | WLDFR | HFTD - Distribution - Tier 3 - 3QU CoRE ¦ 5QU LoRE | Red Flag Warning - Destructive Fires | 2025 | 2.0279e-09 | 2.0279e-09 | 9129.7461 | 233.2301 | 8896.516 | 0 | 0 | 0 | 2.0904e-06 | 1.8514e-05 | 0 | 1.8514e-05 | 1.8514e-05 | 0 | 1.8514e-05 | 0 | 0 | 0.00088963 | 0 | 0.00088963 | 0 | 1.1661e-07 | 1.4252e-07 | 0 | 1.4252e-07 | [12 empty] | 7.3.3.17.5 (Remote Grid) Updates to grid topology to minimize risk of ignition in HFTDs Remote GridWLDFREquipment / facility failureAggregated | WLDFR | HFTD - Distribution - Tier 2 - 3QU CoRE ¦ 1QU LoRE | Non-Red Flag Warning - Destructive Fires | Equipment / facility failure | Aggregated | 2025 | 2.8006e-07 | 489.6273 | 0.00013712 | 2025 | Mitigation | 0.95 | 45 | 0 | esc | 0.00097009 | 2.7168e-10 | 0.00097009 | 2.7168e-10
[35 empty] | 7.3.3.17.6 Updates to grid topology to minimize risk of ignition in HFTDs Butte County Rebuild | WLDFR | HFTD - Distribution - Tier 2 - 2QU CoRE ¦ 4QU LoRE | 2025 | 0.7629 | 0 | 0 | 0 | 0 |  |  |  |  | 0 | 0 | 0 | 0 | 0 |  | 0 | 0 | 0 | Column23: 0; Column24: 0; Column25: 0; Column26: 0; Column27: 0; Column28: 0; Column29: 0.00091542; Column30: 0.21231; Column31: 0; Column32: 0.21231; Column33: 0.16197 | WLDFR | HFTD - Distribution - Tier 3 - 3QU CoRE ¦ 5QU LoRE | Red Flag Warning - Destructive Fires | 2026 | 2.0279e-09 | 2.0279e-09 | 9129.7461 | 233.2301 | 8896.516 | 0 | 0 | 0 | 2.0904e-06 | 1.8514e-05 | 0 | 1.8514e-05 | 1.8514e-05 | 0 | 1.8514e-05 | 0 | 0 | 0 | 0 | 0 | 0 | 1.2238e-07 | 1.4957e-07 | 0 | 1.4957e-07 | [12 empty] | 7.3.3.17.5 (Remote Grid) Updates to grid topology to minimize risk of ignition in HFTDs Remote GridWLDFREquipment / facility failureAggregated | WLDFR | HFTD - Distribution - Tier 2 - 3QU CoRE ¦ 1QU LoRE | Non-Red Flag Warning - Destructive Fires | Equipment / facility failure | Aggregated | 2026 | 2.8006e-07 | 489.6273 | 0.00013712 | 2026 | Mitigation | 0.95 | 45 | 0 | esc | 0.00097009 | 2.7168e-10 | 0.00097009 | 2.7168e-10
[35 empty] | 7.3.3.17.6 Updates to grid topology to minimize risk of ignition in HFTDs Butte County Rebuild | WLDFR | HFTD - Distribution - Tier 2 - 2QU CoRE ¦ 4QU LoRE | 2026 | 0.71299 | 0 | 0 | 0 | 0 |  |  |  |  | 0 | 0 | 0 | 0 | 0 |  | 0 | 0 | 0 | Column23: 0; Column24: 0; Column25: 0; Column26: 0; Column27: 0; Column28: 0; Column29: 0.00091542; Column30: 0.21231; Column31: 0; Column32: 0.21231; Column33: 0.15138 | WLDFR | HFTD - Distribution - Tier 3 - 3QU CoRE ¦ 5QU LoRE | Red Flag Warning - Destructive Fires | 2027 | 2.0279e-09 | 2.0279e-09 | 9129.7461 | 233.2301 | 8896.516 | 0 | 0 | 0 | 2.0904e-06 | 1.8514e-05 | 0 | 1.8514e-05 | 1.8514e-05 | 0 | 1.8514e-05 | 0 | 1.0116e-06 | 0 | 0 | 0 | 0 | 1.2238e-07 | 1.4957e-07 | 0 | 1.4957e-07 | [12 empty] | 7.3.3.17.5 (Remote Grid) Updates to grid topology to minimize risk of ignition in HFTDs Remote GridWLDFREquipment / facility failureAggregated | WLDFR | HFTD - Distribution - Tier 2 - 3QU CoRE ¦ 1QU LoRE | Non-Red Flag Warning - Destructive Fires | Equipment / facility failure | Aggregated | 2027 | 2.8006e-07 | 489.6273 | 0.00013712 | 2027 | Mitigation | 0.95 | 45 | 0 | esc | 0.00097009 | 2.7168e-10 | 0.00097009 | 2.7168e-10
[35 empty] | 7.3.3.17.6 Updates to grid topology to minimize risk of ignition in HFTDs Butte County Rebuild | WLDFR | HFTD - Distribution - Tier 2 - 2QU CoRE ¦ 4QU LoRE | 2027 | 0.66634 | 0 | 0 | 0 | 0 |  |  |  |  | 0 | 0 | 0 | 0 | 0 |  | 0 | 0 | 0 | Column23: 0; Column24: 0; Column25: 0; Column26: 0; Column27: 0; Column28: 0; Column29: 0.00091542; Column30: 0.21231; Column31: 0; Column32: 0.21231; Column33: 0.14147 | WLDFR | HFTD - Distribution - Tier 3 - 3QU CoRE ¦ 5QU LoRE | Red Flag Warning - Destructive Fires | 2028 | 2.0279e-09 | 2.0279e-09 | 9534.9221 | 247.273 | 9287.6491 | 0 | 0 | 0 | 2.0904e-06 | 1.9336e-05 | 0 | 1.9336e-05 | 1.9336e-05 | 0 | 1.9336e-05 | 0 | 1.0568e-06 | 2.3166e-06 | 0 | 2.3166e-06 | 0 | 1.2238e-07 | 1.4957e-07 | 0 | 1.4957e-07 | [12 empty] | 7.3.3.17.5 (Remote Grid) Updates to grid topology to minimize risk of ignition in HFTDs Remote GridWLDFREquipment / facility failureAggregated | WLDFR | HFTD - Distribution - Tier 2 - 3QU CoRE ¦ 1QU LoRE | Non-Red Flag Warning - Destructive Fires | Equipment / facility failure | Aggregated | 2028 | 2.8006e-07 | 489.6273 | 0.00013712 | 2028 | Mitigation | 0.95 | 45 | 0 | esc | 0.00097009 | 2.7168e-10 | 0.00097009 | 2.7168e-10
[35 empty] | 7.3.3.17.6 Updates to grid topology to minimize risk of ignition in HFTDs Butte County Rebuild | WLDFR | HFTD - Distribution - Tier 2 - 2QU CoRE ¦ 4QU LoRE | 2028 | 0.62275 | 0 | 0 | 0 | 0 |  |  |  |  | 0 | 0 | 0 | 0 | 0 |  | 0 | 0 | 0 | Column23: 0; Column24: 0; Column25: 0; Column26: 0; Column27: 0; Column28: 0; Column29: 0.00091542; Column30: 0.22177; Column31: 0; Column32: 0.22177; Column33: 0.13811 | WLDFR | HFTD - Distribution - Tier 3 - 3QU CoRE ¦ 5QU LoRE | Red Flag Warning - Destructive Fires | 2029 | 2.0279e-09 | 2.0279e-09 | 9534.9221 | 247.273 | 9287.6491 | 0 | 0 | 0 | 2.0904e-06 | 1.9336e-05 | 0 | 1.9336e-05 | 1.9336e-05 | 0 | 1.9336e-05 | 0 | 1.0568e-06 | 2.3166e-06 | 0 | 2.3166e-06 | 0 | 1.2238e-07 | 1.4957e-07 | 0 | 1.4957e-07 | [12 empty] | 7.3.3.17.5 (Remote Grid) Updates to grid topology to minimize risk of ignition in HFTDs Remote GridWLDFREquipment / facility failureAggregated | WLDFR | HFTD - Distribution - Tier 2 - 3QU CoRE ¦ 1QU LoRE | Non-Red Flag Warning - Destructive Fires | Equipment / facility failure | Aggregated | 2029 | 2.8006e-07 | 489.6273 | 0.00013712 | 2029 | Mitigation | 0.95 | 45 | 0 | esc | 0.00097009 | 2.7168e-10 | 0.00097009 | 2.7168e-10
[35 empty] | 7.3.3.17.6 Updates to grid topology to minimize risk of ignition in HFTDs Butte County Rebuild | WLDFR | HFTD - Distribution - Tier 2 - 2QU CoRE ¦ 4QU LoRE | 2029 | 0.58201 | 0 | 0 | 0 | 0 |  |  |  |  | 0 | 0 | 0 | 0 | 0 |  | 0 | 0 | 0 | Column23: 0; Column24: 0; Column25: 0; Column26: 0; Column27: 0; Column28: 0; Column29: 0.00091542; Column30: 0.22177; Column31: 0; Column32: 0.22177; Column33: 0.12907 | WLDFR | HFTD - Distribution - Tier 3 - 3QU CoRE ¦ 5QU LoRE | Red Flag Warning - Destructive Fires | 2030 | 2.0279e-09 | 2.0279e-09 | 9534.9221 | 247.273 | 9287.6491 | 0 | 0 | 0 | 2.0904e-06 | 1.9336e-05 | 0 | 1.9336e-05 | 1.9336e-05 | 0 | 1.9336e-05 | 0 | 1.0568e-06 | 2.3166e-06 | 0 | 2.3166e-06 | 0 | 1.2238e-07 | 1.4957e-07 | 0 | 1.4957e-07 | [12 empty] | 7.3.3.17.5 (Remote Grid) Updates to grid topology to minimize risk of ignition in HFTDs Remote GridWLDFREquipment / facility failureAggregated | WLDFR | HFTD - Distribution - Tier 2 - 3QU CoRE ¦ 1QU LoRE | Non-Red Flag Warning - Destructive Fires | Equipment / facility failure | Aggregated | 2030 | 2.8006e-07 | 489.6273 | 0.00013712 | 2030 | Mitigation | 0.95 | 45 | 0 | esc | 0.00097009 | 2.7168e-10 | 0.00097009 | 2.7168e-10
[35 empty] | 7.3.3.17.6 Updates to grid topology to minimize risk of ignition in HFTDs Butte County Rebuild | WLDFR | HFTD - Distribution - Tier 2 - 2QU CoRE ¦ 4QU LoRE | 2030 | 0.54393 | 0 | 0 | 0 | 0 |  |  |  |  | 0 | 0 | 0 | 0 | 0 |  | 0 | 0 | 0 | Column23: 0; Column24: 0; Column25: 0; Column26: 0; Column27: 0; Column28: 0; Column29: 0.00091542; Column30: 0.22177; Column31: 0; Column32: 0.22177; Column33: 0.12063 | WLDFR | HFTD - Distribution - Tier 3 - 3QU CoRE ¦ 5QU LoRE | Red Flag Warning - Destructive Fires | 2031 | 2.0279e-09 | 2.0279e-09 | 9534.9221 | 247.273 | 9287.6491 | 0 | 0 | 0 | 2.0904e-06 | 1.9336e-05 | 0 | 1.9336e-05 | 1.9336e-05 | 0 | 1.9336e-05 | 0 | 1.0568e-06 | 2.3166e-06 | 0 | 2.3166e-06 | 0 | 1.2834e-07 | 1.5686e-07 | 0 | 1.5686e-07 | [12 empty] | 7.3.3.17.5 (Remote Grid) Updates to grid topology to minimize risk of ignition in HFTDs Remote GridWLDFREquipment / facility failureAggregated | WLDFR | HFTD - Distribution - Tier 2 - 3QU CoRE ¦ 1QU LoRE | Non-Red Flag Warning - Destructive Fires | Equipment / facility failure | Aggregated | 2031 | 2.8006e-07 | 489.6273 | 0.00013712 | 2031 | Mitigation | 0.95 | 45 | 0 | esc | 0.00097009 | 2.7168e-10 | 0.00097009 | 2.7168e-10
[35 empty] | 7.3.3.17.6 Updates to grid topology to minimize risk of ignition in HFTDs Butte County Rebuild | WLDFR | HFTD - Distribution - Tier 2 - 2QU CoRE ¦ 4QU LoRE | 2031 | 0.50835 | 0 | 0 | 0 | 0 |  |  |  |  | 0 | 0 | 0 | 0 | 0 |  | 0 | 0 | 0 | Column23: 0; Column24: 0; Column25: 0; Column26: 0; Column27: 0; Column28: 0; Column29: 0.00091542; Column30: 0.22177; Column31: 0; Column32: 0.22177; Column33: 0.11274 | WLDFR | HFTD - Distribution - Tier 3 - 3QU CoRE ¦ 5QU LoRE | Red Flag Warning - Destructive Fires | 2032 | 2.0279e-09 | 2.0279e-09 | 9534.9221 | 247.273 | 9287.6491 | 0 | 0 | 0 | 2.0904e-06 | 1.9336e-05 | 0 | 1.9336e-05 | 1.9336e-05 | 0 | 1.9336e-05 | 0 | 1.0568e-06 | 2.3166e-06 | 0 | 2.3166e-06 | 0 | 1.2834e-07 | 1.5686e-07 | 0 | 1.5686e-07 | [12 empty] | 7.3.3.17.5 (Remote Grid) Updates to grid topology to minimize risk of ignition in HFTDs Remote GridWLDFREquipment / facility failureAggregated | WLDFR | HFTD - Distribution - Tier 2 - 3QU CoRE ¦ 1QU LoRE | Non-Red Flag Warning - Destructive Fires | Equipment / facility failure | Aggregated | 2032 | 2.8006e-07 | 489.6273 | 0.00013712 | 2032 | Mitigation | 0.95 | 45 | 0 | esc | 0.00097009 | 2.7168e-10 | 0.00097009 | 2.7168e-10
[35 empty] | 7.3.3.17.6 Updates to grid topology to minimize risk of ignition in HFTDs Butte County Rebuild | WLDFR | HFTD - Distribution - Tier 2 - 2QU CoRE ¦ 4QU LoRE | 2032 | 0.47509 | 0 | 0 | 0 | 0 |  |  |  |  | 0 | 0 | 0 | 0 | 0 |  | 0 | 0 | 0 | Column23: 0; Column24: 0; Column25: 0; Column26: 0; Column27: 0; Column28: 0; Column29: 0.00091542; Column30: 0.22177; Column31: 0; Column32: 0.22177; Column33: 0.10536 | WLDFR | HFTD - Distribution - Tier 3 - 3QU CoRE ¦ 5QU LoRE | Red Flag Warning - Destructive Fires | 2033 | 2.0279e-09 | 2.0279e-09 | 9984.8474 | 263.1074 | 9721.74 | 0 | 0 | 0 | 2.0904e-06 | 2.0248e-05 | 0 | 2.0248e-05 | 2.0248e-05 | 0 | 2.0248e-05 | 0 | 1.1151e-06 | 2.4443e-06 | 0 | 2.4443e-06 | 0 | 1.2834e-07 | 1.5686e-07 | 0 | 1.5686e-07 | [12 empty] | 7.3.3.17.5 (Remote Grid) Updates to grid topology to minimize risk of ignition in HFTDs Remote GridWLDFREquipment / facility failureAggregated | WLDFR | HFTD - Distribution - Tier 2 - 3QU CoRE ¦ 1QU LoRE | Non-Red Flag Warning - Destructive Fires | Equipment / facility failure | Aggregated | 2033 | 2.8006e-07 | 489.6273 | 0.00013712 | 2033 | Mitigation | 0.95 | 45 | 0 | esc | 0.00097009 | 2.7168e-10 | 0.00097009 | 2.7168e-10
[35 empty] | 7.3.3.17.6 Updates to grid topology to minimize risk of ignition in HFTDs Butte County Rebuild | WLDFR | HFTD - Distribution - Tier 2 - 2QU CoRE ¦ 4QU LoRE | 2033 | 0.44401 | 0 | 0 | 0 | 0 |  |  |  |  | 0 | 0 | 0 | 0 | 0 |  | 0 | 0 | 0 | Column23: 0; Column24: 0; Column25: 0; Column26: 0; Column27: 0; Column28: 0; Column29: 0.00091542; Column30: 0.23228; Column31: 0; Column32: 0.23228; Column33: 0.10313 | WLDFR | HFTD - Distribution - Tier 3 - 3QU CoRE ¦ 5QU LoRE | Red Flag Warning - Destructive Fires | 2034 | 2.0279e-09 | 2.0279e-09 | 9984.8474 | 263.1074 | 9721.74 | 0 | 0 | 0 | 2.0904e-06 | 2.0248e-05 | 0 | 2.0248e-05 | 2.0248e-05 | 0 | 2.0248e-05 | 0 | 1.1151e-06 | 2.4443e-06 | 0 | 2.4443e-06 | 0 | 1.2834e-07 | 1.5686e-07 | 0 | 1.5686e-07 | [12 empty] | 7.3.3.17.5 (Remote Grid) Updates to grid topology to minimize risk of ignition in HFTDs Remote GridWLDFREquipment / facility failureAggregated | WLDFR | HFTD - Distribution - Tier 2 - 3QU CoRE ¦ 1QU LoRE | Non-Red Flag Warning - Destructive Fires | Equipment / facility failure | Aggregated | 2034 | 2.8006e-07 | 489.6273 | 0.00013712 | 2034 | Mitigation | 0.95 | 45 | 0 | esc | 0.00097009 | 2.7168e-10 | 0.00097009 | 2.7168e-10
[35 empty] | 7.3.3.17.6 Updates to grid topology to minimize risk of ignition in HFTDs Butte County Rebuild | WLDFR | HFTD - Distribution - Tier 2 - 2QU CoRE ¦ 4QU LoRE | 2034 | 0.41496 | 0 | 0 | 0 | 0 |  |  |  |  | 0 | 0 | 0 | 0 | 0 |  | 0 | 0 | 0 | Column23: 0; Column24: 0; Column25: 0; Column26: 0; Column27: 0; Column28: 0; Column29: 0.00091542; Column30: 0.23228; Column31: 0; Column32: 0.23228; Column33: 0.096387 | WLDFR | HFTD - Distribution - Tier 3 - 3QU CoRE ¦ 5QU LoRE | Red Flag Warning - Destructive Fires | 2035 | 2.0279e-09 | 2.0279e-09 | 9984.8474 | 263.1074 | 9721.74 | 0 | 0 | 0 | 2.0904e-06 | 2.0248e-05 | 0 | 2.0248e-05 | 2.0248e-05 | 0 | 2.0248e-05 | 0 | 1.1151e-06 | 2.4443e-06 | 0 | 2.4443e-06 | 0 | 1.2834e-07 | 1.5686e-07 | 0 | 1.5686e-07 | [12 empty] | 7.3.3.17.5 (Remote Grid) Updates to grid topology to minimize risk of ignition in HFTDs Remote GridWLDFREquipment / facility failureAggregated | WLDFR | HFTD - Distribution - Tier 2 - 3QU CoRE ¦ 1QU LoRE | Non-Red Flag Warning - Destructive Fires | Equipment / facility failure | Aggregated | 2035 | 2.8006e-07 | 489.6273 | 0.00013712 | 2035 | Mitigation | 0.95 | 45 | 0 | esc | 0.00097009 | 2.7168e-10 | 0.00097009 | 2.7168e-10
[35 empty] | 7.3.3.17.6 Updates to grid topology to minimize risk of ignition in HFTDs Butte County Rebuild | WLDFR | HFTD - Distribution - Tier 2 - 2QU CoRE ¦ 4QU LoRE | 2035 | 0.38782 | 0 | 0 | 0 | 0 |  |  |  |  | 0 | 0 | 0 | 0 | 0 |  | 0 | 0 | 0 | Column23: 0; Column24: 0; Column25: 0; Column26: 0; Column27: 0; Column28: 0; Column29: 0.00091542; Column30: 0.23228; Column31: 0; Column32: 0.23228; Column33: 0.090082 | WLDFR | HFTD - Distribution - Tier 3 - 3QU CoRE ¦ 5QU LoRE | Red Flag Warning - Destructive Fires | 2036 | 2.0279e-09 | 2.0279e-09 | 9984.8474 | 263.1074 | 9721.74 | 0 | 0 | 0 | 2.0904e-06 | 2.0248e-05 | 0 | 2.0248e-05 | 2.0248e-05 | 0 | 2.0248e-05 | 0 | 1.1151e-06 | 2.4443e-06 | 0 | 2.4443e-06 | 0 | 1.3441e-07 | 1.6428e-07 | 0 | 1.6428e-07 | [12 empty] | 7.3.3.17.5 (Remote Grid) Updates to grid topology to minimize risk of ignition in HFTDs Remote GridWLDFREquipment / facility failureAggregated | WLDFR | HFTD - Distribution - Tier 2 - 3QU CoRE ¦ 1QU LoRE | Non-Red Flag Warning - Destructive Fires | Equipment / facility failure | Aggregated | 2036 | 2.8006e-07 | 489.6273 | 0.00013712 | 2036 | Mitigation | 0.95 | 45 | 0 | esc | 0.00097009 | 2.7168e-10 | 0.00097009 | 2.7168e-10
[35 empty] | 7.3.3.17.6 Updates to grid topology to minimize risk of ignition in HFTDs Butte County Rebuild | WLDFR | HFTD - Distribution - Tier 2 - 2QU CoRE ¦ 4QU LoRE | 2036 | 0.36245 | 0 | 0 | 0 | 0 |  |  |  |  | 0 | 0 | 0 | 0 | 0 |  | 0 | 0 | 0 | Column23: 0; Column24: 0; Column25: 0; Column26: 0; Column27: 0; Column28: 0; Column29: 0.00091542; Column30: 0.23228; Column31: 0; Column32: 0.23228; Column33: 0.084188 | WLDFR | HFTD - Distribution - Tier 3 - 3QU CoRE ¦ 5QU LoRE | Red Flag Warning - Destructive Fires | 2037 | 2.0279e-09 | 2.0279e-09 | 9984.8474 | 263.1074 | 9721.74 | 0 | 0 | 0 | 2.0904e-06 | 2.0248e-05 | 0 | 2.0248e-05 | 2.0248e-05 | 0 | 2.0248e-05 | 0 | 1.1151e-06 | 2.4443e-06 | 0 | 2.4443e-06 | 0 | 1.3441e-07 | 1.6428e-07 | 0 | 1.6428e-07 | [12 empty] | 7.3.3.17.5 (Remote Grid) Updates to grid topology to minimize risk of ignition in HFTDs Remote GridWLDFREquipment / facility failureAggregated | WLDFR | HFTD - Distribution - Tier 2 - 3QU CoRE ¦ 1QU LoRE | Non-Red Flag Warning - Destructive Fires | Equipment / facility failure | Aggregated | 2037 | 2.8006e-07 | 489.6273 | 0.00013712 | 2037 | Mitigation | 0.95 | 45 | 0 | esc | 0.00097009 | 2.7168e-10 | 0.00097009 | 2.7168e-10
[35 empty] | 7.3.3.17.6 Updates to grid topology to minimize risk of ignition in HFTDs Butte County Rebuild | WLDFR | HFTD - Distribution - Tier 2 - 2QU CoRE ¦ 4QU LoRE | 2037 | 0.33873 | 0 | 0 | 0 | 0 |  |  |  |  | 0 | 0 | 0 | 0 | 0 |  | 0 | 0 | 0 | Column23: 0; Column24: 0; Column25: 0; Column26: 0; Column27: 0; Column28: 0; Column29: 0.00091542; Column30: 0.23228; Column31: 0; Column32: 0.23228; Column33: 0.078681 | WLDFR | HFTD - Distribution - Tier 3 - 3QU CoRE ¦ 5QU LoRE | Red Flag Warning - Destructive Fires | 2038 | 2.0279e-09 | 2.0279e-09 | 10472.8261 | 280.5544 | 10192.2718 | 0 | 0 | 0 | 2.0904e-06 | 2.1238e-05 | 0 | 2.1238e-05 | 2.1238e-05 | 0 | 2.1238e-05 | 0 | 1.1814e-06 | 2.5897e-06 | 0 | 2.5897e-06 | 0 | 1.3441e-07 | 1.6428e-07 | 0 | 1.6428e-07 | [12 empty] | 7.3.3.17.5 (Remote Grid) Updates to grid topology to minimize risk of ignition in HFTDs Remote GridWLDFREquipment / facility failureAggregated | WLDFR | HFTD - Distribution - Tier 2 - 3QU CoRE ¦ 1QU LoRE | Non-Red Flag Warning - Destructive Fires | Equipment / facility failure | Aggregated | 2038 | 2.8006e-07 | 489.6273 | 0.00013712 | 2038 | Mitigation | 0.95 | 45 | 0 | esc | 0.00097009 | 2.7168e-10 | 0.00097009 | 2.7168e-10
[35 empty] | 7.3.3.17.6 Updates to grid topology to minimize risk of ignition in HFTDs Butte County Rebuild | WLDFR | HFTD - Distribution - Tier 2 - 2QU CoRE ¦ 4QU LoRE | 2038 | 0.31657 | 0 | 0 | 0 | 0 |  |  |  |  | 0 | 0 | 0 | 0 | 0 |  | 0 | 0 | 0 | Column23: 0; Column24: 0; Column25: 0; Column26: 0; Column27: 0; Column28: 0; Column29: 0.00091542; Column30: 0.24369; Column31: 0; Column32: 0.24369; Column33: 0.077144 | WLDFR | HFTD - Distribution - Tier 3 - 3QU CoRE ¦ 5QU LoRE | Red Flag Warning - Destructive Fires | 2039 | 2.0279e-09 | 2.0279e-09 | 10472.8261 | 280.5544 | 10192.2718 | 0 | 0 | 0 | 2.0904e-06 | 2.1238e-05 | 0 | 2.1238e-05 | 2.1238e-05 | 0 | 2.1238e-05 | 0 | 1.1814e-06 | 2.5897e-06 | 0 | 2.5897e-06 | 0 | 1.3441e-07 | 1.6428e-07 | 0 | 1.6428e-07 | [12 empty] | 7.3.3.17.5 (Remote Grid) Updates to grid topology to minimize risk of ignition in HFTDs Remote GridWLDFREquipment / facility failureAggregated | WLDFR | HFTD - Distribution - Tier 2 - 3QU CoRE ¦ 1QU LoRE | Non-Red Flag Warning - Destructive Fires | Equipment / facility failure | Aggregated | 2039 | 2.8006e-07 | 489.6273 | 0.00013712 | 2039 | Mitigation | 0.95 | 45 | 0 | esc | 0.00097009 | 2.7168e-10 | 0.00097009 | 2.7168e-10
[35 empty] | 7.3.3.17.6 Updates to grid topology to minimize risk of ignition in HFTDs Butte County Rebuild | WLDFR | HFTD - Distribution - Tier 2 - 2QU CoRE ¦ 4QU LoRE | 2039 | 0.29586 | 0 | 0 | 0 | 0 |  |  |  |  | 0 | 0 | 0 | 0 | 0 |  | 0 | 0 | 0 | Column23: 0; Column24: 0; Column25: 0; Column26: 0; Column27: 0; Column28: 0; Column29: 0.00091542; Column30: 0.24369; Column31: 0; Column32: 0.24369; Column33: 0.072098 | WLDFR | HFTD - Distribution - Tier 3 - 3QU CoRE ¦ 5QU LoRE | Red Flag Warning - Destructive Fires | 2040 | 2.0279e-09 | 2.0279e-09 | 10472.8261 | 280.5544 | 10192.2718 | 0 | 0 | 0 | 2.0904e-06 | 2.1238e-05 | 0 | 2.1238e-05 | 2.1238e-05 | 0 | 2.1238e-05 | 0 | 1.1814e-06 | 2.5897e-06 | 0 | 2.5897e-06 | 0 | 1.3441e-07 | 1.6428e-07 | 0 | 1.6428e-07 | [12 empty] | 7.3.3.17.5 (Remote Grid) Updates to grid topology to minimize risk of ignition in HFTDs Remote GridWLDFREquipment / facility failureAggregated | WLDFR | HFTD - Distribution - Tier 2 - 3QU CoRE ¦ 1QU LoRE | Non-Red Flag Warning - Destructive Fires | Equipment / facility failure | Aggregated | 2040 | 2.8006e-07 | 489.6273 | 0.00013712 | 2040 | Mitigation | 0.95 | 45 | 0 | esc | 0.00097009 | 2.7168e-10 | 0.00097009 | 2.7168e-10
[35 empty] | 7.3.3.17.6 Updates to grid topology to minimize risk of ignition in HFTDs Butte County Rebuild | WLDFR | HFTD - Distribution - Tier 2 - 2QU CoRE ¦ 4QU LoRE | 2040 | 0.27651 | 0 | 0 | 0 | 0 |  |  |  |  | 0 | 0 | 0 | 0 | 0 |  | 0 | 0 | 0 | Column23: 0; Column24: 0; Column25: 0; Column26: 0; Column27: 0; Column28: 0; Column29: 0.00091542; Column30: 0.24369; Column31: 0; Column32: 0.24369; Column33: 0.067381 | WLDFR | HFTD - Distribution - Tier 3 - 3QU CoRE ¦ 5QU LoRE | Red Flag Warning - Destructive Fires | 2041 | 2.0279e-09 | 2.0279e-09 | 10472.8261 | 280.5544 | 10192.2718 | 0 | 0 | 0 | 2.0904e-06 | 2.1238e-05 | 0 | 2.1238e-05 | 2.1238e-05 | 0 | 2.1238e-05 | 0 | 1.1814e-06 | 2.5897e-06 | 0 | 2.5897e-06 | 0 | 1.4053e-07 | 1.7175e-07 | 0 | 1.7175e-07 | [12 empty] | 7.3.3.17.5 (Remote Grid) Updates to grid topology to minimize risk of ignition in HFTDs Remote GridWLDFREquipment / facility failureAggregated | WLDFR | HFTD - Distribution - Tier 2 - 3QU CoRE ¦ 1QU LoRE | Non-Red Flag Warning - Destructive Fires | Equipment / facility failure | Aggregated | 2041 | 2.8006e-07 | 489.6273 | 0.00013712 | 2041 | Mitigation | 0.95 | 45 | 0 | esc | 0.00097009 | 2.7168e-10 | 0.00097009 | 2.7168e-10
[35 empty] | 7.3.3.17.6 Updates to grid topology to minimize risk of ignition in HFTDs Butte County Rebuild | WLDFR | HFTD - Distribution - Tier 2 - 2QU CoRE ¦ 4QU LoRE | 2041 | 0.25842 | 0 | 0 | 0 | 0 |  |  |  |  | 0 | 0 | 0 | 0 | 0 |  | 0 | 0 | 0 | Column23: 0; Column24: 0; Column25: 0; Column26: 0; Column27: 0; Column28: 0; Column29: 0.00091542; Column30: 0.24369; Column31: 0; Column32: 0.24369; Column33: 0.062973 | WLDFR | HFTD - Distribution - Tier 3 - 3QU CoRE ¦ 5QU LoRE | Red Flag Warning - Destructive Fires | 2042 | 2.0279e-09 | 2.0279e-09 | 10472.8261 | 280.5544 | 10192.2718 | 0 | 0 | 0 | 2.0904e-06 | 2.1238e-05 | 0 | 2.1238e-05 | 2.1238e-05 | 0 | 2.1238e-05 | 0 | 1.1814e-06 | 2.5897e-06 | 0 | 2.5897e-06 | 0 | 1.4053e-07 | 1.7175e-07 | 0 | 1.7175e-07 | [12 empty] | 7.3.3.17.5 (Remote Grid) Updates to grid topology to minimize risk of ignition in HFTDs Remote GridWLDFREquipment / facility failureAggregated | WLDFR | HFTD - Distribution - Tier 2 - 3QU CoRE ¦ 1QU LoRE | Non-Red Flag Warning - Destructive Fires | Equipment / facility failure | Aggregated | 2042 | 2.8006e-07 | 489.6273 | 0.00013712 | 2042 | Mitigation | 0.95 | 45 | 0 | esc | 0.00097009 | 2.7168e-10 | 0.00097009 | 2.7168e-10
[35 empty] | 7.3.3.17.6 Updates to grid topology to minimize risk of ignition in HFTDs Butte County Rebuild | WLDFR | HFTD - Distribution - Tier 2 - 2QU CoRE ¦ 4QU LoRE | 2042 | 0.24151 | 0 | 0 | 0 | 0 |  |  |  |  | 0 | 0 | 0 | 0 | 0 |  | 0 | 0 | 0 | Column23: 0; Column24: 0; Column25: 0; Column26: 0; Column27: 0; Column28: 0; Column29: 0.00091542; Column30: 0.24369; Column31: 0; Column32: 0.24369; Column33: 0.058853 | WLDFR | HFTD - Distribution - Tier 3 - 3QU CoRE ¦ 5QU LoRE | Red Flag Warning - Destructive Fires | 2043 | 2.0279e-09 | 2.0279e-09 | 10992.1562 | 299.42 | 10692.7362 | 0 | 0 | 0 | 2.0904e-06 | 2.2291e-05 | 0 | 2.2291e-05 | 2.2291e-05 | 0 | 2.2291e-05 | 0 | 1.2552e-06 | 2.7514e-06 | 0 | 2.7514e-06 | 0 | 1.4053e-07 | 1.7175e-07 | 0 | 1.7175e-07 | [12 empty] | 7.3.3.17.5 (Remote Grid) Updates to grid topology to minimize risk of ignition in HFTDs Remote GridWLDFREquipment / facility failureAggregated | WLDFR | HFTD - Distribution - Tier 2 - 3QU CoRE ¦ 1QU LoRE | Non-Red Flag Warning - Destructive Fires | Equipment / facility failure | Aggregated | 2043 | 2.8006e-07 | 489.6273 | 0.00013712 | 2043 | Mitigation | 0.95 | 45 | 0 | esc | 0.00097009 | 2.7168e-10 | 0.00097009 | 2.7168e-10
[35 empty] | 7.3.3.17.6 Updates to grid topology to minimize risk of ignition in HFTDs Butte County Rebuild | WLDFR | HFTD - Distribution - Tier 2 - 2QU CoRE ¦ 4QU LoRE | 2043 | 0.22571 | 0 | 0 | 0 | 0 |  |  |  |  | 0 | 0 | 0 | 0 | 0 |  | 0 | 0 | 0 | Column23: 0; Column24: 0; Column25: 0; Column26: 0; Column27: 0; Column28: 0; Column29: 0.00091542; Column30: 0.25584; Column31: 0; Column32: 0.25584; Column33: 0.057745 | WLDFR | HFTD - Distribution - Tier 3 - 3QU CoRE ¦ 5QU LoRE | Red Flag Warning - Destructive Fires | 2044 | 2.0279e-09 | 2.0279e-09 | 10992.1562 | 299.42 | 10692.7362 | 0 | 0 | 0 | 2.0904e-06 | 2.2291e-05 | 0 | 2.2291e-05 | 2.2291e-05 | 0 | 2.2291e-05 | 0 | 1.2552e-06 | 2.7514e-06 | 0 | 2.7514e-06 | 0 | 1.4053e-07 | 1.7175e-07 | 0 | 1.7175e-07 | [12 empty] | 7.3.3.17.5 (Remote Grid) Updates to grid topology to minimize risk of ignition in HFTDs Remote GridWLDFREquipment / facility failureAggregated | WLDFR | HFTD - Distribution - Tier 2 - 3QU CoRE ¦ 1QU LoRE | Non-Red Flag Warning - Destructive Fires | Equipment / facility failure | Aggregated | 2044 | 2.8006e-07 | 489.6273 | 0.00013712 | 2044 | Mitigation | 0.95 | 45 | 0 | esc | 0.00097009 | 2.7168e-10 | 0.00097009 | 2.7168e-10
[35 empty] | 7.3.3.17.6 Updates to grid topology to minimize risk of ignition in HFTDs Butte County Rebuild | WLDFR | HFTD - Distribution - Tier 2 - 2QU CoRE ¦ 4QU LoRE | 2044 | 0.21095 | 0 | 0 | 0 | 0 |  |  |  |  | 0 | 0 | 0 | 0 | 0 |  | 0 | 0 | 0 | Column23: 0; Column24: 0; Column25: 0; Column26: 0; Column27: 0; Column28: 0; Column29: 0.00091542; Column30: 0.25584; Column31: 0; Column32: 0.25584; Column33: 0.053968 | WLDFR | HFTD - Distribution - Tier 3 - 3QU CoRE ¦ 5QU LoRE | Red Flag Warning - Destructive Fires | 2045 | 2.0279e-09 | 2.0279e-09 | 10992.1562 | 299.42 | 10692.7362 | 0 | 0 | 0 | 2.0904e-06 | 2.2291e-05 | 0 | 2.2291e-05 | 2.2291e-05 | 0 | 2.2291e-05 | 0 | 1.2552e-06 | 2.7514e-06 | 0 | 2.7514e-06 | 0 | 1.4053e-07 | 1.7175e-07 | 0 | 1.7175e-07 | [12 empty] | 7.3.3.17.5 (Remote Grid) Updates to grid topology to minimize risk of ignition in HFTDs Remote GridWLDFREquipment / facility failureAggregated | WLDFR | HFTD - Distribution - Tier 2 - 3QU CoRE ¦ 1QU LoRE | Non-Red Flag Warning - Destructive Fires | Equipment / facility failure | Aggregated | 2045 | 2.8006e-07 | 489.6273 | 0.00013712 | 2045 | Mitigation | 0.95 | 45 | 0 | esc | 0.00097009 | 2.7168e-10 | 0.00097009 | 2.7168e-10
[35 empty] | 7.3.3.17.6 Updates to grid topology to minimize risk of ignition in HFTDs Butte County Rebuild | WLDFR | HFTD - Distribution - Tier 2 - 2QU CoRE ¦ 4QU LoRE | 2045 | 0.19715 | 0 | 0 | 0 | 0 |  |  |  |  | 0 | 0 | 0 | 0 | 0 |  | 0 | 0 | 0 | Column23: 0; Column24: 0; Column25: 0; Column26: 0; Column27: 0; Column28: 0; Column29: 0.00091542; Column30: 0.25584; Column31: 0; Column32: 0.25584; Column33: 0.050437 | WLDFR | HFTD - Distribution - Tier 3 - 3QU CoRE ¦ 5QU LoRE | Red Flag Warning - Destructive Fires | 2046 | 2.0279e-09 | 2.0279e-09 | 10992.1562 | 299.42 | 10692.7362 | 0 | 0 | 0 | 2.0904e-06 | 2.2291e-05 | 0 | 2.2291e-05 | 2.2291e-05 | 0 | 2.2291e-05 | 0 | 1.2552e-06 | 2.7514e-06 | 0 | 2.7514e-06 | 0 | 1.4661e-07 | 1.7919e-07 | 0 | 1.7919e-07 | [12 empty] | 7.3.3.17.5 (Remote Grid) Updates to grid topology to minimize risk of ignition in HFTDs Remote GridWLDFREquipment / facility failureAggregated | WLDFR | HFTD - Distribution - Tier 2 - 3QU CoRE ¦ 1QU LoRE | Non-Red Flag Warning - Destructive Fires | Equipment / facility failure | Aggregated | 2046 | 2.8006e-07 | 489.6273 | 0.00013712 | 2046 | Mitigation | 0.95 | 45 | 0 | esc | 0.00097009 | 2.7168e-10 | 0.00097009 | 2.7168e-10
[35 empty] | 7.3.3.17.6 Updates to grid topology to minimize risk of ignition in HFTDs Butte County Rebuild | WLDFR | HFTD - Distribution - Tier 2 - 2QU CoRE ¦ 4QU LoRE | 2046 | 0.18425 | 0 | 0 | 0 | 0 |  |  |  |  | 0 | 0 | 0 | 0 | 0 |  | 0 | 0 | 0 | Column23: 0; Column24: 0; Column25: 0; Column26: 0; Column27: 0; Column28: 0; Column29: 0.00091542; Column30: 0.25584; Column31: 0; Column32: 0.25584; Column33: 0.047137 | WLDFR | HFTD - Distribution - Tier 3 - 3QU CoRE ¦ 5QU LoRE | Red Flag Warning - Destructive Fires | 2047 | 2.0279e-09 | 2.0279e-09 | 10992.1562 | 299.42 | 10692.7362 | 0 | 0 | 0 | 2.0904e-06 | 2.2291e-05 | 0 | 2.2291e-05 | 2.2291e-05 | 0 | 2.2291e-05 | 0 | 1.2552e-06 | 2.7514e-06 | 0 | 2.7514e-06 | 0 | 1.4661e-07 | 1.7919e-07 | 0 | 1.7919e-07 | [12 empty] | 7.3.3.17.5 (Remote Grid) Updates to grid topology to minimize risk of ignition in HFTDs Remote GridWLDFREquipment / facility failureAggregated | WLDFR | HFTD - Distribution - Tier 2 - 3QU CoRE ¦ 1QU LoRE | Non-Red Flag Warning - Destructive Fires | Equipment / facility failure | Aggregated | 2047 | 2.8006e-07 | 489.6273 | 0.00013712 | 2047 | Mitigation | 0.95 | 45 | 0 | esc | 0.00097009 | 2.7168e-10 | 0.00097009 | 2.7168e-10
[35 empty] | 7.3.3.17.6 Updates to grid topology to minimize risk of ignition in HFTDs Butte County Rebuild | WLDFR | HFTD - Distribution - Tier 2 - 2QU CoRE ¦ 4QU LoRE | 2047 | 0.1722 | 0 | 0 | 0 | 0 |  |  |  |  | 0 | 0 | 0 | 0 | 0 |  | 0 | 0 | 0 | Column23: 0; Column24: 0; Column25: 0; Column26: 0; Column27: 0; Column28: 0; Column29: 0.00091542; Column30: 0.25584; Column31: 0; Column32: 0.25584; Column33: 0.044054 | WLDFR | HFTD - Distribution - Tier 3 - 3QU CoRE ¦ 5QU LoRE | Red Flag Warning - Destructive Fires | 2048 | 2.0279e-09 | 2.0279e-09 | 11536.0538 | 319.4911 | 11216.5626 | 0 | 0 | 0 | 2.0904e-06 | 2.3394e-05 | 0 | 2.3394e-05 | 2.3394e-05 | 0 | 2.3394e-05 | 0 | 1.3359e-06 | 2.9284e-06 | 0 | 2.9284e-06 | 0 | 1.4661e-07 | 1.7919e-07 | 0 | 1.7919e-07 | [12 empty] | 7.3.3.17.5 (Remote Grid) Updates to grid topology to minimize risk of ignition in HFTDs Remote GridWLDFREquipment / facility failureAggregated | WLDFR | HFTD - Distribution - Tier 2 - 3QU CoRE ¦ 1QU LoRE | Non-Red Flag Warning - Destructive Fires | Equipment / facility failure | Aggregated | 2048 | 2.8006e-07 | 489.6273 | 0.00013712 | 2048 | Mitigation | 0.95 | 45 | 0 | esc | 0.00097009 | 2.7168e-10 | 0.00097009 | 2.7168e-10
[35 empty] | 7.3.3.17.6 Updates to grid topology to minimize risk of ignition in HFTDs Butte County Rebuild | WLDFR | HFTD - Distribution - Tier 2 - 2QU CoRE ¦ 4QU LoRE | 2048 | 0.16093 | 0 | 0 | 0 | 0 |  |  |  |  | 0 | 0 | 0 | 0 | 0 |  | 0 | 0 | 0 | Column23: 0; Column24: 0; Column25: 0; Column26: 0; Column27: 0; Column28: 0; Column29: 0.00091542; Column30: 0.26857; Column31: 0; Column32: 0.26857; Column33: 0.043221 | WLDFR | HFTD - Distribution - Tier 3 - 3QU CoRE ¦ 5QU LoRE | Red Flag Warning - Destructive Fires | 2049 | 2.0279e-09 | 2.0279e-09 | 11536.0538 | 319.4911 | 11216.5626 | 0 | 0 | 0 | 2.0904e-06 | 2.3394e-05 | 0 | 2.3394e-05 | 2.3394e-05 | 0 | 2.3394e-05 | 0 | 1.3359e-06 | 2.9284e-06 | 0 | 2.9284e-06 | 0 | 1.4661e-07 | 1.7919e-07 | 0 | 1.7919e-07 | [12 empty] | 7.3.3.17.5 (Remote Grid) Updates to grid topology to minimize risk of ignition in HFTDs Remote GridWLDFREquipment / facility failureAggregated | WLDFR | HFTD - Distribution - Tier 2 - 3QU CoRE ¦ 1QU LoRE | Non-Red Flag Warning - Destructive Fires | Equipment / facility failure | Aggregated | 2049 | 2.8006e-07 | 489.6273 | 0.00013712 | 2049 | Mitigation | 0.95 | 45 | 0 | esc | 0.00097009 | 2.7168e-10 | 0.00097009 | 2.7168e-10
[35 empty] | 7.3.3.17.6 Updates to grid topology to minimize risk of ignition in HFTDs Butte County Rebuild | WLDFR | HFTD - Distribution - Tier 2 - 2QU CoRE ¦ 4QU LoRE | 2049 | 0.1504 | 0 | 0 | 0 | 0 |  |  |  |  | 0 | 0 | 0 | 0 | 0 |  | 0 | 0 | 0 | Column23: 0; Column24: 0; Column25: 0; Column26: 0; Column27: 0; Column28: 0; Column29: 0.00091542; Column30: 0.26857; Column31: 0; Column32: 0.26857; Column33: 0.040394 | WLDFR | HFTD - Distribution - Tier 3 - 3QU CoRE ¦ 5QU LoRE | Red Flag Warning - Destructive Fires | 2050 | 2.0279e-09 | 2.0279e-09 | 11536.0538 | 319.4911 | 11216.5626 | 0 | 0 | 0 | 2.0904e-06 | 2.3394e-05 | 0 | 2.3394e-05 | 2.3394e-05 | 0 | 2.3394e-05 | 0 | 1.3359e-06 | 2.9284e-06 | 0 | 2.9284e-06 | 0 | 1.4661e-07 | 1.7919e-07 | 0 | 1.7919e-07 | [12 empty] | 7.3.3.17.5 (Remote Grid) Updates to grid topology to minimize risk of ignition in HFTDs Remote GridWLDFREquipment / facility failureAggregated | WLDFR | HFTD - Distribution - Tier 2 - 3QU CoRE ¦ 1QU LoRE | Non-Red Flag Warning - Destructive Fires | Equipment / facility failure | Aggregated | 2050 | 2.8006e-07 | 489.6273 | 0.00013712 | 2050 | Mitigation | 0.95 | 45 | 0 | esc | 0.00097009 | 2.7168e-10 | 0.00097009 | 2.7168e-10
[35 empty] | 7.3.3.17.6 Updates to grid topology to minimize risk of ignition in HFTDs Butte County Rebuild | WLDFR | HFTD - Distribution - Tier 2 - 2QU CoRE ¦ 4QU LoRE | 2050 | 0.14056 | 0 | 0 | 0 | 0 |  |  |  |  | 0 | 0 | 0 | 0 | 0 |  | 0 | 0 | 0 | Column23: 0; Column24: 0; Column25: 0; Column26: 0; Column27: 0; Column28: 0; Column29: 0.00091542; Column30: 0.26857; Column31: 0; Column32: 0.26857; Column33: 0.037751 | WLDFR | HFTD - Distribution - Tier 3 - 3QU CoRE ¦ 5QU LoRE | Red Flag Warning - Destructive Fires | 2051 | 2.0279e-09 | 2.0279e-09 | 11536.0538 | 319.4911 | 11216.5626 | 0 | 0 | 0 | 2.0904e-06 | 2.3394e-05 | 0 | 2.3394e-05 | 2.3394e-05 | 0 | 2.3394e-05 | 0 | 1.3359e-06 | 2.9284e-06 | 0 | 2.9284e-06 | 0 | 1.5259e-07 | 1.865e-07 | 0 | 1.865e-07 | [12 empty] | 7.3.3.17.5 (Remote Grid) Updates to grid topology to minimize risk of ignition in HFTDs Remote GridWLDFREquipment / facility failureAggregated | WLDFR | HFTD - Distribution - Tier 2 - 3QU CoRE ¦ 1QU LoRE | Non-Red Flag Warning - Destructive Fires | Equipment / facility failure | Aggregated | 2051 | 2.8006e-07 | 489.6273 | 0.00013712 | 2051 | Mitigation | 0.95 | 45 | 0 | esc | 0.00097009 | 2.7168e-10 | 0.00097009 | 2.7168e-10
[35 empty] | 7.3.3.17.6 Updates to grid topology to minimize risk of ignition in HFTDs Butte County Rebuild | WLDFR | HFTD - Distribution - Tier 2 - 2QU CoRE ¦ 4QU LoRE | 2051 | 0.13137 | 0 | 0 | 0 | 0 |  |  |  |  | 0 | 0 | 0 | 0 | 0 |  | 0 | 0 | 0 | Column23: 0; Column24: 0; Column25: 0; Column26: 0; Column27: 0; Column28: 0; Column29: 0.00091542; Column30: 0.26857; Column31: 0; Column32: 0.26857; Column33: 0.035281 | WLDFR | HFTD - Distribution - Tier 3 - 3QU CoRE ¦ 5QU LoRE | Red Flag Warning - Destructive Fires | 2052 | 2.0279e-09 | 2.0279e-09 | 11536.0538 | 319.4911 | 11216.5626 | 0 | 0 | 0 | 2.0904e-06 | 2.3394e-05 | 0 | 2.3394e-05 | 2.3394e-05 | 0 | 2.3394e-05 | 0 | 1.3359e-06 | 2.9284e-06 | 0 | 2.9284e-06 | 0 | 1.5259e-07 | 1.865e-07 | 0 | 1.865e-07 | [12 empty] | 7.3.3.17.5 (Remote Grid) Updates to grid topology to minimize risk of ignition in HFTDs Remote GridWLDFREquipment / facility failureAggregated | WLDFR | HFTD - Distribution - Tier 2 - 3QU CoRE ¦ 1QU LoRE | Non-Red Flag Warning - Destructive Fires | Equipment / facility failure | Aggregated | 2052 | 2.8006e-07 | 489.6273 | 0.00013712 | 2052 | Mitigation | 0.95 | 45 | 0 | esc | 0.00097009 | 2.7168e-10 | 0.00097009 | 2.7168e-10
[35 empty] | 7.3.3.17.6 Updates to grid topology to minimize risk of ignition in HFTDs Butte County Rebuild | WLDFR | HFTD - Distribution - Tier 2 - 2QU CoRE ¦ 4QU LoRE | 2052 | 0.12277 | 0 | 0 | 0 | 0 |  |  |  |  | 0 | 0 | 0 | 0 | 0 |  | 0 | 0 | 0 | Column23: 0; Column24: 0; Column25: 0; Column26: 0; Column27: 0; Column28: 0; Column29: 0.00091542; Column30: 0.26857; Column31: 0; Column32: 0.26857; Column33: 0.032973 | WLDFR | HFTD - Distribution - Tier 3 - 3QU CoRE ¦ 5QU LoRE | Red Flag Warning - Destructive Fires | 2053 | 2.0279e-09 | 2.0279e-09 | 12097.6769 | 340.5356 | 11757.1413 | 0 | 0 | 0 | 2.0904e-06 | 2.4533e-05 | 0 | 2.4533e-05 | 2.4533e-05 | 0 | 2.4533e-05 | 0 | 1.4229e-06 | 3.1189e-06 | 0 | 3.1189e-06 | 0 | 1.5259e-07 | 1.865e-07 | 0 | 1.865e-07 | [12 empty] | 7.3.3.17.5 (Remote Grid) Updates to grid topology to minimize risk of ignition in HFTDs Remote GridWLDFREquipment / facility failureAggregated | WLDFR | HFTD - Distribution - Tier 2 - 3QU CoRE ¦ 1QU LoRE | Non-Red Flag Warning - Destructive Fires | Equipment / facility failure | Aggregated | 2053 | 2.8006e-07 | 489.6273 | 0.00013712 | 2053 | Mitigation | 0.95 | 45 | 0 | esc | 0.00097009 | 2.7168e-10 | 0.00097009 | 2.7168e-10
[35 empty] | 7.3.3.17.6 Updates to grid topology to minimize risk of ignition in HFTDs Butte County Rebuild | WLDFR | HFTD - Distribution - Tier 2 - 2QU CoRE ¦ 4QU LoRE | 2053 | 0.11474 | 0 | 0 | 0 | 0 |  |  |  |  | 0 | 0 | 0 | 0 | 0 |  | 0 | 0 | 0 | Column23: 0; Column24: 0; Column25: 0; Column26: 0; Column27: 0; Column28: 0; Column29: 0.00091542; Column30: 0.28173; Column31: 0; Column32: 0.28173; Column33: 0.032326 | WLDFR | HFTD - Distribution - Tier 3 - 3QU CoRE ¦ 5QU LoRE | Red Flag Warning - Destructive Fires | 2054 | 2.0279e-09 | 2.0279e-09 | 12097.6769 | 340.5356 | 11757.1413 | 0 | 0 | 0 | 2.0904e-06 | 2.4533e-05 | 0 | 2.4533e-05 | 2.4533e-05 | 0 | 2.4533e-05 | 0 | 1.4229e-06 | 3.1189e-06 | 0 | 3.1189e-06 | 0 | 1.5259e-07 | 1.865e-07 | 0 | 1.865e-07 | [12 empty] | 7.3.3.17.5 (Remote Grid) Updates to grid topology to minimize risk of ignition in HFTDs Remote GridWLDFREquipment / facility failureAggregated | WLDFR | HFTD - Distribution - Tier 2 - 3QU CoRE ¦ 1QU LoRE | Non-Red Flag Warning - Destructive Fires | Equipment / facility failure | Aggregated | 2054 | 2.8006e-07 | 489.6273 | 0.00013712 | 2054 | Mitigation | 0.95 | 45 | 0 | esc | 0.00097009 | 2.7168e-10 | 0.00097009 | 2.7168e-10
[35 empty] | 7.3.3.17.6 Updates to grid topology to minimize risk of ignition in HFTDs Butte County Rebuild | WLDFR | HFTD - Distribution - Tier 2 - 2QU CoRE ¦ 4QU LoRE | 2054 | 0.10723 | 0 | 0 | 0 | 0 |  |  |  |  | 0 | 0 | 0 | 0 | 0 |  | 0 | 0 | 0 | Column23: 0; Column24: 0; Column25: 0; Column26: 0; Column27: 0; Column28: 0; Column29: 0.00091542; Column30: 0.28173; Column31: 0; Column32: 0.28173; Column33: 0.030212 | WLDFR | HFTD - Distribution - Tier 3 - 3QU CoRE ¦ 5QU LoRE | Red Flag Warning - Destructive Fires | 2055 | 2.0279e-09 | 2.0279e-09 | 12097.6769 | 340.5356 | 11757.1413 | 0 | 0 | 0 | 2.0904e-06 | 2.4533e-05 | 0 | 2.4533e-05 | 2.4533e-05 | 0 | 2.4533e-05 | 0 | 1.4229e-06 | 3.1189e-06 | 0 | 3.1189e-06 | 0 | 0 | 1.865e-07 | 0 | 1.865e-07 | [12 empty] | 7.3.3.17.5 (Remote Grid) Updates to grid topology to minimize risk of ignition in HFTDs Remote GridWLDFREquipment / facility failureAggregated | WLDFR | HFTD - Distribution - Tier 2 - 3QU CoRE ¦ 1QU LoRE | Non-Red Flag Warning - Destructive Fires | Equipment / facility failure | Aggregated | 2055 | 2.8006e-07 | 489.6273 | 0.00013712 | 2055 | Mitigation | 0.95 | 45 | 0 | esc | 0.00097009 | 2.7168e-10 | 0.00097009 | 2.7168e-10
[35 empty] | 7.3.3.17.6 Updates to grid topology to minimize risk of ignition in HFTDs Butte County Rebuild | WLDFR | HFTD - Distribution - Tier 2 - 2QU CoRE ¦ 4QU LoRE | 2055 | 0.10022 | 0 | 0 | 0 | 0 |  |  |  |  | 0 | 0 | 0 | 0 | 0 |  | 0 | 0 | 0 | Column23: 0; Column24: 0; Column25: 0; Column26: 0; Column27: 0; Column28: 0; Column29: 0.00091542; Column30: 0.28173; Column31: 0; Column32: 0.28173; Column33: 0.028235 | WLDFR | HFTD - Distribution - Tier 3 - 3QU CoRE ¦ 5QU LoRE | Red Flag Warning - Destructive Fires | 2056 | 2.0279e-09 | 2.0279e-09 | 12097.6769 | 340.5356 | 11757.1413 | 0 | 0 | 0 | 2.0904e-06 | 2.4533e-05 | 0 | 2.4533e-05 | 2.4533e-05 | 0 | 2.4533e-05 | 0 | 1.4229e-06 | 3.1189e-06 | 0 | 3.1189e-06 | 0 | 0 | 0 | 0 | 0 | [12 empty] | 7.3.3.17.5 (Remote Grid) Updates to grid topology to minimize risk of ignition in HFTDs Remote GridWLDFREquipment / facility failureAggregated | WLDFR | HFTD - Distribution - Tier 2 - 3QU CoRE ¦ 1QU LoRE | Non-Red Flag Warning - Destructive Fires | Equipment / facility failure | Aggregated | 2056 | 2.8006e-07 | 489.6273 | 0.00013712 | 2056 | Mitigation | 0.95 | 45 | 0 | esc | 0.00097009 | 2.7168e-10 | 0.00097009 | 2.7168e-10
[35 empty] | 7.3.3.17.6 Updates to grid topology to minimize risk of ignition in HFTDs Butte County Rebuild | WLDFR | HFTD - Distribution - Tier 2 - 2QU CoRE ¦ 4QU LoRE | 2056 | 0.093663 | 0 | 0 | 0 | 0 |  |  |  |  | 0 | 0 | 0 | 0 | 0 |  | 0 | 0 | 0 | Column23: 0; Column24: 0; Column25: 0; Column26: 0; Column27: 0; Column28: 0; Column29: 0.00091542; Column30: 0.28173; Column31: 0; Column32: 0.28173; Column33: 0.026388 | WLDFR | HFTD - Distribution - Tier 3 - 3QU CoRE ¦ 5QU LoRE | Red Flag Warning - Destructive Fires | 2057 | 2.0279e-09 | 2.0279e-09 | 12097.6769 | 340.5356 | 11757.1413 | 0 | 0 | 0 | 2.0904e-06 | 2.4533e-05 | 0 | 2.4533e-05 | 2.4533e-05 | 0 | 2.4533e-05 | 0 | 1.4229e-06 | 3.1189e-06 | 0 | 3.1189e-06 | 0 | 0 | 0 | 0 | 0 | [12 empty] | 7.3.3.17.5 (Remote Grid) Updates to grid topology to minimize risk of ignition in HFTDs Remote GridWLDFREquipment / facility failureAggregated | WLDFR | HFTD - Distribution - Tier 2 - 3QU CoRE ¦ 1QU LoRE | Non-Red Flag Warning - Destructive Fires | Equipment / facility failure | Aggregated | 2057 | 2.8006e-07 | 489.6273 | 0.00013712 | 2057 | Mitigation | 0.95 | 45 | 0 | esc | 0.00097009 | 2.7168e-10 | 0.00097009 | 2.7168e-10
[35 empty] | 7.3.3.17.6 Updates to grid topology to minimize risk of ignition in HFTDs Butte County Rebuild | WLDFR | HFTD - Distribution - Tier 2 - 2QU CoRE ¦ 4QU LoRE | 2057 | 0.087535 | 0 | 0 | 0 | 0 |  |  |  |  | 0 | 0 | 0 | 0 | 0 |  | 0 | 0 | 0 | Column23: 0; Column24: 0; Column25: 0; Column26: 0; Column27: 0; Column28: 0; Column29: 0.00091542; Column30: 0.28173; Column31: 0; Column32: 0.28173; Column33: 0.024662 | WLDFR | HFTD - Distribution - Tier 3 - 3QU CoRE ¦ 5QU LoRE | Red Flag Warning - Destructive Fires | 2058 | 2.0279e-09 | 2.0279e-09 | 12670.1796 | 362.3049 | 12307.8747 | 0 | 0 | 0 | 2.0904e-06 | 2.5694e-05 | 0 | 2.5694e-05 | 2.5694e-05 | 0 | 2.5694e-05 | 0 | 1.5153e-06 | 3.3216e-06 | 0 | 3.3216e-06 | 0 | 2.5017e-09 | 0 | 0 | 0 | [12 empty] | 7.3.3.17.5 (Remote Grid) Updates to grid topology to minimize risk of ignition in HFTDs Remote GridWLDFREquipment / facility failureAggregated | WLDFR | HFTD - Distribution - Tier 2 - 3QU CoRE ¦ 1QU LoRE | Non-Red Flag Warning - Destructive Fires | Equipment / facility failure | Aggregated | 2058 | 2.8006e-07 | 489.6273 | 0.00013712 | 2058 | Mitigation | 0.95 | 45 | 0 | esc | 0.00097009 | 2.7168e-10 | 0.00097009 | 2.7168e-10
[35 empty] | 7.3.3.17.6 Updates to grid topology to minimize risk of ignition in HFTDs Butte County Rebuild | WLDFR | HFTD - Distribution - Tier 2 - 2QU CoRE ¦ 4QU LoRE | 2058 | 0.081809 | 0 | 0 | 0 | 0 |  |  |  |  | 0 | 0 | 0 | 0 | 0 |  | 0 | 0 | 0 | Column23: 0; Column24: 0; Column25: 0; Column26: 0; Column27: 0; Column28: 0; Column29: 0.00091542; Column30: 0.29516; Column31: 0; Column32: 0.29516; Column33: 0.024147 | WLDFR | HFTD - Distribution - Tier 3 - 3QU CoRE ¦ 5QU LoRE | Red Flag Warning - Destructive Fires | 2059 | 2.0279e-09 | 2.0279e-09 | 12670.1796 | 362.3049 | 12307.8747 | 0 | 0 | 0 | 2.0904e-06 | 2.5694e-05 | 0 | 2.5694e-05 | 2.5694e-05 | 0 | 2.5694e-05 | 0 | 1.5153e-06 | 3.3216e-06 | 0 | 3.3216e-06 | 0 | 2.6137e-09 | 3.1945e-09 | 0 | 3.1945e-09 | [12 empty] | 7.3.3.17.5 (Remote Grid) Updates to grid topology to minimize risk of ignition in HFTDs Remote GridWLDFREquipment / facility failureAggregated | WLDFR | HFTD - Distribution - Tier 2 - 3QU CoRE ¦ 1QU LoRE | Non-Red Flag Warning - Destructive Fires | Equipment / facility failure | Aggregated | 2059 | 2.8006e-07 | 489.6273 | 0.00013712 | 2059 | Mitigation | 0.95 | 45 | 0 | esc | 0.00097009 | 2.7168e-10 | 0.00097009 | 2.7168e-10
[35 empty] | 7.3.3.17.6 Updates to grid topology to minimize risk of ignition in HFTDs Butte County Rebuild | WLDFR | HFTD - Distribution - Tier 2 - 2QU CoRE ¦ 4QU LoRE | 2059 | 0.076457 | 0 | 0 | 0 | 0 |  |  |  |  | 0 | 0 | 0 | 0 | 0 |  | 0 | 0 | 0 | Column23: 0; Column24: 0; Column25: 0; Column26: 0; Column27: 0; Column28: 0; Column29: 0.00091542; Column30: 0.29516; Column31: 0; Column32: 0.29516; Column33: 0.022567 | WLDFR | HFTD - Distribution - Tier 3 - 3QU CoRE ¦ 5QU LoRE | Red Flag Warning - Destructive Fires | 2060 | 2.0279e-09 | 2.0279e-09 | 12670.1796 | 362.3049 | 12307.8747 | 0 | 0 | 0 | 2.0904e-06 | 2.5694e-05 | 0 | 2.5694e-05 | 2.5694e-05 | 0 | 2.5694e-05 | 0 | 1.5153e-06 | 3.3216e-06 | 0 | 3.3216e-06 | 0 | 2.6137e-09 | 3.1945e-09 | 0 | 3.1945e-09 | [12 empty] | 7.3.3.17.5 (Remote Grid) Updates to grid topology to minimize risk of ignition in HFTDs Remote GridWLDFREquipment / facility failureAggregated | WLDFR | HFTD - Distribution - Tier 2 - 3QU CoRE ¦ 1QU LoRE | Non-Red Flag Warning - Destructive Fires | Equipment / facility failure | Aggregated | 2060 | 2.8006e-07 | 489.6273 | 0.00013712 | 2060 | Mitigation | 0.95 | 45 | 0 | esc | 0.00097009 | 2.7168e-10 | 0.00097009 | 2.7168e-10
[35 empty] | 7.3.3.17.6 Updates to grid topology to minimize risk of ignition in HFTDs Butte County Rebuild | WLDFR | HFTD - Distribution - Tier 2 - 2QU CoRE ¦ 4QU LoRE | 2060 | 0.071455 | 0 | 0 | 0 | 0 |  |  |  |  | 0 | 0 | 0 | 0 | 0 |  | 0 | 0 | 0 | Column23: 0; Column24: 0; Column25: 0; Column26: 0; Column27: 0; Column28: 0; Column29: 0.00091542; Column30: 0.29516; Column31: 0; Column32: 0.29516; Column33: 0.021091 | WLDFR | HFTD - Distribution - Tier 3 - 3QU CoRE ¦ 5QU LoRE | Red Flag Warning - Destructive Fires | 2061 | 2.0279e-09 | 2.0279e-09 | 12670.1796 | 362.3049 | 12307.8747 | 0 | 0 | 0 | 2.0904e-06 | 2.5694e-05 | 0 | 2.5694e-05 | 2.5694e-05 | 0 | 2.5694e-05 | 0 | 1.5153e-06 | 3.3216e-06 | 0 | 3.3216e-06 | 0 | 2.6137e-09 | 3.1945e-09 | 0 | 3.1945e-09 | [12 empty] | 7.3.3.17.5 (Remote Grid) Updates to grid topology to minimize risk of ignition in HFTDs Remote GridWLDFREquipment / facility failureAggregated | WLDFR | HFTD - Distribution - Tier 2 - 3QU CoRE ¦ 1QU LoRE | Non-Red Flag Warning - Destructive Fires | Equipment / facility failure | Aggregated | 2061 | 2.8006e-07 | 489.6273 | 0.00013712 | 2061 | Mitigation | 0.95 | 45 | 0 | esc | 0.00097009 | 2.7168e-10 | 0.00097009 | 2.7168e-10
[35 empty] | 7.3.3.17.6 Updates to grid topology to minimize risk of ignition in HFTDs Butte County Rebuild | WLDFR | HFTD - Distribution - Tier 2 - 2QU CoRE ¦ 4QU LoRE | 2061 | 0.06678 | 0 | 0 | 0 | 0 |  |  |  |  | 0 | 0 | 0 | 0 | 0 |  | 0 | 0 | 0 | Column23: 0; Column24: 0; Column25: 0; Column26: 0; Column27: 0; Column28: 0; Column29: 0.00091542; Column30: 0.29516; Column31: 0; Column32: 0.29516; Column33: 0.019711 | WLDFR | HFTD - Distribution - Tier 3 - 3QU CoRE ¦ 5QU LoRE | Red Flag Warning - Destructive Fires | 2062 | 2.0279e-09 | 2.0279e-09 | 12670.1796 | 362.3049 | 12307.8747 | 0 | 0 | 0 | 2.0904e-06 | 2.5694e-05 | 0 | 2.5694e-05 | 2.5694e-05 | 0 | 2.5694e-05 | 0 | 1.5153e-06 | 3.3216e-06 | 0 | 3.3216e-06 | 0 | 2.6137e-09 | 3.1945e-09 | 0 | 3.1945e-09 | [12 empty] | 7.3.3.17.5 (Remote Grid) Updates to grid topology to minimize risk of ignition in HFTDs Remote GridWLDFREquipment / facility failureAggregated | WLDFR | HFTD - Distribution - Tier 2 - 3QU CoRE ¦ 1QU LoRE | Non-Red Flag Warning - Destructive Fires | Equipment / facility failure | Aggregated | 2062 | 2.8006e-07 | 489.6273 | 0.00013712 | 2062 | Mitigation | 0.95 | 45 | 0 | esc | 0.00097009 | 2.7168e-10 | 0.00097009 | 2.7168e-10
[35 empty] | 7.3.3.17.6 Updates to grid topology to minimize risk of ignition in HFTDs Butte County Rebuild | WLDFR | HFTD - Distribution - Tier 2 - 2QU CoRE ¦ 4QU LoRE | 2062 | 0.062412 | 0 | 0 | 0 | 0 |  |  |  |  | 0 | 0 | 0 | 0 | 0 |  | 0 | 0 | 0 | Column23: 0; Column24: 0; Column25: 0; Column26: 0; Column27: 0; Column28: 0; Column29: 0.00091542; Column30: 0.29516; Column31: 0; Column32: 0.29516; Column33: 0.018422 | WLDFR | HFTD - Distribution - Tier 3 - 3QU CoRE ¦ 5QU LoRE | Red Flag Warning - Destructive Fires | 2063 | 2.0279e-09 | 2.0279e-09 | 13246.6313 | 384.5316 | 12862.0997 | 0 | 0 | 0 | 2.0904e-06 | 2.6863e-05 | 0 | 2.6863e-05 | 2.6863e-05 | 0 | 2.6863e-05 | 0 | 1.6122e-06 | 3.534e-06 | 0 | 3.534e-06 | 0 | 2.6137e-09 | 3.1945e-09 | 0 | 3.1945e-09 | [12 empty] | 7.3.3.17.5 (Remote Grid) Updates to grid topology to minimize risk of ignition in HFTDs Remote GridWLDFREquipment / facility failureAggregated | WLDFR | HFTD - Distribution - Tier 2 - 3QU CoRE ¦ 1QU LoRE | Non-Red Flag Warning - Destructive Fires | Equipment / facility failure | Aggregated | 2063 | 2.8006e-07 | 489.6273 | 0.00013712 | 2063 | Mitigation | 0.95 | 45 | 0 | esc | 0.00097009 | 2.7168e-10 | 0.00097009 | 2.7168e-10
[35 empty] | 7.3.3.17.6 Updates to grid topology to minimize risk of ignition in HFTDs Butte County Rebuild | WLDFR | HFTD - Distribution - Tier 2 - 2QU CoRE ¦ 4QU LoRE | 2063 | 0.058329 | 0 | 0 | 0 | 0 |  |  |  |  | 0 | 0 | 0 | 0 | 0 |  | 0 | 0 | 0 | Column23: 0; Column24: 0; Column25: 0; Column26: 0; Column27: 0; Column28: 0; Column29: 0.00091542; Column30: 0.30869; Column31: 0; Column32: 0.30869; Column33: 0.018006 | WLDFR | HFTD - Distribution - Tier 3 - 3QU CoRE ¦ 5QU LoRE | Red Flag Warning - Destructive Fires | 2064 | 2.0279e-09 | 2.0279e-09 | 13246.6313 | 384.5316 | 12862.0997 | 0 | 0 | 0 | 2.0904e-06 | 2.6863e-05 | 0 | 2.6863e-05 | 2.6863e-05 | 0 | 2.6863e-05 | 0 | 1.6122e-06 | 3.534e-06 | 0 | 3.534e-06 | 0 | 2.7578e-09 | 3.3707e-09 | 0 | 3.3707e-09 | [12 empty] | 7.3.3.17.5 (Remote Grid) Updates to grid topology to minimize risk of ignition in HFTDs Remote GridWLDFREquipment / facility failureAggregated | WLDFR | HFTD - Distribution - Tier 2 - 3QU CoRE ¦ 1QU LoRE | Non-Red Flag Warning - Destructive Fires | Equipment / facility failure | Aggregated | 2064 | 2.8006e-07 | 489.6273 | 0.00013712 | 2064 | Mitigation | 0.95 | 45 | 0 | esc | 0.00097009 | 2.7168e-10 | 0.00097009 | 2.7168e-10
[35 empty] | 7.3.3.17.6 Updates to grid topology to minimize risk of ignition in HFTDs Butte County Rebuild | WLDFR | HFTD - Distribution - Tier 2 - 2QU CoRE ¦ 4QU LoRE | 2064 | 0.054513 | 0 | 0 | 0 | 0 |  |  |  |  | 0 | 0 | 0 | 0 | 0 |  | 0 | 0 | 0 | Column23: 0; Column24: 0; Column25: 0; Column26: 0; Column27: 0; Column28: 0; Column29: 0.00091542; Column30: 0.30869; Column31: 0; Column32: 0.30869; Column33: 0.016828 | WLDFR | HFTD - Distribution - Tier 3 - 3QU CoRE ¦ 5QU LoRE | Red Flag Warning - Destructive Fires | 2065 | 2.0279e-09 | 2.0279e-09 | 13246.6313 | 384.5316 | 12862.0997 | 0 | 0 | 0 | 2.0904e-06 | 2.6863e-05 | 0 | 2.6863e-05 | 2.6863e-05 | 0 | 2.6863e-05 | 0 | 1.6122e-06 | 3.534e-06 | 0 | 3.534e-06 | 0 | 2.7578e-09 | 3.3707e-09 | 0 | 3.3707e-09 | [12 empty] | 7.3.3.17.5 (Remote Grid) Updates to grid topology to minimize risk of ignition in HFTDs Remote GridWLDFREquipment / facility failureAggregated | WLDFR | HFTD - Distribution - Tier 2 - 3QU CoRE ¦ 1QU LoRE | Non-Red Flag Warning - Destructive Fires | Equipment / facility failure | Aggregated | 2065 | 2.8006e-07 | 489.6273 | 0.00013712 | 2065 | Mitigation | 0.95 | 45 | 0 | esc | 0.00097009 | 2.7168e-10 | 0.00097009 | 2.7168e-10
[35 empty] | 7.3.3.17.6 Updates to grid topology to minimize risk of ignition in HFTDs Butte County Rebuild | WLDFR | HFTD - Distribution - Tier 2 - 2QU CoRE ¦ 4QU LoRE | 2065 | 0.050946 | 0 | 0 | 0 | 0 |  |  |  |  | 0 | 0 | 0 | 0 | 0 |  | 0 | 0 | 0 | Column23: 0; Column24: 0; Column25: 0; Column26: 0; Column27: 0; Column28: 0; Column29: 0.00091542; Column30: 0.30869; Column31: 0; Column32: 0.30869; Column33: 0.015727 | WLDFR | HFTD - Distribution - Tier 3 - 3QU CoRE ¦ 5QU LoRE | Red Flag Warning - Destructive Fires | 2066 | 2.0279e-09 | 2.0279e-09 | 13246.6313 | 384.5316 | 12862.0997 | 0 | 0 | 0 | 2.0904e-06 | 2.6863e-05 | 0 | 2.6863e-05 | 2.6863e-05 | 0 | 2.6863e-05 | 0 | 1.6122e-06 | 3.534e-06 | 0 | 3.534e-06 | 0 | 2.7578e-09 | 3.3707e-09 | 0 | 3.3707e-09 | [12 empty] | 7.3.3.17.5 (Remote Grid) Updates to grid topology to minimize risk of ignition in HFTDs Remote GridWLDFREquipment / facility failureAggregated | WLDFR | HFTD - Distribution - Tier 2 - 3QU CoRE ¦ 1QU LoRE | Non-Red Flag Warning - Destructive Fires | Equipment / facility failure | Aggregated | 2066 | 2.8006e-07 | 489.6273 | 0.00013712 | 2066 | Mitigation | 0.95 | 45 | 0 | esc | 0.00097009 | 2.7168e-10 | 0.00097009 | 2.7168e-10
[35 empty] | 7.3.3.17.6 Updates to grid topology to minimize risk of ignition in HFTDs Butte County Rebuild | WLDFR | HFTD - Distribution - Tier 2 - 2QU CoRE ¦ 4QU LoRE | 2066 | 0.047613 | 0 | 0 | 0 | 0 |  |  |  |  | 0 | 0 | 0 | 0 | 0 |  | 0 | 0 | 0 | Column23: 0; Column24: 0; Column25: 0; Column26: 0; Column27: 0; Column28: 0; Column29: 0.00091542; Column30: 0.30869; Column31: 0; Column32: 0.30869; Column33: 0.014698 | WLDFR | HFTD - Distribution - Tier 3 - 3QU CoRE ¦ 5QU LoRE | Red Flag Warning - Destructive Fires | 2067 | 0 | 2.0279e-09 | 13246.6313 | 384.5316 | 12862.0997 | 0 | 0 | 0 | 2.0904e-06 | 0 | 0 | 0 | 2.6863e-05 | 0 | 2.6863e-05 | 0 | 1.6122e-06 | 3.534e-06 | 0 | 3.534e-06 | 0 | 2.7578e-09 | 3.3707e-09 | 0 | 3.3707e-09 | [12 empty] | 7.3.3.17.5 (Remote Grid) Updates to grid topology to minimize risk of ignition in HFTDs Remote GridWLDFREquipment / facility failureAggregated | WLDFR | HFTD - Distribution - Tier 2 - 3QU CoRE ¦ 1QU LoRE | Non-Red Flag Warning - Destructive Fires | Equipment / facility failure | Aggregated | 2067 | 2.8006e-07 | 489.6273 | 0.00013712 | 2067 | Mitigation | 0.95 | 45 | 0 | esc | 0 | 0 | 0.00097009 | 2.7168e-10
[35 empty] | 7.3.3.17.6 Updates to grid topology to minimize risk of ignition in HFTDs Butte County Rebuild | WLDFR | HFTD - Distribution - Tier 2 - 2QU CoRE ¦ 4QU LoRE | 2067 | 0.044499 | 0 | 0 | 0 | 0 |  |  |  |  | 0 | 0 | 0 | 0 | 0 |  | 0 | 0 | 0 | Column23: 0; Column24: 0; Column25: 0; Column26: 0; Column27: 0; Column28: 0; Column29: 0.00091542; Column30: 0.30869; Column31: 0; Column32: 0.30869; Column33: 0.013736 | WLDFR | HFTD - Distribution - Tier 3 - 3QU CoRE ¦ 5QU LoRE | Red Flag Warning - Large Fires | 2022 | 1.4537e-08 | 0 | 5.2406 | 0.69642 | 2.942 | 1.6022 | 0 | 0 | 1.4985e-05 | 7.6181e-08 | 0 | 7.6181e-08 | 0 | 0 | 0 | 0 | 1.7125e-06 | 3.7539e-06 | 0 | 3.7539e-06 | 0 | 2.7578e-09 | 3.3707e-09 | 0 | 3.3707e-09 | [12 empty] | 7.3.3.17.5 (Remote Grid) Updates to grid topology to minimize risk of ignition in HFTDs Remote GridWLDFRVegetation ContactAggregated | WLDFR | HFTD - Distribution - Tier 2 - 3QU CoRE ¦ 1QU LoRE | Non-Red Flag Warning - Destructive Fires | Vegetation Contact | Aggregated | 2022 | 1.2134e-06 | 489.6273 | 0.00059409 | 2022 | Mitigation | 0.95 | 45 | 0 | esc | 0.00097009 | 1.1771e-09 | 0 | 0
[35 empty] | 7.3.3.17.6 Updates to grid topology to minimize risk of ignition in HFTDs Butte County Rebuild | WLDFR | HFTD - Distribution - Tier 2 - 2QU CoRE ¦ 4QU LoRE | 2068 | 0.041587 | 0 | 0 | 0 | 0 |  |  |  |  | 0 | 0 | 0 | 0 | 0 |  | 0 | 0 | 0 | Column23: 0; Column24: 0; Column25: 0; Column26: 0; Column27: 0; Column28: 0; Column29: 0.00091542; Column30: 0.32217; Column31: 0; Column32: 0.32217; Column33: 0.013398 | WLDFR | HFTD - Distribution - Tier 3 - 3QU CoRE ¦ 5QU LoRE | Red Flag Warning - Large Fires | 2023 | 1.4537e-08 | 1.4537e-08 | 5.475 | 0.71896 | 3.0715 | 1.6846 | 0 | 0 | 1.4985e-05 | 7.959e-08 | 0 | 7.959e-08 | 7.959e-08 | 0 | 7.959e-08 | 0 | 1.7125e-06 | 3.7539e-06 | 0 | 3.7539e-06 | 0 | 2.9218e-09 | 3.5711e-09 | 0 | 3.5711e-09 | [12 empty] | 7.3.3.17.5 (Remote Grid) Updates to grid topology to minimize risk of ignition in HFTDs Remote GridWLDFRVegetation ContactAggregated | WLDFR | HFTD - Distribution - Tier 2 - 3QU CoRE ¦ 1QU LoRE | Non-Red Flag Warning - Destructive Fires | Vegetation Contact | Aggregated | 2023 | 1.2134e-06 | 489.6273 | 0.00059409 | 2023 | Mitigation | 0.95 | 45 | 0 | esc | 0.00097009 | 1.1771e-09 | 0.00097009 | 1.1771e-09
[35 empty] | 7.3.3.17.6 Updates to grid topology to minimize risk of ignition in HFTDs Butte County Rebuild | WLDFR | HFTD - Distribution - Tier 2 - 2QU CoRE ¦ 4QU LoRE | 2069 | 0.038867 | 0 | 0 | 0 | 0 |  |  |  |  | 0 | 0 | 0 | 0 | 0 |  | 0 | 0 | 0 | Column23: 0; Column24: 0; Column25: 0; Column26: 0; Column27: 0; Column28: 0; Column29: 0.00091542; Column30: 0.32217; Column31: 0; Column32: 0.32217; Column33: 0.012522 | WLDFR | HFTD - Distribution - Tier 3 - 3QU CoRE ¦ 5QU LoRE | Red Flag Warning - Large Fires | 2024 | 1.4537e-08 | 1.4537e-08 | 5.475 | 0.71896 | 3.0715 | 1.6846 | 0 | 0 | 1.4985e-05 | 7.959e-08 | 0 | 7.959e-08 | 7.959e-08 | 0 | 7.959e-08 | 0 | 1.7125e-06 | 3.7539e-06 | 0 | 3.7539e-06 | 0 | 2.9218e-09 | 3.5711e-09 | 0 | 3.5711e-09 | [12 empty] | 7.3.3.17.5 (Remote Grid) Updates to grid topology to minimize risk of ignition in HFTDs Remote GridWLDFRVegetation ContactAggregated | WLDFR | HFTD - Distribution - Tier 2 - 3QU CoRE ¦ 1QU LoRE | Non-Red Flag Warning - Destructive Fires | Vegetation Contact | Aggregated | 2024 | 1.2134e-06 | 489.6273 | 0.00059409 | 2024 | Mitigation | 0.95 | 45 | 0 | esc | 0.00097009 | 1.1771e-09 | 0.00097009 | 1.1771e-09
[35 empty] | 7.3.3.17.6 Updates to grid topology to minimize risk of ignition in HFTDs Butte County Rebuild | WLDFR | HFTD - Distribution - Tier 2 - 2QU CoRE ¦ 4QU LoRE | 2070 | 0.036324 | 0 | 0 | 0 | 0 |  |  |  |  | 0 | 0 | 0 | 0 | 0 |  | 0 | 0 | 0 | Column23: 0; Column24: 0; Column25: 0; Column26: 0; Column27: 0; Column28: 0; Column29: 0.00091542; Column30: 0.32217; Column31: 0; Column32: 0.32217; Column33: 0.011702 | WLDFR | HFTD - Distribution - Tier 3 - 3QU CoRE ¦ 5QU LoRE | Red Flag Warning - Large Fires | 2025 | 1.4537e-08 | 1.4537e-08 | 5.475 | 0.71896 | 3.0715 | 1.6846 | 0 | 0 | 1.4985e-05 | 7.959e-08 | 0 | 7.959e-08 | 7.959e-08 | 0 | 7.959e-08 | 0 | 1.7125e-06 | 3.7539e-06 | 0 | 3.7539e-06 | 0 | 2.9218e-09 | 3.5711e-09 | 0 | 3.5711e-09 | [12 empty] | 7.3.3.17.5 (Remote Grid) Updates to grid topology to minimize risk of ignition in HFTDs Remote GridWLDFRVegetation ContactAggregated | WLDFR | HFTD - Distribution - Tier 2 - 3QU CoRE ¦ 1QU LoRE | Non-Red Flag Warning - Destructive Fires | Vegetation Contact | Aggregated | 2025 | 1.2134e-06 | 489.6273 | 0.00059409 | 2025 | Mitigation | 0.95 | 45 | 0 | esc | 0.00097009 | 1.1771e-09 | 0.00097009 | 1.1771e-09
[35 empty] | 7.3.3.17.6 Updates to grid topology to minimize risk of ignition in HFTDs Butte County Rebuild | WLDFR | HFTD - Distribution - Tier 2 - 2QU CoRE ¦ 4QU LoRE | 2071 | 0.033948 | 0 | 0 | 0 | 0 |  |  |  |  | 0 | 0 | 0 | 0 | 0 |  | 0 | 0 | 0 | Column23: 0; Column24: 0; Column25: 0; Column26: 0; Column27: 0; Column28: 0; Column29: 0.00091542; Column30: 0.32217; Column31: 0; Column32: 0.32217; Column33: 0.010937 | WLDFR | HFTD - Distribution - Tier 3 - 3QU CoRE ¦ 5QU LoRE | Red Flag Warning - Large Fires | 2026 | 1.4537e-08 | 1.4537e-08 | 5.475 | 0.71896 | 3.0715 | 1.6846 | 0 | 0 | 1.4985e-05 | 7.959e-08 | 0 | 7.959e-08 | 7.959e-08 | 0 | 7.959e-08 | 0 | 1.7125e-06 | 3.7539e-06 | 0 | 3.7539e-06 | 0 | 2.9218e-09 | 3.5711e-09 | 0 | 3.5711e-09 | [12 empty] | 7.3.3.17.5 (Remote Grid) Updates to grid topology to minimize risk of ignition in HFTDs Remote GridWLDFRVegetation ContactAggregated | WLDFR | HFTD - Distribution - Tier 2 - 3QU CoRE ¦ 1QU LoRE | Non-Red Flag Warning - Destructive Fires | Vegetation Contact | Aggregated | 2026 | 1.2134e-06 | 489.6273 | 0.00059409 | 2026 | Mitigation | 0.95 | 45 | 0 | esc | 0.00097009 | 1.1771e-09 | 0.00097009 | 1.1771e-09
[35 empty] | 7.3.3.17.6 Updates to grid topology to minimize risk of ignition in HFTDs Butte County Rebuild | WLDFR | HFTD - Distribution - Tier 2 - 2QU CoRE ¦ 4QU LoRE | 2072 | 0.031727 | 0 | 0 | 0 | 0 |  |  |  |  | 0 | 0 | 0 | 0 | 0 |  | 0 | 0 | 0 | Column23: 0; Column24: 0; Column25: 0; Column26: 0; Column27: 0; Column28: 0; Column29: 0.00091542; Column30: 0.32217; Column31: 0; Column32: 0.32217; Column33: 0.010221 | WLDFR | HFTD - Distribution - Tier 3 - 3QU CoRE ¦ 5QU LoRE | Red Flag Warning - Large Fires | 2027 | 1.4537e-08 | 1.4537e-08 | 5.475 | 0.71896 | 3.0715 | 1.6846 | 0 | 0 | 1.4985e-05 | 7.959e-08 | 0 | 7.959e-08 | 7.959e-08 | 0 | 7.959e-08 | 0 | 1.8151e-06 | 3.9787e-06 | 0 | 3.9787e-06 | 0 | 2.9218e-09 | 3.5711e-09 | 0 | 3.5711e-09 | [12 empty] | 7.3.3.17.5 (Remote Grid) Updates to grid topology to minimize risk of ignition in HFTDs Remote GridWLDFRVegetation ContactAggregated | WLDFR | HFTD - Distribution - Tier 2 - 3QU CoRE ¦ 1QU LoRE | Non-Red Flag Warning - Destructive Fires | Vegetation Contact | Aggregated | 2027 | 1.2134e-06 | 489.6273 | 0.00059409 | 2027 | Mitigation | 0.95 | 45 | 0 | esc | 0.00097009 | 1.1771e-09 | 0.00097009 | 1.1771e-09
[35 empty] | 7.3.3.17.6 Updates to grid topology to minimize risk of ignition in HFTDs Butte County Rebuild | WLDFR | HFTD - Distribution - Tier 2 - 2QU CoRE ¦ 4QU LoRE | 2073 | 0.029651 | 0 | 0 | 0 | 0 |  |  |  |  | 0 | 0 | 0 | 0 | 0 |  | 0 | 0 | 0 | Column23: 0; Column24: 0; Column25: 0; Column26: 0; Column27: 0; Column28: 0; Column29: 0.00091542; Column30: 0.33542; Column31: 0; Column32: 0.33542; Column33: 0.0099456 | WLDFR | HFTD - Distribution - Tier 3 - 3QU CoRE ¦ 5QU LoRE | Red Flag Warning - Large Fires | 2028 | 1.4537e-08 | 1.4537e-08 | 5.777 | 0.74734 | 3.238 | 1.7917 | 0 | 0 | 1.4985e-05 | 8.398e-08 | 0 | 8.398e-08 | 8.398e-08 | 0 | 8.398e-08 | 0 | 1.8151e-06 | 3.9787e-06 | 0 | 3.9787e-06 | 0 | 3.1043e-09 | 3.7942e-09 | 0 | 3.7942e-09 | [12 empty] | 7.3.3.17.5 (Remote Grid) Updates to grid topology to minimize risk of ignition in HFTDs Remote GridWLDFRVegetation ContactAggregated | WLDFR | HFTD - Distribution - Tier 2 - 3QU CoRE ¦ 1QU LoRE | Non-Red Flag Warning - Destructive Fires | Vegetation Contact | Aggregated | 2028 | 1.2134e-06 | 489.6273 | 0.00059409 | 2028 | Mitigation | 0.95 | 45 | 0 | esc | 0.00097009 | 1.1771e-09 | 0.00097009 | 1.1771e-09
[35 empty] | 7.3.3.17.6 Updates to grid topology to minimize risk of ignition in HFTDs Butte County Rebuild | WLDFR | HFTD - Distribution - Tier 2 - 2QU CoRE ¦ 4QU LoRE | 2074 | 0.027711 | 0 | 0 | 0 | 0 |  |  |  |  | 0 | 0 | 0 | 0 | 0 |  | 0 | 0 | 0 | Column23: 0; Column24: 0; Column25: 0; Column26: 0; Column27: 0; Column28: 0; Column29: 0.00091542; Column30: 0.33542; Column31: 0; Column32: 0.33542; Column33: 0.0092949 | WLDFR | HFTD - Distribution - Tier 3 - 3QU CoRE ¦ 5QU LoRE | Red Flag Warning - Large Fires | 2029 | 1.4537e-08 | 1.4537e-08 | 5.777 | 0.74734 | 3.238 | 1.7917 | 0 | 0 | 1.4985e-05 | 8.398e-08 | 0 | 8.398e-08 | 8.398e-08 | 0 | 8.398e-08 | 0 | 1.8151e-06 | 3.9787e-06 | 0 | 3.9787e-06 | 0 | 3.1043e-09 | 3.7942e-09 | 0 | 3.7942e-09 | [12 empty] | 7.3.3.17.5 (Remote Grid) Updates to grid topology to minimize risk of ignition in HFTDs Remote GridWLDFRVegetation ContactAggregated | WLDFR | HFTD - Distribution - Tier 2 - 3QU CoRE ¦ 1QU LoRE | Non-Red Flag Warning - Destructive Fires | Vegetation Contact | Aggregated | 2029 | 1.2134e-06 | 489.6273 | 0.00059409 | 2029 | Mitigation | 0.95 | 45 | 0 | esc | 0.00097009 | 1.1771e-09 | 0.00097009 | 1.1771e-09
[35 empty] | 7.3.3.17.6 Updates to grid topology to minimize risk of ignition in HFTDs Butte County Rebuild | WLDFR | HFTD - Distribution - Tier 2 - 2QU CoRE ¦ 4QU LoRE | 2075 | 0.025899 | 0 | 0 | 0 | 0 |  |  |  |  | 0 | 0 | 0 | 0 | 0 |  | 0 | 0 | 0 | Column23: 0; Column24: 0; Column25: 0; Column26: 0; Column27: 0; Column28: 0; Column29: 0.00091542; Column30: 0.33542; Column31: 0; Column32: 0.33542; Column33: 0.0086869 | WLDFR | HFTD - Distribution - Tier 3 - 3QU CoRE ¦ 5QU LoRE | Red Flag Warning - Large Fires | 2030 | 1.4537e-08 | 1.4537e-08 | 5.777 | 0.74734 | 3.238 | 1.7917 | 0 | 0 | 1.4985e-05 | 8.398e-08 | 0 | 8.398e-08 | 8.398e-08 | 0 | 8.398e-08 | 0 | 0 | 3.9787e-06 | 0 | 3.9787e-06 | 0 | 3.1043e-09 | 3.7942e-09 | 0 | 3.7942e-09 | [12 empty] | 7.3.3.17.5 (Remote Grid) Updates to grid topology to minimize risk of ignition in HFTDs Remote GridWLDFRVegetation ContactAggregated | WLDFR | HFTD - Distribution - Tier 2 - 3QU CoRE ¦ 1QU LoRE | Non-Red Flag Warning - Destructive Fires | Vegetation Contact | Aggregated | 2030 | 1.2134e-06 | 489.6273 | 0.00059409 | 2030 | Mitigation | 0.95 | 45 | 0 | esc | 0.00097009 | 1.1771e-09 | 0.00097009 | 1.1771e-09
[35 empty] | 7.3.3.17.6 Updates to grid topology to minimize risk of ignition in HFTDs Butte County Rebuild | WLDFR | HFTD - Distribution - Tier 2 - 2QU CoRE ¦ 4QU LoRE | 2076 | 0.024204 | 0 | 0 | 0 | 0 |  |  |  |  | 0 | 0 | 0 | 0 | 0 |  | 0 | 0 | 0 | Column23: 0; Column24: 0; Column25: 0; Column26: 0; Column27: 0; Column28: 0; Column29: 0.00091542; Column30: 0.33542; Column31: 0; Column32: 0.33542; Column33: 0.0081186 | WLDFR | HFTD - Distribution - Tier 3 - 3QU CoRE ¦ 5QU LoRE | Red Flag Warning - Large Fires | 2031 | 1.4537e-08 | 1.4537e-08 | 5.777 | 0.74734 | 3.238 | 1.7917 | 0 | 0 | 1.4985e-05 | 8.398e-08 | 0 | 8.398e-08 | 8.398e-08 | 0 | 8.398e-08 | 0 | 0 | 0 | 0 | 0 | 0 | 3.1043e-09 | 3.7942e-09 | 0 | 3.7942e-09 | [12 empty] | 7.3.3.17.5 (Remote Grid) Updates to grid topology to minimize risk of ignition in HFTDs Remote GridWLDFRVegetation ContactAggregated | WLDFR | HFTD - Distribution - Tier 2 - 3QU CoRE ¦ 1QU LoRE | Non-Red Flag Warning - Destructive Fires | Vegetation Contact | Aggregated | 2031 | 1.2134e-06 | 489.6273 | 0.00059409 | 2031 | Mitigation | 0.95 | 45 | 0 | esc | 0.00097009 | 1.1771e-09 | 0.00097009 | 1.1771e-09
[35 empty] | 7.3.3.17.6 Updates to grid topology to minimize risk of ignition in HFTDs Butte County Rebuild | WLDFR | HFTD - Distribution - Tier 2 - 2QU CoRE ¦ 4QU LoRE | 2077 | 0.022621 | 0 | 0 | 0 | 0 |  |  |  |  | 0 | 0 | 0 | 0 | 0 |  | 0 | 0 | 0 | Column23: 0; Column24: 0; Column25: 0; Column26: 0; Column27: 0; Column28: 0; Column29: 0.00091542; Column30: 0.33542; Column31: 0; Column32: 0.33542; Column33: 0.0075874 | WLDFR | HFTD - Distribution - Tier 3 - 3QU CoRE ¦ 5QU LoRE | Red Flag Warning - Large Fires | 2032 | 1.4537e-08 | 1.4537e-08 | 5.777 | 0.74734 | 3.238 | 1.7917 | 0 | 0 | 1.4985e-05 | 8.398e-08 | 0 | 8.398e-08 | 8.398e-08 | 0 | 8.398e-08 | 0 | 3.88e-07 | 0 | 0 | 0 | 0 | 3.1043e-09 | 3.7942e-09 | 0 | 3.7942e-09 | [12 empty] | 7.3.3.17.5 (Remote Grid) Updates to grid topology to minimize risk of ignition in HFTDs Remote GridWLDFRVegetation ContactAggregated | WLDFR | HFTD - Distribution - Tier 2 - 3QU CoRE ¦ 1QU LoRE | Non-Red Flag Warning - Destructive Fires | Vegetation Contact | Aggregated | 2032 | 1.2134e-06 | 489.6273 | 0.00059409 | 2032 | Mitigation | 0.95 | 45 | 0 | esc | 0.00097009 | 1.1771e-09 | 0.00097009 | 1.1771e-09
[35 empty] | 7.3.3.17.6 Updates to grid topology to minimize risk of ignition in HFTDs Butte County Rebuild | WLDFR | HFTD - Distribution - Tier 2 - 2QU CoRE ¦ 5QU LoRE | 2023 | 0.87344 | 0 | 0 | 0 | 0 |  |  |  |  | 0 | 0 | 0 | 0 | 0 |  | 0 | 0 | 0 | Column23: 0; Column24: 0; Column25: 0; Column26: 0; Column27: 0; Column28: 0; Column29: 0.00086416; Column30: 0.22376; Column31: 0; Column32: 0.22376; Column33: 0.19544 | WLDFR | HFTD - Distribution - Tier 3 - 3QU CoRE ¦ 5QU LoRE | Red Flag Warning - Large Fires | 2033 | 1.4537e-08 | 1.4537e-08 | 6.1205 | 0.77885 | 3.4265 | 1.9151 | 0 | 0 | 1.4985e-05 | 8.8973e-08 | 0 | 8.8973e-08 | 8.8973e-08 | 0 | 8.8973e-08 | 0 | 4.0049e-07 | 8.7788e-07 | 0 | 8.7788e-07 | 0 | 3.3039e-09 | 4.0381e-09 | 0 | 4.0381e-09 | [12 empty] | 7.3.3.17.5 (Remote Grid) Updates to grid topology to minimize risk of ignition in HFTDs Remote GridWLDFRVegetation ContactAggregated | WLDFR | HFTD - Distribution - Tier 2 - 3QU CoRE ¦ 1QU LoRE | Non-Red Flag Warning - Destructive Fires | Vegetation Contact | Aggregated | 2033 | 1.2134e-06 | 489.6273 | 0.00059409 | 2033 | Mitigation | 0.95 | 45 | 0 | esc | 0.00097009 | 1.1771e-09 | 0.00097009 | 1.1771e-09
[35 empty] | 7.3.3.17.6 Updates to grid topology to minimize risk of ignition in HFTDs Butte County Rebuild | WLDFR | HFTD - Distribution - Tier 2 - 2QU CoRE ¦ 5QU LoRE | 2024 | 0.8163 | 0 | 0 | 0 | 0 |  |  |  |  | 0 | 0 | 0 | 0 | 0 |  | 0 | 0 | 0 | Column23: 0; Column24: 0; Column25: 0; Column26: 0; Column27: 0; Column28: 0; Column29: 0.00086416; Column30: 0.22376; Column31: 0; Column32: 0.22376; Column33: 0.18266 | WLDFR | HFTD - Distribution - Tier 3 - 3QU CoRE ¦ 5QU LoRE | Red Flag Warning - Large Fires | 2034 | 1.4537e-08 | 1.4537e-08 | 6.1205 | 0.77885 | 3.4265 | 1.9151 | 0 | 0 | 1.4985e-05 | 8.8973e-08 | 0 | 8.8973e-08 | 8.8973e-08 | 0 | 8.8973e-08 | 0 | 4.0049e-07 | 8.7788e-07 | 0 | 8.7788e-07 | 0 | 3.3039e-09 | 4.0381e-09 | 0 | 4.0381e-09 | [12 empty] | 7.3.3.17.5 (Remote Grid) Updates to grid topology to minimize risk of ignition in HFTDs Remote GridWLDFRVegetation ContactAggregated | WLDFR | HFTD - Distribution - Tier 2 - 3QU CoRE ¦ 1QU LoRE | Non-Red Flag Warning - Destructive Fires | Vegetation Contact | Aggregated | 2034 | 1.2134e-06 | 489.6273 | 0.00059409 | 2034 | Mitigation | 0.95 | 45 | 0 | esc | 0.00097009 | 1.1771e-09 | 0.00097009 | 1.1771e-09
[35 empty] | 7.3.3.17.6 Updates to grid topology to minimize risk of ignition in HFTDs Butte County Rebuild | WLDFR | HFTD - Distribution - Tier 2 - 2QU CoRE ¦ 5QU LoRE | 2025 | 0.7629 | 0 | 0 | 0 | 0 |  |  |  |  | 0 | 0 | 0 | 0 | 0 |  | 0 | 0 | 0 | Column23: 0; Column24: 0; Column25: 0; Column26: 0; Column27: 0; Column28: 0; Column29: 0.00086416; Column30: 0.22376; Column31: 0; Column32: 0.22376; Column33: 0.17071 | WLDFR | HFTD - Distribution - Tier 3 - 3QU CoRE ¦ 5QU LoRE | Red Flag Warning - Large Fires | 2035 | 1.4537e-08 | 1.4537e-08 | 6.1205 | 0.77885 | 3.4265 | 1.9151 | 0 | 0 | 1.4985e-05 | 8.8973e-08 | 0 | 8.8973e-08 | 8.8973e-08 | 0 | 8.8973e-08 | 0 | 4.0049e-07 | 8.7788e-07 | 0 | 8.7788e-07 | 0 | 3.3039e-09 | 4.0381e-09 | 0 | 4.0381e-09 | [12 empty] | 7.3.3.17.5 (Remote Grid) Updates to grid topology to minimize risk of ignition in HFTDs Remote GridWLDFRVegetation ContactAggregated | WLDFR | HFTD - Distribution - Tier 2 - 3QU CoRE ¦ 1QU LoRE | Non-Red Flag Warning - Destructive Fires | Vegetation Contact | Aggregated | 2035 | 1.2134e-06 | 489.6273 | 0.00059409 | 2035 | Mitigation | 0.95 | 45 | 0 | esc | 0.00097009 | 1.1771e-09 | 0.00097009 | 1.1771e-09
[35 empty] | 7.3.3.17.6 Updates to grid topology to minimize risk of ignition in HFTDs Butte County Rebuild | WLDFR | HFTD - Distribution - Tier 2 - 2QU CoRE ¦ 5QU LoRE | 2026 | 0.71299 | 0 | 0 | 0 | 0 |  |  |  |  | 0 | 0 | 0 | 0 | 0 |  | 0 | 0 | 0 | Column23: 0; Column24: 0; Column25: 0; Column26: 0; Column27: 0; Column28: 0; Column29: 0.00086416; Column30: 0.22376; Column31: 0; Column32: 0.22376; Column33: 0.15954 | WLDFR | HFTD - Distribution - Tier 3 - 3QU CoRE ¦ 5QU LoRE | Red Flag Warning - Large Fires | 2036 | 1.4537e-08 | 1.4537e-08 | 6.1205 | 0.77885 | 3.4265 | 1.9151 | 0 | 0 | 1.4985e-05 | 8.8973e-08 | 0 | 8.8973e-08 | 8.8973e-08 | 0 | 8.8973e-08 | 0 | 4.0049e-07 | 8.7788e-07 | 0 | 8.7788e-07 | 0 | 3.3039e-09 | 4.0381e-09 | 0 | 4.0381e-09 | [12 empty] | 7.3.3.17.5 (Remote Grid) Updates to grid topology to minimize risk of ignition in HFTDs Remote GridWLDFRVegetation ContactAggregated | WLDFR | HFTD - Distribution - Tier 2 - 3QU CoRE ¦ 1QU LoRE | Non-Red Flag Warning - Destructive Fires | Vegetation Contact | Aggregated | 2036 | 1.2134e-06 | 489.6273 | 0.00059409 | 2036 | Mitigation | 0.95 | 45 | 0 | esc | 0.00097009 | 1.1771e-09 | 0.00097009 | 1.1771e-09
[35 empty] | 7.3.3.17.6 Updates to grid topology to minimize risk of ignition in HFTDs Butte County Rebuild | WLDFR | HFTD - Distribution - Tier 2 - 2QU CoRE ¦ 5QU LoRE | 2027 | 0.66634 | 0 | 0 | 0 | 0 |  |  |  |  | 0 | 0 | 0 | 0 | 0 |  | 0 | 0 | 0 | Column23: 0; Column24: 0; Column25: 0; Column26: 0; Column27: 0; Column28: 0; Column29: 0.00086416; Column30: 0.22376; Column31: 0; Column32: 0.22376; Column33: 0.1491 | WLDFR | HFTD - Distribution - Tier 3 - 3QU CoRE ¦ 5QU LoRE | Red Flag Warning - Large Fires | 2037 | 1.4537e-08 | 1.4537e-08 | 6.1205 | 0.77885 | 3.4265 | 1.9151 | 0 | 0 | 1.4985e-05 | 8.8973e-08 | 0 | 8.8973e-08 | 8.8973e-08 | 0 | 8.8973e-08 | 0 | 4.0049e-07 | 8.7788e-07 | 0 | 8.7788e-07 | 0 | 3.3039e-09 | 4.0381e-09 | 0 | 4.0381e-09 | [12 empty] | 7.3.3.17.5 (Remote Grid) Updates to grid topology to minimize risk of ignition in HFTDs Remote GridWLDFRVegetation ContactAggregated | WLDFR | HFTD - Distribution - Tier 2 - 3QU CoRE ¦ 1QU LoRE | Non-Red Flag Warning - Destructive Fires | Vegetation Contact | Aggregated | 2037 | 1.2134e-06 | 489.6273 | 0.00059409 | 2037 | Mitigation | 0.95 | 45 | 0 | esc | 0.00097009 | 1.1771e-09 | 0.00097009 | 1.1771e-09
[35 empty] | 7.3.3.17.6 Updates to grid topology to minimize risk of ignition in HFTDs Butte County Rebuild | WLDFR | HFTD - Distribution - Tier 2 - 2QU CoRE ¦ 5QU LoRE | 2028 | 0.62275 | 0 | 0 | 0 | 0 |  |  |  |  | 0 | 0 | 0 | 0 | 0 |  | 0 | 0 | 0 | Column23: 0; Column24: 0; Column25: 0; Column26: 0; Column27: 0; Column28: 0; Column29: 0.00086416; Column30: 0.23373; Column31: 0; Column32: 0.23373; Column33: 0.14555 | WLDFR | HFTD - Distribution - Tier 3 - 3QU CoRE ¦ 5QU LoRE | Red Flag Warning - Large Fires | 2038 | 1.4537e-08 | 1.4537e-08 | 6.5028 | 0.81304 | 3.6355 | 2.0543 | 0 | 0 | 1.4985e-05 | 9.453e-08 | 0 | 9.453e-08 | 9.453e-08 | 0 | 9.453e-08 | 0 | 4.1642e-07 | 9.128e-07 | 0 | 9.128e-07 | 0 | 3.5189e-09 | 4.3009e-09 | 0 | 4.3009e-09 | [12 empty] | 7.3.3.17.5 (Remote Grid) Updates to grid topology to minimize risk of ignition in HFTDs Remote GridWLDFRVegetation ContactAggregated | WLDFR | HFTD - Distribution - Tier 2 - 3QU CoRE ¦ 1QU LoRE | Non-Red Flag Warning - Destructive Fires | Vegetation Contact | Aggregated | 2038 | 1.2134e-06 | 489.6273 | 0.00059409 | 2038 | Mitigation | 0.95 | 45 | 0 | esc | 0.00097009 | 1.1771e-09 | 0.00097009 | 1.1771e-09
[35 empty] | 7.3.3.17.6 Updates to grid topology to minimize risk of ignition in HFTDs Butte County Rebuild | WLDFR | HFTD - Distribution - Tier 2 - 2QU CoRE ¦ 5QU LoRE | 2029 | 0.58201 | 0 | 0 | 0 | 0 |  |  |  |  | 0 | 0 | 0 | 0 | 0 |  | 0 | 0 | 0 | Column23: 0; Column24: 0; Column25: 0; Column26: 0; Column27: 0; Column28: 0; Column29: 0.00086416; Column30: 0.23373; Column31: 0; Column32: 0.23373; Column33: 0.13603 | WLDFR | HFTD - Distribution - Tier 3 - 3QU CoRE ¦ 5QU LoRE | Red Flag Warning - Large Fires | 2039 | 1.4537e-08 | 1.4537e-08 | 6.5028 | 0.81304 | 3.6355 | 2.0543 | 0 | 0 | 1.4985e-05 | 9.453e-08 | 0 | 9.453e-08 | 9.453e-08 | 0 | 9.453e-08 | 0 | 4.1642e-07 | 9.128e-07 | 0 | 9.128e-07 | 0 | 3.5189e-09 | 4.3009e-09 | 0 | 4.3009e-09 | [12 empty] | 7.3.3.17.5 (Remote Grid) Updates to grid topology to minimize risk of ignition in HFTDs Remote GridWLDFRVegetation ContactAggregated | WLDFR | HFTD - Distribution - Tier 2 - 3QU CoRE ¦ 1QU LoRE | Non-Red Flag Warning - Destructive Fires | Vegetation Contact | Aggregated | 2039 | 1.2134e-06 | 489.6273 | 0.00059409 | 2039 | Mitigation | 0.95 | 45 | 0 | esc | 0.00097009 | 1.1771e-09 | 0.00097009 | 1.1771e-09
[35 empty] | 7.3.3.17.6 Updates to grid topology to minimize risk of ignition in HFTDs Butte County Rebuild | WLDFR | HFTD - Distribution - Tier 2 - 2QU CoRE ¦ 5QU LoRE | 2030 | 0.54393 | 0 | 0 | 0 | 0 |  |  |  |  | 0 | 0 | 0 | 0 | 0 |  | 0 | 0 | 0 | Column23: 0; Column24: 0; Column25: 0; Column26: 0; Column27: 0; Column28: 0; Column29: 0.00086416; Column30: 0.23373; Column31: 0; Column32: 0.23373; Column33: 0.12713 | WLDFR | HFTD - Distribution - Tier 3 - 3QU CoRE ¦ 5QU LoRE | Red Flag Warning - Large Fires | 2040 | 1.4537e-08 | 1.4537e-08 | 6.5028 | 0.81304 | 3.6355 | 2.0543 | 0 | 0 | 1.4985e-05 | 9.453e-08 | 0 | 9.453e-08 | 9.453e-08 | 0 | 9.453e-08 | 0 | 4.1642e-07 | 9.128e-07 | 0 | 9.128e-07 | 0 | 3.5189e-09 | 4.3009e-09 | 0 | 4.3009e-09 | [12 empty] | 7.3.3.17.5 (Remote Grid) Updates to grid topology to minimize risk of ignition in HFTDs Remote GridWLDFRVegetation ContactAggregated | WLDFR | HFTD - Distribution - Tier 2 - 3QU CoRE ¦ 1QU LoRE | Non-Red Flag Warning - Destructive Fires | Vegetation Contact | Aggregated | 2040 | 1.2134e-06 | 489.6273 | 0.00059409 | 2040 | Mitigation | 0.95 | 45 | 0 | esc | 0.00097009 | 1.1771e-09 | 0.00097009 | 1.1771e-09
[35 empty] | 7.3.3.17.6 Updates to grid topology to minimize risk of ignition in HFTDs Butte County Rebuild | WLDFR | HFTD - Distribution - Tier 2 - 2QU CoRE ¦ 5QU LoRE | 2031 | 0.50835 | 0 | 0 | 0 | 0 |  |  |  |  | 0 | 0 | 0 | 0 | 0 |  | 0 | 0 | 0 | Column23: 0; Column24: 0; Column25: 0; Column26: 0; Column27: 0; Column28: 0; Column29: 0.00086416; Column30: 0.23373; Column31: 0; Column32: 0.23373; Column33: 0.11882 | WLDFR | HFTD - Distribution - Tier 3 - 3QU CoRE ¦ 5QU LoRE | Red Flag Warning - Large Fires | 2041 | 1.4537e-08 | 1.4537e-08 | 6.5028 | 0.81304 | 3.6355 | 2.0543 | 0 | 0 | 1.4985e-05 | 9.453e-08 | 0 | 9.453e-08 | 9.453e-08 | 0 | 9.453e-08 | 0 | 4.1642e-07 | 9.128e-07 | 0 | 9.128e-07 | 0 | 3.5189e-09 | 4.3009e-09 | 0 | 4.3009e-09 | [12 empty] | 7.3.3.17.5 (Remote Grid) Updates to grid topology to minimize risk of ignition in HFTDs Remote GridWLDFRVegetation ContactAggregated | WLDFR | HFTD - Distribution - Tier 2 - 3QU CoRE ¦ 1QU LoRE | Non-Red Flag Warning - Destructive Fires | Vegetation Contact | Aggregated | 2041 | 1.2134e-06 | 489.6273 | 0.00059409 | 2041 | Mitigation | 0.95 | 45 | 0 | esc | 0.00097009 | 1.1771e-09 | 0.00097009 | 1.1771e-09
[35 empty] | 7.3.3.17.6 Updates to grid topology to minimize risk of ignition in HFTDs Butte County Rebuild | WLDFR | HFTD - Distribution - Tier 2 - 2QU CoRE ¦ 5QU LoRE | 2032 | 0.47509 | 0 | 0 | 0 | 0 |  |  |  |  | 0 | 0 | 0 | 0 | 0 |  | 0 | 0 | 0 | Column23: 0; Column24: 0; Column25: 0; Column26: 0; Column27: 0; Column28: 0; Column29: 0.00086416; Column30: 0.23373; Column31: 0; Column32: 0.23373; Column33: 0.11104 | WLDFR | HFTD - Distribution - Tier 3 - 3QU CoRE ¦ 5QU LoRE | Red Flag Warning - Large Fires | 2042 | 1.4537e-08 | 1.4537e-08 | 6.5028 | 0.81304 | 3.6355 | 2.0543 | 0 | 0 | 1.4985e-05 | 9.453e-08 | 0 | 9.453e-08 | 9.453e-08 | 0 | 9.453e-08 | 0 | 4.1642e-07 | 9.128e-07 | 0 | 9.128e-07 | 0 | 3.5189e-09 | 4.3009e-09 | 0 | 4.3009e-09 | [12 empty] | 7.3.3.17.5 (Remote Grid) Updates to grid topology to minimize risk of ignition in HFTDs Remote GridWLDFRVegetation ContactAggregated | WLDFR | HFTD - Distribution - Tier 2 - 3QU CoRE ¦ 1QU LoRE | Non-Red Flag Warning - Destructive Fires | Vegetation Contact | Aggregated | 2042 | 1.2134e-06 | 489.6273 | 0.00059409 | 2042 | Mitigation | 0.95 | 45 | 0 | esc | 0.00097009 | 1.1771e-09 | 0.00097009 | 1.1771e-09
[35 empty] | 7.3.3.17.6 Updates to grid topology to minimize risk of ignition in HFTDs Butte County Rebuild | WLDFR | HFTD - Distribution - Tier 2 - 2QU CoRE ¦ 5QU LoRE | 2033 | 0.44401 | 0 | 0 | 0 | 0 |  |  |  |  | 0 | 0 | 0 | 0 | 0 |  | 0 | 0 | 0 | Column23: 0; Column24: 0; Column25: 0; Column26: 0; Column27: 0; Column28: 0; Column29: 0.00086416; Column30: 0.2448; Column31: 0; Column32: 0.2448; Column33: 0.1087 | WLDFR | HFTD - Distribution - Tier 3 - 3QU CoRE ¦ 5QU LoRE | Red Flag Warning - Large Fires | 2043 | 1.4537e-08 | 1.4537e-08 | 6.9209 | 0.84944 | 3.8632 | 2.2083 | 0 | 0 | 1.4985e-05 | 1.0061e-07 | 0 | 1.0061e-07 | 1.0061e-07 | 0 | 1.0061e-07 | 0 | 4.3437e-07 | 9.5215e-07 | 0 | 9.5215e-07 | 0 | 3.7476e-09 | 4.5804e-09 | 0 | 4.5804e-09 | [12 empty] | 7.3.3.17.5 (Remote Grid) Updates to grid topology to minimize risk of ignition in HFTDs Remote GridWLDFRVegetation ContactAggregated | WLDFR | HFTD - Distribution - Tier 2 - 3QU CoRE ¦ 1QU LoRE | Non-Red Flag Warning - Destructive Fires | Vegetation Contact | Aggregated | 2043 | 1.2134e-06 | 489.6273 | 0.00059409 | 2043 | Mitigation | 0.95 | 45 | 0 | esc | 0.00097009 | 1.1771e-09 | 0.00097009 | 1.1771e-09
[35 empty] | 7.3.3.17.6 Updates to grid topology to minimize risk of ignition in HFTDs Butte County Rebuild | WLDFR | HFTD - Distribution - Tier 2 - 2QU CoRE ¦ 5QU LoRE | 2034 | 0.41496 | 0 | 0 | 0 | 0 |  |  |  |  | 0 | 0 | 0 | 0 | 0 |  | 0 | 0 | 0 | Column23: 0; Column24: 0; Column25: 0; Column26: 0; Column27: 0; Column28: 0; Column29: 0.00086416; Column30: 0.2448; Column31: 0; Column32: 0.2448; Column33: 0.10158 | WLDFR | HFTD - Distribution - Tier 3 - 3QU CoRE ¦ 5QU LoRE | Red Flag Warning - Large Fires | 2044 | 1.4537e-08 | 1.4537e-08 | 6.9209 | 0.84944 | 3.8632 | 2.2083 | 0 | 0 | 1.4985e-05 | 1.0061e-07 | 0 | 1.0061e-07 | 1.0061e-07 | 0 | 1.0061e-07 | 0 | 4.3437e-07 | 9.5215e-07 | 0 | 9.5215e-07 | 0 | 3.7476e-09 | 4.5804e-09 | 0 | 4.5804e-09 | [12 empty] | 7.3.3.17.5 (Remote Grid) Updates to grid topology to minimize risk of ignition in HFTDs Remote GridWLDFRVegetation ContactAggregated | WLDFR | HFTD - Distribution - Tier 2 - 3QU CoRE ¦ 1QU LoRE | Non-Red Flag Warning - Destructive Fires | Vegetation Contact | Aggregated | 2044 | 1.2134e-06 | 489.6273 | 0.00059409 | 2044 | Mitigation | 0.95 | 45 | 0 | esc | 0.00097009 | 1.1771e-09 | 0.00097009 | 1.1771e-09
[35 empty] | 7.3.3.17.6 Updates to grid topology to minimize risk of ignition in HFTDs Butte County Rebuild | WLDFR | HFTD - Distribution - Tier 2 - 2QU CoRE ¦ 5QU LoRE | 2035 | 0.38782 | 0 | 0 | 0 | 0 |  |  |  |  | 0 | 0 | 0 | 0 | 0 |  | 0 | 0 | 0 | Column23: 0; Column24: 0; Column25: 0; Column26: 0; Column27: 0; Column28: 0; Column29: 0.00086416; Column30: 0.2448; Column31: 0; Column32: 0.2448; Column33: 0.094939 | WLDFR | HFTD - Distribution - Tier 3 - 3QU CoRE ¦ 5QU LoRE | Red Flag Warning - Large Fires | 2045 | 1.4537e-08 | 1.4537e-08 | 6.9209 | 0.84944 | 3.8632 | 2.2083 | 0 | 0 | 1.4985e-05 | 1.0061e-07 | 0 | 1.0061e-07 | 1.0061e-07 | 0 | 1.0061e-07 | 0 | 4.3437e-07 | 9.5215e-07 | 0 | 9.5215e-07 | 0 | 3.7476e-09 | 4.5804e-09 | 0 | 4.5804e-09 | [12 empty] | 7.3.3.17.5 (Remote Grid) Updates to grid topology to minimize risk of ignition in HFTDs Remote GridWLDFRVegetation ContactAggregated | WLDFR | HFTD - Distribution - Tier 2 - 3QU CoRE ¦ 1QU LoRE | Non-Red Flag Warning - Destructive Fires | Vegetation Contact | Aggregated | 2045 | 1.2134e-06 | 489.6273 | 0.00059409 | 2045 | Mitigation | 0.95 | 45 | 0 | esc | 0.00097009 | 1.1771e-09 | 0.00097009 | 1.1771e-09
[35 empty] | 7.3.3.17.6 Updates to grid topology to minimize risk of ignition in HFTDs Butte County Rebuild | WLDFR | HFTD - Distribution - Tier 2 - 2QU CoRE ¦ 5QU LoRE | 2036 | 0.36245 | 0 | 0 | 0 | 0 |  |  |  |  | 0 | 0 | 0 | 0 | 0 |  | 0 | 0 | 0 | Column23: 0; Column24: 0; Column25: 0; Column26: 0; Column27: 0; Column28: 0; Column29: 0.00086416; Column30: 0.2448; Column31: 0; Column32: 0.2448; Column33: 0.088728 | WLDFR | HFTD - Distribution - Tier 3 - 3QU CoRE ¦ 5QU LoRE | Red Flag Warning - Large Fires | 2046 | 1.4537e-08 | 1.4537e-08 | 6.9209 | 0.84944 | 3.8632 | 2.2083 | 0 | 0 | 1.4985e-05 | 1.0061e-07 | 0 | 1.0061e-07 | 1.0061e-07 | 0 | 1.0061e-07 | 0 | 4.3437e-07 | 9.5215e-07 | 0 | 9.5215e-07 | 0 | 3.7476e-09 | 4.5804e-09 | 0 | 4.5804e-09 | [12 empty] | 7.3.3.17.5 (Remote Grid) Updates to grid topology to minimize risk of ignition in HFTDs Remote GridWLDFRVegetation ContactAggregated | WLDFR | HFTD - Distribution - Tier 2 - 3QU CoRE ¦ 1QU LoRE | Non-Red Flag Warning - Destructive Fires | Vegetation Contact | Aggregated | 2046 | 1.2134e-06 | 489.6273 | 0.00059409 | 2046 | Mitigation | 0.95 | 45 | 0 | esc | 0.00097009 | 1.1771e-09 | 0.00097009 | 1.1771e-09
[35 empty] | 7.3.3.17.6 Updates to grid topology to minimize risk of ignition in HFTDs Butte County Rebuild | WLDFR | HFTD - Distribution - Tier 2 - 2QU CoRE ¦ 5QU LoRE | 2037 | 0.33873 | 0 | 0 | 0 | 0 |  |  |  |  | 0 | 0 | 0 | 0 | 0 |  | 0 | 0 | 0 | Column23: 0; Column24: 0; Column25: 0; Column26: 0; Column27: 0; Column28: 0; Column29: 0.00086416; Column30: 0.2448; Column31: 0; Column32: 0.2448; Column33: 0.082923 | WLDFR | HFTD - Distribution - Tier 3 - 3QU CoRE ¦ 5QU LoRE | Red Flag Warning - Large Fires | 2047 | 1.4537e-08 | 1.4537e-08 | 6.9209 | 0.84944 | 3.8632 | 2.2083 | 0 | 0 | 1.4985e-05 | 1.0061e-07 | 0 | 1.0061e-07 | 1.0061e-07 | 0 | 1.0061e-07 | 0 | 4.3437e-07 | 9.5215e-07 | 0 | 9.5215e-07 | 0 | 3.7476e-09 | 4.5804e-09 | 0 | 4.5804e-09 | [12 empty] | 7.3.3.17.5 (Remote Grid) Updates to grid topology to minimize risk of ignition in HFTDs Remote GridWLDFRVegetation ContactAggregated | WLDFR | HFTD - Distribution - Tier 2 - 3QU CoRE ¦ 1QU LoRE | Non-Red Flag Warning - Destructive Fires | Vegetation Contact | Aggregated | 2047 | 1.2134e-06 | 489.6273 | 0.00059409 | 2047 | Mitigation | 0.95 | 45 | 0 | esc | 0.00097009 | 1.1771e-09 | 0.00097009 | 1.1771e-09
[35 empty] | 7.3.3.17.6 Updates to grid topology to minimize risk of ignition in HFTDs Butte County Rebuild | WLDFR | HFTD - Distribution - Tier 2 - 2QU CoRE ¦ 5QU LoRE | 2038 | 0.31657 | 0 | 0 | 0 | 0 |  |  |  |  | 0 | 0 | 0 | 0 | 0 |  | 0 | 0 | 0 | Column23: 0; Column24: 0; Column25: 0; Column26: 0; Column27: 0; Column28: 0; Column29: 0.00086416; Column30: 0.25683; Column31: 0; Column32: 0.25683; Column33: 0.081304 | WLDFR | HFTD - Distribution - Tier 3 - 3QU CoRE ¦ 5QU LoRE | Red Flag Warning - Large Fires | 2048 | 1.4537e-08 | 1.4537e-08 | 7.3713 | 0.88759 | 4.1075 | 2.3763 | 0 | 0 | 1.4985e-05 | 1.0716e-07 | 0 | 1.0716e-07 | 1.0716e-07 | 0 | 1.0716e-07 | 0 | 4.5416e-07 | 9.9553e-07 | 0 | 9.9553e-07 | 0 | 3.9872e-09 | 4.8733e-09 | 0 | 4.8733e-09 | [12 empty] | 7.3.3.17.5 (Remote Grid) Updates to grid topology to minimize risk of ignition in HFTDs Remote GridWLDFRVegetation ContactAggregated | WLDFR | HFTD - Distribution - Tier 2 - 3QU CoRE ¦ 1QU LoRE | Non-Red Flag Warning - Destructive Fires | Vegetation Contact | Aggregated | 2048 | 1.2134e-06 | 489.6273 | 0.00059409 | 2048 | Mitigation | 0.95 | 45 | 0 | esc | 0.00097009 | 1.1771e-09 | 0.00097009 | 1.1771e-09
[35 empty] | 7.3.3.17.6 Updates to grid topology to minimize risk of ignition in HFTDs Butte County Rebuild | WLDFR | HFTD - Distribution - Tier 2 - 2QU CoRE ¦ 5QU LoRE | 2039 | 0.29586 | 0 | 0 | 0 | 0 |  |  |  |  | 0 | 0 | 0 | 0 | 0 |  | 0 | 0 | 0 | Column23: 0; Column24: 0; Column25: 0; Column26: 0; Column27: 0; Column28: 0; Column29: 0.00086416; Column30: 0.25683; Column31: 0; Column32: 0.25683; Column33: 0.075985 | WLDFR | HFTD - Distribution - Tier 3 - 3QU CoRE ¦ 5QU LoRE | Red Flag Warning - Large Fires | 2049 | 1.4537e-08 | 1.4537e-08 | 7.3713 | 0.88759 | 4.1075 | 2.3763 | 0 | 0 | 1.4985e-05 | 1.0716e-07 | 0 | 1.0716e-07 | 1.0716e-07 | 0 | 1.0716e-07 | 0 | 4.5416e-07 | 9.9553e-07 | 0 | 9.9553e-07 | 0 | 3.9872e-09 | 4.8733e-09 | 0 | 4.8733e-09 | [12 empty] | 7.3.3.17.5 (Remote Grid) Updates to grid topology to minimize risk of ignition in HFTDs Remote GridWLDFRVegetation ContactAggregated | WLDFR | HFTD - Distribution - Tier 2 - 3QU CoRE ¦ 1QU LoRE | Non-Red Flag Warning - Destructive Fires | Vegetation Contact | Aggregated | 2049 | 1.2134e-06 | 489.6273 | 0.00059409 | 2049 | Mitigation | 0.95 | 45 | 0 | esc | 0.00097009 | 1.1771e-09 | 0.00097009 | 1.1771e-09
[35 empty] | 7.3.3.17.6 Updates to grid topology to minimize risk of ignition in HFTDs Butte County Rebuild | WLDFR | HFTD - Distribution - Tier 2 - 2QU CoRE ¦ 5QU LoRE | 2040 | 0.27651 | 0 | 0 | 0 | 0 |  |  |  |  | 0 | 0 | 0 | 0 | 0 |  | 0 | 0 | 0 | Column23: 0; Column24: 0; Column25: 0; Column26: 0; Column27: 0; Column28: 0; Column29: 0.00086416; Column30: 0.25683; Column31: 0; Column32: 0.25683; Column33: 0.071014 | WLDFR | HFTD - Distribution - Tier 3 - 3QU CoRE ¦ 5QU LoRE | Red Flag Warning - Large Fires | 2050 | 1.4537e-08 | 1.4537e-08 | 7.3713 | 0.88759 | 4.1075 | 2.3763 | 0 | 0 | 1.4985e-05 | 1.0716e-07 | 0 | 1.0716e-07 | 1.0716e-07 | 0 | 1.0716e-07 | 0 | 4.5416e-07 | 9.9553e-07 | 0 | 9.9553e-07 | 0 | 3.9872e-09 | 4.8733e-09 | 0 | 4.8733e-09 | [12 empty] | 7.3.3.17.5 (Remote Grid) Updates to grid topology to minimize risk of ignition in HFTDs Remote GridWLDFRVegetation ContactAggregated | WLDFR | HFTD - Distribution - Tier 2 - 3QU CoRE ¦ 1QU LoRE | Non-Red Flag Warning - Destructive Fires | Vegetation Contact | Aggregated | 2050 | 1.2134e-06 | 489.6273 | 0.00059409 | 2050 | Mitigation | 0.95 | 45 | 0 | esc | 0.00097009 | 1.1771e-09 | 0.00097009 | 1.1771e-09
[35 empty] | 7.3.3.17.6 Updates to grid topology to minimize risk of ignition in HFTDs Butte County Rebuild | WLDFR | HFTD - Distribution - Tier 2 - 2QU CoRE ¦ 5QU LoRE | 2041 | 0.25842 | 0 | 0 | 0 | 0 |  |  |  |  | 0 | 0 | 0 | 0 | 0 |  | 0 | 0 | 0 | Column23: 0; Column24: 0; Column25: 0; Column26: 0; Column27: 0; Column28: 0; Column29: 0.00086416; Column30: 0.25683; Column31: 0; Column32: 0.25683; Column33: 0.066369 | WLDFR | HFTD - Distribution - Tier 3 - 3QU CoRE ¦ 5QU LoRE | Red Flag Warning - Large Fires | 2051 | 1.4537e-08 | 1.4537e-08 | 7.3713 | 0.88759 | 4.1075 | 2.3763 | 0 | 0 | 1.4985e-05 | 1.0716e-07 | 0 | 1.0716e-07 | 1.0716e-07 | 0 | 1.0716e-07 | 0 | 4.5416e-07 | 9.9553e-07 | 0 | 9.9553e-07 | 0 | 3.9872e-09 | 4.8733e-09 | 0 | 4.8733e-09 | [12 empty] | 7.3.3.17.5 (Remote Grid) Updates to grid topology to minimize risk of ignition in HFTDs Remote GridWLDFRVegetation ContactAggregated | WLDFR | HFTD - Distribution - Tier 2 - 3QU CoRE ¦ 1QU LoRE | Non-Red Flag Warning - Destructive Fires | Vegetation Contact | Aggregated | 2051 | 1.2134e-06 | 489.6273 | 0.00059409 | 2051 | Mitigation | 0.95 | 45 | 0 | esc | 0.00097009 | 1.1771e-09 | 0.00097009 | 1.1771e-09
[35 empty] | 7.3.3.17.6 Updates to grid topology to minimize risk of ignition in HFTDs Butte County Rebuild | WLDFR | HFTD - Distribution - Tier 2 - 2QU CoRE ¦ 5QU LoRE | 2042 | 0.24151 | 0 | 0 | 0 | 0 |  |  |  |  | 0 | 0 | 0 | 0 | 0 |  | 0 | 0 | 0 | Column23: 0; Column24: 0; Column25: 0; Column26: 0; Column27: 0; Column28: 0; Column29: 0.00086416; Column30: 0.25683; Column31: 0; Column32: 0.25683; Column33: 0.062027 | WLDFR | HFTD - Distribution - Tier 3 - 3QU CoRE ¦ 5QU LoRE | Red Flag Warning - Large Fires | 2052 | 1.4537e-08 | 1.4537e-08 | 7.3713 | 0.88759 | 4.1075 | 2.3763 | 0 | 0 | 1.4985e-05 | 1.0716e-07 | 0 | 1.0716e-07 | 1.0716e-07 | 0 | 1.0716e-07 | 0 | 4.5416e-07 | 9.9553e-07 | 0 | 9.9553e-07 | 0 | 3.9872e-09 | 4.8733e-09 | 0 | 4.8733e-09 | [12 empty] | 7.3.3.17.5 (Remote Grid) Updates to grid topology to minimize risk of ignition in HFTDs Remote GridWLDFRVegetation ContactAggregated | WLDFR | HFTD - Distribution - Tier 2 - 3QU CoRE ¦ 1QU LoRE | Non-Red Flag Warning - Destructive Fires | Vegetation Contact | Aggregated | 2052 | 1.2134e-06 | 489.6273 | 0.00059409 | 2052 | Mitigation | 0.95 | 45 | 0 | esc | 0.00097009 | 1.1771e-09 | 0.00097009 | 1.1771e-09
[35 empty] | 7.3.3.17.6 Updates to grid topology to minimize risk of ignition in HFTDs Butte County Rebuild | WLDFR | HFTD - Distribution - Tier 2 - 2QU CoRE ¦ 5QU LoRE | 2043 | 0.22571 | 0 | 0 | 0 | 0 |  |  |  |  | 0 | 0 | 0 | 0 | 0 |  | 0 | 0 | 0 | Column23: 0; Column24: 0; Column25: 0; Column26: 0; Column27: 0; Column28: 0; Column29: 0.00086416; Column30: 0.26963; Column31: 0; Column32: 0.26963; Column33: 0.060859 | WLDFR | HFTD - Distribution - Tier 3 - 3QU CoRE ¦ 5QU LoRE | Red Flag Warning - Large Fires | 2053 | 1.4537e-08 | 1.4537e-08 | 7.8503 | 0.92702 | 4.3664 | 2.5569 | 0 | 0 | 1.4985e-05 | 1.1412e-07 | 0 | 1.1412e-07 | 1.1412e-07 | 0 | 1.1412e-07 | 0 | 4.7558e-07 | 1.0425e-06 | 0 | 1.0425e-06 | 0 | 4.2353e-09 | 5.1765e-09 | 0 | 5.1765e-09 | [12 empty] | 7.3.3.17.5 (Remote Grid) Updates to grid topology to minimize risk of ignition in HFTDs Remote GridWLDFRVegetation ContactAggregated | WLDFR | HFTD - Distribution - Tier 2 - 3QU CoRE ¦ 1QU LoRE | Non-Red Flag Warning - Destructive Fires | Vegetation Contact | Aggregated | 2053 | 1.2134e-06 | 489.6273 | 0.00059409 | 2053 | Mitigation | 0.95 | 45 | 0 | esc | 0.00097009 | 1.1771e-09 | 0.00097009 | 1.1771e-09
[35 empty] | 7.3.3.17.6 Updates to grid topology to minimize risk of ignition in HFTDs Butte County Rebuild | WLDFR | HFTD - Distribution - Tier 2 - 2QU CoRE ¦ 5QU LoRE | 2044 | 0.21095 | 0 | 0 | 0 | 0 |  |  |  |  | 0 | 0 | 0 | 0 | 0 |  | 0 | 0 | 0 | Column23: 0; Column24: 0; Column25: 0; Column26: 0; Column27: 0; Column28: 0; Column29: 0.00086416; Column30: 0.26963; Column31: 0; Column32: 0.26963; Column33: 0.056878 | WLDFR | HFTD - Distribution - Tier 3 - 3QU CoRE ¦ 5QU LoRE | Red Flag Warning - Large Fires | 2054 | 1.4537e-08 | 1.4537e-08 | 7.8503 | 0.92702 | 4.3664 | 2.5569 | 0 | 0 | 1.4985e-05 | 1.1412e-07 | 0 | 1.1412e-07 | 1.1412e-07 | 0 | 1.1412e-07 | 0 | 4.7558e-07 | 1.0425e-06 | 0 | 1.0425e-06 | 0 | 4.2353e-09 | 5.1765e-09 | 0 | 5.1765e-09 | [12 empty] | 7.3.3.17.5 (Remote Grid) Updates to grid topology to minimize risk of ignition in HFTDs Remote GridWLDFRVegetation ContactAggregated | WLDFR | HFTD - Distribution - Tier 2 - 3QU CoRE ¦ 1QU LoRE | Non-Red Flag Warning - Destructive Fires | Vegetation Contact | Aggregated | 2054 | 1.2134e-06 | 489.6273 | 0.00059409 | 2054 | Mitigation | 0.95 | 45 | 0 | esc | 0.00097009 | 1.1771e-09 | 0.00097009 | 1.1771e-09
[35 empty] | 7.3.3.17.6 Updates to grid topology to minimize risk of ignition in HFTDs Butte County Rebuild | WLDFR | HFTD - Distribution - Tier 2 - 2QU CoRE ¦ 5QU LoRE | 2045 | 0.19715 | 0 | 0 | 0 | 0 |  |  |  |  | 0 | 0 | 0 | 0 | 0 |  | 0 | 0 | 0 | Column23: 0; Column24: 0; Column25: 0; Column26: 0; Column27: 0; Column28: 0; Column29: 0.00086416; Column30: 0.26963; Column31: 0; Column32: 0.26963; Column33: 0.053157 | WLDFR | HFTD - Distribution - Tier 3 - 3QU CoRE ¦ 5QU LoRE | Red Flag Warning - Large Fires | 2055 | 1.4537e-08 | 1.4537e-08 | 7.8503 | 0.92702 | 4.3664 | 2.5569 | 0 | 0 | 1.4985e-05 | 1.1412e-07 | 0 | 1.1412e-07 | 1.1412e-07 | 0 | 1.1412e-07 | 0 | 4.7558e-07 | 1.0425e-06 | 0 | 1.0425e-06 | 0 | 4.2353e-09 | 5.1765e-09 | 0 | 5.1765e-09 | [12 empty] | 7.3.3.17.5 (Remote Grid) Updates to grid topology to minimize risk of ignition in HFTDs Remote GridWLDFRVegetation ContactAggregated | WLDFR | HFTD - Distribution - Tier 2 - 3QU CoRE ¦ 1QU LoRE | Non-Red Flag Warning - Destructive Fires | Vegetation Contact | Aggregated | 2055 | 1.2134e-06 | 489.6273 | 0.00059409 | 2055 | Mitigation | 0.95 | 45 | 0 | esc | 0.00097009 | 1.1771e-09 | 0.00097009 | 1.1771e-09
[35 empty] | 7.3.3.17.6 Updates to grid topology to minimize risk of ignition in HFTDs Butte County Rebuild | WLDFR | HFTD - Distribution - Tier 2 - 2QU CoRE ¦ 5QU LoRE | 2046 | 0.18425 | 0 | 0 | 0 | 0 |  |  |  |  | 0 | 0 | 0 | 0 | 0 |  | 0 | 0 | 0 | Column23: 0; Column24: 0; Column25: 0; Column26: 0; Column27: 0; Column28: 0; Column29: 0.00086416; Column30: 0.26963; Column31: 0; Column32: 0.26963; Column33: 0.049679 | WLDFR | HFTD - Distribution - Tier 3 - 3QU CoRE ¦ 5QU LoRE | Red Flag Warning - Large Fires | 2056 | 1.4537e-08 | 1.4537e-08 | 7.8503 | 0.92702 | 4.3664 | 2.5569 | 0 | 0 | 1.4985e-05 | 1.1412e-07 | 0 | 1.1412e-07 | 1.1412e-07 | 0 | 1.1412e-07 | 0 | 4.7558e-07 | 1.0425e-06 | 0 | 1.0425e-06 | 0 | 4.2353e-09 | 5.1765e-09 | 0 | 5.1765e-09 | [12 empty] | 7.3.3.17.5 (Remote Grid) Updates to grid topology to minimize risk of ignition in HFTDs Remote GridWLDFRVegetation ContactAggregated | WLDFR | HFTD - Distribution - Tier 2 - 3QU CoRE ¦ 1QU LoRE | Non-Red Flag Warning - Destructive Fires | Vegetation Contact | Aggregated | 2056 | 1.2134e-06 | 489.6273 | 0.00059409 | 2056 | Mitigation | 0.95 | 45 | 0 | esc | 0.00097009 | 1.1771e-09 | 0.00097009 | 1.1771e-09
[35 empty] | 7.3.3.17.6 Updates to grid topology to minimize risk of ignition in HFTDs Butte County Rebuild | WLDFR | HFTD - Distribution - Tier 2 - 2QU CoRE ¦ 5QU LoRE | 2047 | 0.1722 | 0 | 0 | 0 | 0 |  |  |  |  | 0 | 0 | 0 | 0 | 0 |  | 0 | 0 | 0 | Column23: 0; Column24: 0; Column25: 0; Column26: 0; Column27: 0; Column28: 0; Column29: 0.00086416; Column30: 0.26963; Column31: 0; Column32: 0.26963; Column33: 0.046429 | WLDFR | HFTD - Distribution - Tier 3 - 3QU CoRE ¦ 5QU LoRE | Red Flag Warning - Large Fires | 2057 | 1.4537e-08 | 1.4537e-08 | 7.8503 | 0.92702 | 4.3664 | 2.5569 | 0 | 0 | 1.4985e-05 | 1.1412e-07 | 0 | 1.1412e-07 | 1.1412e-07 | 0 | 1.1412e-07 | 0 | 4.7558e-07 | 1.0425e-06 | 0 | 1.0425e-06 | 0 | 4.2353e-09 | 5.1765e-09 | 0 | 5.1765e-09 | [12 empty] | 7.3.3.17.5 (Remote Grid) Updates to grid topology to minimize risk of ignition in HFTDs Remote GridWLDFRVegetation ContactAggregated | WLDFR | HFTD - Distribution - Tier 2 - 3QU CoRE ¦ 1QU LoRE | Non-Red Flag Warning - Destructive Fires | Vegetation Contact | Aggregated | 2057 | 1.2134e-06 | 489.6273 | 0.00059409 | 2057 | Mitigation | 0.95 | 45 | 0 | esc | 0.00097009 | 1.1771e-09 | 0.00097009 | 1.1771e-09
[35 empty] | 7.3.3.17.6 Updates to grid topology to minimize risk of ignition in HFTDs Butte County Rebuild | WLDFR | HFTD - Distribution - Tier 2 - 2QU CoRE ¦ 5QU LoRE | 2048 | 0.16093 | 0 | 0 | 0 | 0 |  |  |  |  | 0 | 0 | 0 | 0 | 0 |  | 0 | 0 | 0 | Column23: 0; Column24: 0; Column25: 0; Column26: 0; Column27: 0; Column28: 0; Column29: 0.00086416; Column30: 0.28305; Column31: 0; Column32: 0.28305; Column33: 0.045552 | WLDFR | HFTD - Distribution - Tier 3 - 3QU CoRE ¦ 5QU LoRE | Red Flag Warning - Large Fires | 2058 | 1.4537e-08 | 1.4537e-08 | 8.3524 | 0.96727 | 4.6367 | 2.7484 | 0 | 0 | 1.4985e-05 | 1.2142e-07 | 0 | 1.2142e-07 | 1.2142e-07 | 0 | 1.2142e-07 | 0 | 4.9843e-07 | 1.0926e-06 | 0 | 1.0926e-06 | 0 | 4.4889e-09 | 5.4865e-09 | 0 | 5.4865e-09 | [12 empty] | 7.3.3.17.5 (Remote Grid) Updates to grid topology to minimize risk of ignition in HFTDs Remote GridWLDFRVegetation ContactAggregated | WLDFR | HFTD - Distribution - Tier 2 - 3QU CoRE ¦ 1QU LoRE | Non-Red Flag Warning - Destructive Fires | Vegetation Contact | Aggregated | 2058 | 1.2134e-06 | 489.6273 | 0.00059409 | 2058 | Mitigation | 0.95 | 45 | 0 | esc | 0.00097009 | 1.1771e-09 | 0.00097009 | 1.1771e-09
[35 empty] | 7.3.3.17.6 Updates to grid topology to minimize risk of ignition in HFTDs Butte County Rebuild | WLDFR | HFTD - Distribution - Tier 2 - 2QU CoRE ¦ 5QU LoRE | 2049 | 0.1504 | 0 | 0 | 0 | 0 |  |  |  |  | 0 | 0 | 0 | 0 | 0 |  | 0 | 0 | 0 | Column23: 0; Column24: 0; Column25: 0; Column26: 0; Column27: 0; Column28: 0; Column29: 0.00086416; Column30: 0.28305; Column31: 0; Column32: 0.28305; Column33: 0.042572 | WLDFR | HFTD - Distribution - Tier 3 - 3QU CoRE ¦ 5QU LoRE | Red Flag Warning - Large Fires | 2059 | 1.4537e-08 | 1.4537e-08 | 8.3524 | 0.96727 | 4.6367 | 2.7484 | 0 | 0 | 1.4985e-05 | 1.2142e-07 | 0 | 1.2142e-07 | 1.2142e-07 | 0 | 1.2142e-07 | 0 | 4.9843e-07 | 1.0926e-06 | 0 | 1.0926e-06 | 0 | 4.4889e-09 | 5.4865e-09 | 0 | 5.4865e-09 | [12 empty] | 7.3.3.17.5 (Remote Grid) Updates to grid topology to minimize risk of ignition in HFTDs Remote GridWLDFRVegetation ContactAggregated | WLDFR | HFTD - Distribution - Tier 2 - 3QU CoRE ¦ 1QU LoRE | Non-Red Flag Warning - Destructive Fires | Vegetation Contact | Aggregated | 2059 | 1.2134e-06 | 489.6273 | 0.00059409 | 2059 | Mitigation | 0.95 | 45 | 0 | esc | 0.00097009 | 1.1771e-09 | 0.00097009 | 1.1771e-09
[35 empty] | 7.3.3.17.6 Updates to grid topology to minimize risk of ignition in HFTDs Butte County Rebuild | WLDFR | HFTD - Distribution - Tier 2 - 2QU CoRE ¦ 5QU LoRE | 2050 | 0.14056 | 0 | 0 | 0 | 0 |  |  |  |  | 0 | 0 | 0 | 0 | 0 |  | 0 | 0 | 0 | Column23: 0; Column24: 0; Column25: 0; Column26: 0; Column27: 0; Column28: 0; Column29: 0.00086416; Column30: 0.28305; Column31: 0; Column32: 0.28305; Column33: 0.039787 | WLDFR | HFTD - Distribution - Tier 3 - 3QU CoRE ¦ 5QU LoRE | Red Flag Warning - Large Fires | 2060 | 1.4537e-08 | 1.4537e-08 | 8.3524 | 0.96727 | 4.6367 | 2.7484 | 0 | 0 | 1.4985e-05 | 1.2142e-07 | 0 | 1.2142e-07 | 1.2142e-07 | 0 | 1.2142e-07 | 0 | 4.9843e-07 | 1.0926e-06 | 0 | 1.0926e-06 | 0 | 4.4889e-09 | 5.4865e-09 | 0 | 5.4865e-09 | [12 empty] | 7.3.3.17.5 (Remote Grid) Updates to grid topology to minimize risk of ignition in HFTDs Remote GridWLDFRVegetation ContactAggregated | WLDFR | HFTD - Distribution - Tier 2 - 3QU CoRE ¦ 1QU LoRE | Non-Red Flag Warning - Destructive Fires | Vegetation Contact | Aggregated | 2060 | 1.2134e-06 | 489.6273 | 0.00059409 | 2060 | Mitigation | 0.95 | 45 | 0 | esc | 0.00097009 | 1.1771e-09 | 0.00097009 | 1.1771e-09
[35 empty] | 7.3.3.17.6 Updates to grid topology to minimize risk of ignition in HFTDs Butte County Rebuild | WLDFR | HFTD - Distribution - Tier 2 - 2QU CoRE ¦ 5QU LoRE | 2051 | 0.13137 | 0 | 0 | 0 | 0 |  |  |  |  | 0 | 0 | 0 | 0 | 0 |  | 0 | 0 | 0 | Column23: 0; Column24: 0; Column25: 0; Column26: 0; Column27: 0; Column28: 0; Column29: 0.00086416; Column30: 0.28305; Column31: 0; Column32: 0.28305; Column33: 0.037184 | WLDFR | HFTD - Distribution - Tier 3 - 3QU CoRE ¦ 5QU LoRE | Red Flag Warning - Large Fires | 2061 | 1.4537e-08 | 1.4537e-08 | 8.3524 | 0.96727 | 4.6367 | 2.7484 | 0 | 0 | 1.4985e-05 | 1.2142e-07 | 0 | 1.2142e-07 | 1.2142e-07 | 0 | 1.2142e-07 | 0 | 4.9843e-07 | 1.0926e-06 | 0 | 1.0926e-06 | 0 | 4.4889e-09 | 5.4865e-09 | 0 | 5.4865e-09 | [12 empty] | 7.3.3.17.5 (Remote Grid) Updates to grid topology to minimize risk of ignition in HFTDs Remote GridWLDFRVegetation ContactAggregated | WLDFR | HFTD - Distribution - Tier 2 - 3QU CoRE ¦ 1QU LoRE | Non-Red Flag Warning - Destructive Fires | Vegetation Contact | Aggregated | 2061 | 1.2134e-06 | 489.6273 | 0.00059409 | 2061 | Mitigation | 0.95 | 45 | 0 | esc | 0.00097009 | 1.1771e-09 | 0.00097009 | 1.1771e-09
[35 empty] | 7.3.3.17.6 Updates to grid topology to minimize risk of ignition in HFTDs Butte County Rebuild | WLDFR | HFTD - Distribution - Tier 2 - 2QU CoRE ¦ 5QU LoRE | 2052 | 0.12277 | 0 | 0 | 0 | 0 |  |  |  |  | 0 | 0 | 0 | 0 | 0 |  | 0 | 0 | 0 | Column23: 0; Column24: 0; Column25: 0; Column26: 0; Column27: 0; Column28: 0; Column29: 0.00086416; Column30: 0.28305; Column31: 0; Column32: 0.28305; Column33: 0.034751 | WLDFR | HFTD - Distribution - Tier 3 - 3QU CoRE ¦ 5QU LoRE | Red Flag Warning - Large Fires | 2062 | 1.4537e-08 | 1.4537e-08 | 8.3524 | 0.96727 | 4.6367 | 2.7484 | 0 | 0 | 1.4985e-05 | 1.2142e-07 | 0 | 1.2142e-07 | 1.2142e-07 | 0 | 1.2142e-07 | 0 | 4.9843e-07 | 1.0926e-06 | 0 | 1.0926e-06 | 0 | 4.4889e-09 | 5.4865e-09 | 0 | 5.4865e-09 | [12 empty] | 7.3.3.17.5 (Remote Grid) Updates to grid topology to minimize risk of ignition in HFTDs Remote GridWLDFRVegetation ContactAggregated | WLDFR | HFTD - Distribution - Tier 2 - 3QU CoRE ¦ 1QU LoRE | Non-Red Flag Warning - Destructive Fires | Vegetation Contact | Aggregated | 2062 | 1.2134e-06 | 489.6273 | 0.00059409 | 2062 | Mitigation | 0.95 | 45 | 0 | esc | 0.00097009 | 1.1771e-09 | 0.00097009 | 1.1771e-09
[35 empty] | 7.3.3.17.6 Updates to grid topology to minimize risk of ignition in HFTDs Butte County Rebuild | WLDFR | HFTD - Distribution - Tier 2 - 2QU CoRE ¦ 5QU LoRE | 2053 | 0.11474 | 0 | 0 | 0 | 0 |  |  |  |  | 0 | 0 | 0 | 0 | 0 |  | 0 | 0 | 0 | Column23: 0; Column24: 0; Column25: 0; Column26: 0; Column27: 0; Column28: 0; Column29: 0.00086416; Column30: 0.29693; Column31: 0; Column32: 0.29693; Column33: 0.03407 | WLDFR | HFTD - Distribution - Tier 3 - 3QU CoRE ¦ 5QU LoRE | Red Flag Warning - Large Fires | 2063 | 1.4537e-08 | 1.4537e-08 | 8.872 | 1.0079 | 4.9153 | 2.9488 | 0 | 0 | 1.4985e-05 | 1.2897e-07 | 0 | 1.2897e-07 | 1.2897e-07 | 0 | 1.2897e-07 | 0 | 5.2245e-07 | 1.1452e-06 | 0 | 1.1452e-06 | 0 | 4.7448e-09 | 5.7991e-09 | 0 | 5.7991e-09 | [12 empty] | 7.3.3.17.5 (Remote Grid) Updates to grid topology to minimize risk of ignition in HFTDs Remote GridWLDFRVegetation ContactAggregated | WLDFR | HFTD - Distribution - Tier 2 - 3QU CoRE ¦ 1QU LoRE | Non-Red Flag Warning - Destructive Fires | Vegetation Contact | Aggregated | 2063 | 1.2134e-06 | 489.6273 | 0.00059409 | 2063 | Mitigation | 0.95 | 45 | 0 | esc | 0.00097009 | 1.1771e-09 | 0.00097009 | 1.1771e-09
[35 empty] | 7.3.3.17.6 Updates to grid topology to minimize risk of ignition in HFTDs Butte County Rebuild | WLDFR | HFTD - Distribution - Tier 2 - 2QU CoRE ¦ 5QU LoRE | 2054 | 0.10723 | 0 | 0 | 0 | 0 |  |  |  |  | 0 | 0 | 0 | 0 | 0 |  | 0 | 0 | 0 | Column23: 0; Column24: 0; Column25: 0; Column26: 0; Column27: 0; Column28: 0; Column29: 0.00086416; Column30: 0.29693; Column31: 0; Column32: 0.29693; Column33: 0.031841 | WLDFR | HFTD - Distribution - Tier 3 - 3QU CoRE ¦ 5QU LoRE | Red Flag Warning - Large Fires | 2064 | 1.4537e-08 | 1.4537e-08 | 8.872 | 1.0079 | 4.9153 | 2.9488 | 0 | 0 | 1.4985e-05 | 1.2897e-07 | 0 | 1.2897e-07 | 1.2897e-07 | 0 | 1.2897e-07 | 0 | 5.2245e-07 | 1.1452e-06 | 0 | 1.1452e-06 | 0 | 4.7448e-09 | 5.7991e-09 | 0 | 5.7991e-09 | [12 empty] | 7.3.3.17.5 (Remote Grid) Updates to grid topology to minimize risk of ignition in HFTDs Remote GridWLDFRVegetation ContactAggregated | WLDFR | HFTD - Distribution - Tier 2 - 3QU CoRE ¦ 1QU LoRE | Non-Red Flag Warning - Destructive Fires | Vegetation Contact | Aggregated | 2064 | 1.2134e-06 | 489.6273 | 0.00059409 | 2064 | Mitigation | 0.95 | 45 | 0 | esc | 0.00097009 | 1.1771e-09 | 0.00097009 | 1.1771e-09
[35 empty] | 7.3.3.17.6 Updates to grid topology to minimize risk of ignition in HFTDs Butte County Rebuild | WLDFR | HFTD - Distribution - Tier 2 - 2QU CoRE ¦ 5QU LoRE | 2055 | 0.10022 | 0 | 0 | 0 | 0 |  |  |  |  | 0 | 0 | 0 | 0 | 0 |  | 0 | 0 | 0 | Column23: 0; Column24: 0; Column25: 0; Column26: 0; Column27: 0; Column28: 0; Column29: 0.00086416; Column30: 0.29693; Column31: 0; Column32: 0.29693; Column33: 0.029758 | WLDFR | HFTD - Distribution - Tier 3 - 3QU CoRE ¦ 5QU LoRE | Red Flag Warning - Large Fires | 2065 | 1.4537e-08 | 1.4537e-08 | 8.872 | 1.0079 | 4.9153 | 2.9488 | 0 | 0 | 1.4985e-05 | 1.2897e-07 | 0 | 1.2897e-07 | 1.2897e-07 | 0 | 1.2897e-07 | 0 | 5.2245e-07 | 1.1452e-06 | 0 | 1.1452e-06 | 0 | 4.7448e-09 | 5.7991e-09 | 0 | 5.7991e-09 | [12 empty] | 7.3.3.17.5 (Remote Grid) Updates to grid topology to minimize risk of ignition in HFTDs Remote GridWLDFRVegetation ContactAggregated | WLDFR | HFTD - Distribution - Tier 2 - 3QU CoRE ¦ 1QU LoRE | Non-Red Flag Warning - Destructive Fires | Vegetation Contact | Aggregated | 2065 | 1.2134e-06 | 489.6273 | 0.00059409 | 2065 | Mitigation | 0.95 | 45 | 0 | esc | 0.00097009 | 1.1771e-09 | 0.00097009 | 1.1771e-09
[35 empty] | 7.3.3.17.6 Updates to grid topology to minimize risk of ignition in HFTDs Butte County Rebuild | WLDFR | HFTD - Distribution - Tier 2 - 2QU CoRE ¦ 5QU LoRE | 2056 | 0.093663 | 0 | 0 | 0 | 0 |  |  |  |  | 0 | 0 | 0 | 0 | 0 |  | 0 | 0 | 0 | Column23: 0; Column24: 0; Column25: 0; Column26: 0; Column27: 0; Column28: 0; Column29: 0.00086416; Column30: 0.29693; Column31: 0; Column32: 0.29693; Column33: 0.027811 | WLDFR | HFTD - Distribution - Tier 3 - 3QU CoRE ¦ 5QU LoRE | Red Flag Warning - Large Fires | 2066 | 1.4537e-08 | 1.4537e-08 | 8.872 | 1.0079 | 4.9153 | 2.9488 | 0 | 0 | 1.4985e-05 | 1.2897e-07 | 0 | 1.2897e-07 | 1.2897e-07 | 0 | 1.2897e-07 | 0 | 5.2245e-07 | 1.1452e-06 | 0 | 1.1452e-06 | 0 | 4.7448e-09 | 5.7991e-09 | 0 | 5.7991e-09 | [12 empty] | 7.3.3.17.5 (Remote Grid) Updates to grid topology to minimize risk of ignition in HFTDs Remote GridWLDFRVegetation ContactAggregated | WLDFR | HFTD - Distribution - Tier 2 - 3QU CoRE ¦ 1QU LoRE | Non-Red Flag Warning - Destructive Fires | Vegetation Contact | Aggregated | 2066 | 1.2134e-06 | 489.6273 | 0.00059409 | 2066 | Mitigation | 0.95 | 45 | 0 | esc | 0.00097009 | 1.1771e-09 | 0.00097009 | 1.1771e-09
[35 empty] | 7.3.3.17.6 Updates to grid topology to minimize risk of ignition in HFTDs Butte County Rebuild | WLDFR | HFTD - Distribution - Tier 2 - 2QU CoRE ¦ 5QU LoRE | 2057 | 0.087535 | 0 | 0 | 0 | 0 |  |  |  |  | 0 | 0 | 0 | 0 | 0 |  | 0 | 0 | 0 | Column23: 0; Column24: 0; Column25: 0; Column26: 0; Column27: 0; Column28: 0; Column29: 0.00086416; Column30: 0.29693; Column31: 0; Column32: 0.29693; Column33: 0.025992 | WLDFR | HFTD - Distribution - Tier 3 - 3QU CoRE ¦ 5QU LoRE | Red Flag Warning - Large Fires | 2067 | 0 | 1.4537e-08 | 8.872 | 1.0079 | 4.9153 | 2.9488 | 0 | 0 | 1.4985e-05 | 0 | 0 | 0 | 1.2897e-07 | 0 | 1.2897e-07 | 0 | 5.2245e-07 | 1.1452e-06 | 0 | 1.1452e-06 | 0 | 0 | 5.7991e-09 | 0 | 5.7991e-09 | [12 empty] | 7.3.3.17.5 (Remote Grid) Updates to grid topology to minimize risk of ignition in HFTDs Remote GridWLDFRVegetation ContactAggregated | WLDFR | HFTD - Distribution - Tier 2 - 3QU CoRE ¦ 1QU LoRE | Non-Red Flag Warning - Destructive Fires | Vegetation Contact | Aggregated | 2067 | 1.2134e-06 | 489.6273 | 0.00059409 | 2067 | Mitigation | 0.95 | 45 | 0 | esc | 0 | 0 | 0.00097009 | 1.1771e-09
[35 empty] | 7.3.3.17.6 Updates to grid topology to minimize risk of ignition in HFTDs Butte County Rebuild | WLDFR | HFTD - Distribution - Tier 2 - 2QU CoRE ¦ 5QU LoRE | 2058 | 0.081809 | 0 | 0 | 0 | 0 |  |  |  |  | 0 | 0 | 0 | 0 | 0 |  | 0 | 0 | 0 | Column23: 0; Column24: 0; Column25: 0; Column26: 0; Column27: 0; Column28: 0; Column29: 0.00086416; Column30: 0.31108; Column31: 0; Column32: 0.31108; Column33: 0.025449 | WLDFR | HFTD - Distribution - Tier 3 - 3QU CoRE ¦ 5QU LoRE | Red Flag Warning - Small Fires | 2022 | 3.3377e-07 | 0 | 0.077901 | 0.036425 | 0.0015809 | 0.039895 | 0 | 0 | 0.0003464 | 2.6001e-08 | 0 | 2.6001e-08 | 0 | 0 | 0 | 0 | 5.4739e-07 | 1.1999e-06 | 0 | 1.1999e-06 | 0 | 0 | 0 | 0 | 0 | [12 empty] | 7.3.3.17.5 (Remote Grid) Updates to grid topology to minimize risk of ignition in HFTDs Remote GridWLDFRWire-to-wire contactAggregated | WLDFR | HFTD - Distribution - Tier 2 - 3QU CoRE ¦ 1QU LoRE | Non-Red Flag Warning - Destructive Fires | Wire-to-wire contact | Aggregated | 2022 | 1.123e-06 | 489.6273 | 0.00054987 | 2022 | Mitigation | 0.95 | 45 | 0 | esc | 0.00097009 | 1.0894e-09 | 0 | 0
[35 empty] | 7.3.3.17.6 Updates to grid topology to minimize risk of ignition in HFTDs Butte County Rebuild | WLDFR | HFTD - Distribution - Tier 2 - 2QU CoRE ¦ 5QU LoRE | 2059 | 0.076457 | 0 | 0 | 0 | 0 |  |  |  |  | 0 | 0 | 0 | 0 | 0 |  | 0 | 0 | 0 | Column23: 0; Column24: 0; Column25: 0; Column26: 0; Column27: 0; Column28: 0; Column29: 0.00086416; Column30: 0.31108; Column31: 0; Column32: 0.31108; Column33: 0.023784 | WLDFR | HFTD - Distribution - Tier 3 - 3QU CoRE ¦ 5QU LoRE | Red Flag Warning - Small Fires | 2023 | 3.3377e-07 | 3.3377e-07 | 0.080408 | 0.03759 | 0.0016314 | 0.041187 | 0 | 0 | 0.0003464 | 2.6838e-08 | 0 | 2.6838e-08 | 2.6838e-08 | 0 | 2.6838e-08 | 0 | 5.4739e-07 | 1.1999e-06 | 0 | 1.1999e-06 | 0 | 0 | 0 | 0 | 0 | [12 empty] | 7.3.3.17.5 (Remote Grid) Updates to grid topology to minimize risk of ignition in HFTDs Remote GridWLDFRWire-to-wire contactAggregated | WLDFR | HFTD - Distribution - Tier 2 - 3QU CoRE ¦ 1QU LoRE | Non-Red Flag Warning - Destructive Fires | Wire-to-wire contact | Aggregated | 2023 | 1.123e-06 | 489.6273 | 0.00054987 | 2023 | Mitigation | 0.95 | 45 | 0 | esc | 0.00097009 | 1.0894e-09 | 0.00097009 | 1.0894e-09
[35 empty] | 7.3.3.17.6 Updates to grid topology to minimize risk of ignition in HFTDs Butte County Rebuild | WLDFR | HFTD - Distribution - Tier 2 - 2QU CoRE ¦ 5QU LoRE | 2060 | 0.071455 | 0 | 0 | 0 | 0 |  |  |  |  | 0 | 0 | 0 | 0 | 0 |  | 0 | 0 | 0 | Column23: 0; Column24: 0; Column25: 0; Column26: 0; Column27: 0; Column28: 0; Column29: 0.00086416; Column30: 0.31108; Column31: 0; Column32: 0.31108; Column33: 0.022228 | WLDFR | HFTD - Distribution - Tier 3 - 3QU CoRE ¦ 5QU LoRE | Red Flag Warning - Small Fires | 2024 | 3.3377e-07 | 3.3377e-07 | 0.080408 | 0.03759 | 0.0016314 | 0.041187 | 0 | 0 | 0.0003464 | 2.6838e-08 | 0 | 2.6838e-08 | 2.6838e-08 | 0 | 2.6838e-08 | 0 | 5.4739e-07 | 1.1999e-06 | 0 | 1.1999e-06 | 0 | 3.849e-09 | 0 | 0 | 0 | [12 empty] | 7.3.3.17.5 (Remote Grid) Updates to grid topology to minimize risk of ignition in HFTDs Remote GridWLDFRWire-to-wire contactAggregated | WLDFR | HFTD - Distribution - Tier 2 - 3QU CoRE ¦ 1QU LoRE | Non-Red Flag Warning - Destructive Fires | Wire-to-wire contact | Aggregated | 2024 | 1.123e-06 | 489.6273 | 0.00054987 | 2024 | Mitigation | 0.95 | 45 | 0 | esc | 0.00097009 | 1.0894e-09 | 0.00097009 | 1.0894e-09
[35 empty] | 7.3.3.17.6 Updates to grid topology to minimize risk of ignition in HFTDs Butte County Rebuild | WLDFR | HFTD - Distribution - Tier 2 - 2QU CoRE ¦ 5QU LoRE | 2061 | 0.06678 | 0 | 0 | 0 | 0 |  |  |  |  | 0 | 0 | 0 | 0 | 0 |  | 0 | 0 | 0 | Column23: 0; Column24: 0; Column25: 0; Column26: 0; Column27: 0; Column28: 0; Column29: 0.00086416; Column30: 0.31108; Column31: 0; Column32: 0.31108; Column33: 0.020774 | WLDFR | HFTD - Distribution - Tier 3 - 3QU CoRE ¦ 5QU LoRE | Red Flag Warning - Small Fires | 2025 | 3.3377e-07 | 3.3377e-07 | 0.080408 | 0.03759 | 0.0016314 | 0.041187 | 0 | 0 | 0.0003464 | 2.6838e-08 | 0 | 2.6838e-08 | 2.6838e-08 | 0 | 2.6838e-08 | 0 | 5.4739e-07 | 1.1999e-06 | 0 | 1.1999e-06 | 0 | 3.9729e-09 | 4.8557e-09 | 0 | 4.8557e-09 | [12 empty] | 7.3.3.17.5 (Remote Grid) Updates to grid topology to minimize risk of ignition in HFTDs Remote GridWLDFRWire-to-wire contactAggregated | WLDFR | HFTD - Distribution - Tier 2 - 3QU CoRE ¦ 1QU LoRE | Non-Red Flag Warning - Destructive Fires | Wire-to-wire contact | Aggregated | 2025 | 1.123e-06 | 489.6273 | 0.00054987 | 2025 | Mitigation | 0.95 | 45 | 0 | esc | 0.00097009 | 1.0894e-09 | 0.00097009 | 1.0894e-09
[35 empty] | 7.3.3.17.6 Updates to grid topology to minimize risk of ignition in HFTDs Butte County Rebuild | WLDFR | HFTD - Distribution - Tier 2 - 2QU CoRE ¦ 5QU LoRE | 2062 | 0.062412 | 0 | 0 | 0 | 0 |  |  |  |  | 0 | 0 | 0 | 0 | 0 |  | 0 | 0 | 0 | Column23: 0; Column24: 0; Column25: 0; Column26: 0; Column27: 0; Column28: 0; Column29: 0.00086416; Column30: 0.31108; Column31: 0; Column32: 0.31108; Column33: 0.019415 | WLDFR | HFTD - Distribution - Tier 3 - 3QU CoRE ¦ 5QU LoRE | Red Flag Warning - Small Fires | 2026 | 3.3377e-07 | 3.3377e-07 | 0.080408 | 0.03759 | 0.0016314 | 0.041187 | 0 | 0 | 0.0003464 | 2.6838e-08 | 0 | 2.6838e-08 | 2.6838e-08 | 0 | 2.6838e-08 | 0 | 5.4739e-07 | 1.1999e-06 | 0 | 1.1999e-06 | 0 | 3.9729e-09 | 4.8557e-09 | 0 | 4.8557e-09 | [12 empty] | 7.3.3.17.5 (Remote Grid) Updates to grid topology to minimize risk of ignition in HFTDs Remote GridWLDFRWire-to-wire contactAggregated | WLDFR | HFTD - Distribution - Tier 2 - 3QU CoRE ¦ 1QU LoRE | Non-Red Flag Warning - Destructive Fires | Wire-to-wire contact | Aggregated | 2026 | 1.123e-06 | 489.6273 | 0.00054987 | 2026 | Mitigation | 0.95 | 45 | 0 | esc | 0.00097009 | 1.0894e-09 | 0.00097009 | 1.0894e-09
[35 empty] | 7.3.3.17.6 Updates to grid topology to minimize risk of ignition in HFTDs Butte County Rebuild | WLDFR | HFTD - Distribution - Tier 2 - 2QU CoRE ¦ 5QU LoRE | 2063 | 0.058329 | 0 | 0 | 0 | 0 |  |  |  |  | 0 | 0 | 0 | 0 | 0 |  | 0 | 0 | 0 | Column23: 0; Column24: 0; Column25: 0; Column26: 0; Column27: 0; Column28: 0; Column29: 0.00086416; Column30: 0.32534; Column31: 0; Column32: 0.32534; Column33: 0.018977 | WLDFR | HFTD - Distribution - Tier 3 - 3QU CoRE ¦ 5QU LoRE | Red Flag Warning - Small Fires | 2027 | 3.3377e-07 | 3.3377e-07 | 0.080408 | 0.03759 | 0.0016314 | 0.041187 | 0 | 0 | 0.0003464 | 2.6838e-08 | 0 | 2.6838e-08 | 2.6838e-08 | 0 | 2.6838e-08 | 0 | 5.7297e-07 | 1.256e-06 | 0 | 1.256e-06 | 0 | 3.9729e-09 | 4.8557e-09 | 0 | 4.8557e-09 | [12 empty] | 7.3.3.17.5 (Remote Grid) Updates to grid topology to minimize risk of ignition in HFTDs Remote GridWLDFRWire-to-wire contactAggregated | WLDFR | HFTD - Distribution - Tier 2 - 3QU CoRE ¦ 1QU LoRE | Non-Red Flag Warning - Destructive Fires | Wire-to-wire contact | Aggregated | 2027 | 1.123e-06 | 489.6273 | 0.00054987 | 2027 | Mitigation | 0.95 | 45 | 0 | esc | 0.00097009 | 1.0894e-09 | 0.00097009 | 1.0894e-09
[35 empty] | 7.3.3.17.6 Updates to grid topology to minimize risk of ignition in HFTDs Butte County Rebuild | WLDFR | HFTD - Distribution - Tier 2 - 2QU CoRE ¦ 5QU LoRE | 2064 | 0.054513 | 0 | 0 | 0 | 0 |  |  |  |  | 0 | 0 | 0 | 0 | 0 |  | 0 | 0 | 0 | Column23: 0; Column24: 0; Column25: 0; Column26: 0; Column27: 0; Column28: 0; Column29: 0.00086416; Column30: 0.32534; Column31: 0; Column32: 0.32534; Column33: 0.017735 | WLDFR | HFTD - Distribution - Tier 3 - 3QU CoRE ¦ 5QU LoRE | Red Flag Warning - Small Fires | 2028 | 3.3377e-07 | 3.3377e-07 | 0.083606 | 0.039055 | 0.001695 | 0.042856 | 0 | 0 | 0.0003464 | 2.7905e-08 | 0 | 2.7905e-08 | 2.7905e-08 | 0 | 2.7905e-08 | 0 | 5.7297e-07 | 1.256e-06 | 0 | 1.256e-06 | 0 | 3.9729e-09 | 4.8557e-09 | 0 | 4.8557e-09 | [12 empty] | 7.3.3.17.5 (Remote Grid) Updates to grid topology to minimize risk of ignition in HFTDs Remote GridWLDFRWire-to-wire contactAggregated | WLDFR | HFTD - Distribution - Tier 2 - 3QU CoRE ¦ 1QU LoRE | Non-Red Flag Warning - Destructive Fires | Wire-to-wire contact | Aggregated | 2028 | 1.123e-06 | 489.6273 | 0.00054987 | 2028 | Mitigation | 0.95 | 45 | 0 | esc | 0.00097009 | 1.0894e-09 | 0.00097009 | 1.0894e-09
[35 empty] | 7.3.3.17.6 Updates to grid topology to minimize risk of ignition in HFTDs Butte County Rebuild | WLDFR | HFTD - Distribution - Tier 2 - 2QU CoRE ¦ 5QU LoRE | 2065 | 0.050946 | 0 | 0 | 0 | 0 |  |  |  |  | 0 | 0 | 0 | 0 | 0 |  | 0 | 0 | 0 | Column23: 0; Column24: 0; Column25: 0; Column26: 0; Column27: 0; Column28: 0; Column29: 0.00086416; Column30: 0.32534; Column31: 0; Column32: 0.32534; Column33: 0.016575 | WLDFR | HFTD - Distribution - Tier 3 - 3QU CoRE ¦ 5QU LoRE | Red Flag Warning - Small Fires | 2029 | 3.3377e-07 | 3.3377e-07 | 0.083606 | 0.039055 | 0.001695 | 0.042856 | 0 | 0 | 0.0003464 | 2.7905e-08 | 0 | 2.7905e-08 | 2.7905e-08 | 0 | 2.7905e-08 | 0 | 5.7297e-07 | 1.256e-06 | 0 | 1.256e-06 | 0 | 3.9729e-09 | 4.8557e-09 | 0 | 4.8557e-09 | [12 empty] | 7.3.3.17.5 (Remote Grid) Updates to grid topology to minimize risk of ignition in HFTDs Remote GridWLDFRWire-to-wire contactAggregated | WLDFR | HFTD - Distribution - Tier 2 - 3QU CoRE ¦ 1QU LoRE | Non-Red Flag Warning - Destructive Fires | Wire-to-wire contact | Aggregated | 2029 | 1.123e-06 | 489.6273 | 0.00054987 | 2029 | Mitigation | 0.95 | 45 | 0 | esc | 0.00097009 | 1.0894e-09 | 0.00097009 | 1.0894e-09
[35 empty] | 7.3.3.17.6 Updates to grid topology to minimize risk of ignition in HFTDs Butte County Rebuild | WLDFR | HFTD - Distribution - Tier 2 - 2QU CoRE ¦ 5QU LoRE | 2066 | 0.047613 | 0 | 0 | 0 | 0 |  |  |  |  | 0 | 0 | 0 | 0 | 0 |  | 0 | 0 | 0 | Column23: 0; Column24: 0; Column25: 0; Column26: 0; Column27: 0; Column28: 0; Column29: 0.00086416; Column30: 0.32534; Column31: 0; Column32: 0.32534; Column33: 0.015491 | WLDFR | HFTD - Distribution - Tier 3 - 3QU CoRE ¦ 5QU LoRE | Red Flag Warning - Small Fires | 2030 | 3.3377e-07 | 3.3377e-07 | 0.083606 | 0.039055 | 0.001695 | 0.042856 | 0 | 0 | 0.0003464 | 2.7905e-08 | 0 | 2.7905e-08 | 2.7905e-08 | 0 | 2.7905e-08 | 0 | 5.7297e-07 | 1.256e-06 | 0 | 1.256e-06 | 0 | 4.1309e-09 | 5.0489e-09 | 0 | 5.0489e-09 | [12 empty] | 7.3.3.17.5 (Remote Grid) Updates to grid topology to minimize risk of ignition in HFTDs Remote GridWLDFRWire-to-wire contactAggregated | WLDFR | HFTD - Distribution - Tier 2 - 3QU CoRE ¦ 1QU LoRE | Non-Red Flag Warning - Destructive Fires | Wire-to-wire contact | Aggregated | 2030 | 1.123e-06 | 489.6273 | 0.00054987 | 2030 | Mitigation | 0.95 | 45 | 0 | esc | 0.00097009 | 1.0894e-09 | 0.00097009 | 1.0894e-09
[35 empty] | 7.3.3.17.6 Updates to grid topology to minimize risk of ignition in HFTDs Butte County Rebuild | WLDFR | HFTD - Distribution - Tier 2 - 2QU CoRE ¦ 5QU LoRE | 2067 | 0.044499 | 0 | 0 | 0 | 0 |  |  |  |  | 0 | 0 | 0 | 0 | 0 |  | 0 | 0 | 0 | Column23: 0; Column24: 0; Column25: 0; Column26: 0; Column27: 0; Column28: 0; Column29: 0.00086416; Column30: 0.32534; Column31: 0; Column32: 0.32534; Column33: 0.014477 | WLDFR | HFTD - Distribution - Tier 3 - 3QU CoRE ¦ 5QU LoRE | Red Flag Warning - Small Fires | 2031 | 3.3377e-07 | 3.3377e-07 | 0.083606 | 0.039055 | 0.001695 | 0.042856 | 0 | 0 | 0.0003464 | 2.7905e-08 | 0 | 2.7905e-08 | 2.7905e-08 | 0 | 2.7905e-08 | 0 | 5.7297e-07 | 1.256e-06 | 0 | 1.256e-06 | 0 | 4.1309e-09 | 5.0489e-09 | 0 | 5.0489e-09 | [12 empty] | 7.3.3.17.5 (Remote Grid) Updates to grid topology to minimize risk of ignition in HFTDs Remote GridWLDFRWire-to-wire contactAggregated | WLDFR | HFTD - Distribution - Tier 2 - 3QU CoRE ¦ 1QU LoRE | Non-Red Flag Warning - Destructive Fires | Wire-to-wire contact | Aggregated | 2031 | 1.123e-06 | 489.6273 | 0.00054987 | 2031 | Mitigation | 0.95 | 45 | 0 | esc | 0.00097009 | 1.0894e-09 | 0.00097009 | 1.0894e-09
[35 empty] | 7.3.3.17.6 Updates to grid topology to minimize risk of ignition in HFTDs Butte County Rebuild | WLDFR | HFTD - Distribution - Tier 2 - 2QU CoRE ¦ 5QU LoRE | 2068 | 0.041587 | 0 | 0 | 0 | 0 |  |  |  |  | 0 | 0 | 0 | 0 | 0 |  | 0 | 0 | 0 | Column23: 0; Column24: 0; Column25: 0; Column26: 0; Column27: 0; Column28: 0; Column29: 0.00086416; Column30: 0.33954; Column31: 0; Column32: 0.33954; Column33: 0.014121 | WLDFR | HFTD - Distribution - Tier 3 - 3QU CoRE ¦ 5QU LoRE | Red Flag Warning - Small Fires | 2032 | 3.3377e-07 | 3.3377e-07 | 0.083606 | 0.039055 | 0.001695 | 0.042856 | 0 | 0 | 0.0003464 | 2.7905e-08 | 0 | 2.7905e-08 | 2.7905e-08 | 0 | 2.7905e-08 | 0 | 5.9888e-07 | 1.3128e-06 | 0 | 1.3128e-06 | 0 | 4.1309e-09 | 5.0489e-09 | 0 | 5.0489e-09 | [12 empty] | 7.3.3.17.5 (Remote Grid) Updates to grid topology to minimize risk of ignition in HFTDs Remote GridWLDFRWire-to-wire contactAggregated | WLDFR | HFTD - Distribution - Tier 2 - 3QU CoRE ¦ 1QU LoRE | Non-Red Flag Warning - Destructive Fires | Wire-to-wire contact | Aggregated | 2032 | 1.123e-06 | 489.6273 | 0.00054987 | 2032 | Mitigation | 0.95 | 45 | 0 | esc | 0.00097009 | 1.0894e-09 | 0.00097009 | 1.0894e-09
[35 empty] | 7.3.3.17.6 Updates to grid topology to minimize risk of ignition in HFTDs Butte County Rebuild | WLDFR | HFTD - Distribution - Tier 2 - 2QU CoRE ¦ 5QU LoRE | 2069 | 0.038867 | 0 | 0 | 0 | 0 |  |  |  |  | 0 | 0 | 0 | 0 | 0 |  | 0 | 0 | 0 | Column23: 0; Column24: 0; Column25: 0; Column26: 0; Column27: 0; Column28: 0; Column29: 0.00086416; Column30: 0.33954; Column31: 0; Column32: 0.33954; Column33: 0.013197 | WLDFR | HFTD - Distribution - Tier 3 - 3QU CoRE ¦ 5QU LoRE | Red Flag Warning - Small Fires | 2033 | 3.3377e-07 | 3.3377e-07 | 0.087211 | 0.040679 | 0.0017655 | 0.044766 | 0 | 0 | 0.0003464 | 2.9108e-08 | 0 | 2.9108e-08 | 2.9108e-08 | 0 | 2.9108e-08 | 0 | 5.9888e-07 | 1.3128e-06 | 0 | 1.3128e-06 | 0 | 4.1309e-09 | 5.0489e-09 | 0 | 5.0489e-09 | [12 empty] | 7.3.3.17.5 (Remote Grid) Updates to grid topology to minimize risk of ignition in HFTDs Remote GridWLDFRWire-to-wire contactAggregated | WLDFR | HFTD - Distribution - Tier 2 - 3QU CoRE ¦ 1QU LoRE | Non-Red Flag Warning - Destructive Fires | Wire-to-wire contact | Aggregated | 2033 | 1.123e-06 | 489.6273 | 0.00054987 | 2033 | Mitigation | 0.95 | 45 | 0 | esc | 0.00097009 | 1.0894e-09 | 0.00097009 | 1.0894e-09
[35 empty] | 7.3.3.17.6 Updates to grid topology to minimize risk of ignition in HFTDs Butte County Rebuild | WLDFR | HFTD - Distribution - Tier 2 - 2QU CoRE ¦ 5QU LoRE | 2070 | 0.036324 | 0 | 0 | 0 | 0 |  |  |  |  | 0 | 0 | 0 | 0 | 0 |  | 0 | 0 | 0 | Column23: 0; Column24: 0; Column25: 0; Column26: 0; Column27: 0; Column28: 0; Column29: 0.00086416; Column30: 0.33954; Column31: 0; Column32: 0.33954; Column33: 0.012334 | WLDFR | HFTD - Distribution - Tier 3 - 3QU CoRE ¦ 5QU LoRE | Red Flag Warning - Small Fires | 2034 | 3.3377e-07 | 3.3377e-07 | 0.087211 | 0.040679 | 0.0017655 | 0.044766 | 0 | 0 | 0.0003464 | 2.9108e-08 | 0 | 2.9108e-08 | 2.9108e-08 | 0 | 2.9108e-08 | 0 | 5.9888e-07 | 1.3128e-06 | 0 | 1.3128e-06 | 0 | 4.1309e-09 | 5.0489e-09 | 0 | 5.0489e-09 | [12 empty] | 7.3.3.17.5 (Remote Grid) Updates to grid topology to minimize risk of ignition in HFTDs Remote GridWLDFRWire-to-wire contactAggregated | WLDFR | HFTD - Distribution - Tier 2 - 3QU CoRE ¦ 1QU LoRE | Non-Red Flag Warning - Destructive Fires | Wire-to-wire contact | Aggregated | 2034 | 1.123e-06 | 489.6273 | 0.00054987 | 2034 | Mitigation | 0.95 | 45 | 0 | esc | 0.00097009 | 1.0894e-09 | 0.00097009 | 1.0894e-09
[35 empty] | 7.3.3.17.6 Updates to grid topology to minimize risk of ignition in HFTDs Butte County Rebuild | WLDFR | HFTD - Distribution - Tier 2 - 2QU CoRE ¦ 5QU LoRE | 2071 | 0.033948 | 0 | 0 | 0 | 0 |  |  |  |  | 0 | 0 | 0 | 0 | 0 |  | 0 | 0 | 0 | Column23: 0; Column24: 0; Column25: 0; Column26: 0; Column27: 0; Column28: 0; Column29: 0.00086416; Column30: 0.33954; Column31: 0; Column32: 0.33954; Column33: 0.011527 | WLDFR | HFTD - Distribution - Tier 3 - 3QU CoRE ¦ 5QU LoRE | Red Flag Warning - Small Fires | 2035 | 3.3377e-07 | 3.3377e-07 | 0.087211 | 0.040679 | 0.0017655 | 0.044766 | 0 | 0 | 0.0003464 | 2.9108e-08 | 0 | 2.9108e-08 | 2.9108e-08 | 0 | 2.9108e-08 | 0 | 0 | 1.3128e-06 | 0 | 1.3128e-06 | 0 | 4.309e-09 | 5.2665e-09 | 0 | 5.2665e-09 | [12 empty] | 7.3.3.17.5 (Remote Grid) Updates to grid topology to minimize risk of ignition in HFTDs Remote GridWLDFRWire-to-wire contactAggregated | WLDFR | HFTD - Distribution - Tier 2 - 3QU CoRE ¦ 1QU LoRE | Non-Red Flag Warning - Destructive Fires | Wire-to-wire contact | Aggregated | 2035 | 1.123e-06 | 489.6273 | 0.00054987 | 2035 | Mitigation | 0.95 | 45 | 0 | esc | 0.00097009 | 1.0894e-09 | 0.00097009 | 1.0894e-09
[35 empty] | 7.3.3.17.6 Updates to grid topology to minimize risk of ignition in HFTDs Butte County Rebuild | WLDFR | HFTD - Distribution - Tier 2 - 2QU CoRE ¦ 5QU LoRE | 2072 | 0.031727 | 0 | 0 | 0 | 0 |  |  |  |  | 0 | 0 | 0 | 0 | 0 |  | 0 | 0 | 0 | Column23: 0; Column24: 0; Column25: 0; Column26: 0; Column27: 0; Column28: 0; Column29: 0.00086416; Column30: 0.33954; Column31: 0; Column32: 0.33954; Column33: 0.010773 | WLDFR | HFTD - Distribution - Tier 3 - 3QU CoRE ¦ 5QU LoRE | Red Flag Warning - Small Fires | 2036 | 3.3377e-07 | 3.3377e-07 | 0.087211 | 0.040679 | 0.0017655 | 0.044766 | 0 | 0 | 0.0003464 | 2.9108e-08 | 0 | 2.9108e-08 | 2.9108e-08 | 0 | 2.9108e-08 | 0 | 0 | 0 | 0 | 0 | 0 | 4.309e-09 | 5.2665e-09 | 0 | 5.2665e-09 | [12 empty] | 7.3.3.17.5 (Remote Grid) Updates to grid topology to minimize risk of ignition in HFTDs Remote GridWLDFRWire-to-wire contactAggregated | WLDFR | HFTD - Distribution - Tier 2 - 3QU CoRE ¦ 1QU LoRE | Non-Red Flag Warning - Destructive Fires | Wire-to-wire contact | Aggregated | 2036 | 1.123e-06 | 489.6273 | 0.00054987 | 2036 | Mitigation | 0.95 | 45 | 0 | esc | 0.00097009 | 1.0894e-09 | 0.00097009 | 1.0894e-09
[35 empty] | 7.3.3.17.6 Updates to grid topology to minimize risk of ignition in HFTDs Butte County Rebuild | WLDFR | HFTD - Distribution - Tier 2 - 2QU CoRE ¦ 5QU LoRE | 2073 | 0.029651 | 0 | 0 | 0 | 0 |  |  |  |  | 0 | 0 | 0 | 0 | 0 |  | 0 | 0 | 0 | Column23: 0; Column24: 0; Column25: 0; Column26: 0; Column27: 0; Column28: 0; Column29: 0.00086416; Column30: 0.35351; Column31: 0; Column32: 0.35351; Column33: 0.010482 | WLDFR | HFTD - Distribution - Tier 3 - 3QU CoRE ¦ 5QU LoRE | Red Flag Warning - Small Fires | 2037 | 3.3377e-07 | 3.3377e-07 | 0.087211 | 0.040679 | 0.0017655 | 0.044766 | 0 | 0 | 0.0003464 | 2.9108e-08 | 0 | 2.9108e-08 | 2.9108e-08 | 0 | 2.9108e-08 | 0 | 6.7771e-05 | 0 | 0 | 0 | 0 | 4.309e-09 | 5.2665e-09 | 0 | 5.2665e-09 | [12 empty] | 7.3.3.17.5 (Remote Grid) Updates to grid topology to minimize risk of ignition in HFTDs Remote GridWLDFRWire-to-wire contactAggregated | WLDFR | HFTD - Distribution - Tier 2 - 3QU CoRE ¦ 1QU LoRE | Non-Red Flag Warning - Destructive Fires | Wire-to-wire contact | Aggregated | 2037 | 1.123e-06 | 489.6273 | 0.00054987 | 2037 | Mitigation | 0.95 | 45 | 0 | esc | 0.00097009 | 1.0894e-09 | 0.00097009 | 1.0894e-09
[35 empty] | 7.3.3.17.6 Updates to grid topology to minimize risk of ignition in HFTDs Butte County Rebuild | WLDFR | HFTD - Distribution - Tier 2 - 2QU CoRE ¦ 5QU LoRE | 2074 | 0.027711 | 0 | 0 | 0 | 0 |  |  |  |  | 0 | 0 | 0 | 0 | 0 |  | 0 | 0 | 0 | Column23: 0; Column24: 0; Column25: 0; Column26: 0; Column27: 0; Column28: 0; Column29: 0.00086416; Column30: 0.35351; Column31: 0; Column32: 0.35351; Column33: 0.0097962 | WLDFR | HFTD - Distribution - Tier 3 - 3QU CoRE ¦ 5QU LoRE | Red Flag Warning - Small Fires | 2038 | 3.3377e-07 | 3.3377e-07 | 0.091184 | 0.042438 | 0.0018418 | 0.046905 | 0 | 0 | 0.0003464 | 3.0434e-08 | 0 | 3.0434e-08 | 3.0434e-08 | 0 | 3.0434e-08 | 0 | 7.0256e-05 | 0.000154 | 0 | 0.000154 | 0 | 4.309e-09 | 5.2665e-09 | 0 | 5.2665e-09 | [12 empty] | 7.3.3.17.5 (Remote Grid) Updates to grid topology to minimize risk of ignition in HFTDs Remote GridWLDFRWire-to-wire contactAggregated | WLDFR | HFTD - Distribution - Tier 2 - 3QU CoRE ¦ 1QU LoRE | Non-Red Flag Warning - Destructive Fires | Wire-to-wire contact | Aggregated | 2038 | 1.123e-06 | 489.6273 | 0.00054987 | 2038 | Mitigation | 0.95 | 45 | 0 | esc | 0.00097009 | 1.0894e-09 | 0.00097009 | 1.0894e-09
[35 empty] | 7.3.3.17.6 Updates to grid topology to minimize risk of ignition in HFTDs Butte County Rebuild | WLDFR | HFTD - Distribution - Tier 2 - 2QU CoRE ¦ 5QU LoRE | 2075 | 0.025899 | 0 | 0 | 0 | 0 |  |  |  |  | 0 | 0 | 0 | 0 | 0 |  | 0 | 0 | 0 | Column23: 0; Column24: 0; Column25: 0; Column26: 0; Column27: 0; Column28: 0; Column29: 0.00086416; Column30: 0.35351; Column31: 0; Column32: 0.35351; Column33: 0.0091553 | WLDFR | HFTD - Distribution - Tier 3 - 3QU CoRE ¦ 5QU LoRE | Red Flag Warning - Small Fires | 2039 | 3.3377e-07 | 3.3377e-07 | 0.091184 | 0.042438 | 0.0018418 | 0.046905 | 0 | 0 | 0.0003464 | 3.0434e-08 | 0 | 3.0434e-08 | 3.0434e-08 | 0 | 3.0434e-08 | 0 | 7.0256e-05 | 0.000154 | 0 | 0.000154 | 0 | 4.309e-09 | 5.2665e-09 | 0 | 5.2665e-09 | [12 empty] | 7.3.3.17.5 (Remote Grid) Updates to grid topology to minimize risk of ignition in HFTDs Remote GridWLDFRWire-to-wire contactAggregated | WLDFR | HFTD - Distribution - Tier 2 - 3QU CoRE ¦ 1QU LoRE | Non-Red Flag Warning - Destructive Fires | Wire-to-wire contact | Aggregated | 2039 | 1.123e-06 | 489.6273 | 0.00054987 | 2039 | Mitigation | 0.95 | 45 | 0 | esc | 0.00097009 | 1.0894e-09 | 0.00097009 | 1.0894e-09
[35 empty] | 7.3.3.17.6 Updates to grid topology to minimize risk of ignition in HFTDs Butte County Rebuild | WLDFR | HFTD - Distribution - Tier 2 - 2QU CoRE ¦ 5QU LoRE | 2076 | 0.024204 | 0 | 0 | 0 | 0 |  |  |  |  | 0 | 0 | 0 | 0 | 0 |  | 0 | 0 | 0 | Column23: 0; Column24: 0; Column25: 0; Column26: 0; Column27: 0; Column28: 0; Column29: 0.00086416; Column30: 0.35351; Column31: 0; Column32: 0.35351; Column33: 0.0085564 | WLDFR | HFTD - Distribution - Tier 3 - 3QU CoRE ¦ 5QU LoRE | Red Flag Warning - Small Fires | 2040 | 3.3377e-07 | 3.3377e-07 | 0.091184 | 0.042438 | 0.0018418 | 0.046905 | 0 | 0 | 0.0003464 | 3.0434e-08 | 0 | 3.0434e-08 | 3.0434e-08 | 0 | 3.0434e-08 | 0 | 7.0256e-05 | 0.000154 | 0 | 0.000154 | 0 | 4.5053e-09 | 5.5065e-09 | 0 | 5.5065e-09 | [12 empty] | 7.3.3.17.5 (Remote Grid) Updates to grid topology to minimize risk of ignition in HFTDs Remote GridWLDFRWire-to-wire contactAggregated | WLDFR | HFTD - Distribution - Tier 2 - 3QU CoRE ¦ 1QU LoRE | Non-Red Flag Warning - Destructive Fires | Wire-to-wire contact | Aggregated | 2040 | 1.123e-06 | 489.6273 | 0.00054987 | 2040 | Mitigation | 0.95 | 45 | 0 | esc | 0.00097009 | 1.0894e-09 | 0.00097009 | 1.0894e-09
[35 empty] | 7.3.3.17.6 Updates to grid topology to minimize risk of ignition in HFTDs Butte County Rebuild | WLDFR | HFTD - Distribution - Tier 2 - 2QU CoRE ¦ 5QU LoRE | 2077 | 0.022621 | 0 | 0 | 0 | 0 |  |  |  |  | 0 | 0 | 0 | 0 | 0 |  | 0 | 0 | 0 | Column23: 0; Column24: 0; Column25: 0; Column26: 0; Column27: 0; Column28: 0; Column29: 0.00086416; Column30: 0.35351; Column31: 0; Column32: 0.35351; Column33: 0.0079966 | WLDFR | HFTD - Distribution - Tier 3 - 3QU CoRE ¦ 5QU LoRE | Red Flag Warning - Small Fires | 2041 | 3.3377e-07 | 3.3377e-07 | 0.091184 | 0.042438 | 0.0018418 | 0.046905 | 0 | 0 | 0.0003464 | 3.0434e-08 | 0 | 3.0434e-08 | 3.0434e-08 | 0 | 3.0434e-08 | 0 | 7.0256e-05 | 0.000154 | 0 | 0.000154 | 0 | 4.5053e-09 | 5.5065e-09 | 0 | 5.5065e-09 | [12 empty] | 7.3.3.17.5 (Remote Grid) Updates to grid topology to minimize risk of ignition in HFTDs Remote GridWLDFRWire-to-wire contactAggregated | WLDFR | HFTD - Distribution - Tier 2 - 3QU CoRE ¦ 1QU LoRE | Non-Red Flag Warning - Destructive Fires | Wire-to-wire contact | Aggregated | 2041 | 1.123e-06 | 489.6273 | 0.00054987 | 2041 | Mitigation | 0.95 | 45 | 0 | esc | 0.00097009 | 1.0894e-09 | 0.00097009 | 1.0894e-09
[35 empty] | 7.3.3.17.6 Updates to grid topology to minimize risk of ignition in HFTDs Butte County Rebuild | WLDFR | HFTD - Distribution - Tier 2 - 3QU CoRE ¦ 1QU LoRE | 2023 | 0.87344 | 0 | 0 | 0 | 0 |  |  |  |  | 0 | 0 | 0 | 0 | 0 |  | 0 | 0 | 0 | Column23: 0; Column24: 0; Column25: 0; Column26: 0; Column27: 0; Column28: 0; Column29: 0.0012203; Column30: 0.10878; Column31: 0; Column32: 0.10878; Column33: 0.095015 | WLDFR | HFTD - Distribution - Tier 3 - 3QU CoRE ¦ 5QU LoRE | Red Flag Warning - Small Fires | 2042 | 3.3377e-07 | 3.3377e-07 | 0.091184 | 0.042438 | 0.0018418 | 0.046905 | 0 | 0 | 0.0003464 | 3.0434e-08 | 0 | 3.0434e-08 | 3.0434e-08 | 0 | 3.0434e-08 | 0 | 7.0256e-05 | 0.000154 | 0 | 0.000154 | 0 | 4.5053e-09 | 5.5065e-09 | 0 | 5.5065e-09 | [12 empty] | 7.3.3.17.5 (Remote Grid) Updates to grid topology to minimize risk of ignition in HFTDs Remote GridWLDFRWire-to-wire contactAggregated | WLDFR | HFTD - Distribution - Tier 2 - 3QU CoRE ¦ 1QU LoRE | Non-Red Flag Warning - Destructive Fires | Wire-to-wire contact | Aggregated | 2042 | 1.123e-06 | 489.6273 | 0.00054987 | 2042 | Mitigation | 0.95 | 45 | 0 | esc | 0.00097009 | 1.0894e-09 | 0.00097009 | 1.0894e-09
[35 empty] | 7.3.3.17.6 Updates to grid topology to minimize risk of ignition in HFTDs Butte County Rebuild | WLDFR | HFTD - Distribution - Tier 2 - 3QU CoRE ¦ 1QU LoRE | 2024 | 0.8163 | 0 | 0 | 0 | 0 |  |  |  |  | 0 | 0 | 0 | 0 | 0 |  | 0 | 0 | 0 | Column23: 0; Column24: 0; Column25: 0; Column26: 0; Column27: 0; Column28: 0; Column29: 0.0012203; Column30: 0.10878; Column31: 0; Column32: 0.10878; Column33: 0.088799 | WLDFR | HFTD - Distribution - Tier 3 - 3QU CoRE ¦ 5QU LoRE | Red Flag Warning - Small Fires | 2043 | 3.3377e-07 | 3.3377e-07 | 0.095486 | 0.044306 | 0.0019228 | 0.049257 | 0 | 0 | 0.0003464 | 3.187e-08 | 0 | 3.187e-08 | 3.187e-08 | 0 | 3.187e-08 | 0 | 7.3386e-05 | 0.00016086 | 0 | 0.00016086 | 0 | 4.5053e-09 | 5.5065e-09 | 0 | 5.5065e-09 | [12 empty] | 7.3.3.17.5 (Remote Grid) Updates to grid topology to minimize risk of ignition in HFTDs Remote GridWLDFRWire-to-wire contactAggregated | WLDFR | HFTD - Distribution - Tier 2 - 3QU CoRE ¦ 1QU LoRE | Non-Red Flag Warning - Destructive Fires | Wire-to-wire contact | Aggregated | 2043 | 1.123e-06 | 489.6273 | 0.00054987 | 2043 | Mitigation | 0.95 | 45 | 0 | esc | 0.00097009 | 1.0894e-09 | 0.00097009 | 1.0894e-09
[35 empty] | 7.3.3.17.6 Updates to grid topology to minimize risk of ignition in HFTDs Butte County Rebuild | WLDFR | HFTD - Distribution - Tier 2 - 3QU CoRE ¦ 1QU LoRE | 2025 | 0.7629 | 0 | 0 | 0 | 0 |  |  |  |  | 0 | 0 | 0 | 0 | 0 |  | 0 | 0 | 0 | Column23: 0; Column24: 0; Column25: 0; Column26: 0; Column27: 0; Column28: 0; Column29: 0.0012203; Column30: 0.10878; Column31: 0; Column32: 0.10878; Column33: 0.08299 | WLDFR | HFTD - Distribution - Tier 3 - 3QU CoRE ¦ 5QU LoRE | Red Flag Warning - Small Fires | 2044 | 3.3377e-07 | 3.3377e-07 | 0.095486 | 0.044306 | 0.0019228 | 0.049257 | 0 | 0 | 0.0003464 | 3.187e-08 | 0 | 3.187e-08 | 3.187e-08 | 0 | 3.187e-08 | 0 | 7.3386e-05 | 0.00016086 | 0 | 0.00016086 | 0 | 4.5053e-09 | 5.5065e-09 | 0 | 5.5065e-09 | [12 empty] | 7.3.3.17.5 (Remote Grid) Updates to grid topology to minimize risk of ignition in HFTDs Remote GridWLDFRWire-to-wire contactAggregated | WLDFR | HFTD - Distribution - Tier 2 - 3QU CoRE ¦ 1QU LoRE | Non-Red Flag Warning - Destructive Fires | Wire-to-wire contact | Aggregated | 2044 | 1.123e-06 | 489.6273 | 0.00054987 | 2044 | Mitigation | 0.95 | 45 | 0 | esc | 0.00097009 | 1.0894e-09 | 0.00097009 | 1.0894e-09
[35 empty] | 7.3.3.17.6 Updates to grid topology to minimize risk of ignition in HFTDs Butte County Rebuild | WLDFR | HFTD - Distribution - Tier 2 - 3QU CoRE ¦ 1QU LoRE | 2026 | 0.71299 | 0 | 0 | 0 | 0 |  |  |  |  | 0 | 0 | 0 | 0 | 0 |  | 0 | 0 | 0 | Column23: 0; Column24: 0; Column25: 0; Column26: 0; Column27: 0; Column28: 0; Column29: 0.0012203; Column30: 0.10878; Column31: 0; Column32: 0.10878; Column33: 0.077561 | WLDFR | HFTD - Distribution - Tier 3 - 3QU CoRE ¦ 5QU LoRE | Red Flag Warning - Small Fires | 2045 | 3.3377e-07 | 3.3377e-07 | 0.095486 | 0.044306 | 0.0019228 | 0.049257 | 0 | 0 | 0.0003464 | 3.187e-08 | 0 | 3.187e-08 | 3.187e-08 | 0 | 3.187e-08 | 0 | 7.3386e-05 | 0.00016086 | 0 | 0.00016086 | 0 | 4.7178e-09 | 5.7662e-09 | 0 | 5.7662e-09 | [12 empty] | 7.3.3.17.5 (Remote Grid) Updates to grid topology to minimize risk of ignition in HFTDs Remote GridWLDFRWire-to-wire contactAggregated | WLDFR | HFTD - Distribution - Tier 2 - 3QU CoRE ¦ 1QU LoRE | Non-Red Flag Warning - Destructive Fires | Wire-to-wire contact | Aggregated | 2045 | 1.123e-06 | 489.6273 | 0.00054987 | 2045 | Mitigation | 0.95 | 45 | 0 | esc | 0.00097009 | 1.0894e-09 | 0.00097009 | 1.0894e-09
[35 empty] | 7.3.3.17.6 Updates to grid topology to minimize risk of ignition in HFTDs Butte County Rebuild | WLDFR | HFTD - Distribution - Tier 2 - 3QU CoRE ¦ 1QU LoRE | 2027 | 0.66634 | 0 | 0 | 0 | 0 |  |  |  |  | 0 | 0 | 0 | 0 | 0 |  | 0 | 0 | 0 | Column23: 0; Column24: 0; Column25: 0; Column26: 0; Column27: 0; Column28: 0; Column29: 0.0012203; Column30: 0.10878; Column31: 0; Column32: 0.10878; Column33: 0.072486 | WLDFR | HFTD - Distribution - Tier 3 - 3QU CoRE ¦ 5QU LoRE | Red Flag Warning - Small Fires | 2046 | 3.3377e-07 | 3.3377e-07 | 0.095486 | 0.044306 | 0.0019228 | 0.049257 | 0 | 0 | 0.0003464 | 3.187e-08 | 0 | 3.187e-08 | 3.187e-08 | 0 | 3.187e-08 | 0 | 7.3386e-05 | 0.00016086 | 0 | 0.00016086 | 0 | 4.7178e-09 | 5.7662e-09 | 0 | 5.7662e-09 | [12 empty] | 7.3.3.17.5 (Remote Grid) Updates to grid topology to minimize risk of ignition in HFTDs Remote GridWLDFRWire-to-wire contactAggregated | WLDFR | HFTD - Distribution - Tier 2 - 3QU CoRE ¦ 1QU LoRE | Non-Red Flag Warning - Destructive Fires | Wire-to-wire contact | Aggregated | 2046 | 1.123e-06 | 489.6273 | 0.00054987 | 2046 | Mitigation | 0.95 | 45 | 0 | esc | 0.00097009 | 1.0894e-09 | 0.00097009 | 1.0894e-09
[35 empty] | 7.3.3.17.6 Updates to grid topology to minimize risk of ignition in HFTDs Butte County Rebuild | WLDFR | HFTD - Distribution - Tier 2 - 3QU CoRE ¦ 1QU LoRE | 2028 | 0.62275 | 0 | 0 | 0 | 0 |  |  |  |  | 0 | 0 | 0 | 0 | 0 |  | 0 | 0 | 0 | Column23: 0; Column24: 0; Column25: 0; Column26: 0; Column27: 0; Column28: 0; Column29: 0.0012203; Column30: 0.11363; Column31: 0; Column32: 0.11363; Column33: 0.070761 | WLDFR | HFTD - Distribution - Tier 3 - 3QU CoRE ¦ 5QU LoRE | Red Flag Warning - Small Fires | 2047 | 3.3377e-07 | 3.3377e-07 | 0.095486 | 0.044306 | 0.0019228 | 0.049257 | 0 | 0 | 0.0003464 | 3.187e-08 | 0 | 3.187e-08 | 3.187e-08 | 0 | 3.187e-08 | 0 | 7.3386e-05 | 0.00016086 | 0 | 0.00016086 | 0 | 4.7178e-09 | 5.7662e-09 | 0 | 5.7662e-09 | [12 empty] | 7.3.3.17.5 (Remote Grid) Updates to grid topology to minimize risk of ignition in HFTDs Remote GridWLDFRWire-to-wire contactAggregated | WLDFR | HFTD - Distribution - Tier 2 - 3QU CoRE ¦ 1QU LoRE | Non-Red Flag Warning - Destructive Fires | Wire-to-wire contact | Aggregated | 2047 | 1.123e-06 | 489.6273 | 0.00054987 | 2047 | Mitigation | 0.95 | 45 | 0 | esc | 0.00097009 | 1.0894e-09 | 0.00097009 | 1.0894e-09
[35 empty] | 7.3.3.17.6 Updates to grid topology to minimize risk of ignition in HFTDs Butte County Rebuild | WLDFR | HFTD - Distribution - Tier 2 - 3QU CoRE ¦ 1QU LoRE | 2029 | 0.58201 | 0 | 0 | 0 | 0 |  |  |  |  | 0 | 0 | 0 | 0 | 0 |  | 0 | 0 | 0 | Column23: 0; Column24: 0; Column25: 0; Column26: 0; Column27: 0; Column28: 0; Column29: 0.0012203; Column30: 0.11363; Column31: 0; Column32: 0.11363; Column33: 0.066132 | WLDFR | HFTD - Distribution - Tier 3 - 3QU CoRE ¦ 5QU LoRE | Red Flag Warning - Small Fires | 2048 | 3.3377e-07 | 3.3377e-07 | 0.10007 | 0.04626 | 0.0020076 | 0.051804 | 0 | 0 | 0.0003464 | 3.3401e-08 | 0 | 3.3401e-08 | 3.3401e-08 | 0 | 3.3401e-08 | 0 | 7.6864e-05 | 0.00016849 | 0 | 0.00016849 | 0 | 4.7178e-09 | 5.7662e-09 | 0 | 5.7662e-09 | [12 empty] | 7.3.3.17.5 (Remote Grid) Updates to grid topology to minimize risk of ignition in HFTDs Remote GridWLDFRWire-to-wire contactAggregated | WLDFR | HFTD - Distribution - Tier 2 - 3QU CoRE ¦ 1QU LoRE | Non-Red Flag Warning - Destructive Fires | Wire-to-wire contact | Aggregated | 2048 | 1.123e-06 | 489.6273 | 0.00054987 | 2048 | Mitigation | 0.95 | 45 | 0 | esc | 0.00097009 | 1.0894e-09 | 0.00097009 | 1.0894e-09
[35 empty] | 7.3.3.17.6 Updates to grid topology to minimize risk of ignition in HFTDs Butte County Rebuild | WLDFR | HFTD - Distribution - Tier 2 - 3QU CoRE ¦ 1QU LoRE | 2030 | 0.54393 | 0 | 0 | 0 | 0 |  |  |  |  | 0 | 0 | 0 | 0 | 0 |  | 0 | 0 | 0 | Column23: 0; Column24: 0; Column25: 0; Column26: 0; Column27: 0; Column28: 0; Column29: 0.0012203; Column30: 0.11363; Column31: 0; Column32: 0.11363; Column33: 0.061805 | WLDFR | HFTD - Distribution - Tier 3 - 3QU CoRE ¦ 5QU LoRE | Red Flag Warning - Small Fires | 2049 | 3.3377e-07 | 3.3377e-07 | 0.10007 | 0.04626 | 0.0020076 | 0.051804 | 0 | 0 | 0.0003464 | 3.3401e-08 | 0 | 3.3401e-08 | 3.3401e-08 | 0 | 3.3401e-08 | 0 | 7.6864e-05 | 0.00016849 | 0 | 0.00016849 | 0 | 4.7178e-09 | 5.7662e-09 | 0 | 5.7662e-09 | [12 empty] | 7.3.3.17.5 (Remote Grid) Updates to grid topology to minimize risk of ignition in HFTDs Remote GridWLDFRWire-to-wire contactAggregated | WLDFR | HFTD - Distribution - Tier 2 - 3QU CoRE ¦ 1QU LoRE | Non-Red Flag Warning - Destructive Fires | Wire-to-wire contact | Aggregated | 2049 | 1.123e-06 | 489.6273 | 0.00054987 | 2049 | Mitigation | 0.95 | 45 | 0 | esc | 0.00097009 | 1.0894e-09 | 0.00097009 | 1.0894e-09
[35 empty] | 7.3.3.17.6 Updates to grid topology to minimize risk of ignition in HFTDs Butte County Rebuild | WLDFR | HFTD - Distribution - Tier 2 - 3QU CoRE ¦ 1QU LoRE | 2031 | 0.50835 | 0 | 0 | 0 | 0 |  |  |  |  | 0 | 0 | 0 | 0 | 0 |  | 0 | 0 | 0 | Column23: 0; Column24: 0; Column25: 0; Column26: 0; Column27: 0; Column28: 0; Column29: 0.0012203; Column30: 0.11363; Column31: 0; Column32: 0.11363; Column33: 0.057762 | WLDFR | HFTD - Distribution - Tier 3 - 3QU CoRE ¦ 5QU LoRE | Red Flag Warning - Small Fires | 2050 | 3.3377e-07 | 3.3377e-07 | 0.10007 | 0.04626 | 0.0020076 | 0.051804 | 0 | 0 | 0.0003464 | 3.3401e-08 | 0 | 3.3401e-08 | 3.3401e-08 | 0 | 3.3401e-08 | 0 | 7.6864e-05 | 0.00016849 | 0 | 0.00016849 | 0 | 4.9444e-09 | 6.0432e-09 | 0 | 6.0432e-09 | [12 empty] | 7.3.3.17.5 (Remote Grid) Updates to grid topology to minimize risk of ignition in HFTDs Remote GridWLDFRWire-to-wire contactAggregated | WLDFR | HFTD - Distribution - Tier 2 - 3QU CoRE ¦ 1QU LoRE | Non-Red Flag Warning - Destructive Fires | Wire-to-wire contact | Aggregated | 2050 | 1.123e-06 | 489.6273 | 0.00054987 | 2050 | Mitigation | 0.95 | 45 | 0 | esc | 0.00097009 | 1.0894e-09 | 0.00097009 | 1.0894e-09
[35 empty] | 7.3.3.17.6 Updates to grid topology to minimize risk of ignition in HFTDs Butte County Rebuild | WLDFR | HFTD - Distribution - Tier 2 - 3QU CoRE ¦ 1QU LoRE | 2032 | 0.47509 | 0 | 0 | 0 | 0 |  |  |  |  | 0 | 0 | 0 | 0 | 0 |  | 0 | 0 | 0 | Column23: 0; Column24: 0; Column25: 0; Column26: 0; Column27: 0; Column28: 0; Column29: 0.0012203; Column30: 0.11363; Column31: 0; Column32: 0.11363; Column33: 0.053983 | WLDFR | HFTD - Distribution - Tier 3 - 3QU CoRE ¦ 5QU LoRE | Red Flag Warning - Small Fires | 2051 | 3.3377e-07 | 3.3377e-07 | 0.10007 | 0.04626 | 0.0020076 | 0.051804 | 0 | 0 | 0.0003464 | 3.3401e-08 | 0 | 3.3401e-08 | 3.3401e-08 | 0 | 3.3401e-08 | 0 | 7.6864e-05 | 0.00016849 | 0 | 0.00016849 | 0 | 4.9444e-09 | 6.0432e-09 | 0 | 6.0432e-09 | [12 empty] | 7.3.3.17.5 (Remote Grid) Updates to grid topology to minimize risk of ignition in HFTDs Remote GridWLDFRWire-to-wire contactAggregated | WLDFR | HFTD - Distribution - Tier 2 - 3QU CoRE ¦ 1QU LoRE | Non-Red Flag Warning - Destructive Fires | Wire-to-wire contact | Aggregated | 2051 | 1.123e-06 | 489.6273 | 0.00054987 | 2051 | Mitigation | 0.95 | 45 | 0 | esc | 0.00097009 | 1.0894e-09 | 0.00097009 | 1.0894e-09
[35 empty] | 7.3.3.17.6 Updates to grid topology to minimize risk of ignition in HFTDs Butte County Rebuild | WLDFR | HFTD - Distribution - Tier 2 - 3QU CoRE ¦ 1QU LoRE | 2033 | 0.44401 | 0 | 0 | 0 | 0 |  |  |  |  | 0 | 0 | 0 | 0 | 0 |  | 0 | 0 | 0 | Column23: 0; Column24: 0; Column25: 0; Column26: 0; Column27: 0; Column28: 0; Column29: 0.0012203; Column30: 0.11901; Column31: 0; Column32: 0.11901; Column33: 0.052842 | WLDFR | HFTD - Distribution - Tier 3 - 3QU CoRE ¦ 5QU LoRE | Red Flag Warning - Small Fires | 2052 | 3.3377e-07 | 3.3377e-07 | 0.10007 | 0.04626 | 0.0020076 | 0.051804 | 0 | 0 | 0.0003464 | 3.3401e-08 | 0 | 3.3401e-08 | 3.3401e-08 | 0 | 3.3401e-08 | 0 | 7.6864e-05 | 0.00016849 | 0 | 0.00016849 | 0 | 4.9444e-09 | 6.0432e-09 | 0 | 6.0432e-09 | [12 empty] | 7.3.3.17.5 (Remote Grid) Updates to grid topology to minimize risk of ignition in HFTDs Remote GridWLDFRWire-to-wire contactAggregated | WLDFR | HFTD - Distribution - Tier 2 - 3QU CoRE ¦ 1QU LoRE | Non-Red Flag Warning - Destructive Fires | Wire-to-wire contact | Aggregated | 2052 | 1.123e-06 | 489.6273 | 0.00054987 | 2052 | Mitigation | 0.95 | 45 | 0 | esc | 0.00097009 | 1.0894e-09 | 0.00097009 | 1.0894e-09
[35 empty] | 7.3.3.17.6 Updates to grid topology to minimize risk of ignition in HFTDs Butte County Rebuild | WLDFR | HFTD - Distribution - Tier 2 - 3QU CoRE ¦ 1QU LoRE | 2034 | 0.41496 | 0 | 0 | 0 | 0 |  |  |  |  | 0 | 0 | 0 | 0 | 0 |  | 0 | 0 | 0 | Column23: 0; Column24: 0; Column25: 0; Column26: 0; Column27: 0; Column28: 0; Column29: 0.0012203; Column30: 0.11901; Column31: 0; Column32: 0.11901; Column33: 0.049385 | WLDFR | HFTD - Distribution - Tier 3 - 3QU CoRE ¦ 5QU LoRE | Red Flag Warning - Small Fires | 2053 | 3.3377e-07 | 3.3377e-07 | 0.10489 | 0.048274 | 0.002095 | 0.054525 | 0 | 0 | 0.0003464 | 3.501e-08 | 0 | 3.501e-08 | 3.501e-08 | 0 | 3.501e-08 | 0 | 8.0641e-05 | 0.00017677 | 0 | 0.00017677 | 0 | 4.9444e-09 | 6.0432e-09 | 0 | 6.0432e-09 | [12 empty] | 7.3.3.17.5 (Remote Grid) Updates to grid topology to minimize risk of ignition in HFTDs Remote GridWLDFRWire-to-wire contactAggregated | WLDFR | HFTD - Distribution - Tier 2 - 3QU CoRE ¦ 1QU LoRE | Non-Red Flag Warning - Destructive Fires | Wire-to-wire contact | Aggregated | 2053 | 1.123e-06 | 489.6273 | 0.00054987 | 2053 | Mitigation | 0.95 | 45 | 0 | esc | 0.00097009 | 1.0894e-09 | 0.00097009 | 1.0894e-09
[35 empty] | 7.3.3.17.6 Updates to grid topology to minimize risk of ignition in HFTDs Butte County Rebuild | WLDFR | HFTD - Distribution - Tier 2 - 3QU CoRE ¦ 1QU LoRE | 2035 | 0.38782 | 0 | 0 | 0 | 0 |  |  |  |  | 0 | 0 | 0 | 0 | 0 |  | 0 | 0 | 0 | Column23: 0; Column24: 0; Column25: 0; Column26: 0; Column27: 0; Column28: 0; Column29: 0.0012203; Column30: 0.11901; Column31: 0; Column32: 0.11901; Column33: 0.046154 | WLDFR | HFTD - Distribution - Tier 3 - 3QU CoRE ¦ 5QU LoRE | Red Flag Warning - Small Fires | 2054 | 3.3377e-07 | 3.3377e-07 | 0.10489 | 0.048274 | 0.002095 | 0.054525 | 0 | 0 | 0.0003464 | 3.501e-08 | 0 | 3.501e-08 | 3.501e-08 | 0 | 3.501e-08 | 0 | 8.0641e-05 | 0.00017677 | 0 | 0.00017677 | 0 | 4.9444e-09 | 6.0432e-09 | 0 | 6.0432e-09 | [12 empty] | 7.3.3.17.5 (Remote Grid) Updates to grid topology to minimize risk of ignition in HFTDs Remote GridWLDFRWire-to-wire contactAggregated | WLDFR | HFTD - Distribution - Tier 2 - 3QU CoRE ¦ 1QU LoRE | Non-Red Flag Warning - Destructive Fires | Wire-to-wire contact | Aggregated | 2054 | 1.123e-06 | 489.6273 | 0.00054987 | 2054 | Mitigation | 0.95 | 45 | 0 | esc | 0.00097009 | 1.0894e-09 | 0.00097009 | 1.0894e-09
[35 empty] | 7.3.3.17.6 Updates to grid topology to minimize risk of ignition in HFTDs Butte County Rebuild | WLDFR | HFTD - Distribution - Tier 2 - 3QU CoRE ¦ 1QU LoRE | 2036 | 0.36245 | 0 | 0 | 0 | 0 |  |  |  |  | 0 | 0 | 0 | 0 | 0 |  | 0 | 0 | 0 | Column23: 0; Column24: 0; Column25: 0; Column26: 0; Column27: 0; Column28: 0; Column29: 0.0012203; Column30: 0.11901; Column31: 0; Column32: 0.11901; Column33: 0.043135 | WLDFR | HFTD - Distribution - Tier 3 - 3QU CoRE ¦ 5QU LoRE | Red Flag Warning - Small Fires | 2055 | 3.3377e-07 | 3.3377e-07 | 0.10489 | 0.048274 | 0.002095 | 0.054525 | 0 | 0 | 0.0003464 | 3.501e-08 | 0 | 3.501e-08 | 3.501e-08 | 0 | 3.501e-08 | 0 | 8.0641e-05 | 0.00017677 | 0 | 0.00017677 | 0 | 5.1827e-09 | 6.3344e-09 | 0 | 6.3344e-09 | [12 empty] | 7.3.3.17.5 (Remote Grid) Updates to grid topology to minimize risk of ignition in HFTDs Remote GridWLDFRWire-to-wire contactAggregated | WLDFR | HFTD - Distribution - Tier 2 - 3QU CoRE ¦ 1QU LoRE | Non-Red Flag Warning - Destructive Fires | Wire-to-wire contact | Aggregated | 2055 | 1.123e-06 | 489.6273 | 0.00054987 | 2055 | Mitigation | 0.95 | 45 | 0 | esc | 0.00097009 | 1.0894e-09 | 0.00097009 | 1.0894e-09
[35 empty] | 7.3.3.17.6 Updates to grid topology to minimize risk of ignition in HFTDs Butte County Rebuild | WLDFR | HFTD - Distribution - Tier 2 - 3QU CoRE ¦ 1QU LoRE | 2037 | 0.33873 | 0 | 0 | 0 | 0 |  |  |  |  | 0 | 0 | 0 | 0 | 0 |  | 0 | 0 | 0 | Column23: 0; Column24: 0; Column25: 0; Column26: 0; Column27: 0; Column28: 0; Column29: 0.0012203; Column30: 0.11901; Column31: 0; Column32: 0.11901; Column33: 0.040313 | WLDFR | HFTD - Distribution - Tier 3 - 3QU CoRE ¦ 5QU LoRE | Red Flag Warning - Small Fires | 2056 | 3.3377e-07 | 3.3377e-07 | 0.10489 | 0.048274 | 0.002095 | 0.054525 | 0 | 0 | 0.0003464 | 3.501e-08 | 0 | 3.501e-08 | 3.501e-08 | 0 | 3.501e-08 | 0 | 8.0641e-05 | 0.00017677 | 0 | 0.00017677 | 0 | 5.1827e-09 | 6.3344e-09 | 0 | 6.3344e-09 | [12 empty] | 7.3.3.17.5 (Remote Grid) Updates to grid topology to minimize risk of ignition in HFTDs Remote GridWLDFRWire-to-wire contactAggregated | WLDFR | HFTD - Distribution - Tier 2 - 3QU CoRE ¦ 1QU LoRE | Non-Red Flag Warning - Destructive Fires | Wire-to-wire contact | Aggregated | 2056 | 1.123e-06 | 489.6273 | 0.00054987 | 2056 | Mitigation | 0.95 | 45 | 0 | esc | 0.00097009 | 1.0894e-09 | 0.00097009 | 1.0894e-09
[35 empty] | 7.3.3.17.6 Updates to grid topology to minimize risk of ignition in HFTDs Butte County Rebuild | WLDFR | HFTD - Distribution - Tier 2 - 3QU CoRE ¦ 1QU LoRE | 2038 | 0.31657 | 0 | 0 | 0 | 0 |  |  |  |  | 0 | 0 | 0 | 0 | 0 |  | 0 | 0 | 0 | Column23: 0; Column24: 0; Column25: 0; Column26: 0; Column27: 0; Column28: 0; Column29: 0.0012203; Column30: 0.12485; Column31: 0; Column32: 0.12485; Column33: 0.039526 | WLDFR | HFTD - Distribution - Tier 3 - 3QU CoRE ¦ 5QU LoRE | Red Flag Warning - Small Fires | 2057 | 3.3377e-07 | 3.3377e-07 | 0.10489 | 0.048274 | 0.002095 | 0.054525 | 0 | 0 | 0.0003464 | 3.501e-08 | 0 | 3.501e-08 | 3.501e-08 | 0 | 3.501e-08 | 0 | 8.0641e-05 | 0.00017677 | 0 | 0.00017677 | 0 | 5.1827e-09 | 6.3344e-09 | 0 | 6.3344e-09 | [12 empty] | 7.3.3.17.5 (Remote Grid) Updates to grid topology to minimize risk of ignition in HFTDs Remote GridWLDFRWire-to-wire contactAggregated | WLDFR | HFTD - Distribution - Tier 2 - 3QU CoRE ¦ 1QU LoRE | Non-Red Flag Warning - Destructive Fires | Wire-to-wire contact | Aggregated | 2057 | 1.123e-06 | 489.6273 | 0.00054987 | 2057 | Mitigation | 0.95 | 45 | 0 | esc | 0.00097009 | 1.0894e-09 | 0.00097009 | 1.0894e-09
[35 empty] | 7.3.3.17.6 Updates to grid topology to minimize risk of ignition in HFTDs Butte County Rebuild | WLDFR | HFTD - Distribution - Tier 2 - 3QU CoRE ¦ 1QU LoRE | 2039 | 0.29586 | 0 | 0 | 0 | 0 |  |  |  |  | 0 | 0 | 0 | 0 | 0 |  | 0 | 0 | 0 | Column23: 0; Column24: 0; Column25: 0; Column26: 0; Column27: 0; Column28: 0; Column29: 0.0012203; Column30: 0.12485; Column31: 0; Column32: 0.12485; Column33: 0.03694 | WLDFR | HFTD - Distribution - Tier 3 - 3QU CoRE ¦ 5QU LoRE | Red Flag Warning - Small Fires | 2058 | 3.3377e-07 | 3.3377e-07 | 0.1099 | 0.050325 | 0.0021839 | 0.057393 | 0 | 0 | 0.0003464 | 3.6682e-08 | 0 | 3.6682e-08 | 3.6682e-08 | 0 | 3.6682e-08 | 0 | 8.4664e-05 | 0.00018558 | 0 | 0.00018558 | 0 | 5.1827e-09 | 6.3344e-09 | 0 | 6.3344e-09 | [12 empty] | 7.3.3.17.5 (Remote Grid) Updates to grid topology to minimize risk of ignition in HFTDs Remote GridWLDFRWire-to-wire contactAggregated | WLDFR | HFTD - Distribution - Tier 2 - 3QU CoRE ¦ 1QU LoRE | Non-Red Flag Warning - Destructive Fires | Wire-to-wire contact | Aggregated | 2058 | 1.123e-06 | 489.6273 | 0.00054987 | 2058 | Mitigation | 0.95 | 45 | 0 | esc | 0.00097009 | 1.0894e-09 | 0.00097009 | 1.0894e-09
[35 empty] | 7.3.3.17.6 Updates to grid topology to minimize risk of ignition in HFTDs Butte County Rebuild | WLDFR | HFTD - Distribution - Tier 2 - 3QU CoRE ¦ 1QU LoRE | 2040 | 0.27651 | 0 | 0 | 0 | 0 |  |  |  |  | 0 | 0 | 0 | 0 | 0 |  | 0 | 0 | 0 | Column23: 0; Column24: 0; Column25: 0; Column26: 0; Column27: 0; Column28: 0; Column29: 0.0012203; Column30: 0.12485; Column31: 0; Column32: 0.12485; Column33: 0.034523 | WLDFR | HFTD - Distribution - Tier 3 - 3QU CoRE ¦ 5QU LoRE | Red Flag Warning - Small Fires | 2059 | 3.3377e-07 | 3.3377e-07 | 0.1099 | 0.050325 | 0.0021839 | 0.057393 | 0 | 0 | 0.0003464 | 3.6682e-08 | 0 | 3.6682e-08 | 3.6682e-08 | 0 | 3.6682e-08 | 0 | 8.4664e-05 | 0.00018558 | 0 | 0.00018558 | 0 | 5.1827e-09 | 6.3344e-09 | 0 | 6.3344e-09 | [12 empty] | 7.3.3.17.5 (Remote Grid) Updates to grid topology to minimize risk of ignition in HFTDs Remote GridWLDFRWire-to-wire contactAggregated | WLDFR | HFTD - Distribution - Tier 2 - 3QU CoRE ¦ 1QU LoRE | Non-Red Flag Warning - Destructive Fires | Wire-to-wire contact | Aggregated | 2059 | 1.123e-06 | 489.6273 | 0.00054987 | 2059 | Mitigation | 0.95 | 45 | 0 | esc | 0.00097009 | 1.0894e-09 | 0.00097009 | 1.0894e-09
[35 empty] | 7.3.3.17.6 Updates to grid topology to minimize risk of ignition in HFTDs Butte County Rebuild | WLDFR | HFTD - Distribution - Tier 2 - 3QU CoRE ¦ 1QU LoRE | 2041 | 0.25842 | 0 | 0 | 0 | 0 |  |  |  |  | 0 | 0 | 0 | 0 | 0 |  | 0 | 0 | 0 | Column23: 0; Column24: 0; Column25: 0; Column26: 0; Column27: 0; Column28: 0; Column29: 0.0012203; Column30: 0.12485; Column31: 0; Column32: 0.12485; Column33: 0.032265 | WLDFR | HFTD - Distribution - Tier 3 - 3QU CoRE ¦ 5QU LoRE | Red Flag Warning - Small Fires | 2060 | 3.3377e-07 | 3.3377e-07 | 0.1099 | 0.050325 | 0.0021839 | 0.057393 | 0 | 0 | 0.0003464 | 3.6682e-08 | 0 | 3.6682e-08 | 3.6682e-08 | 0 | 3.6682e-08 | 0 | 8.4664e-05 | 0.00018558 | 0 | 0.00018558 | 0 | 5.4301e-09 | 6.6368e-09 | 0 | 6.6368e-09 | [12 empty] | 7.3.3.17.5 (Remote Grid) Updates to grid topology to minimize risk of ignition in HFTDs Remote GridWLDFRWire-to-wire contactAggregated | WLDFR | HFTD - Distribution - Tier 2 - 3QU CoRE ¦ 1QU LoRE | Non-Red Flag Warning - Destructive Fires | Wire-to-wire contact | Aggregated | 2060 | 1.123e-06 | 489.6273 | 0.00054987 | 2060 | Mitigation | 0.95 | 45 | 0 | esc | 0.00097009 | 1.0894e-09 | 0.00097009 | 1.0894e-09
[35 empty] | 7.3.3.17.6 Updates to grid topology to minimize risk of ignition in HFTDs Butte County Rebuild | WLDFR | HFTD - Distribution - Tier 2 - 3QU CoRE ¦ 1QU LoRE | 2042 | 0.24151 | 0 | 0 | 0 | 0 |  |  |  |  | 0 | 0 | 0 | 0 | 0 |  | 0 | 0 | 0 | Column23: 0; Column24: 0; Column25: 0; Column26: 0; Column27: 0; Column28: 0; Column29: 0.0012203; Column30: 0.12485; Column31: 0; Column32: 0.12485; Column33: 0.030154 | WLDFR | HFTD - Distribution - Tier 3 - 3QU CoRE ¦ 5QU LoRE | Red Flag Warning - Small Fires | 2061 | 3.3377e-07 | 3.3377e-07 | 0.1099 | 0.050325 | 0.0021839 | 0.057393 | 0 | 0 | 0.0003464 | 3.6682e-08 | 0 | 3.6682e-08 | 3.6682e-08 | 0 | 3.6682e-08 | 0 | 8.4664e-05 | 0.00018558 | 0 | 0.00018558 | 0 | 5.4301e-09 | 6.6368e-09 | 0 | 6.6368e-09 | [12 empty] | 7.3.3.17.5 (Remote Grid) Updates to grid topology to minimize risk of ignition in HFTDs Remote GridWLDFRWire-to-wire contactAggregated | WLDFR | HFTD - Distribution - Tier 2 - 3QU CoRE ¦ 1QU LoRE | Non-Red Flag Warning - Destructive Fires | Wire-to-wire contact | Aggregated | 2061 | 1.123e-06 | 489.6273 | 0.00054987 | 2061 | Mitigation | 0.95 | 45 | 0 | esc | 0.00097009 | 1.0894e-09 | 0.00097009 | 1.0894e-09
[35 empty] | 7.3.3.17.6 Updates to grid topology to minimize risk of ignition in HFTDs Butte County Rebuild | WLDFR | HFTD - Distribution - Tier 2 - 3QU CoRE ¦ 1QU LoRE | 2043 | 0.22571 | 0 | 0 | 0 | 0 |  |  |  |  | 0 | 0 | 0 | 0 | 0 |  | 0 | 0 | 0 | Column23: 0; Column24: 0; Column25: 0; Column26: 0; Column27: 0; Column28: 0; Column29: 0.0012203; Column30: 0.13108; Column31: 0; Column32: 0.13108; Column33: 0.029586 | WLDFR | HFTD - Distribution - Tier 3 - 3QU CoRE ¦ 5QU LoRE | Red Flag Warning - Small Fires | 2062 | 3.3377e-07 | 3.3377e-07 | 0.1099 | 0.050325 | 0.0021839 | 0.057393 | 0 | 0 | 0.0003464 | 3.6682e-08 | 0 | 3.6682e-08 | 3.6682e-08 | 0 | 3.6682e-08 | 0 | 8.4664e-05 | 0.00018558 | 0 | 0.00018558 | 0 | 5.4301e-09 | 6.6368e-09 | 0 | 6.6368e-09 | [12 empty] | 7.3.3.17.5 (Remote Grid) Updates to grid topology to minimize risk of ignition in HFTDs Remote GridWLDFRWire-to-wire contactAggregated | WLDFR | HFTD - Distribution - Tier 2 - 3QU CoRE ¦ 1QU LoRE | Non-Red Flag Warning - Destructive Fires | Wire-to-wire contact | Aggregated | 2062 | 1.123e-06 | 489.6273 | 0.00054987 | 2062 | Mitigation | 0.95 | 45 | 0 | esc | 0.00097009 | 1.0894e-09 | 0.00097009 | 1.0894e-09
[35 empty] | 7.3.3.17.6 Updates to grid topology to minimize risk of ignition in HFTDs Butte County Rebuild | WLDFR | HFTD - Distribution - Tier 2 - 3QU CoRE ¦ 1QU LoRE | 2044 | 0.21095 | 0 | 0 | 0 | 0 |  |  |  |  | 0 | 0 | 0 | 0 | 0 |  | 0 | 0 | 0 | Column23: 0; Column24: 0; Column25: 0; Column26: 0; Column27: 0; Column28: 0; Column29: 0.0012203; Column30: 0.13108; Column31: 0; Column32: 0.13108; Column33: 0.027651 | WLDFR | HFTD - Distribution - Tier 3 - 3QU CoRE ¦ 5QU LoRE | Red Flag Warning - Small Fires | 2063 | 3.3377e-07 | 3.3377e-07 | 0.11504 | 0.052388 | 0.0022734 | 0.060377 | 0 | 0 | 0.0003464 | 3.8396e-08 | 0 | 3.8396e-08 | 3.8396e-08 | 0 | 3.8396e-08 | 0 | 8.8881e-05 | 0.00019483 | 0 | 0.00019483 | 0 | 5.4301e-09 | 6.6368e-09 | 0 | 6.6368e-09 | [12 empty] | 7.3.3.17.5 (Remote Grid) Updates to grid topology to minimize risk of ignition in HFTDs Remote GridWLDFRWire-to-wire contactAggregated | WLDFR | HFTD - Distribution - Tier 2 - 3QU CoRE ¦ 1QU LoRE | Non-Red Flag Warning - Destructive Fires | Wire-to-wire contact | Aggregated | 2063 | 1.123e-06 | 489.6273 | 0.00054987 | 2063 | Mitigation | 0.95 | 45 | 0 | esc | 0.00097009 | 1.0894e-09 | 0.00097009 | 1.0894e-09
[35 empty] | 7.3.3.17.6 Updates to grid topology to minimize risk of ignition in HFTDs Butte County Rebuild | WLDFR | HFTD - Distribution - Tier 2 - 3QU CoRE ¦ 1QU LoRE | 2045 | 0.19715 | 0 | 0 | 0 | 0 |  |  |  |  | 0 | 0 | 0 | 0 | 0 |  | 0 | 0 | 0 | Column23: 0; Column24: 0; Column25: 0; Column26: 0; Column27: 0; Column28: 0; Column29: 0.0012203; Column30: 0.13108; Column31: 0; Column32: 0.13108; Column33: 0.025842 | WLDFR | HFTD - Distribution - Tier 3 - 3QU CoRE ¦ 5QU LoRE | Red Flag Warning - Small Fires | 2064 | 3.3377e-07 | 3.3377e-07 | 0.11504 | 0.052388 | 0.0022734 | 0.060377 | 0 | 0 | 0.0003464 | 3.8396e-08 | 0 | 3.8396e-08 | 3.8396e-08 | 0 | 3.8396e-08 | 0 | 8.8881e-05 | 0.00019483 | 0 | 0.00019483 | 0 | 5.4301e-09 | 6.6368e-09 | 0 | 6.6368e-09 | [12 empty] | 7.3.3.17.5 (Remote Grid) Updates to grid topology to minimize risk of ignition in HFTDs Remote GridWLDFRWire-to-wire contactAggregated | WLDFR | HFTD - Distribution - Tier 2 - 3QU CoRE ¦ 1QU LoRE | Non-Red Flag Warning - Destructive Fires | Wire-to-wire contact | Aggregated | 2064 | 1.123e-06 | 489.6273 | 0.00054987 | 2064 | Mitigation | 0.95 | 45 | 0 | esc | 0.00097009 | 1.0894e-09 | 0.00097009 | 1.0894e-09
[35 empty] | 7.3.3.17.6 Updates to grid topology to minimize risk of ignition in HFTDs Butte County Rebuild | WLDFR | HFTD - Distribution - Tier 2 - 3QU CoRE ¦ 1QU LoRE | 2046 | 0.18425 | 0 | 0 | 0 | 0 |  |  |  |  | 0 | 0 | 0 | 0 | 0 |  | 0 | 0 | 0 | Column23: 0; Column24: 0; Column25: 0; Column26: 0; Column27: 0; Column28: 0; Column29: 0.0012203; Column30: 0.13108; Column31: 0; Column32: 0.13108; Column33: 0.024151 | WLDFR | HFTD - Distribution - Tier 3 - 3QU CoRE ¦ 5QU LoRE | Red Flag Warning - Small Fires | 2065 | 3.3377e-07 | 3.3377e-07 | 0.11504 | 0.052388 | 0.0022734 | 0.060377 | 0 | 0 | 0.0003464 | 3.8396e-08 | 0 | 3.8396e-08 | 3.8396e-08 | 0 | 3.8396e-08 | 0 | 8.8881e-05 | 0.00019483 | 0 | 0.00019483 | 0 | 5.6839e-09 | 6.947e-09 | 0 | 6.947e-09 | [12 empty] | 7.3.3.17.5 (Remote Grid) Updates to grid topology to minimize risk of ignition in HFTDs Remote GridWLDFRWire-to-wire contactAggregated | WLDFR | HFTD - Distribution - Tier 2 - 3QU CoRE ¦ 1QU LoRE | Non-Red Flag Warning - Destructive Fires | Wire-to-wire contact | Aggregated | 2065 | 1.123e-06 | 489.6273 | 0.00054987 | 2065 | Mitigation | 0.95 | 45 | 0 | esc | 0.00097009 | 1.0894e-09 | 0.00097009 | 1.0894e-09
[35 empty] | 7.3.3.17.6 Updates to grid topology to minimize risk of ignition in HFTDs Butte County Rebuild | WLDFR | HFTD - Distribution - Tier 2 - 3QU CoRE ¦ 1QU LoRE | 2047 | 0.1722 | 0 | 0 | 0 | 0 |  |  |  |  | 0 | 0 | 0 | 0 | 0 |  | 0 | 0 | 0 | Column23: 0; Column24: 0; Column25: 0; Column26: 0; Column27: 0; Column28: 0; Column29: 0.0012203; Column30: 0.13108; Column31: 0; Column32: 0.13108; Column33: 0.022571 | WLDFR | HFTD - Distribution - Tier 3 - 3QU CoRE ¦ 5QU LoRE | Red Flag Warning - Small Fires | 2066 | 3.3377e-07 | 3.3377e-07 | 0.11504 | 0.052388 | 0.0022734 | 0.060377 | 0 | 0 | 0.0003464 | 3.8396e-08 | 0 | 3.8396e-08 | 3.8396e-08 | 0 | 3.8396e-08 | 0 | 8.8881e-05 | 0.00019483 | 0 | 0.00019483 | 0 | 5.6839e-09 | 6.947e-09 | 0 | 6.947e-09 | [12 empty] | 7.3.3.17.5 (Remote Grid) Updates to grid topology to minimize risk of ignition in HFTDs Remote GridWLDFRWire-to-wire contactAggregated | WLDFR | HFTD - Distribution - Tier 2 - 3QU CoRE ¦ 1QU LoRE | Non-Red Flag Warning - Destructive Fires | Wire-to-wire contact | Aggregated | 2066 | 1.123e-06 | 489.6273 | 0.00054987 | 2066 | Mitigation | 0.95 | 45 | 0 | esc | 0.00097009 | 1.0894e-09 | 0.00097009 | 1.0894e-09
[35 empty] | 7.3.3.17.6 Updates to grid topology to minimize risk of ignition in HFTDs Butte County Rebuild | WLDFR | HFTD - Distribution - Tier 2 - 3QU CoRE ¦ 1QU LoRE | 2048 | 0.16093 | 0 | 0 | 0 | 0 |  |  |  |  | 0 | 0 | 0 | 0 | 0 |  | 0 | 0 | 0 | Column23: 0; Column24: 0; Column25: 0; Column26: 0; Column27: 0; Column28: 0; Column29: 0.0012203; Column30: 0.1376; Column31: 0; Column32: 0.1376; Column33: 0.022144 | WLDFR | HFTD - Distribution - Tier 3 - 3QU CoRE ¦ 5QU LoRE | Red Flag Warning - Small Fires | 2067 | 0 | 3.3377e-07 | 0.11504 | 0.052388 | 0.0022734 | 0.060377 | 0 | 0 | 0.0003464 | 0 | 0 | 0 | 3.8396e-08 | 0 | 3.8396e-08 | 0 | 8.8881e-05 | 0.00019483 | 0 | 0.00019483 | 0 | 5.6839e-09 | 6.947e-09 | 0 | 6.947e-09 | [12 empty] | 7.3.3.17.5 (Remote Grid) Updates to grid topology to minimize risk of ignition in HFTDs Remote GridWLDFRWire-to-wire contactAggregated | WLDFR | HFTD - Distribution - Tier 2 - 3QU CoRE ¦ 1QU LoRE | Non-Red Flag Warning - Destructive Fires | Wire-to-wire contact | Aggregated | 2067 | 1.123e-06 | 489.6273 | 0.00054987 | 2067 | Mitigation | 0.95 | 45 | 0 | esc | 0 | 0 | 0.00097009 | 1.0894e-09
[35 empty] | 7.3.3.17.6 Updates to grid topology to minimize risk of ignition in HFTDs Butte County Rebuild | WLDFR | HFTD - Distribution - Tier 2 - 3QU CoRE ¦ 1QU LoRE | 2049 | 0.1504 | 0 | 0 | 0 | 0 |  |  |  |  | 0 | 0 | 0 | 0 | 0 |  | 0 | 0 | 0 | Column23: 0; Column24: 0; Column25: 0; Column26: 0; Column27: 0; Column28: 0; Column29: 0.0012203; Column30: 0.1376; Column31: 0; Column32: 0.1376; Column33: 0.020696 | WLDFR | HFTD - Distribution - Tier 3 - 4QU CoRE ¦ 1QU LoRE | Non-Red Flag Warning - Catastrophic Fires | 2022 | 6.6876e-10 | 0 | 14146.1306 | 222.2294 | 8585.7228 | 5338.1784 | 0 | 0 | 8.6008e-07 | 9.4604e-06 | 0 | 9.4604e-06 | 0 | 0 | 0 | 0 | 9.3239e-05 | 0.00020438 | 0 | 0.00020438 | 0 | 5.6839e-09 | 6.947e-09 | 0 | 6.947e-09 | [12 empty] | 7.3.3.17.5 (Remote Grid) Updates to grid topology to minimize risk of ignition in HFTDs Remote GridWLDFRContact from objectAggregated | WLDFR | HFTD - Distribution - Tier 2 - 3QU CoRE ¦ 1QU LoRE | Non-Red Flag Warning - Large Fires | Contact from object | Aggregated | 2022 | 9.7411e-06 | 489.6273 | 0.0047695 | 2022 | Mitigation | 0.95 | 45 | 0 | esc | 0.00097009 | 9.4497e-09 | 0 | 0
[35 empty] | 7.3.3.17.6 Updates to grid topology to minimize risk of ignition in HFTDs Butte County Rebuild | WLDFR | HFTD - Distribution - Tier 2 - 3QU CoRE ¦ 1QU LoRE | 2050 | 0.14056 | 0 | 0 | 0 | 0 |  |  |  |  | 0 | 0 | 0 | 0 | 0 |  | 0 | 0 | 0 | Column23: 0; Column24: 0; Column25: 0; Column26: 0; Column27: 0; Column28: 0; Column29: 0.0012203; Column30: 0.1376; Column31: 0; Column32: 0.1376; Column33: 0.019342 | WLDFR | HFTD - Distribution - Tier 3 - 4QU CoRE ¦ 1QU LoRE | Non-Red Flag Warning - Catastrophic Fires | 2023 | 6.6876e-10 | 6.6876e-10 | 14664.6376 | 233.2301 | 8896.516 | 5534.8915 | 0 | 0 | 8.6008e-07 | 9.8072e-06 | 0 | 9.8072e-06 | 9.8072e-06 | 0 | 9.8072e-06 | 0 | 9.3239e-05 | 0.00020438 | 0 | 0.00020438 | 0 | 5.6839e-09 | 6.947e-09 | 0 | 6.947e-09 | [12 empty] | 7.3.3.17.5 (Remote Grid) Updates to grid topology to minimize risk of ignition in HFTDs Remote GridWLDFRContact from objectAggregated | WLDFR | HFTD - Distribution - Tier 2 - 3QU CoRE ¦ 1QU LoRE | Non-Red Flag Warning - Large Fires | Contact from object | Aggregated | 2023 | 9.7411e-06 | 489.6273 | 0.0047695 | 2023 | Mitigation | 0.95 | 45 | 0 | esc | 0.00097009 | 9.4497e-09 | 0.00097009 | 9.4497e-09
[35 empty] | 7.3.3.17.6 Updates to grid topology to minimize risk of ignition in HFTDs Butte County Rebuild | WLDFR | HFTD - Distribution - Tier 2 - 3QU CoRE ¦ 1QU LoRE | 2051 | 0.13137 | 0 | 0 | 0 | 0 |  |  |  |  | 0 | 0 | 0 | 0 | 0 |  | 0 | 0 | 0 | Column23: 0; Column24: 0; Column25: 0; Column26: 0; Column27: 0; Column28: 0; Column29: 0.0012203; Column30: 0.1376; Column31: 0; Column32: 0.1376; Column33: 0.018076 | WLDFR | HFTD - Distribution - Tier 3 - 4QU CoRE ¦ 1QU LoRE | Non-Red Flag Warning - Catastrophic Fires | 2024 | 6.6876e-10 | 6.6876e-10 | 14664.6376 | 233.2301 | 8896.516 | 5534.8915 | 0 | 0 | 8.6008e-07 | 9.8072e-06 | 0 | 9.8072e-06 | 9.8072e-06 | 0 | 9.8072e-06 | 0 | 9.3239e-05 | 0.00020438 | 0 | 0.00020438 | 0 | 5.941e-09 | 7.2612e-09 | 0 | 7.2612e-09 | [12 empty] | 7.3.3.17.5 (Remote Grid) Updates to grid topology to minimize risk of ignition in HFTDs Remote GridWLDFRContact from objectAggregated | WLDFR | HFTD - Distribution - Tier 2 - 3QU CoRE ¦ 1QU LoRE | Non-Red Flag Warning - Large Fires | Contact from object | Aggregated | 2024 | 9.7411e-06 | 489.6273 | 0.0047695 | 2024 | Mitigation | 0.95 | 45 | 0 | esc | 0.00097009 | 9.4497e-09 | 0.00097009 | 9.4497e-09
[35 empty] | 7.3.3.17.6 Updates to grid topology to minimize risk of ignition in HFTDs Butte County Rebuild | WLDFR | HFTD - Distribution - Tier 2 - 3QU CoRE ¦ 1QU LoRE | 2052 | 0.12277 | 0 | 0 | 0 | 0 |  |  |  |  | 0 | 0 | 0 | 0 | 0 |  | 0 | 0 | 0 | Column23: 0; Column24: 0; Column25: 0; Column26: 0; Column27: 0; Column28: 0; Column29: 0.0012203; Column30: 0.1376; Column31: 0; Column32: 0.1376; Column33: 0.016894 | WLDFR | HFTD - Distribution - Tier 3 - 4QU CoRE ¦ 1QU LoRE | Non-Red Flag Warning - Catastrophic Fires | 2025 | 6.6876e-10 | 6.6876e-10 | 14664.6376 | 233.2301 | 8896.516 | 5534.8915 | 0 | 0 | 8.6008e-07 | 9.8072e-06 | 0 | 9.8072e-06 | 9.8072e-06 | 0 | 9.8072e-06 | 0 | 9.3239e-05 | 0.00020438 | 0 | 0.00020438 | 0 | 5.941e-09 | 7.2612e-09 | 0 | 7.2612e-09 | [12 empty] | 7.3.3.17.5 (Remote Grid) Updates to grid topology to minimize risk of ignition in HFTDs Remote GridWLDFRContact from objectAggregated | WLDFR | HFTD - Distribution - Tier 2 - 3QU CoRE ¦ 1QU LoRE | Non-Red Flag Warning - Large Fires | Contact from object | Aggregated | 2025 | 9.7411e-06 | 489.6273 | 0.0047695 | 2025 | Mitigation | 0.95 | 45 | 0 | esc | 0.00097009 | 9.4497e-09 | 0.00097009 | 9.4497e-09
[35 empty] | 7.3.3.17.6 Updates to grid topology to minimize risk of ignition in HFTDs Butte County Rebuild | WLDFR | HFTD - Distribution - Tier 2 - 3QU CoRE ¦ 1QU LoRE | 2053 | 0.11474 | 0 | 0 | 0 | 0 |  |  |  |  | 0 | 0 | 0 | 0 | 0 |  | 0 | 0 | 0 | Column23: 0; Column24: 0; Column25: 0; Column26: 0; Column27: 0; Column28: 0; Column29: 0.0012203; Column30: 0.14435; Column31: 0; Column32: 0.14435; Column33: 0.016562 | WLDFR | HFTD - Distribution - Tier 3 - 4QU CoRE ¦ 1QU LoRE | Non-Red Flag Warning - Catastrophic Fires | 2026 | 6.6876e-10 | 6.6876e-10 | 14664.6376 | 233.2301 | 8896.516 | 5534.8915 | 0 | 0 | 8.6008e-07 | 9.8072e-06 | 0 | 9.8072e-06 | 9.8072e-06 | 0 | 9.8072e-06 | 0 | 9.3239e-05 | 0.00020438 | 0 | 0.00020438 | 0 | 5.941e-09 | 7.2612e-09 | 0 | 7.2612e-09 | [12 empty] | 7.3.3.17.5 (Remote Grid) Updates to grid topology to minimize risk of ignition in HFTDs Remote GridWLDFRContact from objectAggregated | WLDFR | HFTD - Distribution - Tier 2 - 3QU CoRE ¦ 1QU LoRE | Non-Red Flag Warning - Large Fires | Contact from object | Aggregated | 2026 | 9.7411e-06 | 489.6273 | 0.0047695 | 2026 | Mitigation | 0.95 | 45 | 0 | esc | 0.00097009 | 9.4497e-09 | 0.00097009 | 9.4497e-09
[35 empty] | 7.3.3.17.6 Updates to grid topology to minimize risk of ignition in HFTDs Butte County Rebuild | WLDFR | HFTD - Distribution - Tier 2 - 3QU CoRE ¦ 1QU LoRE | 2054 | 0.10723 | 0 | 0 | 0 | 0 |  |  |  |  | 0 | 0 | 0 | 0 | 0 |  | 0 | 0 | 0 | Column23: 0; Column24: 0; Column25: 0; Column26: 0; Column27: 0; Column28: 0; Column29: 0.0012203; Column30: 0.14435; Column31: 0; Column32: 0.14435; Column33: 0.015479 | WLDFR | HFTD - Distribution - Tier 3 - 4QU CoRE ¦ 1QU LoRE | Non-Red Flag Warning - Catastrophic Fires | 2027 | 6.6876e-10 | 6.6876e-10 | 14664.6376 | 233.2301 | 8896.516 | 5534.8915 | 0 | 0 | 8.6008e-07 | 9.8072e-06 | 0 | 9.8072e-06 | 9.8072e-06 | 0 | 9.8072e-06 | 0 | 9.7687e-05 | 0.00021413 | 0 | 0.00021413 | 0 | 5.941e-09 | 7.2612e-09 | 0 | 7.2612e-09 | [12 empty] | 7.3.3.17.5 (Remote Grid) Updates to grid topology to minimize risk of ignition in HFTDs Remote GridWLDFRContact from objectAggregated | WLDFR | HFTD - Distribution - Tier 2 - 3QU CoRE ¦ 1QU LoRE | Non-Red Flag Warning - Large Fires | Contact from object | Aggregated | 2027 | 9.7411e-06 | 489.6273 | 0.0047695 | 2027 | Mitigation | 0.95 | 45 | 0 | esc | 0.00097009 | 9.4497e-09 | 0.00097009 | 9.4497e-09
[35 empty] | 7.3.3.17.6 Updates to grid topology to minimize risk of ignition in HFTDs Butte County Rebuild | WLDFR | HFTD - Distribution - Tier 2 - 3QU CoRE ¦ 1QU LoRE | 2055 | 0.10022 | 0 | 0 | 0 | 0 |  |  |  |  | 0 | 0 | 0 | 0 | 0 |  | 0 | 0 | 0 | Column23: 0; Column24: 0; Column25: 0; Column26: 0; Column27: 0; Column28: 0; Column29: 0.0012203; Column30: 0.14435; Column31: 0; Column32: 0.14435; Column33: 0.014466 | WLDFR | HFTD - Distribution - Tier 3 - 4QU CoRE ¦ 1QU LoRE | Non-Red Flag Warning - Catastrophic Fires | 2028 | 6.6876e-10 | 6.6876e-10 | 15317.9909 | 247.273 | 9287.6491 | 5783.0689 | 0 | 0 | 8.6008e-07 | 1.0244e-05 | 0 | 1.0244e-05 | 1.0244e-05 | 0 | 1.0244e-05 | 0 | 9.7687e-05 | 0.00021413 | 0 | 0.00021413 | 0 | 5.941e-09 | 7.2612e-09 | 0 | 7.2612e-09 | [12 empty] | 7.3.3.17.5 (Remote Grid) Updates to grid topology to minimize risk of ignition in HFTDs Remote GridWLDFRContact from objectAggregated | WLDFR | HFTD - Distribution - Tier 2 - 3QU CoRE ¦ 1QU LoRE | Non-Red Flag Warning - Large Fires | Contact from object | Aggregated | 2028 | 9.7411e-06 | 489.6273 | 0.0047695 | 2028 | Mitigation | 0.95 | 45 | 0 | esc | 0.00097009 | 9.4497e-09 | 0.00097009 | 9.4497e-09
[35 empty] | 7.3.3.17.6 Updates to grid topology to minimize risk of ignition in HFTDs Butte County Rebuild | WLDFR | HFTD - Distribution - Tier 2 - 3QU CoRE ¦ 1QU LoRE | 2056 | 0.093663 | 0 | 0 | 0 | 0 |  |  |  |  | 0 | 0 | 0 | 0 | 0 |  | 0 | 0 | 0 | Column23: 0; Column24: 0; Column25: 0; Column26: 0; Column27: 0; Column28: 0; Column29: 0.0012203; Column30: 0.14435; Column31: 0; Column32: 0.14435; Column33: 0.01352 | WLDFR | HFTD - Distribution - Tier 3 - 4QU CoRE ¦ 1QU LoRE | Non-Red Flag Warning - Catastrophic Fires | 2029 | 6.6876e-10 | 6.6876e-10 | 15317.9909 | 247.273 | 9287.6491 | 5783.0689 | 0 | 0 | 8.6008e-07 | 1.0244e-05 | 0 | 1.0244e-05 | 1.0244e-05 | 0 | 1.0244e-05 | 0 | 9.7687e-05 | 0.00021413 | 0 | 0.00021413 | 0 | 6.1981e-09 | 7.5754e-09 | 0 | 7.5754e-09 | [12 empty] | 7.3.3.17.5 (Remote Grid) Updates to grid topology to minimize risk of ignition in HFTDs Remote GridWLDFRContact from objectAggregated | WLDFR | HFTD - Distribution - Tier 2 - 3QU CoRE ¦ 1QU LoRE | Non-Red Flag Warning - Large Fires | Contact from object | Aggregated | 2029 | 9.7411e-06 | 489.6273 | 0.0047695 | 2029 | Mitigation | 0.95 | 45 | 0 | esc | 0.00097009 | 9.4497e-09 | 0.00097009 | 9.4497e-09
[35 empty] | 7.3.3.17.6 Updates to grid topology to minimize risk of ignition in HFTDs Butte County Rebuild | WLDFR | HFTD - Distribution - Tier 2 - 3QU CoRE ¦ 1QU LoRE | 2057 | 0.087535 | 0 | 0 | 0 | 0 |  |  |  |  | 0 | 0 | 0 | 0 | 0 |  | 0 | 0 | 0 | Column23: 0; Column24: 0; Column25: 0; Column26: 0; Column27: 0; Column28: 0; Column29: 0.0012203; Column30: 0.14435; Column31: 0; Column32: 0.14435; Column33: 0.012635 | WLDFR | HFTD - Distribution - Tier 3 - 4QU CoRE ¦ 1QU LoRE | Non-Red Flag Warning - Catastrophic Fires | 2030 | 6.6876e-10 | 6.6876e-10 | 15317.9909 | 247.273 | 9287.6491 | 5783.0689 | 0 | 0 | 8.6008e-07 | 1.0244e-05 | 0 | 1.0244e-05 | 1.0244e-05 | 0 | 1.0244e-05 | 0 | 9.7687e-05 | 0.00021413 | 0 | 0.00021413 | 0 | 6.1981e-09 | 7.5754e-09 | 0 | 7.5754e-09 | [12 empty] | 7.3.3.17.5 (Remote Grid) Updates to grid topology to minimize risk of ignition in HFTDs Remote GridWLDFRContact from objectAggregated | WLDFR | HFTD - Distribution - Tier 2 - 3QU CoRE ¦ 1QU LoRE | Non-Red Flag Warning - Large Fires | Contact from object | Aggregated | 2030 | 9.7411e-06 | 489.6273 | 0.0047695 | 2030 | Mitigation | 0.95 | 45 | 0 | esc | 0.00097009 | 9.4497e-09 | 0.00097009 | 9.4497e-09
[35 empty] | 7.3.3.17.6 Updates to grid topology to minimize risk of ignition in HFTDs Butte County Rebuild | WLDFR | HFTD - Distribution - Tier 2 - 3QU CoRE ¦ 1QU LoRE | 2058 | 0.081809 | 0 | 0 | 0 | 0 |  |  |  |  | 0 | 0 | 0 | 0 | 0 |  | 0 | 0 | 0 | Column23: 0; Column24: 0; Column25: 0; Column26: 0; Column27: 0; Column28: 0; Column29: 0.0012203; Column30: 0.15122; Column31: 0; Column32: 0.15122; Column33: 0.012371 | WLDFR | HFTD - Distribution - Tier 3 - 4QU CoRE ¦ 1QU LoRE | Non-Red Flag Warning - Catastrophic Fires | 2031 | 6.6876e-10 | 6.6876e-10 | 15317.9909 | 247.273 | 9287.6491 | 5783.0689 | 0 | 0 | 8.6008e-07 | 1.0244e-05 | 0 | 1.0244e-05 | 1.0244e-05 | 0 | 1.0244e-05 | 0 | 9.7687e-05 | 0.00021413 | 0 | 0.00021413 | 0 | 6.1981e-09 | 7.5754e-09 | 0 | 7.5754e-09 | [12 empty] | 7.3.3.17.5 (Remote Grid) Updates to grid topology to minimize risk of ignition in HFTDs Remote GridWLDFRContact from objectAggregated | WLDFR | HFTD - Distribution - Tier 2 - 3QU CoRE ¦ 1QU LoRE | Non-Red Flag Warning - Large Fires | Contact from object | Aggregated | 2031 | 9.7411e-06 | 489.6273 | 0.0047695 | 2031 | Mitigation | 0.95 | 45 | 0 | esc | 0.00097009 | 9.4497e-09 | 0.00097009 | 9.4497e-09
[35 empty] | 7.3.3.17.6 Updates to grid topology to minimize risk of ignition in HFTDs Butte County Rebuild | WLDFR | HFTD - Distribution - Tier 2 - 3QU CoRE ¦ 1QU LoRE | 2059 | 0.076457 | 0 | 0 | 0 | 0 |  |  |  |  | 0 | 0 | 0 | 0 | 0 |  | 0 | 0 | 0 | Column23: 0; Column24: 0; Column25: 0; Column26: 0; Column27: 0; Column28: 0; Column29: 0.0012203; Column30: 0.15122; Column31: 0; Column32: 0.15122; Column33: 0.011562 | WLDFR | HFTD - Distribution - Tier 3 - 4QU CoRE ¦ 1QU LoRE | Non-Red Flag Warning - Catastrophic Fires | 2032 | 6.6876e-10 | 6.6876e-10 | 15317.9909 | 247.273 | 9287.6491 | 5783.0689 | 0 | 0 | 8.6008e-07 | 1.0244e-05 | 0 | 1.0244e-05 | 1.0244e-05 | 0 | 1.0244e-05 | 0 | 0.00010217 | 0.00022396 | 0 | 0.00022396 | 0 | 6.1981e-09 | 7.5754e-09 | 0 | 7.5754e-09 | [12 empty] | 7.3.3.17.5 (Remote Grid) Updates to grid topology to minimize risk of ignition in HFTDs Remote GridWLDFRContact from objectAggregated | WLDFR | HFTD - Distribution - Tier 2 - 3QU CoRE ¦ 1QU LoRE | Non-Red Flag Warning - Large Fires | Contact from object | Aggregated | 2032 | 9.7411e-06 | 489.6273 | 0.0047695 | 2032 | Mitigation | 0.95 | 45 | 0 | esc | 0.00097009 | 9.4497e-09 | 0.00097009 | 9.4497e-09
[35 empty] | 7.3.3.17.6 Updates to grid topology to minimize risk of ignition in HFTDs Butte County Rebuild | WLDFR | HFTD - Distribution - Tier 2 - 3QU CoRE ¦ 1QU LoRE | 2060 | 0.071455 | 0 | 0 | 0 | 0 |  |  |  |  | 0 | 0 | 0 | 0 | 0 |  | 0 | 0 | 0 | Column23: 0; Column24: 0; Column25: 0; Column26: 0; Column27: 0; Column28: 0; Column29: 0.0012203; Column30: 0.15122; Column31: 0; Column32: 0.15122; Column33: 0.010806 | WLDFR | HFTD - Distribution - Tier 3 - 4QU CoRE ¦ 1QU LoRE | Non-Red Flag Warning - Catastrophic Fires | 2033 | 6.6876e-10 | 6.6876e-10 | 16044.1264 | 263.1074 | 9721.74 | 6059.2791 | 0 | 0 | 8.6008e-07 | 1.073e-05 | 0 | 1.073e-05 | 1.073e-05 | 0 | 1.073e-05 | 0 | 0.00010217 | 0.00022396 | 0 | 0.00022396 | 0 | 0 | 7.5754e-09 | 0 | 7.5754e-09 | [12 empty] | 7.3.3.17.5 (Remote Grid) Updates to grid topology to minimize risk of ignition in HFTDs Remote GridWLDFRContact from objectAggregated | WLDFR | HFTD - Distribution - Tier 2 - 3QU CoRE ¦ 1QU LoRE | Non-Red Flag Warning - Large Fires | Contact from object | Aggregated | 2033 | 9.7411e-06 | 489.6273 | 0.0047695 | 2033 | Mitigation | 0.95 | 45 | 0 | esc | 0.00097009 | 9.4497e-09 | 0.00097009 | 9.4497e-09
[35 empty] | 7.3.3.17.6 Updates to grid topology to minimize risk of ignition in HFTDs Butte County Rebuild | WLDFR | HFTD - Distribution - Tier 2 - 3QU CoRE ¦ 1QU LoRE | 2061 | 0.06678 | 0 | 0 | 0 | 0 |  |  |  |  | 0 | 0 | 0 | 0 | 0 |  | 0 | 0 | 0 | Column23: 0; Column24: 0; Column25: 0; Column26: 0; Column27: 0; Column28: 0; Column29: 0.0012203; Column30: 0.15122; Column31: 0; Column32: 0.15122; Column33: 0.010099 | WLDFR | HFTD - Distribution - Tier 3 - 4QU CoRE ¦ 1QU LoRE | Non-Red Flag Warning - Catastrophic Fires | 2034 | 6.6876e-10 | 6.6876e-10 | 16044.1264 | 263.1074 | 9721.74 | 6059.2791 | 0 | 0 | 8.6008e-07 | 1.073e-05 | 0 | 1.073e-05 | 1.073e-05 | 0 | 1.073e-05 | 0 | 0.00010217 | 0.00022396 | 0 | 0.00022396 | 0 | 0 | 0 | 0 | 0 | [12 empty] | 7.3.3.17.5 (Remote Grid) Updates to grid topology to minimize risk of ignition in HFTDs Remote GridWLDFRContact from objectAggregated | WLDFR | HFTD - Distribution - Tier 2 - 3QU CoRE ¦ 1QU LoRE | Non-Red Flag Warning - Large Fires | Contact from object | Aggregated | 2034 | 9.7411e-06 | 489.6273 | 0.0047695 | 2034 | Mitigation | 0.95 | 45 | 0 | esc | 0.00097009 | 9.4497e-09 | 0.00097009 | 9.4497e-09
[35 empty] | 7.3.3.17.6 Updates to grid topology to minimize risk of ignition in HFTDs Butte County Rebuild | WLDFR | HFTD - Distribution - Tier 2 - 3QU CoRE ¦ 1QU LoRE | 2062 | 0.062412 | 0 | 0 | 0 | 0 |  |  |  |  | 0 | 0 | 0 | 0 | 0 |  | 0 | 0 | 0 | Column23: 0; Column24: 0; Column25: 0; Column26: 0; Column27: 0; Column28: 0; Column29: 0.0012203; Column30: 0.15122; Column31: 0; Column32: 0.15122; Column33: 0.0094381 | WLDFR | HFTD - Distribution - Tier 3 - 4QU CoRE ¦ 1QU LoRE | Non-Red Flag Warning - Catastrophic Fires | 2035 | 6.6876e-10 | 6.6876e-10 | 16044.1264 | 263.1074 | 9721.74 | 6059.2791 | 0 | 0 | 8.6008e-07 | 1.073e-05 | 0 | 1.073e-05 | 1.073e-05 | 0 | 1.073e-05 | 0 | 0.00010217 | 0.00022396 | 0 | 0.00022396 | 0 | 0 | 0 | 0 | 0 | [12 empty] | 7.3.3.17.5 (Remote Grid) Updates to grid topology to minimize risk of ignition in HFTDs Remote GridWLDFRContact from objectAggregated | WLDFR | HFTD - Distribution - Tier 2 - 3QU CoRE ¦ 1QU LoRE | Non-Red Flag Warning - Large Fires | Contact from object | Aggregated | 2035 | 9.7411e-06 | 489.6273 | 0.0047695 | 2035 | Mitigation | 0.95 | 45 | 0 | esc | 0.00097009 | 9.4497e-09 | 0.00097009 | 9.4497e-09
[35 empty] | 7.3.3.17.6 Updates to grid topology to minimize risk of ignition in HFTDs Butte County Rebuild | WLDFR | HFTD - Distribution - Tier 2 - 3QU CoRE ¦ 1QU LoRE | 2063 | 0.058329 | 0 | 0 | 0 | 0 |  |  |  |  | 0 | 0 | 0 | 0 | 0 |  | 0 | 0 | 0 | Column23: 0; Column24: 0; Column25: 0; Column26: 0; Column27: 0; Column28: 0; Column29: 0.0012203; Column30: 0.15816; Column31: 0; Column32: 0.15816; Column33: 0.009225 | WLDFR | HFTD - Distribution - Tier 3 - 4QU CoRE ¦ 1QU LoRE | Non-Red Flag Warning - Catastrophic Fires | 2036 | 6.6876e-10 | 6.6876e-10 | 16044.1264 | 263.1074 | 9721.74 | 6059.2791 | 0 | 0 | 8.6008e-07 | 1.073e-05 | 0 | 1.073e-05 | 1.073e-05 | 0 | 1.073e-05 | 0 | 0.00010217 | 0.00022396 | 0 | 0.00022396 | 0 | 9.2899e-10 | 0 | 0 | 0 | [12 empty] | 7.3.3.17.5 (Remote Grid) Updates to grid topology to minimize risk of ignition in HFTDs Remote GridWLDFRContact from objectAggregated | WLDFR | HFTD - Distribution - Tier 2 - 3QU CoRE ¦ 1QU LoRE | Non-Red Flag Warning - Large Fires | Contact from object | Aggregated | 2036 | 9.7411e-06 | 489.6273 | 0.0047695 | 2036 | Mitigation | 0.95 | 45 | 0 | esc | 0.00097009 | 9.4497e-09 | 0.00097009 | 9.4497e-09
[35 empty] | 7.3.3.17.6 Updates to grid topology to minimize risk of ignition in HFTDs Butte County Rebuild | WLDFR | HFTD - Distribution - Tier 2 - 3QU CoRE ¦ 1QU LoRE | 2064 | 0.054513 | 0 | 0 | 0 | 0 |  |  |  |  | 0 | 0 | 0 | 0 | 0 |  | 0 | 0 | 0 | Column23: 0; Column24: 0; Column25: 0; Column26: 0; Column27: 0; Column28: 0; Column29: 0.0012203; Column30: 0.15816; Column31: 0; Column32: 0.15816; Column33: 0.0086215 | WLDFR | HFTD - Distribution - Tier 3 - 4QU CoRE ¦ 1QU LoRE | Non-Red Flag Warning - Catastrophic Fires | 2037 | 6.6876e-10 | 6.6876e-10 | 16044.1264 | 263.1074 | 9721.74 | 6059.2791 | 0 | 0 | 8.6008e-07 | 1.073e-05 | 0 | 1.073e-05 | 1.073e-05 | 0 | 1.073e-05 | 0 | 0.00010663 | 0.00023374 | 0 | 0.00023374 | 0 | 9.6213e-10 | 1.1759e-09 | 0 | 1.1759e-09 | [12 empty] | 7.3.3.17.5 (Remote Grid) Updates to grid topology to minimize risk of ignition in HFTDs Remote GridWLDFRContact from objectAggregated | WLDFR | HFTD - Distribution - Tier 2 - 3QU CoRE ¦ 1QU LoRE | Non-Red Flag Warning - Large Fires | Contact from object | Aggregated | 2037 | 9.7411e-06 | 489.6273 | 0.0047695 | 2037 | Mitigation | 0.95 | 45 | 0 | esc | 0.00097009 | 9.4497e-09 | 0.00097009 | 9.4497e-09
[35 empty] | 7.3.3.17.6 Updates to grid topology to minimize risk of ignition in HFTDs Butte County Rebuild | WLDFR | HFTD - Distribution - Tier 2 - 3QU CoRE ¦ 1QU LoRE | 2065 | 0.050946 | 0 | 0 | 0 | 0 |  |  |  |  | 0 | 0 | 0 | 0 | 0 |  | 0 | 0 | 0 | Column23: 0; Column24: 0; Column25: 0; Column26: 0; Column27: 0; Column28: 0; Column29: 0.0012203; Column30: 0.15816; Column31: 0; Column32: 0.15816; Column33: 0.0080575 | WLDFR | HFTD - Distribution - Tier 3 - 4QU CoRE ¦ 1QU LoRE | Non-Red Flag Warning - Catastrophic Fires | 2038 | 6.6876e-10 | 6.6876e-10 | 16832.3912 | 280.5544 | 10192.2718 | 6359.5651 | 0 | 0 | 8.6008e-07 | 1.1257e-05 | 0 | 1.1257e-05 | 1.1257e-05 | 0 | 1.1257e-05 | 0 | 0.00010663 | 0.00023374 | 0 | 0.00023374 | 0 | 9.6213e-10 | 1.1759e-09 | 0 | 1.1759e-09 | [12 empty] | 7.3.3.17.5 (Remote Grid) Updates to grid topology to minimize risk of ignition in HFTDs Remote GridWLDFRContact from objectAggregated | WLDFR | HFTD - Distribution - Tier 2 - 3QU CoRE ¦ 1QU LoRE | Non-Red Flag Warning - Large Fires | Contact from object | Aggregated | 2038 | 9.7411e-06 | 489.6273 | 0.0047695 | 2038 | Mitigation | 0.95 | 45 | 0 | esc | 0.00097009 | 9.4497e-09 | 0.00097009 | 9.4497e-09
[35 empty] | 7.3.3.17.6 Updates to grid topology to minimize risk of ignition in HFTDs Butte County Rebuild | WLDFR | HFTD - Distribution - Tier 2 - 3QU CoRE ¦ 1QU LoRE | 2066 | 0.047613 | 0 | 0 | 0 | 0 |  |  |  |  | 0 | 0 | 0 | 0 | 0 |  | 0 | 0 | 0 | Column23: 0; Column24: 0; Column25: 0; Column26: 0; Column27: 0; Column28: 0; Column29: 0.0012203; Column30: 0.15816; Column31: 0; Column32: 0.15816; Column33: 0.0075304 | WLDFR | HFTD - Distribution - Tier 3 - 4QU CoRE ¦ 1QU LoRE | Non-Red Flag Warning - Catastrophic Fires | 2039 | 6.6876e-10 | 6.6876e-10 | 16832.3912 | 280.5544 | 10192.2718 | 6359.5651 | 0 | 0 | 8.6008e-07 | 1.1257e-05 | 0 | 1.1257e-05 | 1.1257e-05 | 0 | 1.1257e-05 | 0 | 0.00010663 | 0.00023374 | 0 | 0.00023374 | 0 | 9.6213e-10 | 1.1759e-09 | 0 | 1.1759e-09 | [12 empty] | 7.3.3.17.5 (Remote Grid) Updates to grid topology to minimize risk of ignition in HFTDs Remote GridWLDFRContact from objectAggregated | WLDFR | HFTD - Distribution - Tier 2 - 3QU CoRE ¦ 1QU LoRE | Non-Red Flag Warning - Large Fires | Contact from object | Aggregated | 2039 | 9.7411e-06 | 489.6273 | 0.0047695 | 2039 | Mitigation | 0.95 | 45 | 0 | esc | 0.00097009 | 9.4497e-09 | 0.00097009 | 9.4497e-09
[35 empty] | 7.3.3.17.6 Updates to grid topology to minimize risk of ignition in HFTDs Butte County Rebuild | WLDFR | HFTD - Distribution - Tier 2 - 3QU CoRE ¦ 1QU LoRE | 2067 | 0.044499 | 0 | 0 | 0 | 0 |  |  |  |  | 0 | 0 | 0 | 0 | 0 |  | 0 | 0 | 0 | Column23: 0; Column24: 0; Column25: 0; Column26: 0; Column27: 0; Column28: 0; Column29: 0.0012203; Column30: 0.15816; Column31: 0; Column32: 0.15816; Column33: 0.0070377 | WLDFR | HFTD - Distribution - Tier 3 - 4QU CoRE ¦ 1QU LoRE | Non-Red Flag Warning - Catastrophic Fires | 2040 | 6.6876e-10 | 6.6876e-10 | 16832.3912 | 280.5544 | 10192.2718 | 6359.5651 | 0 | 0 | 8.6008e-07 | 1.1257e-05 | 0 | 1.1257e-05 | 1.1257e-05 | 0 | 1.1257e-05 | 0 | 0 | 0.00023374 | 0 | 0.00023374 | 0 | 9.6213e-10 | 1.1759e-09 | 0 | 1.1759e-09 | [12 empty] | 7.3.3.17.5 (Remote Grid) Updates to grid topology to minimize risk of ignition in HFTDs Remote GridWLDFRContact from objectAggregated | WLDFR | HFTD - Distribution - Tier 2 - 3QU CoRE ¦ 1QU LoRE | Non-Red Flag Warning - Large Fires | Contact from object | Aggregated | 2040 | 9.7411e-06 | 489.6273 | 0.0047695 | 2040 | Mitigation | 0.95 | 45 | 0 | esc | 0.00097009 | 9.4497e-09 | 0.00097009 | 9.4497e-09
[35 empty] | 7.3.3.17.6 Updates to grid topology to minimize risk of ignition in HFTDs Butte County Rebuild | WLDFR | HFTD - Distribution - Tier 2 - 3QU CoRE ¦ 1QU LoRE | 2068 | 0.041587 | 0 | 0 | 0 | 0 |  |  |  |  | 0 | 0 | 0 | 0 | 0 |  | 0 | 0 | 0 | Column23: 0; Column24: 0; Column25: 0; Column26: 0; Column27: 0; Column28: 0; Column29: 0.0012203; Column30: 0.16506; Column31: 0; Column32: 0.16506; Column33: 0.0068644 | WLDFR | HFTD - Distribution - Tier 3 - 4QU CoRE ¦ 1QU LoRE | Non-Red Flag Warning - Catastrophic Fires | 2041 | 6.6876e-10 | 6.6876e-10 | 16832.3912 | 280.5544 | 10192.2718 | 6359.5651 | 0 | 0 | 8.6008e-07 | 1.1257e-05 | 0 | 1.1257e-05 | 1.1257e-05 | 0 | 1.1257e-05 | 0 | 0 | 0 | 0 | 0 | 0 | 9.6213e-10 | 1.1759e-09 | 0 | 1.1759e-09 | [12 empty] | 7.3.3.17.5 (Remote Grid) Updates to grid topology to minimize risk of ignition in HFTDs Remote GridWLDFRContact from objectAggregated | WLDFR | HFTD - Distribution - Tier 2 - 3QU CoRE ¦ 1QU LoRE | Non-Red Flag Warning - Large Fires | Contact from object | Aggregated | 2041 | 9.7411e-06 | 489.6273 | 0.0047695 | 2041 | Mitigation | 0.95 | 45 | 0 | esc | 0.00097009 | 9.4497e-09 | 0.00097009 | 9.4497e-09
[35 empty] | 7.3.3.17.6 Updates to grid topology to minimize risk of ignition in HFTDs Butte County Rebuild | WLDFR | HFTD - Distribution - Tier 2 - 3QU CoRE ¦ 1QU LoRE | 2069 | 0.038867 | 0 | 0 | 0 | 0 |  |  |  |  | 0 | 0 | 0 | 0 | 0 |  | 0 | 0 | 0 | Column23: 0; Column24: 0; Column25: 0; Column26: 0; Column27: 0; Column28: 0; Column29: 0.0012203; Column30: 0.16506; Column31: 0; Column32: 0.16506; Column33: 0.0064153 | WLDFR | HFTD - Distribution - Tier 3 - 4QU CoRE ¦ 1QU LoRE | Non-Red Flag Warning - Catastrophic Fires | 2042 | 6.6876e-10 | 6.6876e-10 | 16832.3912 | 280.5544 | 10192.2718 | 6359.5651 | 0 | 0 | 8.6008e-07 | 1.1257e-05 | 0 | 1.1257e-05 | 1.1257e-05 | 0 | 1.1257e-05 | 0 | 5.3473e-05 | 0 | 0 | 0 | 0 | 1.0039e-09 | 1.227e-09 | 0 | 1.227e-09 | [12 empty] | 7.3.3.17.5 (Remote Grid) Updates to grid topology to minimize risk of ignition in HFTDs Remote GridWLDFRContact from objectAggregated | WLDFR | HFTD - Distribution - Tier 2 - 3QU CoRE ¦ 1QU LoRE | Non-Red Flag Warning - Large Fires | Contact from object | Aggregated | 2042 | 9.7411e-06 | 489.6273 | 0.0047695 | 2042 | Mitigation | 0.95 | 45 | 0 | esc | 0.00097009 | 9.4497e-09 | 0.00097009 | 9.4497e-09
[35 empty] | 7.3.3.17.6 Updates to grid topology to minimize risk of ignition in HFTDs Butte County Rebuild | WLDFR | HFTD - Distribution - Tier 2 - 3QU CoRE ¦ 1QU LoRE | 2070 | 0.036324 | 0 | 0 | 0 | 0 |  |  |  |  | 0 | 0 | 0 | 0 | 0 |  | 0 | 0 | 0 | Column23: 0; Column24: 0; Column25: 0; Column26: 0; Column27: 0; Column28: 0; Column29: 0.0012203; Column30: 0.16506; Column31: 0; Column32: 0.16506; Column33: 0.0059956 | WLDFR | HFTD - Distribution - Tier 3 - 4QU CoRE ¦ 1QU LoRE | Non-Red Flag Warning - Catastrophic Fires | 2043 | 6.6876e-10 | 6.6876e-10 | 17672.0852 | 299.42 | 10692.7362 | 6679.929 | 0 | 0 | 8.6008e-07 | 1.1818e-05 | 0 | 1.1818e-05 | 1.1818e-05 | 0 | 1.1818e-05 | 0 | 5.5427e-05 | 0.0001215 | 0 | 0.0001215 | 0 | 1.0039e-09 | 1.227e-09 | 0 | 1.227e-09 | [12 empty] | 7.3.3.17.5 (Remote Grid) Updates to grid topology to minimize risk of ignition in HFTDs Remote GridWLDFRContact from objectAggregated | WLDFR | HFTD - Distribution - Tier 2 - 3QU CoRE ¦ 1QU LoRE | Non-Red Flag Warning - Large Fires | Contact from object | Aggregated | 2043 | 9.7411e-06 | 489.6273 | 0.0047695 | 2043 | Mitigation | 0.95 | 45 | 0 | esc | 0.00097009 | 9.4497e-09 | 0.00097009 | 9.4497e-09
[35 empty] | 7.3.3.17.6 Updates to grid topology to minimize risk of ignition in HFTDs Butte County Rebuild | WLDFR | HFTD - Distribution - Tier 2 - 3QU CoRE ¦ 1QU LoRE | 2071 | 0.033948 | 0 | 0 | 0 | 0 |  |  |  |  | 0 | 0 | 0 | 0 | 0 |  | 0 | 0 | 0 | Column23: 0; Column24: 0; Column25: 0; Column26: 0; Column27: 0; Column28: 0; Column29: 0.0012203; Column30: 0.16506; Column31: 0; Column32: 0.16506; Column33: 0.0056034 | WLDFR | HFTD - Distribution - Tier 3 - 4QU CoRE ¦ 1QU LoRE | Non-Red Flag Warning - Catastrophic Fires | 2044 | 6.6876e-10 | 6.6876e-10 | 17672.0852 | 299.42 | 10692.7362 | 6679.929 | 0 | 0 | 8.6008e-07 | 1.1818e-05 | 0 | 1.1818e-05 | 1.1818e-05 | 0 | 1.1818e-05 | 0 | 5.5427e-05 | 0.0001215 | 0 | 0.0001215 | 0 | 1.0039e-09 | 1.227e-09 | 0 | 1.227e-09 | [12 empty] | 7.3.3.17.5 (Remote Grid) Updates to grid topology to minimize risk of ignition in HFTDs Remote GridWLDFRContact from objectAggregated | WLDFR | HFTD - Distribution - Tier 2 - 3QU CoRE ¦ 1QU LoRE | Non-Red Flag Warning - Large Fires | Contact from object | Aggregated | 2044 | 9.7411e-06 | 489.6273 | 0.0047695 | 2044 | Mitigation | 0.95 | 45 | 0 | esc | 0.00097009 | 9.4497e-09 | 0.00097009 | 9.4497e-09
[35 empty] | 7.3.3.17.6 Updates to grid topology to minimize risk of ignition in HFTDs Butte County Rebuild | WLDFR | HFTD - Distribution - Tier 2 - 3QU CoRE ¦ 1QU LoRE | 2072 | 0.031727 | 0 | 0 | 0 | 0 |  |  |  |  | 0 | 0 | 0 | 0 | 0 |  | 0 | 0 | 0 | Column23: 0; Column24: 0; Column25: 0; Column26: 0; Column27: 0; Column28: 0; Column29: 0.0012203; Column30: 0.16506; Column31: 0; Column32: 0.16506; Column33: 0.0052368 | WLDFR | HFTD - Distribution - Tier 3 - 4QU CoRE ¦ 1QU LoRE | Non-Red Flag Warning - Catastrophic Fires | 2045 | 6.6876e-10 | 6.6876e-10 | 17672.0852 | 299.42 | 10692.7362 | 6679.929 | 0 | 0 | 8.6008e-07 | 1.1818e-05 | 0 | 1.1818e-05 | 1.1818e-05 | 0 | 1.1818e-05 | 0 | 5.5427e-05 | 0.0001215 | 0 | 0.0001215 | 0 | 1.0039e-09 | 1.227e-09 | 0 | 1.227e-09 | [12 empty] | 7.3.3.17.5 (Remote Grid) Updates to grid topology to minimize risk of ignition in HFTDs Remote GridWLDFRContact from objectAggregated | WLDFR | HFTD - Distribution - Tier 2 - 3QU CoRE ¦ 1QU LoRE | Non-Red Flag Warning - Large Fires | Contact from object | Aggregated | 2045 | 9.7411e-06 | 489.6273 | 0.0047695 | 2045 | Mitigation | 0.95 | 45 | 0 | esc | 0.00097009 | 9.4497e-09 | 0.00097009 | 9.4497e-09
[35 empty] | 7.3.3.17.6 Updates to grid topology to minimize risk of ignition in HFTDs Butte County Rebuild | WLDFR | HFTD - Distribution - Tier 2 - 3QU CoRE ¦ 1QU LoRE | 2073 | 0.029651 | 0 | 0 | 0 | 0 |  |  |  |  | 0 | 0 | 0 | 0 | 0 |  | 0 | 0 | 0 | Column23: 0; Column24: 0; Column25: 0; Column26: 0; Column27: 0; Column28: 0; Column29: 0.0012203; Column30: 0.17185; Column31: 0; Column32: 0.17185; Column33: 0.0050955 | WLDFR | HFTD - Distribution - Tier 3 - 4QU CoRE ¦ 1QU LoRE | Non-Red Flag Warning - Catastrophic Fires | 2046 | 6.6876e-10 | 6.6876e-10 | 17672.0852 | 299.42 | 10692.7362 | 6679.929 | 0 | 0 | 8.6008e-07 | 1.1818e-05 | 0 | 1.1818e-05 | 1.1818e-05 | 0 | 1.1818e-05 | 0 | 5.5427e-05 | 0.0001215 | 0 | 0.0001215 | 0 | 1.0039e-09 | 1.227e-09 | 0 | 1.227e-09 | [12 empty] | 7.3.3.17.5 (Remote Grid) Updates to grid topology to minimize risk of ignition in HFTDs Remote GridWLDFRContact from objectAggregated | WLDFR | HFTD - Distribution - Tier 2 - 3QU CoRE ¦ 1QU LoRE | Non-Red Flag Warning - Large Fires | Contact from object | Aggregated | 2046 | 9.7411e-06 | 489.6273 | 0.0047695 | 2046 | Mitigation | 0.95 | 45 | 0 | esc | 0.00097009 | 9.4497e-09 | 0.00097009 | 9.4497e-09
[35 empty] | 7.3.3.17.6 Updates to grid topology to minimize risk of ignition in HFTDs Butte County Rebuild | WLDFR | HFTD - Distribution - Tier 2 - 3QU CoRE ¦ 1QU LoRE | 2074 | 0.027711 | 0 | 0 | 0 | 0 |  |  |  |  | 0 | 0 | 0 | 0 | 0 |  | 0 | 0 | 0 | Column23: 0; Column24: 0; Column25: 0; Column26: 0; Column27: 0; Column28: 0; Column29: 0.0012203; Column30: 0.17185; Column31: 0; Column32: 0.17185; Column33: 0.0047621 | WLDFR | HFTD - Distribution - Tier 3 - 4QU CoRE ¦ 1QU LoRE | Non-Red Flag Warning - Catastrophic Fires | 2047 | 6.6876e-10 | 6.6876e-10 | 17672.0852 | 299.42 | 10692.7362 | 6679.929 | 0 | 0 | 8.6008e-07 | 1.1818e-05 | 0 | 1.1818e-05 | 1.1818e-05 | 0 | 1.1818e-05 | 0 | 5.5427e-05 | 0.0001215 | 0 | 0.0001215 | 0 | 1.0502e-09 | 1.2836e-09 | 0 | 1.2836e-09 | [12 empty] | 7.3.3.17.5 (Remote Grid) Updates to grid topology to minimize risk of ignition in HFTDs Remote GridWLDFRContact from objectAggregated | WLDFR | HFTD - Distribution - Tier 2 - 3QU CoRE ¦ 1QU LoRE | Non-Red Flag Warning - Large Fires | Contact from object | Aggregated | 2047 | 9.7411e-06 | 489.6273 | 0.0047695 | 2047 | Mitigation | 0.95 | 45 | 0 | esc | 0.00097009 | 9.4497e-09 | 0.00097009 | 9.4497e-09
[35 empty] | 7.3.3.17.6 Updates to grid topology to minimize risk of ignition in HFTDs Butte County Rebuild | WLDFR | HFTD - Distribution - Tier 2 - 3QU CoRE ¦ 1QU LoRE | 2075 | 0.025899 | 0 | 0 | 0 | 0 |  |  |  |  | 0 | 0 | 0 | 0 | 0 |  | 0 | 0 | 0 | Column23: 0; Column24: 0; Column25: 0; Column26: 0; Column27: 0; Column28: 0; Column29: 0.0012203; Column30: 0.17185; Column31: 0; Column32: 0.17185; Column33: 0.0044506 | WLDFR | HFTD - Distribution - Tier 3 - 4QU CoRE ¦ 1QU LoRE | Non-Red Flag Warning - Catastrophic Fires | 2048 | 6.6876e-10 | 6.6876e-10 | 18552.3348 | 319.4911 | 11216.5626 | 7016.281 | 0 | 0 | 8.6008e-07 | 1.2407e-05 | 0 | 1.2407e-05 | 1.2407e-05 | 0 | 1.2407e-05 | 0 | 5.7887e-05 | 0.00012689 | 0 | 0.00012689 | 0 | 1.0502e-09 | 1.2836e-09 | 0 | 1.2836e-09 | [12 empty] | 7.3.3.17.5 (Remote Grid) Updates to grid topology to minimize risk of ignition in HFTDs Remote GridWLDFRContact from objectAggregated | WLDFR | HFTD - Distribution - Tier 2 - 3QU CoRE ¦ 1QU LoRE | Non-Red Flag Warning - Large Fires | Contact from object | Aggregated | 2048 | 9.7411e-06 | 489.6273 | 0.0047695 | 2048 | Mitigation | 0.95 | 45 | 0 | esc | 0.00097009 | 9.4497e-09 | 0.00097009 | 9.4497e-09
[35 empty] | 7.3.3.17.6 Updates to grid topology to minimize risk of ignition in HFTDs Butte County Rebuild | WLDFR | HFTD - Distribution - Tier 2 - 3QU CoRE ¦ 1QU LoRE | 2076 | 0.024204 | 0 | 0 | 0 | 0 |  |  |  |  | 0 | 0 | 0 | 0 | 0 |  | 0 | 0 | 0 | Column23: 0; Column24: 0; Column25: 0; Column26: 0; Column27: 0; Column28: 0; Column29: 0.0012203; Column30: 0.17185; Column31: 0; Column32: 0.17185; Column33: 0.0041594 | WLDFR | HFTD - Distribution - Tier 3 - 4QU CoRE ¦ 1QU LoRE | Non-Red Flag Warning - Catastrophic Fires | 2049 | 6.6876e-10 | 6.6876e-10 | 18552.3348 | 319.4911 | 11216.5626 | 7016.281 | 0 | 0 | 8.6008e-07 | 1.2407e-05 | 0 | 1.2407e-05 | 1.2407e-05 | 0 | 1.2407e-05 | 0 | 5.7887e-05 | 0.00012689 | 0 | 0.00012689 | 0 | 1.0502e-09 | 1.2836e-09 | 0 | 1.2836e-09 | [12 empty] | 7.3.3.17.5 (Remote Grid) Updates to grid topology to minimize risk of ignition in HFTDs Remote GridWLDFRContact from objectAggregated | WLDFR | HFTD - Distribution - Tier 2 - 3QU CoRE ¦ 1QU LoRE | Non-Red Flag Warning - Large Fires | Contact from object | Aggregated | 2049 | 9.7411e-06 | 489.6273 | 0.0047695 | 2049 | Mitigation | 0.95 | 45 | 0 | esc | 0.00097009 | 9.4497e-09 | 0.00097009 | 9.4497e-09
[35 empty] | 7.3.3.17.6 Updates to grid topology to minimize risk of ignition in HFTDs Butte County Rebuild | WLDFR | HFTD - Distribution - Tier 2 - 3QU CoRE ¦ 1QU LoRE | 2077 | 0.022621 | 0 | 0 | 0 | 0 |  |  |  |  | 0 | 0 | 0 | 0 | 0 |  | 0 | 0 | 0 | Column23: 0; Column24: 0; Column25: 0; Column26: 0; Column27: 0; Column28: 0; Column29: 0.0012203; Column30: 0.17185; Column31: 0; Column32: 0.17185; Column33: 0.0038873 | WLDFR | HFTD - Distribution - Tier 3 - 4QU CoRE ¦ 1QU LoRE | Non-Red Flag Warning - Catastrophic Fires | 2050 | 6.6876e-10 | 6.6876e-10 | 18552.3348 | 319.4911 | 11216.5626 | 7016.281 | 0 | 0 | 8.6008e-07 | 1.2407e-05 | 0 | 1.2407e-05 | 1.2407e-05 | 0 | 1.2407e-05 | 0 | 5.7887e-05 | 0.00012689 | 0 | 0.00012689 | 0 | 1.0502e-09 | 1.2836e-09 | 0 | 1.2836e-09 | [12 empty] | 7.3.3.17.5 (Remote Grid) Updates to grid topology to minimize risk of ignition in HFTDs Remote GridWLDFRContact from objectAggregated | WLDFR | HFTD - Distribution - Tier 2 - 3QU CoRE ¦ 1QU LoRE | Non-Red Flag Warning - Large Fires | Contact from object | Aggregated | 2050 | 9.7411e-06 | 489.6273 | 0.0047695 | 2050 | Mitigation | 0.95 | 45 | 0 | esc | 0.00097009 | 9.4497e-09 | 0.00097009 | 9.4497e-09
[35 empty] | 7.3.3.17.6 Updates to grid topology to minimize risk of ignition in HFTDs Butte County Rebuild | WLDFR | HFTD - Distribution - Tier 2 - 3QU CoRE ¦ 2QU LoRE | 2023 | 0.87344 | 0 | 0 | 0 | 0 |  |  |  |  | 0 | 0 | 0 | 0 | 0 |  | 0 | 0 | 0 | Column23: 0; Column24: 0; Column25: 0; Column26: 0; Column27: 0; Column28: 0; Column29: 0.0010784; Column30: 0.1138; Column31: 0; Column32: 0.1138; Column33: 0.099397 | WLDFR | HFTD - Distribution - Tier 3 - 4QU CoRE ¦ 1QU LoRE | Non-Red Flag Warning - Catastrophic Fires | 2051 | 6.6876e-10 | 6.6876e-10 | 18552.3348 | 319.4911 | 11216.5626 | 7016.281 | 0 | 0 | 8.6008e-07 | 1.2407e-05 | 0 | 1.2407e-05 | 1.2407e-05 | 0 | 1.2407e-05 | 0 | 5.7887e-05 | 0.00012689 | 0 | 0.00012689 | 0 | 1.0502e-09 | 1.2836e-09 | 0 | 1.2836e-09 | [12 empty] | 7.3.3.17.5 (Remote Grid) Updates to grid topology to minimize risk of ignition in HFTDs Remote GridWLDFRContact from objectAggregated | WLDFR | HFTD - Distribution - Tier 2 - 3QU CoRE ¦ 1QU LoRE | Non-Red Flag Warning - Large Fires | Contact from object | Aggregated | 2051 | 9.7411e-06 | 489.6273 | 0.0047695 | 2051 | Mitigation | 0.95 | 45 | 0 | esc | 0.00097009 | 9.4497e-09 | 0.00097009 | 9.4497e-09
[35 empty] | 7.3.3.17.6 Updates to grid topology to minimize risk of ignition in HFTDs Butte County Rebuild | WLDFR | HFTD - Distribution - Tier 2 - 3QU CoRE ¦ 2QU LoRE | 2024 | 0.8163 | 0 | 0 | 0 | 0 |  |  |  |  | 0 | 0 | 0 | 0 | 0 |  | 0 | 0 | 0 | Column23: 0; Column24: 0; Column25: 0; Column26: 0; Column27: 0; Column28: 0; Column29: 0.0010784; Column30: 0.1138; Column31: 0; Column32: 0.1138; Column33: 0.092894 | WLDFR | HFTD - Distribution - Tier 3 - 4QU CoRE ¦ 1QU LoRE | Non-Red Flag Warning - Catastrophic Fires | 2052 | 6.6876e-10 | 6.6876e-10 | 18552.3348 | 319.4911 | 11216.5626 | 7016.281 | 0 | 0 | 8.6008e-07 | 1.2407e-05 | 0 | 1.2407e-05 | 1.2407e-05 | 0 | 1.2407e-05 | 0 | 5.7887e-05 | 0.00012689 | 0 | 0.00012689 | 0 | 1.1005e-09 | 1.3451e-09 | 0 | 1.3451e-09 | [12 empty] | 7.3.3.17.5 (Remote Grid) Updates to grid topology to minimize risk of ignition in HFTDs Remote GridWLDFRContact from objectAggregated | WLDFR | HFTD - Distribution - Tier 2 - 3QU CoRE ¦ 1QU LoRE | Non-Red Flag Warning - Large Fires | Contact from object | Aggregated | 2052 | 9.7411e-06 | 489.6273 | 0.0047695 | 2052 | Mitigation | 0.95 | 45 | 0 | esc | 0.00097009 | 9.4497e-09 | 0.00097009 | 9.4497e-09
[35 empty] | 7.3.3.17.6 Updates to grid topology to minimize risk of ignition in HFTDs Butte County Rebuild | WLDFR | HFTD - Distribution - Tier 2 - 3QU CoRE ¦ 2QU LoRE | 2025 | 0.7629 | 0 | 0 | 0 | 0 |  |  |  |  | 0 | 0 | 0 | 0 | 0 |  | 0 | 0 | 0 | Column23: 0; Column24: 0; Column25: 0; Column26: 0; Column27: 0; Column28: 0; Column29: 0.0010784; Column30: 0.1138; Column31: 0; Column32: 0.1138; Column33: 0.086817 | WLDFR | HFTD - Distribution - Tier 3 - 4QU CoRE ¦ 1QU LoRE | Non-Red Flag Warning - Catastrophic Fires | 2053 | 6.6876e-10 | 6.6876e-10 | 19462.1283 | 340.5356 | 11757.1413 | 7364.4514 | 0 | 0 | 8.6008e-07 | 1.3016e-05 | 0 | 1.3016e-05 | 1.3016e-05 | 0 | 1.3016e-05 | 0 | 6.0618e-05 | 0.00013288 | 0 | 0.00013288 | 0 | 1.1005e-09 | 1.3451e-09 | 0 | 1.3451e-09 | [12 empty] | 7.3.3.17.5 (Remote Grid) Updates to grid topology to minimize risk of ignition in HFTDs Remote GridWLDFRContact from objectAggregated | WLDFR | HFTD - Distribution - Tier 2 - 3QU CoRE ¦ 1QU LoRE | Non-Red Flag Warning - Large Fires | Contact from object | Aggregated | 2053 | 9.7411e-06 | 489.6273 | 0.0047695 | 2053 | Mitigation | 0.95 | 45 | 0 | esc | 0.00097009 | 9.4497e-09 | 0.00097009 | 9.4497e-09
[35 empty] | 7.3.3.17.6 Updates to grid topology to minimize risk of ignition in HFTDs Butte County Rebuild | WLDFR | HFTD - Distribution - Tier 2 - 3QU CoRE ¦ 2QU LoRE | 2026 | 0.71299 | 0 | 0 | 0 | 0 |  |  |  |  | 0 | 0 | 0 | 0 | 0 |  | 0 | 0 | 0 | Column23: 0; Column24: 0; Column25: 0; Column26: 0; Column27: 0; Column28: 0; Column29: 0.0010784; Column30: 0.1138; Column31: 0; Column32: 0.1138; Column33: 0.081137 | WLDFR | HFTD - Distribution - Tier 3 - 4QU CoRE ¦ 1QU LoRE | Non-Red Flag Warning - Catastrophic Fires | 2054 | 6.6876e-10 | 6.6876e-10 | 19462.1283 | 340.5356 | 11757.1413 | 7364.4514 | 0 | 0 | 8.6008e-07 | 1.3016e-05 | 0 | 1.3016e-05 | 1.3016e-05 | 0 | 1.3016e-05 | 0 | 6.0618e-05 | 0.00013288 | 0 | 0.00013288 | 0 | 1.1005e-09 | 1.3451e-09 | 0 | 1.3451e-09 | [12 empty] | 7.3.3.17.5 (Remote Grid) Updates to grid topology to minimize risk of ignition in HFTDs Remote GridWLDFRContact from objectAggregated | WLDFR | HFTD - Distribution - Tier 2 - 3QU CoRE ¦ 1QU LoRE | Non-Red Flag Warning - Large Fires | Contact from object | Aggregated | 2054 | 9.7411e-06 | 489.6273 | 0.0047695 | 2054 | Mitigation | 0.95 | 45 | 0 | esc | 0.00097009 | 9.4497e-09 | 0.00097009 | 9.4497e-09
[35 empty] | 7.3.3.17.6 Updates to grid topology to minimize risk of ignition in HFTDs Butte County Rebuild | WLDFR | HFTD - Distribution - Tier 2 - 3QU CoRE ¦ 2QU LoRE | 2027 | 0.66634 | 0 | 0 | 0 | 0 |  |  |  |  | 0 | 0 | 0 | 0 | 0 |  | 0 | 0 | 0 | Column23: 0; Column24: 0; Column25: 0; Column26: 0; Column27: 0; Column28: 0; Column29: 0.0010784; Column30: 0.1138; Column31: 0; Column32: 0.1138; Column33: 0.075829 | WLDFR | HFTD - Distribution - Tier 3 - 4QU CoRE ¦ 1QU LoRE | Non-Red Flag Warning - Catastrophic Fires | 2055 | 6.6876e-10 | 6.6876e-10 | 19462.1283 | 340.5356 | 11757.1413 | 7364.4514 | 0 | 0 | 8.6008e-07 | 1.3016e-05 | 0 | 1.3016e-05 | 1.3016e-05 | 0 | 1.3016e-05 | 0 | 6.0618e-05 | 0.00013288 | 0 | 0.00013288 | 0 | 1.1005e-09 | 1.3451e-09 | 0 | 1.3451e-09 | [12 empty] | 7.3.3.17.5 (Remote Grid) Updates to grid topology to minimize risk of ignition in HFTDs Remote GridWLDFRContact from objectAggregated | WLDFR | HFTD - Distribution - Tier 2 - 3QU CoRE ¦ 1QU LoRE | Non-Red Flag Warning - Large Fires | Contact from object | Aggregated | 2055 | 9.7411e-06 | 489.6273 | 0.0047695 | 2055 | Mitigation | 0.95 | 45 | 0 | esc | 0.00097009 | 9.4497e-09 | 0.00097009 | 9.4497e-09
[35 empty] | 7.3.3.17.6 Updates to grid topology to minimize risk of ignition in HFTDs Butte County Rebuild | WLDFR | HFTD - Distribution - Tier 2 - 3QU CoRE ¦ 2QU LoRE | 2028 | 0.62275 | 0 | 0 | 0 | 0 |  |  |  |  | 0 | 0 | 0 | 0 | 0 |  | 0 | 0 | 0 | Column23: 0; Column24: 0; Column25: 0; Column26: 0; Column27: 0; Column28: 0; Column29: 0.0010784; Column30: 0.11887; Column31: 0; Column32: 0.11887; Column33: 0.074025 | WLDFR | HFTD - Distribution - Tier 3 - 4QU CoRE ¦ 1QU LoRE | Non-Red Flag Warning - Catastrophic Fires | 2056 | 6.6876e-10 | 6.6876e-10 | 19462.1283 | 340.5356 | 11757.1413 | 7364.4514 | 0 | 0 | 8.6008e-07 | 1.3016e-05 | 0 | 1.3016e-05 | 1.3016e-05 | 0 | 1.3016e-05 | 0 | 6.0618e-05 | 0.00013288 | 0 | 0.00013288 | 0 | 1.1005e-09 | 1.3451e-09 | 0 | 1.3451e-09 | [12 empty] | 7.3.3.17.5 (Remote Grid) Updates to grid topology to minimize risk of ignition in HFTDs Remote GridWLDFRContact from objectAggregated | WLDFR | HFTD - Distribution - Tier 2 - 3QU CoRE ¦ 1QU LoRE | Non-Red Flag Warning - Large Fires | Contact from object | Aggregated | 2056 | 9.7411e-06 | 489.6273 | 0.0047695 | 2056 | Mitigation | 0.95 | 45 | 0 | esc | 0.00097009 | 9.4497e-09 | 0.00097009 | 9.4497e-09
[35 empty] | 7.3.3.17.6 Updates to grid topology to minimize risk of ignition in HFTDs Butte County Rebuild | WLDFR | HFTD - Distribution - Tier 2 - 3QU CoRE ¦ 2QU LoRE | 2029 | 0.58201 | 0 | 0 | 0 | 0 |  |  |  |  | 0 | 0 | 0 | 0 | 0 |  | 0 | 0 | 0 | Column23: 0; Column24: 0; Column25: 0; Column26: 0; Column27: 0; Column28: 0; Column29: 0.0010784; Column30: 0.11887; Column31: 0; Column32: 0.11887; Column33: 0.069182 | WLDFR | HFTD - Distribution - Tier 3 - 4QU CoRE ¦ 1QU LoRE | Non-Red Flag Warning - Catastrophic Fires | 2057 | 6.6876e-10 | 6.6876e-10 | 19462.1283 | 340.5356 | 11757.1413 | 7364.4514 | 0 | 0 | 8.6008e-07 | 1.3016e-05 | 0 | 1.3016e-05 | 1.3016e-05 | 0 | 1.3016e-05 | 0 | 6.0618e-05 | 0.00013288 | 0 | 0.00013288 | 0 | 1.1541e-09 | 1.4105e-09 | 0 | 1.4105e-09 | [12 empty] | 7.3.3.17.5 (Remote Grid) Updates to grid topology to minimize risk of ignition in HFTDs Remote GridWLDFRContact from objectAggregated | WLDFR | HFTD - Distribution - Tier 2 - 3QU CoRE ¦ 1QU LoRE | Non-Red Flag Warning - Large Fires | Contact from object | Aggregated | 2057 | 9.7411e-06 | 489.6273 | 0.0047695 | 2057 | Mitigation | 0.95 | 45 | 0 | esc | 0.00097009 | 9.4497e-09 | 0.00097009 | 9.4497e-09
[35 empty] | 7.3.3.17.6 Updates to grid topology to minimize risk of ignition in HFTDs Butte County Rebuild | WLDFR | HFTD - Distribution - Tier 2 - 3QU CoRE ¦ 2QU LoRE | 2030 | 0.54393 | 0 | 0 | 0 | 0 |  |  |  |  | 0 | 0 | 0 | 0 | 0 |  | 0 | 0 | 0 | Column23: 0; Column24: 0; Column25: 0; Column26: 0; Column27: 0; Column28: 0; Column29: 0.0010784; Column30: 0.11887; Column31: 0; Column32: 0.11887; Column33: 0.064656 | WLDFR | HFTD - Distribution - Tier 3 - 4QU CoRE ¦ 1QU LoRE | Non-Red Flag Warning - Catastrophic Fires | 2058 | 6.6876e-10 | 6.6876e-10 | 20390.4035 | 362.3049 | 12307.8747 | 7720.2238 | 0 | 0 | 8.6008e-07 | 1.3636e-05 | 0 | 1.3636e-05 | 1.3636e-05 | 0 | 1.3636e-05 | 0 | 6.3581e-05 | 0.00013937 | 0 | 0.00013937 | 0 | 1.1541e-09 | 1.4105e-09 | 0 | 1.4105e-09 | [12 empty] | 7.3.3.17.5 (Remote Grid) Updates to grid topology to minimize risk of ignition in HFTDs Remote GridWLDFRContact from objectAggregated | WLDFR | HFTD - Distribution - Tier 2 - 3QU CoRE ¦ 1QU LoRE | Non-Red Flag Warning - Large Fires | Contact from object | Aggregated | 2058 | 9.7411e-06 | 489.6273 | 0.0047695 | 2058 | Mitigation | 0.95 | 45 | 0 | esc | 0.00097009 | 9.4497e-09 | 0.00097009 | 9.4497e-09
[35 empty] | 7.3.3.17.6 Updates to grid topology to minimize risk of ignition in HFTDs Butte County Rebuild | WLDFR | HFTD - Distribution - Tier 2 - 3QU CoRE ¦ 2QU LoRE | 2031 | 0.50835 | 0 | 0 | 0 | 0 |  |  |  |  | 0 | 0 | 0 | 0 | 0 |  | 0 | 0 | 0 | Column23: 0; Column24: 0; Column25: 0; Column26: 0; Column27: 0; Column28: 0; Column29: 0.0010784; Column30: 0.11887; Column31: 0; Column32: 0.11887; Column33: 0.060426 | WLDFR | HFTD - Distribution - Tier 3 - 4QU CoRE ¦ 1QU LoRE | Non-Red Flag Warning - Catastrophic Fires | 2059 | 6.6876e-10 | 6.6876e-10 | 20390.4035 | 362.3049 | 12307.8747 | 7720.2238 | 0 | 0 | 8.6008e-07 | 1.3636e-05 | 0 | 1.3636e-05 | 1.3636e-05 | 0 | 1.3636e-05 | 0 | 6.3581e-05 | 0.00013937 | 0 | 0.00013937 | 0 | 1.1541e-09 | 1.4105e-09 | 0 | 1.4105e-09 | [12 empty] | 7.3.3.17.5 (Remote Grid) Updates to grid topology to minimize risk of ignition in HFTDs Remote GridWLDFRContact from objectAggregated | WLDFR | HFTD - Distribution - Tier 2 - 3QU CoRE ¦ 1QU LoRE | Non-Red Flag Warning - Large Fires | Contact from object | Aggregated | 2059 | 9.7411e-06 | 489.6273 | 0.0047695 | 2059 | Mitigation | 0.95 | 45 | 0 | esc | 0.00097009 | 9.4497e-09 | 0.00097009 | 9.4497e-09
[35 empty] | 7.3.3.17.6 Updates to grid topology to minimize risk of ignition in HFTDs Butte County Rebuild | WLDFR | HFTD - Distribution - Tier 2 - 3QU CoRE ¦ 2QU LoRE | 2032 | 0.47509 | 0 | 0 | 0 | 0 |  |  |  |  | 0 | 0 | 0 | 0 | 0 |  | 0 | 0 | 0 | Column23: 0; Column24: 0; Column25: 0; Column26: 0; Column27: 0; Column28: 0; Column29: 0.0010784; Column30: 0.11887; Column31: 0; Column32: 0.11887; Column33: 0.056473 | WLDFR | HFTD - Distribution - Tier 3 - 4QU CoRE ¦ 1QU LoRE | Non-Red Flag Warning - Catastrophic Fires | 2060 | 6.6876e-10 | 6.6876e-10 | 20390.4035 | 362.3049 | 12307.8747 | 7720.2238 | 0 | 0 | 8.6008e-07 | 1.3636e-05 | 0 | 1.3636e-05 | 1.3636e-05 | 0 | 1.3636e-05 | 0 | 6.3581e-05 | 0.00013937 | 0 | 0.00013937 | 0 | 1.1541e-09 | 1.4105e-09 | 0 | 1.4105e-09 | [12 empty] | 7.3.3.17.5 (Remote Grid) Updates to grid topology to minimize risk of ignition in HFTDs Remote GridWLDFRContact from objectAggregated | WLDFR | HFTD - Distribution - Tier 2 - 3QU CoRE ¦ 1QU LoRE | Non-Red Flag Warning - Large Fires | Contact from object | Aggregated | 2060 | 9.7411e-06 | 489.6273 | 0.0047695 | 2060 | Mitigation | 0.95 | 45 | 0 | esc | 0.00097009 | 9.4497e-09 | 0.00097009 | 9.4497e-09
[35 empty] | 7.3.3.17.6 Updates to grid topology to minimize risk of ignition in HFTDs Butte County Rebuild | WLDFR | HFTD - Distribution - Tier 2 - 3QU CoRE ¦ 2QU LoRE | 2033 | 0.44401 | 0 | 0 | 0 | 0 |  |  |  |  | 0 | 0 | 0 | 0 | 0 |  | 0 | 0 | 0 | Column23: 0; Column24: 0; Column25: 0; Column26: 0; Column27: 0; Column28: 0; Column29: 0.0010784; Column30: 0.1245; Column31: 0; Column32: 0.1245; Column33: 0.05528 | WLDFR | HFTD - Distribution - Tier 3 - 4QU CoRE ¦ 1QU LoRE | Non-Red Flag Warning - Catastrophic Fires | 2061 | 6.6876e-10 | 6.6876e-10 | 20390.4035 | 362.3049 | 12307.8747 | 7720.2238 | 0 | 0 | 8.6008e-07 | 1.3636e-05 | 0 | 1.3636e-05 | 1.3636e-05 | 0 | 1.3636e-05 | 0 | 6.3581e-05 | 0.00013937 | 0 | 0.00013937 | 0 | 1.1541e-09 | 1.4105e-09 | 0 | 1.4105e-09 | [12 empty] | 7.3.3.17.5 (Remote Grid) Updates to grid topology to minimize risk of ignition in HFTDs Remote GridWLDFRContact from objectAggregated | WLDFR | HFTD - Distribution - Tier 2 - 3QU CoRE ¦ 1QU LoRE | Non-Red Flag Warning - Large Fires | Contact from object | Aggregated | 2061 | 9.7411e-06 | 489.6273 | 0.0047695 | 2061 | Mitigation | 0.95 | 45 | 0 | esc | 0.00097009 | 9.4497e-09 | 0.00097009 | 9.4497e-09
[35 empty] | 7.3.3.17.6 Updates to grid topology to minimize risk of ignition in HFTDs Butte County Rebuild | WLDFR | HFTD - Distribution - Tier 2 - 3QU CoRE ¦ 2QU LoRE | 2034 | 0.41496 | 0 | 0 | 0 | 0 |  |  |  |  | 0 | 0 | 0 | 0 | 0 |  | 0 | 0 | 0 | Column23: 0; Column24: 0; Column25: 0; Column26: 0; Column27: 0; Column28: 0; Column29: 0.0010784; Column30: 0.1245; Column31: 0; Column32: 0.1245; Column33: 0.051663 | WLDFR | HFTD - Distribution - Tier 3 - 4QU CoRE ¦ 1QU LoRE | Non-Red Flag Warning - Catastrophic Fires | 2062 | 6.6876e-10 | 6.6876e-10 | 20390.4035 | 362.3049 | 12307.8747 | 7720.2238 | 0 | 0 | 8.6008e-07 | 1.3636e-05 | 0 | 1.3636e-05 | 1.3636e-05 | 0 | 1.3636e-05 | 0 | 6.3581e-05 | 0.00013937 | 0 | 0.00013937 | 0 | 1.2101e-09 | 1.4791e-09 | 0 | 1.4791e-09 | [12 empty] | 7.3.3.17.5 (Remote Grid) Updates to grid topology to minimize risk of ignition in HFTDs Remote GridWLDFRContact from objectAggregated | WLDFR | HFTD - Distribution - Tier 2 - 3QU CoRE ¦ 1QU LoRE | Non-Red Flag Warning - Large Fires | Contact from object | Aggregated | 2062 | 9.7411e-06 | 489.6273 | 0.0047695 | 2062 | Mitigation | 0.95 | 45 | 0 | esc | 0.00097009 | 9.4497e-09 | 0.00097009 | 9.4497e-09
[35 empty] | 7.3.3.17.6 Updates to grid topology to minimize risk of ignition in HFTDs Butte County Rebuild | WLDFR | HFTD - Distribution - Tier 2 - 3QU CoRE ¦ 2QU LoRE | 2035 | 0.38782 | 0 | 0 | 0 | 0 |  |  |  |  | 0 | 0 | 0 | 0 | 0 |  | 0 | 0 | 0 | Column23: 0; Column24: 0; Column25: 0; Column26: 0; Column27: 0; Column28: 0; Column29: 0.0010784; Column30: 0.1245; Column31: 0; Column32: 0.1245; Column33: 0.048283 | WLDFR | HFTD - Distribution - Tier 3 - 4QU CoRE ¦ 1QU LoRE | Non-Red Flag Warning - Catastrophic Fires | 2063 | 6.6876e-10 | 6.6876e-10 | 21325.9188 | 384.5316 | 12862.0997 | 8079.2876 | 0 | 0 | 8.6008e-07 | 1.4262e-05 | 0 | 1.4262e-05 | 1.4262e-05 | 0 | 1.4262e-05 | 0 | 6.6734e-05 | 0.00014628 | 0 | 0.00014628 | 0 | 1.2101e-09 | 1.4791e-09 | 0 | 1.4791e-09 | [12 empty] | 7.3.3.17.5 (Remote Grid) Updates to grid topology to minimize risk of ignition in HFTDs Remote GridWLDFRContact from objectAggregated | WLDFR | HFTD - Distribution - Tier 2 - 3QU CoRE ¦ 1QU LoRE | Non-Red Flag Warning - Large Fires | Contact from object | Aggregated | 2063 | 9.7411e-06 | 489.6273 | 0.0047695 | 2063 | Mitigation | 0.95 | 45 | 0 | esc | 0.00097009 | 9.4497e-09 | 0.00097009 | 9.4497e-09
[35 empty] | 7.3.3.17.6 Updates to grid topology to minimize risk of ignition in HFTDs Butte County Rebuild | WLDFR | HFTD - Distribution - Tier 2 - 3QU CoRE ¦ 2QU LoRE | 2036 | 0.36245 | 0 | 0 | 0 | 0 |  |  |  |  | 0 | 0 | 0 | 0 | 0 |  | 0 | 0 | 0 | Column23: 0; Column24: 0; Column25: 0; Column26: 0; Column27: 0; Column28: 0; Column29: 0.0010784; Column30: 0.1245; Column31: 0; Column32: 0.1245; Column33: 0.045125 | WLDFR | HFTD - Distribution - Tier 3 - 4QU CoRE ¦ 1QU LoRE | Non-Red Flag Warning - Catastrophic Fires | 2064 | 6.6876e-10 | 6.6876e-10 | 21325.9188 | 384.5316 | 12862.0997 | 8079.2876 | 0 | 0 | 8.6008e-07 | 1.4262e-05 | 0 | 1.4262e-05 | 1.4262e-05 | 0 | 1.4262e-05 | 0 | 6.6734e-05 | 0.00014628 | 0 | 0.00014628 | 0 | 1.2101e-09 | 1.4791e-09 | 0 | 1.4791e-09 | [12 empty] | 7.3.3.17.5 (Remote Grid) Updates to grid topology to minimize risk of ignition in HFTDs Remote GridWLDFRContact from objectAggregated | WLDFR | HFTD - Distribution - Tier 2 - 3QU CoRE ¦ 1QU LoRE | Non-Red Flag Warning - Large Fires | Contact from object | Aggregated | 2064 | 9.7411e-06 | 489.6273 | 0.0047695 | 2064 | Mitigation | 0.95 | 45 | 0 | esc | 0.00097009 | 9.4497e-09 | 0.00097009 | 9.4497e-09
[35 empty] | 7.3.3.17.6 Updates to grid topology to minimize risk of ignition in HFTDs Butte County Rebuild | WLDFR | HFTD - Distribution - Tier 2 - 3QU CoRE ¦ 2QU LoRE | 2037 | 0.33873 | 0 | 0 | 0 | 0 |  |  |  |  | 0 | 0 | 0 | 0 | 0 |  | 0 | 0 | 0 | Column23: 0; Column24: 0; Column25: 0; Column26: 0; Column27: 0; Column28: 0; Column29: 0.0010784; Column30: 0.1245; Column31: 0; Column32: 0.1245; Column33: 0.042172 | WLDFR | HFTD - Distribution - Tier 3 - 4QU CoRE ¦ 1QU LoRE | Non-Red Flag Warning - Catastrophic Fires | 2065 | 6.6876e-10 | 6.6876e-10 | 21325.9188 | 384.5316 | 12862.0997 | 8079.2876 | 0 | 0 | 8.6008e-07 | 1.4262e-05 | 0 | 1.4262e-05 | 1.4262e-05 | 0 | 1.4262e-05 | 0 | 6.6734e-05 | 0.00014628 | 0 | 0.00014628 | 0 | 1.2101e-09 | 1.4791e-09 | 0 | 1.4791e-09 | [12 empty] | 7.3.3.17.5 (Remote Grid) Updates to grid topology to minimize risk of ignition in HFTDs Remote GridWLDFRContact from objectAggregated | WLDFR | HFTD - Distribution - Tier 2 - 3QU CoRE ¦ 1QU LoRE | Non-Red Flag Warning - Large Fires | Contact from object | Aggregated | 2065 | 9.7411e-06 | 489.6273 | 0.0047695 | 2065 | Mitigation | 0.95 | 45 | 0 | esc | 0.00097009 | 9.4497e-09 | 0.00097009 | 9.4497e-09
[35 empty] | 7.3.3.17.6 Updates to grid topology to minimize risk of ignition in HFTDs Butte County Rebuild | WLDFR | HFTD - Distribution - Tier 2 - 3QU CoRE ¦ 2QU LoRE | 2038 | 0.31657 | 0 | 0 | 0 | 0 |  |  |  |  | 0 | 0 | 0 | 0 | 0 |  | 0 | 0 | 0 | Column23: 0; Column24: 0; Column25: 0; Column26: 0; Column27: 0; Column28: 0; Column29: 0.0010784; Column30: 0.13061; Column31: 0; Column32: 0.13061; Column33: 0.041349 | WLDFR | HFTD - Distribution - Tier 3 - 4QU CoRE ¦ 1QU LoRE | Non-Red Flag Warning - Catastrophic Fires | 2066 | 6.6876e-10 | 6.6876e-10 | 21325.9188 | 384.5316 | 12862.0997 | 8079.2876 | 0 | 0 | 8.6008e-07 | 1.4262e-05 | 0 | 1.4262e-05 | 1.4262e-05 | 0 | 1.4262e-05 | 0 | 6.6734e-05 | 0.00014628 | 0 | 0.00014628 | 0 | 1.2101e-09 | 1.4791e-09 | 0 | 1.4791e-09 | [12 empty] | 7.3.3.17.5 (Remote Grid) Updates to grid topology to minimize risk of ignition in HFTDs Remote GridWLDFRContact from objectAggregated | WLDFR | HFTD - Distribution - Tier 2 - 3QU CoRE ¦ 1QU LoRE | Non-Red Flag Warning - Large Fires | Contact from object | Aggregated | 2066 | 9.7411e-06 | 489.6273 | 0.0047695 | 2066 | Mitigation | 0.95 | 45 | 0 | esc | 0.00097009 | 9.4497e-09 | 0.00097009 | 9.4497e-09
[35 empty] | 7.3.3.17.6 Updates to grid topology to minimize risk of ignition in HFTDs Butte County Rebuild | WLDFR | HFTD - Distribution - Tier 2 - 3QU CoRE ¦ 2QU LoRE | 2039 | 0.29586 | 0 | 0 | 0 | 0 |  |  |  |  | 0 | 0 | 0 | 0 | 0 |  | 0 | 0 | 0 | Column23: 0; Column24: 0; Column25: 0; Column26: 0; Column27: 0; Column28: 0; Column29: 0.0010784; Column30: 0.13061; Column31: 0; Column32: 0.13061; Column33: 0.038644 | WLDFR | HFTD - Distribution - Tier 3 - 4QU CoRE ¦ 1QU LoRE | Non-Red Flag Warning - Catastrophic Fires | 2067 | 0 | 6.6876e-10 | 21325.9188 | 384.5316 | 12862.0997 | 8079.2876 | 0 | 0 | 8.6008e-07 | 0 | 0 | 0 | 1.4262e-05 | 0 | 1.4262e-05 | 0 | 6.6734e-05 | 0.00014628 | 0 | 0.00014628 | 0 | 1.2681e-09 | 1.5499e-09 | 0 | 1.5499e-09 | [12 empty] | 7.3.3.17.5 (Remote Grid) Updates to grid topology to minimize risk of ignition in HFTDs Remote GridWLDFRContact from objectAggregated | WLDFR | HFTD - Distribution - Tier 2 - 3QU CoRE ¦ 1QU LoRE | Non-Red Flag Warning - Large Fires | Contact from object | Aggregated | 2067 | 9.7411e-06 | 489.6273 | 0.0047695 | 2067 | Mitigation | 0.95 | 45 | 0 | esc | 0 | 0 | 0.00097009 | 9.4497e-09
[35 empty] | 7.3.3.17.6 Updates to grid topology to minimize risk of ignition in HFTDs Butte County Rebuild | WLDFR | HFTD - Distribution - Tier 2 - 3QU CoRE ¦ 2QU LoRE | 2040 | 0.27651 | 0 | 0 | 0 | 0 |  |  |  |  | 0 | 0 | 0 | 0 | 0 |  | 0 | 0 | 0 | Column23: 0; Column24: 0; Column25: 0; Column26: 0; Column27: 0; Column28: 0; Column29: 0.0010784; Column30: 0.13061; Column31: 0; Column32: 0.13061; Column33: 0.036116 | WLDFR | HFTD - Distribution - Tier 3 - 4QU CoRE ¦ 1QU LoRE | Non-Red Flag Warning - Destructive Fires | 2022 | 8.4898e-10 | 0 | 8807.9522 | 222.2294 | 8585.7228 | 0 | 0 | 0 | 1.0034e-06 | 7.4777e-06 | 0 | 7.4777e-06 | 0 | 0 | 0 | 0 | 7.0036e-05 | 0.00015352 | 0 | 0.00015352 | 0 | 1.2681e-09 | 1.5499e-09 | 0 | 1.5499e-09 | [12 empty] | 7.3.3.17.5 (Remote Grid) Updates to grid topology to minimize risk of ignition in HFTDs Remote GridWLDFRContaminationAggregated | WLDFR | HFTD - Distribution - Tier 2 - 3QU CoRE ¦ 1QU LoRE | Non-Red Flag Warning - Large Fires | Contamination | Aggregated | 2022 | 1.5783e-07 | 489.6273 | 7.728e-05 | 2022 | Mitigation | 0.95 | 45 | 0 | esc | 0.00097009 | 1.5311e-10 | 0 | 0
[35 empty] | 7.3.3.17.6 Updates to grid topology to minimize risk of ignition in HFTDs Butte County Rebuild | WLDFR | HFTD - Distribution - Tier 2 - 3QU CoRE ¦ 2QU LoRE | 2041 | 0.25842 | 0 | 0 | 0 | 0 |  |  |  |  | 0 | 0 | 0 | 0 | 0 |  | 0 | 0 | 0 | Column23: 0; Column24: 0; Column25: 0; Column26: 0; Column27: 0; Column28: 0; Column29: 0.0010784; Column30: 0.13061; Column31: 0; Column32: 0.13061; Column33: 0.033753 | WLDFR | HFTD - Distribution - Tier 3 - 4QU CoRE ¦ 1QU LoRE | Non-Red Flag Warning - Destructive Fires | 2023 | 8.4898e-10 | 8.4898e-10 | 9129.7461 | 233.2301 | 8896.516 | 0 | 0 | 0 | 1.0034e-06 | 7.7509e-06 | 0 | 7.7509e-06 | 7.7509e-06 | 0 | 7.7509e-06 | 0 | 7.0036e-05 | 0.00015352 | 0 | 0.00015352 | 0 | 1.2681e-09 | 1.5499e-09 | 0 | 1.5499e-09 | [12 empty] | 7.3.3.17.5 (Remote Grid) Updates to grid topology to minimize risk of ignition in HFTDs Remote GridWLDFRContaminationAggregated | WLDFR | HFTD - Distribution - Tier 2 - 3QU CoRE ¦ 1QU LoRE | Non-Red Flag Warning - Large Fires | Contamination | Aggregated | 2023 | 1.5783e-07 | 489.6273 | 7.728e-05 | 2023 | Mitigation | 0.95 | 45 | 0 | esc | 0.00097009 | 1.5311e-10 | 0.00097009 | 1.5311e-10
[35 empty] | 7.3.3.17.6 Updates to grid topology to minimize risk of ignition in HFTDs Butte County Rebuild | WLDFR | HFTD - Distribution - Tier 2 - 3QU CoRE ¦ 2QU LoRE | 2042 | 0.24151 | 0 | 0 | 0 | 0 |  |  |  |  | 0 | 0 | 0 | 0 | 0 |  | 0 | 0 | 0 | Column23: 0; Column24: 0; Column25: 0; Column26: 0; Column27: 0; Column28: 0; Column29: 0.0010784; Column30: 0.13061; Column31: 0; Column32: 0.13061; Column33: 0.031545 | WLDFR | HFTD - Distribution - Tier 3 - 4QU CoRE ¦ 1QU LoRE | Non-Red Flag Warning - Destructive Fires | 2024 | 8.4898e-10 | 8.4898e-10 | 9129.7461 | 233.2301 | 8896.516 | 0 | 0 | 0 | 1.0034e-06 | 7.7509e-06 | 0 | 7.7509e-06 | 7.7509e-06 | 0 | 7.7509e-06 | 0 | 7.0036e-05 | 0.00015352 | 0 | 0.00015352 | 0 | 1.2681e-09 | 1.5499e-09 | 0 | 1.5499e-09 | [12 empty] | 7.3.3.17.5 (Remote Grid) Updates to grid topology to minimize risk of ignition in HFTDs Remote GridWLDFRContaminationAggregated | WLDFR | HFTD - Distribution - Tier 2 - 3QU CoRE ¦ 1QU LoRE | Non-Red Flag Warning - Large Fires | Contamination | Aggregated | 2024 | 1.5783e-07 | 489.6273 | 7.728e-05 | 2024 | Mitigation | 0.95 | 45 | 0 | esc | 0.00097009 | 1.5311e-10 | 0.00097009 | 1.5311e-10
[35 empty] | 7.3.3.17.6 Updates to grid topology to minimize risk of ignition in HFTDs Butte County Rebuild | WLDFR | HFTD - Distribution - Tier 2 - 3QU CoRE ¦ 2QU LoRE | 2043 | 0.22571 | 0 | 0 | 0 | 0 |  |  |  |  | 0 | 0 | 0 | 0 | 0 |  | 0 | 0 | 0 | Column23: 0; Column24: 0; Column25: 0; Column26: 0; Column27: 0; Column28: 0; Column29: 0.0010784; Column30: 0.13713; Column31: 0; Column32: 0.13713; Column33: 0.030951 | WLDFR | HFTD - Distribution - Tier 3 - 4QU CoRE ¦ 1QU LoRE | Non-Red Flag Warning - Destructive Fires | 2025 | 8.4898e-10 | 8.4898e-10 | 9129.7461 | 233.2301 | 8896.516 | 0 | 0 | 0 | 1.0034e-06 | 7.7509e-06 | 0 | 7.7509e-06 | 7.7509e-06 | 0 | 7.7509e-06 | 0 | 7.0036e-05 | 0.00015352 | 0 | 0.00015352 | 0 | 1.2681e-09 | 1.5499e-09 | 0 | 1.5499e-09 | [12 empty] | 7.3.3.17.5 (Remote Grid) Updates to grid topology to minimize risk of ignition in HFTDs Remote GridWLDFRContaminationAggregated | WLDFR | HFTD - Distribution - Tier 2 - 3QU CoRE ¦ 1QU LoRE | Non-Red Flag Warning - Large Fires | Contamination | Aggregated | 2025 | 1.5783e-07 | 489.6273 | 7.728e-05 | 2025 | Mitigation | 0.95 | 45 | 0 | esc | 0.00097009 | 1.5311e-10 | 0.00097009 | 1.5311e-10
[35 empty] | 7.3.3.17.6 Updates to grid topology to minimize risk of ignition in HFTDs Butte County Rebuild | WLDFR | HFTD - Distribution - Tier 2 - 3QU CoRE ¦ 2QU LoRE | 2044 | 0.21095 | 0 | 0 | 0 | 0 |  |  |  |  | 0 | 0 | 0 | 0 | 0 |  | 0 | 0 | 0 | Column23: 0; Column24: 0; Column25: 0; Column26: 0; Column27: 0; Column28: 0; Column29: 0.0010784; Column30: 0.13713; Column31: 0; Column32: 0.13713; Column33: 0.028926 | WLDFR | HFTD - Distribution - Tier 3 - 4QU CoRE ¦ 1QU LoRE | Non-Red Flag Warning - Destructive Fires | 2026 | 8.4898e-10 | 8.4898e-10 | 9129.7461 | 233.2301 | 8896.516 | 0 | 0 | 0 | 1.0034e-06 | 7.7509e-06 | 0 | 7.7509e-06 | 7.7509e-06 | 0 | 7.7509e-06 | 0 | 7.0036e-05 | 0.00015352 | 0 | 0.00015352 | 0 | 1.3272e-09 | 1.6221e-09 | 0 | 1.6221e-09 | [12 empty] | 7.3.3.17.5 (Remote Grid) Updates to grid topology to minimize risk of ignition in HFTDs Remote GridWLDFRContaminationAggregated | WLDFR | HFTD - Distribution - Tier 2 - 3QU CoRE ¦ 1QU LoRE | Non-Red Flag Warning - Large Fires | Contamination | Aggregated | 2026 | 1.5783e-07 | 489.6273 | 7.728e-05 | 2026 | Mitigation | 0.95 | 45 | 0 | esc | 0.00097009 | 1.5311e-10 | 0.00097009 | 1.5311e-10
[35 empty] | 7.3.3.17.6 Updates to grid topology to minimize risk of ignition in HFTDs Butte County Rebuild | WLDFR | HFTD - Distribution - Tier 2 - 3QU CoRE ¦ 2QU LoRE | 2045 | 0.19715 | 0 | 0 | 0 | 0 |  |  |  |  | 0 | 0 | 0 | 0 | 0 |  | 0 | 0 | 0 | Column23: 0; Column24: 0; Column25: 0; Column26: 0; Column27: 0; Column28: 0; Column29: 0.0010784; Column30: 0.13713; Column31: 0; Column32: 0.13713; Column33: 0.027034 | WLDFR | HFTD - Distribution - Tier 3 - 4QU CoRE ¦ 1QU LoRE | Non-Red Flag Warning - Destructive Fires | 2027 | 8.4898e-10 | 8.4898e-10 | 9129.7461 | 233.2301 | 8896.516 | 0 | 0 | 0 | 1.0034e-06 | 7.7509e-06 | 0 | 7.7509e-06 | 7.7509e-06 | 0 | 7.7509e-06 | 0 | 7.3445e-05 | 0.00016099 | 0 | 0.00016099 | 0 | 1.3272e-09 | 1.6221e-09 | 0 | 1.6221e-09 | [12 empty] | 7.3.3.17.5 (Remote Grid) Updates to grid topology to minimize risk of ignition in HFTDs Remote GridWLDFRContaminationAggregated | WLDFR | HFTD - Distribution - Tier 2 - 3QU CoRE ¦ 1QU LoRE | Non-Red Flag Warning - Large Fires | Contamination | Aggregated | 2027 | 1.5783e-07 | 489.6273 | 7.728e-05 | 2027 | Mitigation | 0.95 | 45 | 0 | esc | 0.00097009 | 1.5311e-10 | 0.00097009 | 1.5311e-10
[35 empty] | 7.3.3.17.6 Updates to grid topology to minimize risk of ignition in HFTDs Butte County Rebuild | WLDFR | HFTD - Distribution - Tier 2 - 3QU CoRE ¦ 2QU LoRE | 2046 | 0.18425 | 0 | 0 | 0 | 0 |  |  |  |  | 0 | 0 | 0 | 0 | 0 |  | 0 | 0 | 0 | Column23: 0; Column24: 0; Column25: 0; Column26: 0; Column27: 0; Column28: 0; Column29: 0.0010784; Column30: 0.13713; Column31: 0; Column32: 0.13713; Column33: 0.025265 | WLDFR | HFTD - Distribution - Tier 3 - 4QU CoRE ¦ 1QU LoRE | Non-Red Flag Warning - Destructive Fires | 2028 | 8.4898e-10 | 8.4898e-10 | 9534.9221 | 247.273 | 9287.6491 | 0 | 0 | 0 | 1.0034e-06 | 8.0949e-06 | 0 | 8.0949e-06 | 8.0949e-06 | 0 | 8.0949e-06 | 0 | 7.3445e-05 | 0.00016099 | 0 | 0.00016099 | 0 | 1.3272e-09 | 1.6221e-09 | 0 | 1.6221e-09 | [12 empty] | 7.3.3.17.5 (Remote Grid) Updates to grid topology to minimize risk of ignition in HFTDs Remote GridWLDFRContaminationAggregated | WLDFR | HFTD - Distribution - Tier 2 - 3QU CoRE ¦ 1QU LoRE | Non-Red Flag Warning - Large Fires | Contamination | Aggregated | 2028 | 1.5783e-07 | 489.6273 | 7.728e-05 | 2028 | Mitigation | 0.95 | 45 | 0 | esc | 0.00097009 | 1.5311e-10 | 0.00097009 | 1.5311e-10
[35 empty] | 7.3.3.17.6 Updates to grid topology to minimize risk of ignition in HFTDs Butte County Rebuild | WLDFR | HFTD - Distribution - Tier 2 - 3QU CoRE ¦ 2QU LoRE | 2047 | 0.1722 | 0 | 0 | 0 | 0 |  |  |  |  | 0 | 0 | 0 | 0 | 0 |  | 0 | 0 | 0 | Column23: 0; Column24: 0; Column25: 0; Column26: 0; Column27: 0; Column28: 0; Column29: 0.0010784; Column30: 0.13713; Column31: 0; Column32: 0.13713; Column33: 0.023613 | WLDFR | HFTD - Distribution - Tier 3 - 4QU CoRE ¦ 1QU LoRE | Non-Red Flag Warning - Destructive Fires | 2029 | 8.4898e-10 | 8.4898e-10 | 9534.9221 | 247.273 | 9287.6491 | 0 | 0 | 0 | 1.0034e-06 | 8.0949e-06 | 0 | 8.0949e-06 | 8.0949e-06 | 0 | 8.0949e-06 | 0 | 7.3445e-05 | 0.00016099 | 0 | 0.00016099 | 0 | 1.3272e-09 | 1.6221e-09 | 0 | 1.6221e-09 | [12 empty] | 7.3.3.17.5 (Remote Grid) Updates to grid topology to minimize risk of ignition in HFTDs Remote GridWLDFRContaminationAggregated | WLDFR | HFTD - Distribution - Tier 2 - 3QU CoRE ¦ 1QU LoRE | Non-Red Flag Warning - Large Fires | Contamination | Aggregated | 2029 | 1.5783e-07 | 489.6273 | 7.728e-05 | 2029 | Mitigation | 0.95 | 45 | 0 | esc | 0.00097009 | 1.5311e-10 | 0.00097009 | 1.5311e-10
[35 empty] | 7.3.3.17.6 Updates to grid topology to minimize risk of ignition in HFTDs Butte County Rebuild | WLDFR | HFTD - Distribution - Tier 2 - 3QU CoRE ¦ 2QU LoRE | 2048 | 0.16093 | 0 | 0 | 0 | 0 |  |  |  |  | 0 | 0 | 0 | 0 | 0 |  | 0 | 0 | 0 | Column23: 0; Column24: 0; Column25: 0; Column26: 0; Column27: 0; Column28: 0; Column29: 0.0010784; Column30: 0.14395; Column31: 0; Column32: 0.14395; Column33: 0.023166 | WLDFR | HFTD - Distribution - Tier 3 - 4QU CoRE ¦ 1QU LoRE | Non-Red Flag Warning - Destructive Fires | 2030 | 8.4898e-10 | 8.4898e-10 | 9534.9221 | 247.273 | 9287.6491 | 0 | 0 | 0 | 1.0034e-06 | 8.0949e-06 | 0 | 8.0949e-06 | 8.0949e-06 | 0 | 8.0949e-06 | 0 | 7.3445e-05 | 0.00016099 | 0 | 0.00016099 | 0 | 1.3272e-09 | 1.6221e-09 | 0 | 1.6221e-09 | [12 empty] | 7.3.3.17.5 (Remote Grid) Updates to grid topology to minimize risk of ignition in HFTDs Remote GridWLDFRContaminationAggregated | WLDFR | HFTD - Distribution - Tier 2 - 3QU CoRE ¦ 1QU LoRE | Non-Red Flag Warning - Large Fires | Contamination | Aggregated | 2030 | 1.5783e-07 | 489.6273 | 7.728e-05 | 2030 | Mitigation | 0.95 | 45 | 0 | esc | 0.00097009 | 1.5311e-10 | 0.00097009 | 1.5311e-10
[35 empty] | 7.3.3.17.6 Updates to grid topology to minimize risk of ignition in HFTDs Butte County Rebuild | WLDFR | HFTD - Distribution - Tier 2 - 3QU CoRE ¦ 2QU LoRE | 2049 | 0.1504 | 0 | 0 | 0 | 0 |  |  |  |  | 0 | 0 | 0 | 0 | 0 |  | 0 | 0 | 0 | Column23: 0; Column24: 0; Column25: 0; Column26: 0; Column27: 0; Column28: 0; Column29: 0.0010784; Column30: 0.14395; Column31: 0; Column32: 0.14395; Column33: 0.021651 | WLDFR | HFTD - Distribution - Tier 3 - 4QU CoRE ¦ 1QU LoRE | Non-Red Flag Warning - Destructive Fires | 2031 | 8.4898e-10 | 8.4898e-10 | 9534.9221 | 247.273 | 9287.6491 | 0 | 0 | 0 | 1.0034e-06 | 8.0949e-06 | 0 | 8.0949e-06 | 8.0949e-06 | 0 | 8.0949e-06 | 0 | 7.3445e-05 | 0.00016099 | 0 | 0.00016099 | 0 | 1.3867e-09 | 1.6948e-09 | 0 | 1.6948e-09 | [12 empty] | 7.3.3.17.5 (Remote Grid) Updates to grid topology to minimize risk of ignition in HFTDs Remote GridWLDFRContaminationAggregated | WLDFR | HFTD - Distribution - Tier 2 - 3QU CoRE ¦ 1QU LoRE | Non-Red Flag Warning - Large Fires | Contamination | Aggregated | 2031 | 1.5783e-07 | 489.6273 | 7.728e-05 | 2031 | Mitigation | 0.95 | 45 | 0 | esc | 0.00097009 | 1.5311e-10 | 0.00097009 | 1.5311e-10
[35 empty] | 7.3.3.17.6 Updates to grid topology to minimize risk of ignition in HFTDs Butte County Rebuild | WLDFR | HFTD - Distribution - Tier 2 - 3QU CoRE ¦ 2QU LoRE | 2050 | 0.14056 | 0 | 0 | 0 | 0 |  |  |  |  | 0 | 0 | 0 | 0 | 0 |  | 0 | 0 | 0 | Column23: 0; Column24: 0; Column25: 0; Column26: 0; Column27: 0; Column28: 0; Column29: 0.0010784; Column30: 0.14395; Column31: 0; Column32: 0.14395; Column33: 0.020234 | WLDFR | HFTD - Distribution - Tier 3 - 4QU CoRE ¦ 1QU LoRE | Non-Red Flag Warning - Destructive Fires | 2032 | 8.4898e-10 | 8.4898e-10 | 9534.9221 | 247.273 | 9287.6491 | 0 | 0 | 0 | 1.0034e-06 | 8.0949e-06 | 0 | 8.0949e-06 | 8.0949e-06 | 0 | 8.0949e-06 | 0 | 7.6921e-05 | 0.00016861 | 0 | 0.00016861 | 0 | 1.3867e-09 | 1.6948e-09 | 0 | 1.6948e-09 | [12 empty] | 7.3.3.17.5 (Remote Grid) Updates to grid topology to minimize risk of ignition in HFTDs Remote GridWLDFRContaminationAggregated | WLDFR | HFTD - Distribution - Tier 2 - 3QU CoRE ¦ 1QU LoRE | Non-Red Flag Warning - Large Fires | Contamination | Aggregated | 2032 | 1.5783e-07 | 489.6273 | 7.728e-05 | 2032 | Mitigation | 0.95 | 45 | 0 | esc | 0.00097009 | 1.5311e-10 | 0.00097009 | 1.5311e-10
[35 empty] | 7.3.3.17.6 Updates to grid topology to minimize risk of ignition in HFTDs Butte County Rebuild | WLDFR | HFTD - Distribution - Tier 2 - 3QU CoRE ¦ 2QU LoRE | 2051 | 0.13137 | 0 | 0 | 0 | 0 |  |  |  |  | 0 | 0 | 0 | 0 | 0 |  | 0 | 0 | 0 | Column23: 0; Column24: 0; Column25: 0; Column26: 0; Column27: 0; Column28: 0; Column29: 0.0010784; Column30: 0.14395; Column31: 0; Column32: 0.14395; Column33: 0.018911 | WLDFR | HFTD - Distribution - Tier 3 - 4QU CoRE ¦ 1QU LoRE | Non-Red Flag Warning - Destructive Fires | 2033 | 8.4898e-10 | 8.4898e-10 | 9984.8474 | 263.1074 | 9721.74 | 0 | 0 | 0 | 1.0034e-06 | 8.4769e-06 | 0 | 8.4769e-06 | 8.4769e-06 | 0 | 8.4769e-06 | 0 | 7.6921e-05 | 0.00016861 | 0 | 0.00016861 | 0 | 1.3867e-09 | 1.6948e-09 | 0 | 1.6948e-09 | [12 empty] | 7.3.3.17.5 (Remote Grid) Updates to grid topology to minimize risk of ignition in HFTDs Remote GridWLDFRContaminationAggregated | WLDFR | HFTD - Distribution - Tier 2 - 3QU CoRE ¦ 1QU LoRE | Non-Red Flag Warning - Large Fires | Contamination | Aggregated | 2033 | 1.5783e-07 | 489.6273 | 7.728e-05 | 2033 | Mitigation | 0.95 | 45 | 0 | esc | 0.00097009 | 1.5311e-10 | 0.00097009 | 1.5311e-10
[35 empty] | 7.3.3.17.6 Updates to grid topology to minimize risk of ignition in HFTDs Butte County Rebuild | WLDFR | HFTD - Distribution - Tier 2 - 3QU CoRE ¦ 2QU LoRE | 2052 | 0.12277 | 0 | 0 | 0 | 0 |  |  |  |  | 0 | 0 | 0 | 0 | 0 |  | 0 | 0 | 0 | Column23: 0; Column24: 0; Column25: 0; Column26: 0; Column27: 0; Column28: 0; Column29: 0.0010784; Column30: 0.14395; Column31: 0; Column32: 0.14395; Column33: 0.017673 | WLDFR | HFTD - Distribution - Tier 3 - 4QU CoRE ¦ 1QU LoRE | Non-Red Flag Warning - Destructive Fires | 2034 | 8.4898e-10 | 8.4898e-10 | 9984.8474 | 263.1074 | 9721.74 | 0 | 0 | 0 | 1.0034e-06 | 8.4769e-06 | 0 | 8.4769e-06 | 8.4769e-06 | 0 | 8.4769e-06 | 0 | 7.6921e-05 | 0.00016861 | 0 | 0.00016861 | 0 | 1.3867e-09 | 1.6948e-09 | 0 | 1.6948e-09 | [12 empty] | 7.3.3.17.5 (Remote Grid) Updates to grid topology to minimize risk of ignition in HFTDs Remote GridWLDFRContaminationAggregated | WLDFR | HFTD - Distribution - Tier 2 - 3QU CoRE ¦ 1QU LoRE | Non-Red Flag Warning - Large Fires | Contamination | Aggregated | 2034 | 1.5783e-07 | 489.6273 | 7.728e-05 | 2034 | Mitigation | 0.95 | 45 | 0 | esc | 0.00097009 | 1.5311e-10 | 0.00097009 | 1.5311e-10
[35 empty] | 7.3.3.17.6 Updates to grid topology to minimize risk of ignition in HFTDs Butte County Rebuild | WLDFR | HFTD - Distribution - Tier 2 - 3QU CoRE ¦ 2QU LoRE | 2053 | 0.11474 | 0 | 0 | 0 | 0 |  |  |  |  | 0 | 0 | 0 | 0 | 0 |  | 0 | 0 | 0 | Column23: 0; Column24: 0; Column25: 0; Column26: 0; Column27: 0; Column28: 0; Column29: 0.0010784; Column30: 0.15101; Column31: 0; Column32: 0.15101; Column33: 0.017327 | WLDFR | HFTD - Distribution - Tier 3 - 4QU CoRE ¦ 1QU LoRE | Non-Red Flag Warning - Destructive Fires | 2035 | 8.4898e-10 | 8.4898e-10 | 9984.8474 | 263.1074 | 9721.74 | 0 | 0 | 0 | 1.0034e-06 | 8.4769e-06 | 0 | 8.4769e-06 | 8.4769e-06 | 0 | 8.4769e-06 | 0 | 7.6921e-05 | 0.00016861 | 0 | 0.00016861 | 0 | 1.3867e-09 | 1.6948e-09 | 0 | 1.6948e-09 | [12 empty] | 7.3.3.17.5 (Remote Grid) Updates to grid topology to minimize risk of ignition in HFTDs Remote GridWLDFRContaminationAggregated | WLDFR | HFTD - Distribution - Tier 2 - 3QU CoRE ¦ 1QU LoRE | Non-Red Flag Warning - Large Fires | Contamination | Aggregated | 2035 | 1.5783e-07 | 489.6273 | 7.728e-05 | 2035 | Mitigation | 0.95 | 45 | 0 | esc | 0.00097009 | 1.5311e-10 | 0.00097009 | 1.5311e-10
[35 empty] | 7.3.3.17.6 Updates to grid topology to minimize risk of ignition in HFTDs Butte County Rebuild | WLDFR | HFTD - Distribution - Tier 2 - 3QU CoRE ¦ 2QU LoRE | 2054 | 0.10723 | 0 | 0 | 0 | 0 |  |  |  |  | 0 | 0 | 0 | 0 | 0 |  | 0 | 0 | 0 | Column23: 0; Column24: 0; Column25: 0; Column26: 0; Column27: 0; Column28: 0; Column29: 0.0010784; Column30: 0.15101; Column31: 0; Column32: 0.15101; Column33: 0.016193 | WLDFR | HFTD - Distribution - Tier 3 - 4QU CoRE ¦ 1QU LoRE | Non-Red Flag Warning - Destructive Fires | 2036 | 8.4898e-10 | 8.4898e-10 | 9984.8474 | 263.1074 | 9721.74 | 0 | 0 | 0 | 1.0034e-06 | 8.4769e-06 | 0 | 8.4769e-06 | 8.4769e-06 | 0 | 8.4769e-06 | 0 | 7.6921e-05 | 0.00016861 | 0 | 0.00016861 | 0 | 1.4459e-09 | 1.7672e-09 | 0 | 1.7672e-09 | [12 empty] | 7.3.3.17.5 (Remote Grid) Updates to grid topology to minimize risk of ignition in HFTDs Remote GridWLDFRContaminationAggregated | WLDFR | HFTD - Distribution - Tier 2 - 3QU CoRE ¦ 1QU LoRE | Non-Red Flag Warning - Large Fires | Contamination | Aggregated | 2036 | 1.5783e-07 | 489.6273 | 7.728e-05 | 2036 | Mitigation | 0.95 | 45 | 0 | esc | 0.00097009 | 1.5311e-10 | 0.00097009 | 1.5311e-10
[35 empty] | 7.3.3.17.6 Updates to grid topology to minimize risk of ignition in HFTDs Butte County Rebuild | WLDFR | HFTD - Distribution - Tier 2 - 3QU CoRE ¦ 2QU LoRE | 2055 | 0.10022 | 0 | 0 | 0 | 0 |  |  |  |  | 0 | 0 | 0 | 0 | 0 |  | 0 | 0 | 0 | Column23: 0; Column24: 0; Column25: 0; Column26: 0; Column27: 0; Column28: 0; Column29: 0.0010784; Column30: 0.15101; Column31: 0; Column32: 0.15101; Column33: 0.015134 | WLDFR | HFTD - Distribution - Tier 3 - 4QU CoRE ¦ 1QU LoRE | Non-Red Flag Warning - Destructive Fires | 2037 | 8.4898e-10 | 8.4898e-10 | 9984.8474 | 263.1074 | 9721.74 | 0 | 0 | 0 | 1.0034e-06 | 8.4769e-06 | 0 | 8.4769e-06 | 8.4769e-06 | 0 | 8.4769e-06 | 0 | 8.0421e-05 | 0.00017628 | 0 | 0.00017628 | 0 | 1.4459e-09 | 1.7672e-09 | 0 | 1.7672e-09 | [12 empty] | 7.3.3.17.5 (Remote Grid) Updates to grid topology to minimize risk of ignition in HFTDs Remote GridWLDFRContaminationAggregated | WLDFR | HFTD - Distribution - Tier 2 - 3QU CoRE ¦ 1QU LoRE | Non-Red Flag Warning - Large Fires | Contamination | Aggregated | 2037 | 1.5783e-07 | 489.6273 | 7.728e-05 | 2037 | Mitigation | 0.95 | 45 | 0 | esc | 0.00097009 | 1.5311e-10 | 0.00097009 | 1.5311e-10
[35 empty] | 7.3.3.17.6 Updates to grid topology to minimize risk of ignition in HFTDs Butte County Rebuild | WLDFR | HFTD - Distribution - Tier 2 - 3QU CoRE ¦ 2QU LoRE | 2056 | 0.093663 | 0 | 0 | 0 | 0 |  |  |  |  | 0 | 0 | 0 | 0 | 0 |  | 0 | 0 | 0 | Column23: 0; Column24: 0; Column25: 0; Column26: 0; Column27: 0; Column28: 0; Column29: 0.0010784; Column30: 0.15101; Column31: 0; Column32: 0.15101; Column33: 0.014144 | WLDFR | HFTD - Distribution - Tier 3 - 4QU CoRE ¦ 1QU LoRE | Non-Red Flag Warning - Destructive Fires | 2038 | 8.4898e-10 | 8.4898e-10 | 10472.8261 | 280.5544 | 10192.2718 | 0 | 0 | 0 | 1.0034e-06 | 8.8912e-06 | 0 | 8.8912e-06 | 8.8912e-06 | 0 | 8.8912e-06 | 0 | 8.0421e-05 | 0.00017628 | 0 | 0.00017628 | 0 | 1.4459e-09 | 1.7672e-09 | 0 | 1.7672e-09 | [12 empty] | 7.3.3.17.5 (Remote Grid) Updates to grid topology to minimize risk of ignition in HFTDs Remote GridWLDFRContaminationAggregated | WLDFR | HFTD - Distribution - Tier 2 - 3QU CoRE ¦ 1QU LoRE | Non-Red Flag Warning - Large Fires | Contamination | Aggregated | 2038 | 1.5783e-07 | 489.6273 | 7.728e-05 | 2038 | Mitigation | 0.95 | 45 | 0 | esc | 0.00097009 | 1.5311e-10 | 0.00097009 | 1.5311e-10
[35 empty] | 7.3.3.17.6 Updates to grid topology to minimize risk of ignition in HFTDs Butte County Rebuild | WLDFR | HFTD - Distribution - Tier 2 - 3QU CoRE ¦ 2QU LoRE | 2057 | 0.087535 | 0 | 0 | 0 | 0 |  |  |  |  | 0 | 0 | 0 | 0 | 0 |  | 0 | 0 | 0 | Column23: 0; Column24: 0; Column25: 0; Column26: 0; Column27: 0; Column28: 0; Column29: 0.0010784; Column30: 0.15101; Column31: 0; Column32: 0.15101; Column33: 0.013219 | WLDFR | HFTD - Distribution - Tier 3 - 4QU CoRE ¦ 1QU LoRE | Non-Red Flag Warning - Destructive Fires | 2039 | 8.4898e-10 | 8.4898e-10 | 10472.8261 | 280.5544 | 10192.2718 | 0 | 0 | 0 | 1.0034e-06 | 8.8912e-06 | 0 | 8.8912e-06 | 8.8912e-06 | 0 | 8.8912e-06 | 0 | 8.0421e-05 | 0.00017628 | 0 | 0.00017628 | 0 | 1.4459e-09 | 1.7672e-09 | 0 | 1.7672e-09 | [12 empty] | 7.3.3.17.5 (Remote Grid) Updates to grid topology to minimize risk of ignition in HFTDs Remote GridWLDFRContaminationAggregated | WLDFR | HFTD - Distribution - Tier 2 - 3QU CoRE ¦ 1QU LoRE | Non-Red Flag Warning - Large Fires | Contamination | Aggregated | 2039 | 1.5783e-07 | 489.6273 | 7.728e-05 | 2039 | Mitigation | 0.95 | 45 | 0 | esc | 0.00097009 | 1.5311e-10 | 0.00097009 | 1.5311e-10
[35 empty] | 7.3.3.17.6 Updates to grid topology to minimize risk of ignition in HFTDs Butte County Rebuild | WLDFR | HFTD - Distribution - Tier 2 - 3QU CoRE ¦ 2QU LoRE | 2058 | 0.081809 | 0 | 0 | 0 | 0 |  |  |  |  | 0 | 0 | 0 | 0 | 0 |  | 0 | 0 | 0 | Column23: 0; Column24: 0; Column25: 0; Column26: 0; Column27: 0; Column28: 0; Column29: 0.0010784; Column30: 0.15821; Column31: 0; Column32: 0.15821; Column33: 0.012943 | WLDFR | HFTD - Distribution - Tier 3 - 4QU CoRE ¦ 1QU LoRE | Non-Red Flag Warning - Destructive Fires | 2040 | 8.4898e-10 | 8.4898e-10 | 10472.8261 | 280.5544 | 10192.2718 | 0 | 0 | 0 | 1.0034e-06 | 8.8912e-06 | 0 | 8.8912e-06 | 8.8912e-06 | 0 | 8.8912e-06 | 0 | 8.0421e-05 | 0.00017628 | 0 | 0.00017628 | 0 | 1.4459e-09 | 1.7672e-09 | 0 | 1.7672e-09 | [12 empty] | 7.3.3.17.5 (Remote Grid) Updates to grid topology to minimize risk of ignition in HFTDs Remote GridWLDFRContaminationAggregated | WLDFR | HFTD - Distribution - Tier 2 - 3QU CoRE ¦ 1QU LoRE | Non-Red Flag Warning - Large Fires | Contamination | Aggregated | 2040 | 1.5783e-07 | 489.6273 | 7.728e-05 | 2040 | Mitigation | 0.95 | 45 | 0 | esc | 0.00097009 | 1.5311e-10 | 0.00097009 | 1.5311e-10
[35 empty] | 7.3.3.17.6 Updates to grid topology to minimize risk of ignition in HFTDs Butte County Rebuild | WLDFR | HFTD - Distribution - Tier 2 - 3QU CoRE ¦ 2QU LoRE | 2059 | 0.076457 | 0 | 0 | 0 | 0 |  |  |  |  | 0 | 0 | 0 | 0 | 0 |  | 0 | 0 | 0 | Column23: 0; Column24: 0; Column25: 0; Column26: 0; Column27: 0; Column28: 0; Column29: 0.0010784; Column30: 0.15821; Column31: 0; Column32: 0.15821; Column33: 0.012096 | WLDFR | HFTD - Distribution - Tier 3 - 4QU CoRE ¦ 1QU LoRE | Non-Red Flag Warning - Destructive Fires | 2041 | 8.4898e-10 | 8.4898e-10 | 10472.8261 | 280.5544 | 10192.2718 | 0 | 0 | 0 | 1.0034e-06 | 8.8912e-06 | 0 | 8.8912e-06 | 8.8912e-06 | 0 | 8.8912e-06 | 0 | 8.0421e-05 | 0.00017628 | 0 | 0.00017628 | 0 | 1.5041e-09 | 1.8384e-09 | 0 | 1.8384e-09 | [12 empty] | 7.3.3.17.5 (Remote Grid) Updates to grid topology to minimize risk of ignition in HFTDs Remote GridWLDFRContaminationAggregated | WLDFR | HFTD - Distribution - Tier 2 - 3QU CoRE ¦ 1QU LoRE | Non-Red Flag Warning - Large Fires | Contamination | Aggregated | 2041 | 1.5783e-07 | 489.6273 | 7.728e-05 | 2041 | Mitigation | 0.95 | 45 | 0 | esc | 0.00097009 | 1.5311e-10 | 0.00097009 | 1.5311e-10
[35 empty] | 7.3.3.17.6 Updates to grid topology to minimize risk of ignition in HFTDs Butte County Rebuild | WLDFR | HFTD - Distribution - Tier 2 - 3QU CoRE ¦ 2QU LoRE | 2060 | 0.071455 | 0 | 0 | 0 | 0 |  |  |  |  | 0 | 0 | 0 | 0 | 0 |  | 0 | 0 | 0 | Column23: 0; Column24: 0; Column25: 0; Column26: 0; Column27: 0; Column28: 0; Column29: 0.0010784; Column30: 0.15821; Column31: 0; Column32: 0.15821; Column33: 0.011305 | WLDFR | HFTD - Distribution - Tier 3 - 4QU CoRE ¦ 1QU LoRE | Non-Red Flag Warning - Destructive Fires | 2042 | 8.4898e-10 | 8.4898e-10 | 10472.8261 | 280.5544 | 10192.2718 | 0 | 0 | 0 | 1.0034e-06 | 8.8912e-06 | 0 | 8.8912e-06 | 8.8912e-06 | 0 | 8.8912e-06 | 0 | 8.3902e-05 | 0.00018392 | 0 | 0.00018392 | 0 | 1.5041e-09 | 1.8384e-09 | 0 | 1.8384e-09 | [12 empty] | 7.3.3.17.5 (Remote Grid) Updates to grid topology to minimize risk of ignition in HFTDs Remote GridWLDFRContaminationAggregated | WLDFR | HFTD - Distribution - Tier 2 - 3QU CoRE ¦ 1QU LoRE | Non-Red Flag Warning - Large Fires | Contamination | Aggregated | 2042 | 1.5783e-07 | 489.6273 | 7.728e-05 | 2042 | Mitigation | 0.95 | 45 | 0 | esc | 0.00097009 | 1.5311e-10 | 0.00097009 | 1.5311e-10
[35 empty] | 7.3.3.17.6 Updates to grid topology to minimize risk of ignition in HFTDs Butte County Rebuild | WLDFR | HFTD - Distribution - Tier 2 - 3QU CoRE ¦ 2QU LoRE | 2061 | 0.06678 | 0 | 0 | 0 | 0 |  |  |  |  | 0 | 0 | 0 | 0 | 0 |  | 0 | 0 | 0 | Column23: 0; Column24: 0; Column25: 0; Column26: 0; Column27: 0; Column28: 0; Column29: 0.0010784; Column30: 0.15821; Column31: 0; Column32: 0.15821; Column33: 0.010565 | WLDFR | HFTD - Distribution - Tier 3 - 4QU CoRE ¦ 1QU LoRE | Non-Red Flag Warning - Destructive Fires | 2043 | 8.4898e-10 | 8.4898e-10 | 10992.1562 | 299.42 | 10692.7362 | 0 | 0 | 0 | 1.0034e-06 | 9.3321e-06 | 0 | 9.3321e-06 | 9.3321e-06 | 0 | 9.3321e-06 | 0 | 8.3902e-05 | 0.00018392 | 0 | 0.00018392 | 0 | 1.5041e-09 | 1.8384e-09 | 0 | 1.8384e-09 | [12 empty] | 7.3.3.17.5 (Remote Grid) Updates to grid topology to minimize risk of ignition in HFTDs Remote GridWLDFRContaminationAggregated | WLDFR | HFTD - Distribution - Tier 2 - 3QU CoRE ¦ 1QU LoRE | Non-Red Flag Warning - Large Fires | Contamination | Aggregated | 2043 | 1.5783e-07 | 489.6273 | 7.728e-05 | 2043 | Mitigation | 0.95 | 45 | 0 | esc | 0.00097009 | 1.5311e-10 | 0.00097009 | 1.5311e-10
[35 empty] | 7.3.3.17.6 Updates to grid topology to minimize risk of ignition in HFTDs Butte County Rebuild | WLDFR | HFTD - Distribution - Tier 2 - 3QU CoRE ¦ 2QU LoRE | 2062 | 0.062412 | 0 | 0 | 0 | 0 |  |  |  |  | 0 | 0 | 0 | 0 | 0 |  | 0 | 0 | 0 | Column23: 0; Column24: 0; Column25: 0; Column26: 0; Column27: 0; Column28: 0; Column29: 0.0010784; Column30: 0.15821; Column31: 0; Column32: 0.15821; Column33: 0.0098739 | WLDFR | HFTD - Distribution - Tier 3 - 4QU CoRE ¦ 1QU LoRE | Non-Red Flag Warning - Destructive Fires | 2044 | 8.4898e-10 | 8.4898e-10 | 10992.1562 | 299.42 | 10692.7362 | 0 | 0 | 0 | 1.0034e-06 | 9.3321e-06 | 0 | 9.3321e-06 | 9.3321e-06 | 0 | 9.3321e-06 | 0 | 8.3902e-05 | 0.00018392 | 0 | 0.00018392 | 0 | 1.5041e-09 | 1.8384e-09 | 0 | 1.8384e-09 | [12 empty] | 7.3.3.17.5 (Remote Grid) Updates to grid topology to minimize risk of ignition in HFTDs Remote GridWLDFRContaminationAggregated | WLDFR | HFTD - Distribution - Tier 2 - 3QU CoRE ¦ 1QU LoRE | Non-Red Flag Warning - Large Fires | Contamination | Aggregated | 2044 | 1.5783e-07 | 489.6273 | 7.728e-05 | 2044 | Mitigation | 0.95 | 45 | 0 | esc | 0.00097009 | 1.5311e-10 | 0.00097009 | 1.5311e-10
[35 empty] | 7.3.3.17.6 Updates to grid topology to minimize risk of ignition in HFTDs Butte County Rebuild | WLDFR | HFTD - Distribution - Tier 2 - 3QU CoRE ¦ 2QU LoRE | 2063 | 0.058329 | 0 | 0 | 0 | 0 |  |  |  |  | 0 | 0 | 0 | 0 | 0 |  | 0 | 0 | 0 | Column23: 0; Column24: 0; Column25: 0; Column26: 0; Column27: 0; Column28: 0; Column29: 0.0010784; Column30: 0.16546; Column31: 0; Column32: 0.16546; Column33: 0.009651 | WLDFR | HFTD - Distribution - Tier 3 - 4QU CoRE ¦ 1QU LoRE | Non-Red Flag Warning - Destructive Fires | 2045 | 8.4898e-10 | 8.4898e-10 | 10992.1562 | 299.42 | 10692.7362 | 0 | 0 | 0 | 1.0034e-06 | 9.3321e-06 | 0 | 9.3321e-06 | 9.3321e-06 | 0 | 9.3321e-06 | 0 | 0 | 0.00018392 | 0 | 0.00018392 | 0 | 0 | 1.8384e-09 | 0 | 1.8384e-09 | [12 empty] | 7.3.3.17.5 (Remote Grid) Updates to grid topology to minimize risk of ignition in HFTDs Remote GridWLDFRContaminationAggregated | WLDFR | HFTD - Distribution - Tier 2 - 3QU CoRE ¦ 1QU LoRE | Non-Red Flag Warning - Large Fires | Contamination | Aggregated | 2045 | 1.5783e-07 | 489.6273 | 7.728e-05 | 2045 | Mitigation | 0.95 | 45 | 0 | esc | 0.00097009 | 1.5311e-10 | 0.00097009 | 1.5311e-10
[35 empty] | 7.3.3.17.6 Updates to grid topology to minimize risk of ignition in HFTDs Butte County Rebuild | WLDFR | HFTD - Distribution - Tier 2 - 3QU CoRE ¦ 2QU LoRE | 2064 | 0.054513 | 0 | 0 | 0 | 0 |  |  |  |  | 0 | 0 | 0 | 0 | 0 |  | 0 | 0 | 0 | Column23: 0; Column24: 0; Column25: 0; Column26: 0; Column27: 0; Column28: 0; Column29: 0.0010784; Column30: 0.16546; Column31: 0; Column32: 0.16546; Column33: 0.0090196 | WLDFR | HFTD - Distribution - Tier 3 - 4QU CoRE ¦ 1QU LoRE | Non-Red Flag Warning - Destructive Fires | 2046 | 8.4898e-10 | 8.4898e-10 | 10992.1562 | 299.42 | 10692.7362 | 0 | 0 | 0 | 1.0034e-06 | 9.3321e-06 | 0 | 9.3321e-06 | 9.3321e-06 | 0 | 9.3321e-06 | 0 | 0 | 0 | 0 | 0 | [17 empty] | 7.3.3.17.5 (Remote Grid) Updates to grid topology to minimize risk of ignition in HFTDs Remote GridWLDFRContaminationAggregated | WLDFR | HFTD - Distribution - Tier 2 - 3QU CoRE ¦ 1QU LoRE | Non-Red Flag Warning - Large Fires | Contamination | Aggregated | 2046 | 1.5783e-07 | 489.6273 | 7.728e-05 | 2046 | Mitigation | 0.95 | 45 | 0 | esc | 0.00097009 | 1.5311e-10 | 0.00097009 | 1.5311e-10
[35 empty] | 7.3.3.17.6 Updates to grid topology to minimize risk of ignition in HFTDs Butte County Rebuild | WLDFR | HFTD - Distribution - Tier 2 - 3QU CoRE ¦ 2QU LoRE | 2065 | 0.050946 | 0 | 0 | 0 | 0 |  |  |  |  | 0 | 0 | 0 | 0 | 0 |  | 0 | 0 | 0 | Column23: 0; Column24: 0; Column25: 0; Column26: 0; Column27: 0; Column28: 0; Column29: 0.0010784; Column30: 0.16546; Column31: 0; Column32: 0.16546; Column33: 0.0084296 | WLDFR | HFTD - Distribution - Tier 3 - 4QU CoRE ¦ 1QU LoRE | Non-Red Flag Warning - Destructive Fires | 2047 | 8.4898e-10 | 8.4898e-10 | 10992.1562 | 299.42 | 10692.7362 | 0 | 0 | 0 | 1.0034e-06 | 9.3321e-06 | 0 | 9.3321e-06 | 9.3321e-06 | 0 | 9.3321e-06 | 0 | 3.5395e-07 | 0 | 0 | 0 | [17 empty] | 7.3.3.17.5 (Remote Grid) Updates to grid topology to minimize risk of ignition in HFTDs Remote GridWLDFRContaminationAggregated | WLDFR | HFTD - Distribution - Tier 2 - 3QU CoRE ¦ 1QU LoRE | Non-Red Flag Warning - Large Fires | Contamination | Aggregated | 2047 | 1.5783e-07 | 489.6273 | 7.728e-05 | 2047 | Mitigation | 0.95 | 45 | 0 | esc | 0.00097009 | 1.5311e-10 | 0.00097009 | 1.5311e-10
[35 empty] | 7.3.3.17.6 Updates to grid topology to minimize risk of ignition in HFTDs Butte County Rebuild | WLDFR | HFTD - Distribution - Tier 2 - 3QU CoRE ¦ 2QU LoRE | 2066 | 0.047613 | 0 | 0 | 0 | 0 |  |  |  |  | 0 | 0 | 0 | 0 | 0 |  | 0 | 0 | 0 | Column23: 0; Column24: 0; Column25: 0; Column26: 0; Column27: 0; Column28: 0; Column29: 0.0010784; Column30: 0.16546; Column31: 0; Column32: 0.16546; Column33: 0.0078781 | WLDFR | HFTD - Distribution - Tier 3 - 4QU CoRE ¦ 1QU LoRE | Non-Red Flag Warning - Destructive Fires | 2048 | 8.4898e-10 | 8.4898e-10 | 11536.0538 | 319.4911 | 11216.5626 | 0 | 0 | 0 | 1.0034e-06 | 9.7938e-06 | 0 | 9.7938e-06 | 9.7938e-06 | 0 | 9.7938e-06 | 0 | 3.6979e-07 | 8.1058e-07 | 0 | 8.1058e-07 | [17 empty] | 7.3.3.17.5 (Remote Grid) Updates to grid topology to minimize risk of ignition in HFTDs Remote GridWLDFRContaminationAggregated | WLDFR | HFTD - Distribution - Tier 2 - 3QU CoRE ¦ 1QU LoRE | Non-Red Flag Warning - Large Fires | Contamination | Aggregated | 2048 | 1.5783e-07 | 489.6273 | 7.728e-05 | 2048 | Mitigation | 0.95 | 45 | 0 | esc | 0.00097009 | 1.5311e-10 | 0.00097009 | 1.5311e-10
[35 empty] | 7.3.3.17.6 Updates to grid topology to minimize risk of ignition in HFTDs Butte County Rebuild | WLDFR | HFTD - Distribution - Tier 2 - 3QU CoRE ¦ 2QU LoRE | 2067 | 0.044499 | 0 | 0 | 0 | 0 |  |  |  |  | 0 | 0 | 0 | 0 | 0 |  | 0 | 0 | 0 | Column23: 0; Column24: 0; Column25: 0; Column26: 0; Column27: 0; Column28: 0; Column29: 0.0010784; Column30: 0.16546; Column31: 0; Column32: 0.16546; Column33: 0.0073627 | WLDFR | HFTD - Distribution - Tier 3 - 4QU CoRE ¦ 1QU LoRE | Non-Red Flag Warning - Destructive Fires | 2049 | 8.4898e-10 | 8.4898e-10 | 11536.0538 | 319.4911 | 11216.5626 | 0 | 0 | 0 | 1.0034e-06 | 9.7938e-06 | 0 | 9.7938e-06 | 9.7938e-06 | 0 | 9.7938e-06 | 0 | 3.6979e-07 | 8.1058e-07 | 0 | 8.1058e-07 | [17 empty] | 7.3.3.17.5 (Remote Grid) Updates to grid topology to minimize risk of ignition in HFTDs Remote GridWLDFRContaminationAggregated | WLDFR | HFTD - Distribution - Tier 2 - 3QU CoRE ¦ 1QU LoRE | Non-Red Flag Warning - Large Fires | Contamination | Aggregated | 2049 | 1.5783e-07 | 489.6273 | 7.728e-05 | 2049 | Mitigation | 0.95 | 45 | 0 | esc | 0.00097009 | 1.5311e-10 | 0.00097009 | 1.5311e-10
[35 empty] | 7.3.3.17.6 Updates to grid topology to minimize risk of ignition in HFTDs Butte County Rebuild | WLDFR | HFTD - Distribution - Tier 2 - 3QU CoRE ¦ 2QU LoRE | 2068 | 0.041587 | 0 | 0 | 0 | 0 |  |  |  |  | 0 | 0 | 0 | 0 | 0 |  | 0 | 0 | 0 | Column23: 0; Column24: 0; Column25: 0; Column26: 0; Column27: 0; Column28: 0; Column29: 0.0010784; Column30: 0.17268; Column31: 0; Column32: 0.17268; Column33: 0.0071814 | WLDFR | HFTD - Distribution - Tier 3 - 4QU CoRE ¦ 1QU LoRE | Non-Red Flag Warning - Destructive Fires | 2050 | 8.4898e-10 | 8.4898e-10 | 11536.0538 | 319.4911 | 11216.5626 | 0 | 0 | 0 | 1.0034e-06 | 9.7938e-06 | 0 | 9.7938e-06 | 9.7938e-06 | 0 | 9.7938e-06 | 0 | 3.6979e-07 | 8.1058e-07 | 0 | 8.1058e-07 | [17 empty] | 7.3.3.17.5 (Remote Grid) Updates to grid topology to minimize risk of ignition in HFTDs Remote GridWLDFRContaminationAggregated | WLDFR | HFTD - Distribution - Tier 2 - 3QU CoRE ¦ 1QU LoRE | Non-Red Flag Warning - Large Fires | Contamination | Aggregated | 2050 | 1.5783e-07 | 489.6273 | 7.728e-05 | 2050 | Mitigation | 0.95 | 45 | 0 | esc | 0.00097009 | 1.5311e-10 | 0.00097009 | 1.5311e-10
[35 empty] | 7.3.3.17.6 Updates to grid topology to minimize risk of ignition in HFTDs Butte County Rebuild | WLDFR | HFTD - Distribution - Tier 2 - 3QU CoRE ¦ 2QU LoRE | 2069 | 0.038867 | 0 | 0 | 0 | 0 |  |  |  |  | 0 | 0 | 0 | 0 | 0 |  | 0 | 0 | 0 | Column23: 0; Column24: 0; Column25: 0; Column26: 0; Column27: 0; Column28: 0; Column29: 0.0010784; Column30: 0.17268; Column31: 0; Column32: 0.17268; Column33: 0.0067116 | WLDFR | HFTD - Distribution - Tier 3 - 4QU CoRE ¦ 1QU LoRE | Non-Red Flag Warning - Destructive Fires | 2051 | 8.4898e-10 | 8.4898e-10 | 11536.0538 | 319.4911 | 11216.5626 | 0 | 0 | 0 | 1.0034e-06 | 9.7938e-06 | 0 | 9.7938e-06 | 9.7938e-06 | 0 | 9.7938e-06 | 0 | 3.6979e-07 | 8.1058e-07 | 0 | 8.1058e-07 | [17 empty] | 7.3.3.17.5 (Remote Grid) Updates to grid topology to minimize risk of ignition in HFTDs Remote GridWLDFRContaminationAggregated | WLDFR | HFTD - Distribution - Tier 2 - 3QU CoRE ¦ 1QU LoRE | Non-Red Flag Warning - Large Fires | Contamination | Aggregated | 2051 | 1.5783e-07 | 489.6273 | 7.728e-05 | 2051 | Mitigation | 0.95 | 45 | 0 | esc | 0.00097009 | 1.5311e-10 | 0.00097009 | 1.5311e-10
[35 empty] | 7.3.3.17.6 Updates to grid topology to minimize risk of ignition in HFTDs Butte County Rebuild | WLDFR | HFTD - Distribution - Tier 2 - 3QU CoRE ¦ 2QU LoRE | 2070 | 0.036324 | 0 | 0 | 0 | 0 |  |  |  |  | 0 | 0 | 0 | 0 | 0 |  | 0 | 0 | 0 | Column23: 0; Column24: 0; Column25: 0; Column26: 0; Column27: 0; Column28: 0; Column29: 0.0010784; Column30: 0.17268; Column31: 0; Column32: 0.17268; Column33: 0.0062725 | WLDFR | HFTD - Distribution - Tier 3 - 4QU CoRE ¦ 1QU LoRE | Non-Red Flag Warning - Destructive Fires | 2052 | 8.4898e-10 | 8.4898e-10 | 11536.0538 | 319.4911 | 11216.5626 | 0 | 0 | 0 | 1.0034e-06 | 9.7938e-06 | 0 | 9.7938e-06 | 9.7938e-06 | 0 | 9.7938e-06 | 0 | 3.6979e-07 | 8.1058e-07 | 0 | 8.1058e-07 | [17 empty] | 7.3.3.17.5 (Remote Grid) Updates to grid topology to minimize risk of ignition in HFTDs Remote GridWLDFRContaminationAggregated | WLDFR | HFTD - Distribution - Tier 2 - 3QU CoRE ¦ 1QU LoRE | Non-Red Flag Warning - Large Fires | Contamination | Aggregated | 2052 | 1.5783e-07 | 489.6273 | 7.728e-05 | 2052 | Mitigation | 0.95 | 45 | 0 | esc | 0.00097009 | 1.5311e-10 | 0.00097009 | 1.5311e-10
[35 empty] | 7.3.3.17.6 Updates to grid topology to minimize risk of ignition in HFTDs Butte County Rebuild | WLDFR | HFTD - Distribution - Tier 2 - 3QU CoRE ¦ 2QU LoRE | 2071 | 0.033948 | 0 | 0 | 0 | 0 |  |  |  |  | 0 | 0 | 0 | 0 | 0 |  | 0 | 0 | 0 | Column23: 0; Column24: 0; Column25: 0; Column26: 0; Column27: 0; Column28: 0; Column29: 0.0010784; Column30: 0.17268; Column31: 0; Column32: 0.17268; Column33: 0.0058621 | WLDFR | HFTD - Distribution - Tier 3 - 4QU CoRE ¦ 1QU LoRE | Non-Red Flag Warning - Destructive Fires | 2053 | 8.4898e-10 | 8.4898e-10 | 12097.6769 | 340.5356 | 11757.1413 | 0 | 0 | 0 | 1.0034e-06 | 1.0271e-05 | 0 | 1.0271e-05 | 1.0271e-05 | 0 | 1.0271e-05 | 0 | 3.9018e-07 | 8.5529e-07 | 0 | 8.5529e-07 | [17 empty] | 7.3.3.17.5 (Remote Grid) Updates to grid topology to minimize risk of ignition in HFTDs Remote GridWLDFRContaminationAggregated | WLDFR | HFTD - Distribution - Tier 2 - 3QU CoRE ¦ 1QU LoRE | Non-Red Flag Warning - Large Fires | Contamination | Aggregated | 2053 | 1.5783e-07 | 489.6273 | 7.728e-05 | 2053 | Mitigation | 0.95 | 45 | 0 | esc | 0.00097009 | 1.5311e-10 | 0.00097009 | 1.5311e-10
[35 empty] | 7.3.3.17.6 Updates to grid topology to minimize risk of ignition in HFTDs Butte County Rebuild | WLDFR | HFTD - Distribution - Tier 2 - 3QU CoRE ¦ 2QU LoRE | 2072 | 0.031727 | 0 | 0 | 0 | 0 |  |  |  |  | 0 | 0 | 0 | 0 | 0 |  | 0 | 0 | 0 | Column23: 0; Column24: 0; Column25: 0; Column26: 0; Column27: 0; Column28: 0; Column29: 0.0010784; Column30: 0.17268; Column31: 0; Column32: 0.17268; Column33: 0.0054786 | WLDFR | HFTD - Distribution - Tier 3 - 4QU CoRE ¦ 1QU LoRE | Non-Red Flag Warning - Destructive Fires | 2054 | 8.4898e-10 | 8.4898e-10 | 12097.6769 | 340.5356 | 11757.1413 | 0 | 0 | 0 | 1.0034e-06 | 1.0271e-05 | 0 | 1.0271e-05 | 1.0271e-05 | 0 | 1.0271e-05 | 0 | 3.9018e-07 | 8.5529e-07 | 0 | 8.5529e-07 | [17 empty] | 7.3.3.17.5 (Remote Grid) Updates to grid topology to minimize risk of ignition in HFTDs Remote GridWLDFRContaminationAggregated | WLDFR | HFTD - Distribution - Tier 2 - 3QU CoRE ¦ 1QU LoRE | Non-Red Flag Warning - Large Fires | Contamination | Aggregated | 2054 | 1.5783e-07 | 489.6273 | 7.728e-05 | 2054 | Mitigation | 0.95 | 45 | 0 | esc | 0.00097009 | 1.5311e-10 | 0.00097009 | 1.5311e-10
[35 empty] | 7.3.3.17.6 Updates to grid topology to minimize risk of ignition in HFTDs Butte County Rebuild | WLDFR | HFTD - Distribution - Tier 2 - 3QU CoRE ¦ 2QU LoRE | 2073 | 0.029651 | 0 | 0 | 0 | 0 |  |  |  |  | 0 | 0 | 0 | 0 | 0 |  | 0 | 0 | 0 | Column23: 0; Column24: 0; Column25: 0; Column26: 0; Column27: 0; Column28: 0; Column29: 0.0010784; Column30: 0.17978; Column31: 0; Column32: 0.17978; Column33: 0.0053308 | WLDFR | HFTD - Distribution - Tier 3 - 4QU CoRE ¦ 1QU LoRE | Non-Red Flag Warning - Destructive Fires | 2055 | 8.4898e-10 | 8.4898e-10 | 12097.6769 | 340.5356 | 11757.1413 | 0 | 0 | 0 | 1.0034e-06 | 1.0271e-05 | 0 | 1.0271e-05 | 1.0271e-05 | 0 | 1.0271e-05 | 0 | 3.9018e-07 | 8.5529e-07 | 0 | 8.5529e-07 | [17 empty] | 7.3.3.17.5 (Remote Grid) Updates to grid topology to minimize risk of ignition in HFTDs Remote GridWLDFRContaminationAggregated | WLDFR | HFTD - Distribution - Tier 2 - 3QU CoRE ¦ 1QU LoRE | Non-Red Flag Warning - Large Fires | Contamination | Aggregated | 2055 | 1.5783e-07 | 489.6273 | 7.728e-05 | 2055 | Mitigation | 0.95 | 45 | 0 | esc | 0.00097009 | 1.5311e-10 | 0.00097009 | 1.5311e-10
[35 empty] | 7.3.3.17.6 Updates to grid topology to minimize risk of ignition in HFTDs Butte County Rebuild | WLDFR | HFTD - Distribution - Tier 2 - 3QU CoRE ¦ 2QU LoRE | 2074 | 0.027711 | 0 | 0 | 0 | 0 |  |  |  |  | 0 | 0 | 0 | 0 | 0 |  | 0 | 0 | 0 | Column23: 0; Column24: 0; Column25: 0; Column26: 0; Column27: 0; Column28: 0; Column29: 0.0010784; Column30: 0.17978; Column31: 0; Column32: 0.17978; Column33: 0.0049821 | WLDFR | HFTD - Distribution - Tier 3 - 4QU CoRE ¦ 1QU LoRE | Non-Red Flag Warning - Destructive Fires | 2056 | 8.4898e-10 | 8.4898e-10 | 12097.6769 | 340.5356 | 11757.1413 | 0 | 0 | 0 | 1.0034e-06 | 1.0271e-05 | 0 | 1.0271e-05 | 1.0271e-05 | 0 | 1.0271e-05 | 0 | 3.9018e-07 | 8.5529e-07 | 0 | 8.5529e-07 | [17 empty] | 7.3.3.17.5 (Remote Grid) Updates to grid topology to minimize risk of ignition in HFTDs Remote GridWLDFRContaminationAggregated | WLDFR | HFTD - Distribution - Tier 2 - 3QU CoRE ¦ 1QU LoRE | Non-Red Flag Warning - Large Fires | Contamination | Aggregated | 2056 | 1.5783e-07 | 489.6273 | 7.728e-05 | 2056 | Mitigation | 0.95 | 45 | 0 | esc | 0.00097009 | 1.5311e-10 | 0.00097009 | 1.5311e-10
[35 empty] | 7.3.3.17.6 Updates to grid topology to minimize risk of ignition in HFTDs Butte County Rebuild | WLDFR | HFTD - Distribution - Tier 2 - 3QU CoRE ¦ 2QU LoRE | 2075 | 0.025899 | 0 | 0 | 0 | 0 |  |  |  |  | 0 | 0 | 0 | 0 | 0 |  | 0 | 0 | 0 | Column23: 0; Column24: 0; Column25: 0; Column26: 0; Column27: 0; Column28: 0; Column29: 0.0010784; Column30: 0.17978; Column31: 0; Column32: 0.17978; Column33: 0.0046561 | WLDFR | HFTD - Distribution - Tier 3 - 4QU CoRE ¦ 1QU LoRE | Non-Red Flag Warning - Destructive Fires | 2057 | 8.4898e-10 | 8.4898e-10 | 12097.6769 | 340.5356 | 11757.1413 | 0 | 0 | 0 | 1.0034e-06 | 1.0271e-05 | 0 | 1.0271e-05 | 1.0271e-05 | 0 | 1.0271e-05 | 0 | 3.9018e-07 | 8.5529e-07 | 0 | 8.5529e-07 | [17 empty] | 7.3.3.17.5 (Remote Grid) Updates to grid topology to minimize risk of ignition in HFTDs Remote GridWLDFRContaminationAggregated | WLDFR | HFTD - Distribution - Tier 2 - 3QU CoRE ¦ 1QU LoRE | Non-Red Flag Warning - Large Fires | Contamination | Aggregated | 2057 | 1.5783e-07 | 489.6273 | 7.728e-05 | 2057 | Mitigation | 0.95 | 45 | 0 | esc | 0.00097009 | 1.5311e-10 | 0.00097009 | 1.5311e-10
[35 empty] | 7.3.3.17.6 Updates to grid topology to minimize risk of ignition in HFTDs Butte County Rebuild | WLDFR | HFTD - Distribution - Tier 2 - 3QU CoRE ¦ 2QU LoRE | 2076 | 0.024204 | 0 | 0 | 0 | 0 |  |  |  |  | 0 | 0 | 0 | 0 | 0 |  | 0 | 0 | 0 | Column23: 0; Column24: 0; Column25: 0; Column26: 0; Column27: 0; Column28: 0; Column29: 0.0010784; Column30: 0.17978; Column31: 0; Column32: 0.17978; Column33: 0.0043515 | WLDFR | HFTD - Distribution - Tier 3 - 4QU CoRE ¦ 1QU LoRE | Non-Red Flag Warning - Destructive Fires | 2058 | 8.4898e-10 | 8.4898e-10 | 12670.1796 | 362.3049 | 12307.8747 | 0 | 0 | 0 | 1.0034e-06 | 1.0757e-05 | 0 | 1.0757e-05 | 1.0757e-05 | 0 | 1.0757e-05 | 0 | 4.1338e-07 | 9.0614e-07 | 0 | 9.0614e-07 | [17 empty] | 7.3.3.17.5 (Remote Grid) Updates to grid topology to minimize risk of ignition in HFTDs Remote GridWLDFRContaminationAggregated | WLDFR | HFTD - Distribution - Tier 2 - 3QU CoRE ¦ 1QU LoRE | Non-Red Flag Warning - Large Fires | Contamination | Aggregated | 2058 | 1.5783e-07 | 489.6273 | 7.728e-05 | 2058 | Mitigation | 0.95 | 45 | 0 | esc | 0.00097009 | 1.5311e-10 | 0.00097009 | 1.5311e-10
[35 empty] | 7.3.3.17.6 Updates to grid topology to minimize risk of ignition in HFTDs Butte County Rebuild | WLDFR | HFTD - Distribution - Tier 2 - 3QU CoRE ¦ 2QU LoRE | 2077 | 0.022621 | 0 | 0 | 0 | 0 |  |  |  |  | 0 | 0 | 0 | 0 | 0 |  | 0 | 0 | 0 | Column23: 0; Column24: 0; Column25: 0; Column26: 0; Column27: 0; Column28: 0; Column29: 0.0010784; Column30: 0.17978; Column31: 0; Column32: 0.17978; Column33: 0.0040669 | WLDFR | HFTD - Distribution - Tier 3 - 4QU CoRE ¦ 1QU LoRE | Non-Red Flag Warning - Destructive Fires | 2059 | 8.4898e-10 | 8.4898e-10 | 12670.1796 | 362.3049 | 12307.8747 | 0 | 0 | 0 | 1.0034e-06 | 1.0757e-05 | 0 | 1.0757e-05 | 1.0757e-05 | 0 | 1.0757e-05 | 0 | 4.1338e-07 | 9.0614e-07 | 0 | 9.0614e-07 | [17 empty] | 7.3.3.17.5 (Remote Grid) Updates to grid topology to minimize risk of ignition in HFTDs Remote GridWLDFRContaminationAggregated | WLDFR | HFTD - Distribution - Tier 2 - 3QU CoRE ¦ 1QU LoRE | Non-Red Flag Warning - Large Fires | Contamination | Aggregated | 2059 | 1.5783e-07 | 489.6273 | 7.728e-05 | 2059 | Mitigation | 0.95 | 45 | 0 | esc | 0.00097009 | 1.5311e-10 | 0.00097009 | 1.5311e-10
[35 empty] | 7.3.3.17.6 Updates to grid topology to minimize risk of ignition in HFTDs Butte County Rebuild | WLDFR | HFTD - Distribution - Tier 2 - 3QU CoRE ¦ 3QU LoRE | 2023 | 0.87344 | 0 | 0 | 0 | 0 |  |  |  |  | 0 | 0 | 0 | 0 | 0 |  | 0 | 0 | 0 | Column23: 0; Column24: 0; Column25: 0; Column26: 0; Column27: 0; Column28: 0; Column29: 0.00086315; Column30: 0.089613; Column31: 0; Column32: 0.089613; Column33: 0.078271 | WLDFR | HFTD - Distribution - Tier 3 - 4QU CoRE ¦ 1QU LoRE | Non-Red Flag Warning - Destructive Fires | 2060 | 8.4898e-10 | 8.4898e-10 | 12670.1796 | 362.3049 | 12307.8747 | 0 | 0 | 0 | 1.0034e-06 | 1.0757e-05 | 0 | 1.0757e-05 | 1.0757e-05 | 0 | 1.0757e-05 | 0 | 4.1338e-07 | 9.0614e-07 | 0 | 9.0614e-07 | [17 empty] | 7.3.3.17.5 (Remote Grid) Updates to grid topology to minimize risk of ignition in HFTDs Remote GridWLDFRContaminationAggregated | WLDFR | HFTD - Distribution - Tier 2 - 3QU CoRE ¦ 1QU LoRE | Non-Red Flag Warning - Large Fires | Contamination | Aggregated | 2060 | 1.5783e-07 | 489.6273 | 7.728e-05 | 2060 | Mitigation | 0.95 | 45 | 0 | esc | 0.00097009 | 1.5311e-10 | 0.00097009 | 1.5311e-10
[35 empty] | 7.3.3.17.6 Updates to grid topology to minimize risk of ignition in HFTDs Butte County Rebuild | WLDFR | HFTD - Distribution - Tier 2 - 3QU CoRE ¦ 3QU LoRE | 2024 | 0.8163 | 0 | 0 | 0 | 0 |  |  |  |  | 0 | 0 | 0 | 0 | 0 |  | 0 | 0 | 0 | Column23: 0; Column24: 0; Column25: 0; Column26: 0; Column27: 0; Column28: 0; Column29: 0.00086315; Column30: 0.089613; Column31: 0; Column32: 0.089613; Column33: 0.073151 | WLDFR | HFTD - Distribution - Tier 3 - 4QU CoRE ¦ 1QU LoRE | Non-Red Flag Warning - Destructive Fires | 2061 | 8.4898e-10 | 8.4898e-10 | 12670.1796 | 362.3049 | 12307.8747 | 0 | 0 | 0 | 1.0034e-06 | 1.0757e-05 | 0 | 1.0757e-05 | 1.0757e-05 | 0 | 1.0757e-05 | 0 | 4.1338e-07 | 9.0614e-07 | 0 | 9.0614e-07 | [17 empty] | 7.3.3.17.5 (Remote Grid) Updates to grid topology to minimize risk of ignition in HFTDs Remote GridWLDFRContaminationAggregated | WLDFR | HFTD - Distribution - Tier 2 - 3QU CoRE ¦ 1QU LoRE | Non-Red Flag Warning - Large Fires | Contamination | Aggregated | 2061 | 1.5783e-07 | 489.6273 | 7.728e-05 | 2061 | Mitigation | 0.95 | 45 | 0 | esc | 0.00097009 | 1.5311e-10 | 0.00097009 | 1.5311e-10
[35 empty] | 7.3.3.17.6 Updates to grid topology to minimize risk of ignition in HFTDs Butte County Rebuild | WLDFR | HFTD - Distribution - Tier 2 - 3QU CoRE ¦ 3QU LoRE | 2025 | 0.7629 | 0 | 0 | 0 | 0 |  |  |  |  | 0 | 0 | 0 | 0 | 0 |  | 0 | 0 | 0 | Column23: 0; Column24: 0; Column25: 0; Column26: 0; Column27: 0; Column28: 0; Column29: 0.00086315; Column30: 0.089613; Column31: 0; Column32: 0.089613; Column33: 0.068365 | WLDFR | HFTD - Distribution - Tier 3 - 4QU CoRE ¦ 1QU LoRE | Non-Red Flag Warning - Destructive Fires | 2062 | 8.4898e-10 | 8.4898e-10 | 12670.1796 | 362.3049 | 12307.8747 | 0 | 0 | 0 | 1.0034e-06 | 1.0757e-05 | 0 | 1.0757e-05 | 1.0757e-05 | 0 | 1.0757e-05 | 0 | 4.1338e-07 | 9.0614e-07 | 0 | 9.0614e-07 | [17 empty] | 7.3.3.17.5 (Remote Grid) Updates to grid topology to minimize risk of ignition in HFTDs Remote GridWLDFRContaminationAggregated | WLDFR | HFTD - Distribution - Tier 2 - 3QU CoRE ¦ 1QU LoRE | Non-Red Flag Warning - Large Fires | Contamination | Aggregated | 2062 | 1.5783e-07 | 489.6273 | 7.728e-05 | 2062 | Mitigation | 0.95 | 45 | 0 | esc | 0.00097009 | 1.5311e-10 | 0.00097009 | 1.5311e-10
[35 empty] | 7.3.3.17.6 Updates to grid topology to minimize risk of ignition in HFTDs Butte County Rebuild | WLDFR | HFTD - Distribution - Tier 2 - 3QU CoRE ¦ 3QU LoRE | 2026 | 0.71299 | 0 | 0 | 0 | 0 |  |  |  |  | 0 | 0 | 0 | 0 | 0 |  | 0 | 0 | 0 | Column23: 0; Column24: 0; Column25: 0; Column26: 0; Column27: 0; Column28: 0; Column29: 0.00086315; Column30: 0.089613; Column31: 0; Column32: 0.089613; Column33: 0.063893 | WLDFR | HFTD - Distribution - Tier 3 - 4QU CoRE ¦ 1QU LoRE | Non-Red Flag Warning - Destructive Fires | 2063 | 8.4898e-10 | 8.4898e-10 | 13246.6313 | 384.5316 | 12862.0997 | 0 | 0 | 0 | 1.0034e-06 | 1.1246e-05 | 0 | 1.1246e-05 | 1.1246e-05 | 0 | 1.1246e-05 | 0 | 4.392e-07 | 9.6275e-07 | 0 | 9.6275e-07 | [17 empty] | 7.3.3.17.5 (Remote Grid) Updates to grid topology to minimize risk of ignition in HFTDs Remote GridWLDFRContaminationAggregated | WLDFR | HFTD - Distribution - Tier 2 - 3QU CoRE ¦ 1QU LoRE | Non-Red Flag Warning - Large Fires | Contamination | Aggregated | 2063 | 1.5783e-07 | 489.6273 | 7.728e-05 | 2063 | Mitigation | 0.95 | 45 | 0 | esc | 0.00097009 | 1.5311e-10 | 0.00097009 | 1.5311e-10
[35 empty] | 7.3.3.17.6 Updates to grid topology to minimize risk of ignition in HFTDs Butte County Rebuild | WLDFR | HFTD - Distribution - Tier 2 - 3QU CoRE ¦ 3QU LoRE | 2027 | 0.66634 | 0 | 0 | 0 | 0 |  |  |  |  | 0 | 0 | 0 | 0 | 0 |  | 0 | 0 | 0 | Column23: 0; Column24: 0; Column25: 0; Column26: 0; Column27: 0; Column28: 0; Column29: 0.00086315; Column30: 0.089613; Column31: 0; Column32: 0.089613; Column33: 0.059713 | WLDFR | HFTD - Distribution - Tier 3 - 4QU CoRE ¦ 1QU LoRE | Non-Red Flag Warning - Destructive Fires | 2064 | 8.4898e-10 | 8.4898e-10 | 13246.6313 | 384.5316 | 12862.0997 | 0 | 0 | 0 | 1.0034e-06 | 1.1246e-05 | 0 | 1.1246e-05 | 1.1246e-05 | 0 | 1.1246e-05 | 0 | 4.392e-07 | 9.6275e-07 | 0 | 9.6275e-07 | [17 empty] | 7.3.3.17.5 (Remote Grid) Updates to grid topology to minimize risk of ignition in HFTDs Remote GridWLDFRContaminationAggregated | WLDFR | HFTD - Distribution - Tier 2 - 3QU CoRE ¦ 1QU LoRE | Non-Red Flag Warning - Large Fires | Contamination | Aggregated | 2064 | 1.5783e-07 | 489.6273 | 7.728e-05 | 2064 | Mitigation | 0.95 | 45 | 0 | esc | 0.00097009 | 1.5311e-10 | 0.00097009 | 1.5311e-10
[35 empty] | 7.3.3.17.6 Updates to grid topology to minimize risk of ignition in HFTDs Butte County Rebuild | WLDFR | HFTD - Distribution - Tier 2 - 3QU CoRE ¦ 3QU LoRE | 2028 | 0.62275 | 0 | 0 | 0 | 0 |  |  |  |  | 0 | 0 | 0 | 0 | 0 |  | 0 | 0 | 0 | Column23: 0; Column24: 0; Column25: 0; Column26: 0; Column27: 0; Column28: 0; Column29: 0.00086315; Column30: 0.093604; Column31: 0; Column32: 0.093604; Column33: 0.058292 | WLDFR | HFTD - Distribution - Tier 3 - 4QU CoRE ¦ 1QU LoRE | Non-Red Flag Warning - Destructive Fires | 2065 | 8.4898e-10 | 8.4898e-10 | 13246.6313 | 384.5316 | 12862.0997 | 0 | 0 | 0 | 1.0034e-06 | 1.1246e-05 | 0 | 1.1246e-05 | 1.1246e-05 | 0 | 1.1246e-05 | 0 | 4.392e-07 | 9.6275e-07 | 0 | 9.6275e-07 | [17 empty] | 7.3.3.17.5 (Remote Grid) Updates to grid topology to minimize risk of ignition in HFTDs Remote GridWLDFRContaminationAggregated | WLDFR | HFTD - Distribution - Tier 2 - 3QU CoRE ¦ 1QU LoRE | Non-Red Flag Warning - Large Fires | Contamination | Aggregated | 2065 | 1.5783e-07 | 489.6273 | 7.728e-05 | 2065 | Mitigation | 0.95 | 45 | 0 | esc | 0.00097009 | 1.5311e-10 | 0.00097009 | 1.5311e-10
[35 empty] | 7.3.3.17.6 Updates to grid topology to minimize risk of ignition in HFTDs Butte County Rebuild | WLDFR | HFTD - Distribution - Tier 2 - 3QU CoRE ¦ 3QU LoRE | 2029 | 0.58201 | 0 | 0 | 0 | 0 |  |  |  |  | 0 | 0 | 0 | 0 | 0 |  | 0 | 0 | 0 | Column23: 0; Column24: 0; Column25: 0; Column26: 0; Column27: 0; Column28: 0; Column29: 0.00086315; Column30: 0.093604; Column31: 0; Column32: 0.093604; Column33: 0.054478 | WLDFR | HFTD - Distribution - Tier 3 - 4QU CoRE ¦ 1QU LoRE | Non-Red Flag Warning - Destructive Fires | 2066 | 8.4898e-10 | 8.4898e-10 | 13246.6313 | 384.5316 | 12862.0997 | 0 | 0 | 0 | 1.0034e-06 | 1.1246e-05 | 0 | 1.1246e-05 | 1.1246e-05 | 0 | 1.1246e-05 | 0 | 4.392e-07 | 9.6275e-07 | 0 | 9.6275e-07 | [17 empty] | 7.3.3.17.5 (Remote Grid) Updates to grid topology to minimize risk of ignition in HFTDs Remote GridWLDFRContaminationAggregated | WLDFR | HFTD - Distribution - Tier 2 - 3QU CoRE ¦ 1QU LoRE | Non-Red Flag Warning - Large Fires | Contamination | Aggregated | 2066 | 1.5783e-07 | 489.6273 | 7.728e-05 | 2066 | Mitigation | 0.95 | 45 | 0 | esc | 0.00097009 | 1.5311e-10 | 0.00097009 | 1.5311e-10
[35 empty] | 7.3.3.17.6 Updates to grid topology to minimize risk of ignition in HFTDs Butte County Rebuild | WLDFR | HFTD - Distribution - Tier 2 - 3QU CoRE ¦ 3QU LoRE | 2030 | 0.54393 | 0 | 0 | 0 | 0 |  |  |  |  | 0 | 0 | 0 | 0 | 0 |  | 0 | 0 | 0 | Column23: 0; Column24: 0; Column25: 0; Column26: 0; Column27: 0; Column28: 0; Column29: 0.00086315; Column30: 0.093604; Column31: 0; Column32: 0.093604; Column33: 0.050914 | WLDFR | HFTD - Distribution - Tier 3 - 4QU CoRE ¦ 1QU LoRE | Non-Red Flag Warning - Destructive Fires | 2067 | 0 | 8.4898e-10 | 13246.6313 | 384.5316 | 12862.0997 | 0 | 0 | 0 | 1.0034e-06 | 0 | 0 | 0 | 1.1246e-05 | 0 | 1.1246e-05 | 0 | 4.392e-07 | 9.6275e-07 | 0 | 9.6275e-07 | [17 empty] | 7.3.3.17.5 (Remote Grid) Updates to grid topology to minimize risk of ignition in HFTDs Remote GridWLDFRContaminationAggregated | WLDFR | HFTD - Distribution - Tier 2 - 3QU CoRE ¦ 1QU LoRE | Non-Red Flag Warning - Large Fires | Contamination | Aggregated | 2067 | 1.5783e-07 | 489.6273 | 7.728e-05 | 2067 | Mitigation | 0.95 | 45 | 0 | esc | 0 | 0 | 0.00097009 | 1.5311e-10
[35 empty] | 7.3.3.17.6 Updates to grid topology to minimize risk of ignition in HFTDs Butte County Rebuild | WLDFR | HFTD - Distribution - Tier 2 - 3QU CoRE ¦ 3QU LoRE | 2031 | 0.50835 | 0 | 0 | 0 | 0 |  |  |  |  | 0 | 0 | 0 | 0 | 0 |  | 0 | 0 | 0 | Column23: 0; Column24: 0; Column25: 0; Column26: 0; Column27: 0; Column28: 0; Column29: 0.00086315; Column30: 0.093604; Column31: 0; Column32: 0.093604; Column33: 0.047584 | WLDFR | HFTD - Distribution - Tier 3 - 4QU CoRE ¦ 1QU LoRE | Non-Red Flag Warning - Large Fires | 2022 | 1.8158e-08 | 0 | 5.2406 | 0.69642 | 2.942 | 1.6022 | 0 | 0 | 2.0789e-05 | 9.5158e-08 | 0 | 9.5158e-08 | 0 | 0 | 0 | 0 | 4.6744e-07 | 1.0246e-06 | 0 | 1.0246e-06 | [17 empty] | 7.3.3.17.5 (Remote Grid) Updates to grid topology to minimize risk of ignition in HFTDs Remote GridWLDFREquipment / facility failureAggregated | WLDFR | HFTD - Distribution - Tier 2 - 3QU CoRE ¦ 1QU LoRE | Non-Red Flag Warning - Large Fires | Equipment / facility failure | Aggregated | 2022 | 3.25e-06 | 489.6273 | 0.0015913 | 2022 | Mitigation | 0.95 | 45 | 0 | esc | 0.00097009 | 3.1528e-09 | 0 | 0
[35 empty] | 7.3.3.17.6 Updates to grid topology to minimize risk of ignition in HFTDs Butte County Rebuild | WLDFR | HFTD - Distribution - Tier 2 - 3QU CoRE ¦ 3QU LoRE | 2032 | 0.47509 | 0 | 0 | 0 | 0 |  |  |  |  | 0 | 0 | 0 | 0 | 0 |  | 0 | 0 | 0 | Column23: 0; Column24: 0; Column25: 0; Column26: 0; Column27: 0; Column28: 0; Column29: 0.00086315; Column30: 0.093604; Column31: 0; Column32: 0.093604; Column33: 0.044471 | WLDFR | HFTD - Distribution - Tier 3 - 4QU CoRE ¦ 1QU LoRE | Non-Red Flag Warning - Large Fires | 2023 | 1.8158e-08 | 1.8158e-08 | 5.475 | 0.71896 | 3.0715 | 1.6846 | 0 | 0 | 2.0789e-05 | 9.9416e-08 | 0 | 9.9416e-08 | 9.9416e-08 | 0 | 9.9416e-08 | 0 | 4.6744e-07 | 1.0246e-06 | 0 | 1.0246e-06 | [17 empty] | 7.3.3.17.5 (Remote Grid) Updates to grid topology to minimize risk of ignition in HFTDs Remote GridWLDFREquipment / facility failureAggregated | WLDFR | HFTD - Distribution - Tier 2 - 3QU CoRE ¦ 1QU LoRE | Non-Red Flag Warning - Large Fires | Equipment / facility failure | Aggregated | 2023 | 3.25e-06 | 489.6273 | 0.0015913 | 2023 | Mitigation | 0.95 | 45 | 0 | esc | 0.00097009 | 3.1528e-09 | 0.00097009 | 3.1528e-09
[35 empty] | 7.3.3.17.6 Updates to grid topology to minimize risk of ignition in HFTDs Butte County Rebuild | WLDFR | HFTD - Distribution - Tier 2 - 3QU CoRE ¦ 3QU LoRE | 2033 | 0.44401 | 0 | 0 | 0 | 0 |  |  |  |  | 0 | 0 | 0 | 0 | 0 |  | 0 | 0 | 0 | Column23: 0; Column24: 0; Column25: 0; Column26: 0; Column27: 0; Column28: 0; Column29: 0.00086315; Column30: 0.09804; Column31: 0; Column32: 0.09804; Column33: 0.043531 | WLDFR | HFTD - Distribution - Tier 3 - 4QU CoRE ¦ 1QU LoRE | Non-Red Flag Warning - Large Fires | 2024 | 1.8158e-08 | 1.8158e-08 | 5.475 | 0.71896 | 3.0715 | 1.6846 | 0 | 0 | 2.0789e-05 | 9.9416e-08 | 0 | 9.9416e-08 | 9.9416e-08 | 0 | 9.9416e-08 | 0 | 4.6744e-07 | 1.0246e-06 | 0 | 1.0246e-06 | [17 empty] | 7.3.3.17.5 (Remote Grid) Updates to grid topology to minimize risk of ignition in HFTDs Remote GridWLDFREquipment / facility failureAggregated | WLDFR | HFTD - Distribution - Tier 2 - 3QU CoRE ¦ 1QU LoRE | Non-Red Flag Warning - Large Fires | Equipment / facility failure | Aggregated | 2024 | 3.25e-06 | 489.6273 | 0.0015913 | 2024 | Mitigation | 0.95 | 45 | 0 | esc | 0.00097009 | 3.1528e-09 | 0.00097009 | 3.1528e-09
[35 empty] | 7.3.3.17.6 Updates to grid topology to minimize risk of ignition in HFTDs Butte County Rebuild | WLDFR | HFTD - Distribution - Tier 2 - 3QU CoRE ¦ 3QU LoRE | 2034 | 0.41496 | 0 | 0 | 0 | 0 |  |  |  |  | 0 | 0 | 0 | 0 | 0 |  | 0 | 0 | 0 | Column23: 0; Column24: 0; Column25: 0; Column26: 0; Column27: 0; Column28: 0; Column29: 0.00086315; Column30: 0.09804; Column31: 0; Column32: 0.09804; Column33: 0.040683 | WLDFR | HFTD - Distribution - Tier 3 - 4QU CoRE ¦ 1QU LoRE | Non-Red Flag Warning - Large Fires | 2025 | 1.8158e-08 | 1.8158e-08 | 5.475 | 0.71896 | 3.0715 | 1.6846 | 0 | 0 | 2.0789e-05 | 9.9416e-08 | 0 | 9.9416e-08 | 9.9416e-08 | 0 | 9.9416e-08 | 0 | 4.6744e-07 | 1.0246e-06 | 0 | 1.0246e-06 | [17 empty] | 7.3.3.17.5 (Remote Grid) Updates to grid topology to minimize risk of ignition in HFTDs Remote GridWLDFREquipment / facility failureAggregated | WLDFR | HFTD - Distribution - Tier 2 - 3QU CoRE ¦ 1QU LoRE | Non-Red Flag Warning - Large Fires | Equipment / facility failure | Aggregated | 2025 | 3.25e-06 | 489.6273 | 0.0015913 | 2025 | Mitigation | 0.95 | 45 | 0 | esc | 0.00097009 | 3.1528e-09 | 0.00097009 | 3.1528e-09
[35 empty] | 7.3.3.17.6 Updates to grid topology to minimize risk of ignition in HFTDs Butte County Rebuild | WLDFR | HFTD - Distribution - Tier 2 - 3QU CoRE ¦ 3QU LoRE | 2035 | 0.38782 | 0 | 0 | 0 | 0 |  |  |  |  | 0 | 0 | 0 | 0 | 0 |  | 0 | 0 | 0 | Column23: 0; Column24: 0; Column25: 0; Column26: 0; Column27: 0; Column28: 0; Column29: 0.00086315; Column30: 0.09804; Column31: 0; Column32: 0.09804; Column33: 0.038021 | WLDFR | HFTD - Distribution - Tier 3 - 4QU CoRE ¦ 1QU LoRE | Non-Red Flag Warning - Large Fires | 2026 | 1.8158e-08 | 1.8158e-08 | 5.475 | 0.71896 | 3.0715 | 1.6846 | 0 | 0 | 2.0789e-05 | 9.9416e-08 | 0 | 9.9416e-08 | 9.9416e-08 | 0 | 9.9416e-08 | 0 | 4.6744e-07 | 1.0246e-06 | 0 | 1.0246e-06 | [17 empty] | 7.3.3.17.5 (Remote Grid) Updates to grid topology to minimize risk of ignition in HFTDs Remote GridWLDFREquipment / facility failureAggregated | WLDFR | HFTD - Distribution - Tier 2 - 3QU CoRE ¦ 1QU LoRE | Non-Red Flag Warning - Large Fires | Equipment / facility failure | Aggregated | 2026 | 3.25e-06 | 489.6273 | 0.0015913 | 2026 | Mitigation | 0.95 | 45 | 0 | esc | 0.00097009 | 3.1528e-09 | 0.00097009 | 3.1528e-09
[35 empty] | 7.3.3.17.6 Updates to grid topology to minimize risk of ignition in HFTDs Butte County Rebuild | WLDFR | HFTD - Distribution - Tier 2 - 3QU CoRE ¦ 3QU LoRE | 2036 | 0.36245 | 0 | 0 | 0 | 0 |  |  |  |  | 0 | 0 | 0 | 0 | 0 |  | 0 | 0 | 0 | Column23: 0; Column24: 0; Column25: 0; Column26: 0; Column27: 0; Column28: 0; Column29: 0.00086315; Column30: 0.09804; Column31: 0; Column32: 0.09804; Column33: 0.035534 | WLDFR | HFTD - Distribution - Tier 3 - 4QU CoRE ¦ 1QU LoRE | Non-Red Flag Warning - Large Fires | 2027 | 1.8158e-08 | 1.8158e-08 | 5.475 | 0.71896 | 3.0715 | 1.6846 | 0 | 0 | 2.0789e-05 | 9.9416e-08 | 0 | 9.9416e-08 | 9.9416e-08 | 0 | 9.9416e-08 | 0 | 4.9787e-07 | 1.0913e-06 | 0 | 1.0913e-06 | [17 empty] | 7.3.3.17.5 (Remote Grid) Updates to grid topology to minimize risk of ignition in HFTDs Remote GridWLDFREquipment / facility failureAggregated | WLDFR | HFTD - Distribution - Tier 2 - 3QU CoRE ¦ 1QU LoRE | Non-Red Flag Warning - Large Fires | Equipment / facility failure | Aggregated | 2027 | 3.25e-06 | 489.6273 | 0.0015913 | 2027 | Mitigation | 0.95 | 45 | 0 | esc | 0.00097009 | 3.1528e-09 | 0.00097009 | 3.1528e-09
[35 empty] | 7.3.3.17.6 Updates to grid topology to minimize risk of ignition in HFTDs Butte County Rebuild | WLDFR | HFTD - Distribution - Tier 2 - 3QU CoRE ¦ 3QU LoRE | 2037 | 0.33873 | 0 | 0 | 0 | 0 |  |  |  |  | 0 | 0 | 0 | 0 | 0 |  | 0 | 0 | 0 | Column23: 0; Column24: 0; Column25: 0; Column26: 0; Column27: 0; Column28: 0; Column29: 0.00086315; Column30: 0.09804; Column31: 0; Column32: 0.09804; Column33: 0.033209 | WLDFR | HFTD - Distribution - Tier 3 - 4QU CoRE ¦ 1QU LoRE | Non-Red Flag Warning - Large Fires | 2028 | 1.8158e-08 | 1.8158e-08 | 5.777 | 0.74734 | 3.238 | 1.7917 | 0 | 0 | 2.0789e-05 | 1.049e-07 | 0 | 1.049e-07 | 1.049e-07 | 0 | 1.049e-07 | 0 | 4.9787e-07 | 1.0913e-06 | 0 | 1.0913e-06 | [17 empty] | 7.3.3.17.5 (Remote Grid) Updates to grid topology to minimize risk of ignition in HFTDs Remote GridWLDFREquipment / facility failureAggregated | WLDFR | HFTD - Distribution - Tier 2 - 3QU CoRE ¦ 1QU LoRE | Non-Red Flag Warning - Large Fires | Equipment / facility failure | Aggregated | 2028 | 3.25e-06 | 489.6273 | 0.0015913 | 2028 | Mitigation | 0.95 | 45 | 0 | esc | 0.00097009 | 3.1528e-09 | 0.00097009 | 3.1528e-09
[35 empty] | 7.3.3.17.6 Updates to grid topology to minimize risk of ignition in HFTDs Butte County Rebuild | WLDFR | HFTD - Distribution - Tier 2 - 3QU CoRE ¦ 3QU LoRE | 2038 | 0.31657 | 0 | 0 | 0 | 0 |  |  |  |  | 0 | 0 | 0 | 0 | 0 |  | 0 | 0 | 0 | Column23: 0; Column24: 0; Column25: 0; Column26: 0; Column27: 0; Column28: 0; Column29: 0.00086315; Column30: 0.10285; Column31: 0; Column32: 0.10285; Column33: 0.032561 | WLDFR | HFTD - Distribution - Tier 3 - 4QU CoRE ¦ 1QU LoRE | Non-Red Flag Warning - Large Fires | 2029 | 1.8158e-08 | 1.8158e-08 | 5.777 | 0.74734 | 3.238 | 1.7917 | 0 | 0 | 2.0789e-05 | 1.049e-07 | 0 | 1.049e-07 | 1.049e-07 | 0 | 1.049e-07 | 0 | 4.9787e-07 | 1.0913e-06 | 0 | 1.0913e-06 | [17 empty] | 7.3.3.17.5 (Remote Grid) Updates to grid topology to minimize risk of ignition in HFTDs Remote GridWLDFREquipment / facility failureAggregated | WLDFR | HFTD - Distribution - Tier 2 - 3QU CoRE ¦ 1QU LoRE | Non-Red Flag Warning - Large Fires | Equipment / facility failure | Aggregated | 2029 | 3.25e-06 | 489.6273 | 0.0015913 | 2029 | Mitigation | 0.95 | 45 | 0 | esc | 0.00097009 | 3.1528e-09 | 0.00097009 | 3.1528e-09
[35 empty] | 7.3.3.17.6 Updates to grid topology to minimize risk of ignition in HFTDs Butte County Rebuild | WLDFR | HFTD - Distribution - Tier 2 - 3QU CoRE ¦ 3QU LoRE | 2039 | 0.29586 | 0 | 0 | 0 | 0 |  |  |  |  | 0 | 0 | 0 | 0 | 0 |  | 0 | 0 | 0 | Column23: 0; Column24: 0; Column25: 0; Column26: 0; Column27: 0; Column28: 0; Column29: 0.00086315; Column30: 0.10285; Column31: 0; Column32: 0.10285; Column33: 0.030431 | WLDFR | HFTD - Distribution - Tier 3 - 4QU CoRE ¦ 1QU LoRE | Non-Red Flag Warning - Large Fires | 2030 | 1.8158e-08 | 1.8158e-08 | 5.777 | 0.74734 | 3.238 | 1.7917 | 0 | 0 | 2.0789e-05 | 1.049e-07 | 0 | 1.049e-07 | 1.049e-07 | 0 | 1.049e-07 | 0 | 4.9787e-07 | 1.0913e-06 | 0 | 1.0913e-06 | [17 empty] | 7.3.3.17.5 (Remote Grid) Updates to grid topology to minimize risk of ignition in HFTDs Remote GridWLDFREquipment / facility failureAggregated | WLDFR | HFTD - Distribution - Tier 2 - 3QU CoRE ¦ 1QU LoRE | Non-Red Flag Warning - Large Fires | Equipment / facility failure | Aggregated | 2030 | 3.25e-06 | 489.6273 | 0.0015913 | 2030 | Mitigation | 0.95 | 45 | 0 | esc | 0.00097009 | 3.1528e-09 | 0.00097009 | 3.1528e-09
[35 empty] | 7.3.3.17.6 Updates to grid topology to minimize risk of ignition in HFTDs Butte County Rebuild | WLDFR | HFTD - Distribution - Tier 2 - 3QU CoRE ¦ 3QU LoRE | 2040 | 0.27651 | 0 | 0 | 0 | 0 |  |  |  |  | 0 | 0 | 0 | 0 | 0 |  | 0 | 0 | 0 | Column23: 0; Column24: 0; Column25: 0; Column26: 0; Column27: 0; Column28: 0; Column29: 0.00086315; Column30: 0.10285; Column31: 0; Column32: 0.10285; Column33: 0.02844 | WLDFR | HFTD - Distribution - Tier 3 - 4QU CoRE ¦ 1QU LoRE | Non-Red Flag Warning - Large Fires | 2031 | 1.8158e-08 | 1.8158e-08 | 5.777 | 0.74734 | 3.238 | 1.7917 | 0 | 0 | 2.0789e-05 | 1.049e-07 | 0 | 1.049e-07 | 1.049e-07 | 0 | 1.049e-07 | 0 | 4.9787e-07 | 1.0913e-06 | 0 | 1.0913e-06 | [17 empty] | 7.3.3.17.5 (Remote Grid) Updates to grid topology to minimize risk of ignition in HFTDs Remote GridWLDFREquipment / facility failureAggregated | WLDFR | HFTD - Distribution - Tier 2 - 3QU CoRE ¦ 1QU LoRE | Non-Red Flag Warning - Large Fires | Equipment / facility failure | Aggregated | 2031 | 3.25e-06 | 489.6273 | 0.0015913 | 2031 | Mitigation | 0.95 | 45 | 0 | esc | 0.00097009 | 3.1528e-09 | 0.00097009 | 3.1528e-09
[35 empty] | 7.3.3.17.6 Updates to grid topology to minimize risk of ignition in HFTDs Butte County Rebuild | WLDFR | HFTD - Distribution - Tier 2 - 3QU CoRE ¦ 3QU LoRE | 2041 | 0.25842 | 0 | 0 | 0 | 0 |  |  |  |  | 0 | 0 | 0 | 0 | 0 |  | 0 | 0 | 0 | Column23: 0; Column24: 0; Column25: 0; Column26: 0; Column27: 0; Column28: 0; Column29: 0.00086315; Column30: 0.10285; Column31: 0; Column32: 0.10285; Column33: 0.026579 | WLDFR | HFTD - Distribution - Tier 3 - 4QU CoRE ¦ 1QU LoRE | Non-Red Flag Warning - Large Fires | 2032 | 1.8158e-08 | 1.8158e-08 | 5.777 | 0.74734 | 3.238 | 1.7917 | 0 | 0 | 2.0789e-05 | 1.049e-07 | 0 | 1.049e-07 | 1.049e-07 | 0 | 1.049e-07 | 0 | 5.3022e-07 | 1.1622e-06 | 0 | 1.1622e-06 | [17 empty] | 7.3.3.17.5 (Remote Grid) Updates to grid topology to minimize risk of ignition in HFTDs Remote GridWLDFREquipment / facility failureAggregated | WLDFR | HFTD - Distribution - Tier 2 - 3QU CoRE ¦ 1QU LoRE | Non-Red Flag Warning - Large Fires | Equipment / facility failure | Aggregated | 2032 | 3.25e-06 | 489.6273 | 0.0015913 | 2032 | Mitigation | 0.95 | 45 | 0 | esc | 0.00097009 | 3.1528e-09 | 0.00097009 | 3.1528e-09
[35 empty] | 7.3.3.17.6 Updates to grid topology to minimize risk of ignition in HFTDs Butte County Rebuild | WLDFR | HFTD - Distribution - Tier 2 - 3QU CoRE ¦ 3QU LoRE | 2042 | 0.24151 | 0 | 0 | 0 | 0 |  |  |  |  | 0 | 0 | 0 | 0 | 0 |  | 0 | 0 | 0 | Column23: 0; Column24: 0; Column25: 0; Column26: 0; Column27: 0; Column28: 0; Column29: 0.00086315; Column30: 0.10285; Column31: 0; Column32: 0.10285; Column33: 0.024841 | WLDFR | HFTD - Distribution - Tier 3 - 4QU CoRE ¦ 1QU LoRE | Non-Red Flag Warning - Large Fires | 2033 | 1.8158e-08 | 1.8158e-08 | 6.1205 | 0.77885 | 3.4265 | 1.9151 | 0 | 0 | 2.0789e-05 | 1.1114e-07 | 0 | 1.1114e-07 | 1.1114e-07 | 0 | 1.1114e-07 | 0 | 5.3022e-07 | 1.1622e-06 | 0 | 1.1622e-06 | [17 empty] | 7.3.3.17.5 (Remote Grid) Updates to grid topology to minimize risk of ignition in HFTDs Remote GridWLDFREquipment / facility failureAggregated | WLDFR | HFTD - Distribution - Tier 2 - 3QU CoRE ¦ 1QU LoRE | Non-Red Flag Warning - Large Fires | Equipment / facility failure | Aggregated | 2033 | 3.25e-06 | 489.6273 | 0.0015913 | 2033 | Mitigation | 0.95 | 45 | 0 | esc | 0.00097009 | 3.1528e-09 | 0.00097009 | 3.1528e-09
[35 empty] | 7.3.3.17.6 Updates to grid topology to minimize risk of ignition in HFTDs Butte County Rebuild | WLDFR | HFTD - Distribution - Tier 2 - 3QU CoRE ¦ 3QU LoRE | 2043 | 0.22571 | 0 | 0 | 0 | 0 |  |  |  |  | 0 | 0 | 0 | 0 | 0 |  | 0 | 0 | 0 | Column23: 0; Column24: 0; Column25: 0; Column26: 0; Column27: 0; Column28: 0; Column29: 0.00086315; Column30: 0.10798; Column31: 0; Column32: 0.10798; Column33: 0.024373 | WLDFR | HFTD - Distribution - Tier 3 - 4QU CoRE ¦ 1QU LoRE | Non-Red Flag Warning - Large Fires | 2034 | 1.8158e-08 | 1.8158e-08 | 6.1205 | 0.77885 | 3.4265 | 1.9151 | 0 | 0 | 2.0789e-05 | 1.1114e-07 | 0 | 1.1114e-07 | 1.1114e-07 | 0 | 1.1114e-07 | 0 | 5.3022e-07 | 1.1622e-06 | 0 | 1.1622e-06 | [17 empty] | 7.3.3.17.5 (Remote Grid) Updates to grid topology to minimize risk of ignition in HFTDs Remote GridWLDFREquipment / facility failureAggregated | WLDFR | HFTD - Distribution - Tier 2 - 3QU CoRE ¦ 1QU LoRE | Non-Red Flag Warning - Large Fires | Equipment / facility failure | Aggregated | 2034 | 3.25e-06 | 489.6273 | 0.0015913 | 2034 | Mitigation | 0.95 | 45 | 0 | esc | 0.00097009 | 3.1528e-09 | 0.00097009 | 3.1528e-09
[35 empty] | 7.3.3.17.6 Updates to grid topology to minimize risk of ignition in HFTDs Butte County Rebuild | WLDFR | HFTD - Distribution - Tier 2 - 3QU CoRE ¦ 3QU LoRE | 2044 | 0.21095 | 0 | 0 | 0 | 0 |  |  |  |  | 0 | 0 | 0 | 0 | 0 |  | 0 | 0 | 0 | Column23: 0; Column24: 0; Column25: 0; Column26: 0; Column27: 0; Column28: 0; Column29: 0.00086315; Column30: 0.10798; Column31: 0; Column32: 0.10798; Column33: 0.022779 | WLDFR | HFTD - Distribution - Tier 3 - 4QU CoRE ¦ 1QU LoRE | Non-Red Flag Warning - Large Fires | 2035 | 1.8158e-08 | 1.8158e-08 | 6.1205 | 0.77885 | 3.4265 | 1.9151 | 0 | 0 | 2.0789e-05 | 1.1114e-07 | 0 | 1.1114e-07 | 1.1114e-07 | 0 | 1.1114e-07 | 0 | 5.3022e-07 | 1.1622e-06 | 0 | 1.1622e-06 | [17 empty] | 7.3.3.17.5 (Remote Grid) Updates to grid topology to minimize risk of ignition in HFTDs Remote GridWLDFREquipment / facility failureAggregated | WLDFR | HFTD - Distribution - Tier 2 - 3QU CoRE ¦ 1QU LoRE | Non-Red Flag Warning - Large Fires | Equipment / facility failure | Aggregated | 2035 | 3.25e-06 | 489.6273 | 0.0015913 | 2035 | Mitigation | 0.95 | 45 | 0 | esc | 0.00097009 | 3.1528e-09 | 0.00097009 | 3.1528e-09
[35 empty] | 7.3.3.17.6 Updates to grid topology to minimize risk of ignition in HFTDs Butte County Rebuild | WLDFR | HFTD - Distribution - Tier 2 - 3QU CoRE ¦ 3QU LoRE | 2045 | 0.19715 | 0 | 0 | 0 | 0 |  |  |  |  | 0 | 0 | 0 | 0 | 0 |  | 0 | 0 | 0 | Column23: 0; Column24: 0; Column25: 0; Column26: 0; Column27: 0; Column28: 0; Column29: 0.00086315; Column30: 0.10798; Column31: 0; Column32: 0.10798; Column33: 0.021288 | WLDFR | HFTD - Distribution - Tier 3 - 4QU CoRE ¦ 1QU LoRE | Non-Red Flag Warning - Large Fires | 2036 | 1.8158e-08 | 1.8158e-08 | 6.1205 | 0.77885 | 3.4265 | 1.9151 | 0 | 0 | 2.0789e-05 | 1.1114e-07 | 0 | 1.1114e-07 | 1.1114e-07 | 0 | 1.1114e-07 | 0 | 5.3022e-07 | 1.1622e-06 | 0 | 1.1622e-06 | [17 empty] | 7.3.3.17.5 (Remote Grid) Updates to grid topology to minimize risk of ignition in HFTDs Remote GridWLDFREquipment / facility failureAggregated | WLDFR | HFTD - Distribution - Tier 2 - 3QU CoRE ¦ 1QU LoRE | Non-Red Flag Warning - Large Fires | Equipment / facility failure | Aggregated | 2036 | 3.25e-06 | 489.6273 | 0.0015913 | 2036 | Mitigation | 0.95 | 45 | 0 | esc | 0.00097009 | 3.1528e-09 | 0.00097009 | 3.1528e-09
[35 empty] | 7.3.3.17.6 Updates to grid topology to minimize risk of ignition in HFTDs Butte County Rebuild | WLDFR | HFTD - Distribution - Tier 2 - 3QU CoRE ¦ 3QU LoRE | 2046 | 0.18425 | 0 | 0 | 0 | 0 |  |  |  |  | 0 | 0 | 0 | 0 | 0 |  | 0 | 0 | 0 | Column23: 0; Column24: 0; Column25: 0; Column26: 0; Column27: 0; Column28: 0; Column29: 0.00086315; Column30: 0.10798; Column31: 0; Column32: 0.10798; Column33: 0.019896 | WLDFR | HFTD - Distribution - Tier 3 - 4QU CoRE ¦ 1QU LoRE | Non-Red Flag Warning - Large Fires | 2037 | 1.8158e-08 | 1.8158e-08 | 6.1205 | 0.77885 | 3.4265 | 1.9151 | 0 | 0 | 2.0789e-05 | 1.1114e-07 | 0 | 1.1114e-07 | 1.1114e-07 | 0 | 1.1114e-07 | 0 | 5.6412e-07 | 1.2366e-06 | 0 | 1.2366e-06 | [17 empty] | 7.3.3.17.5 (Remote Grid) Updates to grid topology to minimize risk of ignition in HFTDs Remote GridWLDFREquipment / facility failureAggregated | WLDFR | HFTD - Distribution - Tier 2 - 3QU CoRE ¦ 1QU LoRE | Non-Red Flag Warning - Large Fires | Equipment / facility failure | Aggregated | 2037 | 3.25e-06 | 489.6273 | 0.0015913 | 2037 | Mitigation | 0.95 | 45 | 0 | esc | 0.00097009 | 3.1528e-09 | 0.00097009 | 3.1528e-09
[35 empty] | 7.3.3.17.6 Updates to grid topology to minimize risk of ignition in HFTDs Butte County Rebuild | WLDFR | HFTD - Distribution - Tier 2 - 3QU CoRE ¦ 3QU LoRE | 2047 | 0.1722 | 0 | 0 | 0 | 0 |  |  |  |  | 0 | 0 | 0 | 0 | 0 |  | 0 | 0 | 0 | Column23: 0; Column24: 0; Column25: 0; Column26: 0; Column27: 0; Column28: 0; Column29: 0.00086315; Column30: 0.10798; Column31: 0; Column32: 0.10798; Column33: 0.018594 | WLDFR | HFTD - Distribution - Tier 3 - 4QU CoRE ¦ 1QU LoRE | Non-Red Flag Warning - Large Fires | 2038 | 1.8158e-08 | 1.8158e-08 | 6.5028 | 0.81304 | 3.6355 | 2.0543 | 0 | 0 | 2.0789e-05 | 1.1808e-07 | 0 | 1.1808e-07 | 1.1808e-07 | 0 | 1.1808e-07 | 0 | 5.6412e-07 | 1.2366e-06 | 0 | 1.2366e-06 | [17 empty] | 7.3.3.17.5 (Remote Grid) Updates to grid topology to minimize risk of ignition in HFTDs Remote GridWLDFREquipment / facility failureAggregated | WLDFR | HFTD - Distribution - Tier 2 - 3QU CoRE ¦ 1QU LoRE | Non-Red Flag Warning - Large Fires | Equipment / facility failure | Aggregated | 2038 | 3.25e-06 | 489.6273 | 0.0015913 | 2038 | Mitigation | 0.95 | 45 | 0 | esc | 0.00097009 | 3.1528e-09 | 0.00097009 | 3.1528e-09
[35 empty] | 7.3.3.17.6 Updates to grid topology to minimize risk of ignition in HFTDs Butte County Rebuild | WLDFR | HFTD - Distribution - Tier 2 - 3QU CoRE ¦ 3QU LoRE | 2048 | 0.16093 | 0 | 0 | 0 | 0 |  |  |  |  | 0 | 0 | 0 | 0 | 0 |  | 0 | 0 | 0 | Column23: 0; Column24: 0; Column25: 0; Column26: 0; Column27: 0; Column28: 0; Column29: 0.00086315; Column30: 0.11336; Column31: 0; Column32: 0.11336; Column33: 0.018243 | WLDFR | HFTD - Distribution - Tier 3 - 4QU CoRE ¦ 1QU LoRE | Non-Red Flag Warning - Large Fires | 2039 | 1.8158e-08 | 1.8158e-08 | 6.5028 | 0.81304 | 3.6355 | 2.0543 | 0 | 0 | 2.0789e-05 | 1.1808e-07 | 0 | 1.1808e-07 | 1.1808e-07 | 0 | 1.1808e-07 | 0 | 5.6412e-07 | 1.2366e-06 | 0 | 1.2366e-06 | [17 empty] | 7.3.3.17.5 (Remote Grid) Updates to grid topology to minimize risk of ignition in HFTDs Remote GridWLDFREquipment / facility failureAggregated | WLDFR | HFTD - Distribution - Tier 2 - 3QU CoRE ¦ 1QU LoRE | Non-Red Flag Warning - Large Fires | Equipment / facility failure | Aggregated | 2039 | 3.25e-06 | 489.6273 | 0.0015913 | 2039 | Mitigation | 0.95 | 45 | 0 | esc | 0.00097009 | 3.1528e-09 | 0.00097009 | 3.1528e-09
[35 empty] | 7.3.3.17.6 Updates to grid topology to minimize risk of ignition in HFTDs Butte County Rebuild | WLDFR | HFTD - Distribution - Tier 2 - 3QU CoRE ¦ 3QU LoRE | 2049 | 0.1504 | 0 | 0 | 0 | 0 |  |  |  |  | 0 | 0 | 0 | 0 | 0 |  | 0 | 0 | 0 | Column23: 0; Column24: 0; Column25: 0; Column26: 0; Column27: 0; Column28: 0; Column29: 0.00086315; Column30: 0.11336; Column31: 0; Column32: 0.11336; Column33: 0.017049 | WLDFR | HFTD - Distribution - Tier 3 - 4QU CoRE ¦ 1QU LoRE | Non-Red Flag Warning - Large Fires | 2040 | 1.8158e-08 | 1.8158e-08 | 6.5028 | 0.81304 | 3.6355 | 2.0543 | 0 | 0 | 2.0789e-05 | 1.1808e-07 | 0 | 1.1808e-07 | 1.1808e-07 | 0 | 1.1808e-07 | 0 | 5.6412e-07 | 1.2366e-06 | 0 | 1.2366e-06 | [17 empty] | 7.3.3.17.5 (Remote Grid) Updates to grid topology to minimize risk of ignition in HFTDs Remote GridWLDFREquipment / facility failureAggregated | WLDFR | HFTD - Distribution - Tier 2 - 3QU CoRE ¦ 1QU LoRE | Non-Red Flag Warning - Large Fires | Equipment / facility failure | Aggregated | 2040 | 3.25e-06 | 489.6273 | 0.0015913 | 2040 | Mitigation | 0.95 | 45 | 0 | esc | 0.00097009 | 3.1528e-09 | 0.00097009 | 3.1528e-09
[35 empty] | 7.3.3.17.6 Updates to grid topology to minimize risk of ignition in HFTDs Butte County Rebuild | WLDFR | HFTD - Distribution - Tier 2 - 3QU CoRE ¦ 3QU LoRE | 2050 | 0.14056 | 0 | 0 | 0 | 0 |  |  |  |  | 0 | 0 | 0 | 0 | 0 |  | 0 | 0 | 0 | Column23: 0; Column24: 0; Column25: 0; Column26: 0; Column27: 0; Column28: 0; Column29: 0.00086315; Column30: 0.11336; Column31: 0; Column32: 0.11336; Column33: 0.015934 | WLDFR | HFTD - Distribution - Tier 3 - 4QU CoRE ¦ 1QU LoRE | Non-Red Flag Warning - Large Fires | 2041 | 1.8158e-08 | 1.8158e-08 | 6.5028 | 0.81304 | 3.6355 | 2.0543 | 0 | 0 | 2.0789e-05 | 1.1808e-07 | 0 | 1.1808e-07 | 1.1808e-07 | 0 | 1.1808e-07 | 0 | 5.6412e-07 | 1.2366e-06 | 0 | 1.2366e-06 | [17 empty] | 7.3.3.17.5 (Remote Grid) Updates to grid topology to minimize risk of ignition in HFTDs Remote GridWLDFREquipment / facility failureAggregated | WLDFR | HFTD - Distribution - Tier 2 - 3QU CoRE ¦ 1QU LoRE | Non-Red Flag Warning - Large Fires | Equipment / facility failure | Aggregated | 2041 | 3.25e-06 | 489.6273 | 0.0015913 | 2041 | Mitigation | 0.95 | 45 | 0 | esc | 0.00097009 | 3.1528e-09 | 0.00097009 | 3.1528e-09
[35 empty] | 7.3.3.17.6 Updates to grid topology to minimize risk of ignition in HFTDs Butte County Rebuild | WLDFR | HFTD - Distribution - Tier 2 - 3QU CoRE ¦ 3QU LoRE | 2051 | 0.13137 | 0 | 0 | 0 | 0 |  |  |  |  | 0 | 0 | 0 | 0 | 0 |  | 0 | 0 | 0 | Column23: 0; Column24: 0; Column25: 0; Column26: 0; Column27: 0; Column28: 0; Column29: 0.00086315; Column30: 0.11336; Column31: 0; Column32: 0.11336; Column33: 0.014892 | WLDFR | HFTD - Distribution - Tier 3 - 4QU CoRE ¦ 1QU LoRE | Non-Red Flag Warning - Large Fires | 2042 | 1.8158e-08 | 1.8158e-08 | 6.5028 | 0.81304 | 3.6355 | 2.0543 | 0 | 0 | 2.0789e-05 | 1.1808e-07 | 0 | 1.1808e-07 | 1.1808e-07 | 0 | 1.1808e-07 | 0 | 5.9922e-07 | 1.3135e-06 | 0 | 1.3135e-06 | [17 empty] | 7.3.3.17.5 (Remote Grid) Updates to grid topology to minimize risk of ignition in HFTDs Remote GridWLDFREquipment / facility failureAggregated | WLDFR | HFTD - Distribution - Tier 2 - 3QU CoRE ¦ 1QU LoRE | Non-Red Flag Warning - Large Fires | Equipment / facility failure | Aggregated | 2042 | 3.25e-06 | 489.6273 | 0.0015913 | 2042 | Mitigation | 0.95 | 45 | 0 | esc | 0.00097009 | 3.1528e-09 | 0.00097009 | 3.1528e-09
[35 empty] | 7.3.3.17.6 Updates to grid topology to minimize risk of ignition in HFTDs Butte County Rebuild | WLDFR | HFTD - Distribution - Tier 2 - 3QU CoRE ¦ 3QU LoRE | 2052 | 0.12277 | 0 | 0 | 0 | 0 |  |  |  |  | 0 | 0 | 0 | 0 | 0 |  | 0 | 0 | 0 | Column23: 0; Column24: 0; Column25: 0; Column26: 0; Column27: 0; Column28: 0; Column29: 0.00086315; Column30: 0.11336; Column31: 0; Column32: 0.11336; Column33: 0.013917 | WLDFR | HFTD - Distribution - Tier 3 - 4QU CoRE ¦ 1QU LoRE | Non-Red Flag Warning - Large Fires | 2043 | 1.8158e-08 | 1.8158e-08 | 6.9209 | 0.84944 | 3.8632 | 2.2083 | 0 | 0 | 2.0789e-05 | 1.2567e-07 | 0 | 1.2567e-07 | 1.2567e-07 | 0 | 1.2567e-07 | 0 | 5.9922e-07 | 1.3135e-06 | 0 | 1.3135e-06 | [17 empty] | 7.3.3.17.5 (Remote Grid) Updates to grid topology to minimize risk of ignition in HFTDs Remote GridWLDFREquipment / facility failureAggregated | WLDFR | HFTD - Distribution - Tier 2 - 3QU CoRE ¦ 1QU LoRE | Non-Red Flag Warning - Large Fires | Equipment / facility failure | Aggregated | 2043 | 3.25e-06 | 489.6273 | 0.0015913 | 2043 | Mitigation | 0.95 | 45 | 0 | esc | 0.00097009 | 3.1528e-09 | 0.00097009 | 3.1528e-09
[35 empty] | 7.3.3.17.6 Updates to grid topology to minimize risk of ignition in HFTDs Butte County Rebuild | WLDFR | HFTD - Distribution - Tier 2 - 3QU CoRE ¦ 3QU LoRE | 2053 | 0.11474 | 0 | 0 | 0 | 0 |  |  |  |  | 0 | 0 | 0 | 0 | 0 |  | 0 | 0 | 0 | Column23: 0; Column24: 0; Column25: 0; Column26: 0; Column27: 0; Column28: 0; Column29: 0.00086315; Column30: 0.11891; Column31: 0; Column32: 0.11891; Column33: 0.013644 | WLDFR | HFTD - Distribution - Tier 3 - 4QU CoRE ¦ 1QU LoRE | Non-Red Flag Warning - Large Fires | 2044 | 1.8158e-08 | 1.8158e-08 | 6.9209 | 0.84944 | 3.8632 | 2.2083 | 0 | 0 | 2.0789e-05 | 1.2567e-07 | 0 | 1.2567e-07 | 1.2567e-07 | 0 | 1.2567e-07 | 0 | 5.9922e-07 | 1.3135e-06 | 0 | 1.3135e-06 | [17 empty] | 7.3.3.17.5 (Remote Grid) Updates to grid topology to minimize risk of ignition in HFTDs Remote GridWLDFREquipment / facility failureAggregated | WLDFR | HFTD - Distribution - Tier 2 - 3QU CoRE ¦ 1QU LoRE | Non-Red Flag Warning - Large Fires | Equipment / facility failure | Aggregated | 2044 | 3.25e-06 | 489.6273 | 0.0015913 | 2044 | Mitigation | 0.95 | 45 | 0 | esc | 0.00097009 | 3.1528e-09 | 0.00097009 | 3.1528e-09
[35 empty] | 7.3.3.17.6 Updates to grid topology to minimize risk of ignition in HFTDs Butte County Rebuild | WLDFR | HFTD - Distribution - Tier 2 - 3QU CoRE ¦ 3QU LoRE | 2054 | 0.10723 | 0 | 0 | 0 | 0 |  |  |  |  | 0 | 0 | 0 | 0 | 0 |  | 0 | 0 | 0 | Column23: 0; Column24: 0; Column25: 0; Column26: 0; Column27: 0; Column28: 0; Column29: 0.00086315; Column30: 0.11891; Column31: 0; Column32: 0.11891; Column33: 0.012752 | WLDFR | HFTD - Distribution - Tier 3 - 4QU CoRE ¦ 1QU LoRE | Non-Red Flag Warning - Large Fires | 2045 | 1.8158e-08 | 1.8158e-08 | 6.9209 | 0.84944 | 3.8632 | 2.2083 | 0 | 0 | 2.0789e-05 | 1.2567e-07 | 0 | 1.2567e-07 | 1.2567e-07 | 0 | 1.2567e-07 | 0 | 5.9922e-07 | 1.3135e-06 | 0 | 1.3135e-06 | [17 empty] | 7.3.3.17.5 (Remote Grid) Updates to grid topology to minimize risk of ignition in HFTDs Remote GridWLDFREquipment / facility failureAggregated | WLDFR | HFTD - Distribution - Tier 2 - 3QU CoRE ¦ 1QU LoRE | Non-Red Flag Warning - Large Fires | Equipment / facility failure | Aggregated | 2045 | 3.25e-06 | 489.6273 | 0.0015913 | 2045 | Mitigation | 0.95 | 45 | 0 | esc | 0.00097009 | 3.1528e-09 | 0.00097009 | 3.1528e-09
[35 empty] | 7.3.3.17.6 Updates to grid topology to minimize risk of ignition in HFTDs Butte County Rebuild | WLDFR | HFTD - Distribution - Tier 2 - 3QU CoRE ¦ 3QU LoRE | 2055 | 0.10022 | 0 | 0 | 0 | 0 |  |  |  |  | 0 | 0 | 0 | 0 | 0 |  | 0 | 0 | 0 | Column23: 0; Column24: 0; Column25: 0; Column26: 0; Column27: 0; Column28: 0; Column29: 0.00086315; Column30: 0.11891; Column31: 0; Column32: 0.11891; Column33: 0.011917 | WLDFR | HFTD - Distribution - Tier 3 - 4QU CoRE ¦ 1QU LoRE | Non-Red Flag Warning - Large Fires | 2046 | 1.8158e-08 | 1.8158e-08 | 6.9209 | 0.84944 | 3.8632 | 2.2083 | 0 | 0 | 2.0789e-05 | 1.2567e-07 | 0 | 1.2567e-07 | 1.2567e-07 | 0 | 1.2567e-07 | 0 | 5.9922e-07 | 1.3135e-06 | 0 | 1.3135e-06 | [17 empty] | 7.3.3.17.5 (Remote Grid) Updates to grid topology to minimize risk of ignition in HFTDs Remote GridWLDFREquipment / facility failureAggregated | WLDFR | HFTD - Distribution - Tier 2 - 3QU CoRE ¦ 1QU LoRE | Non-Red Flag Warning - Large Fires | Equipment / facility failure | Aggregated | 2046 | 3.25e-06 | 489.6273 | 0.0015913 | 2046 | Mitigation | 0.95 | 45 | 0 | esc | 0.00097009 | 3.1528e-09 | 0.00097009 | 3.1528e-09
[35 empty] | 7.3.3.17.6 Updates to grid topology to minimize risk of ignition in HFTDs Butte County Rebuild | WLDFR | HFTD - Distribution - Tier 2 - 3QU CoRE ¦ 3QU LoRE | 2056 | 0.093663 | 0 | 0 | 0 | 0 |  |  |  |  | 0 | 0 | 0 | 0 | 0 |  | 0 | 0 | 0 | Column23: 0; Column24: 0; Column25: 0; Column26: 0; Column27: 0; Column28: 0; Column29: 0.00086315; Column30: 0.11891; Column31: 0; Column32: 0.11891; Column33: 0.011138 | WLDFR | HFTD - Distribution - Tier 3 - 4QU CoRE ¦ 1QU LoRE | Non-Red Flag Warning - Large Fires | 2047 | 1.8158e-08 | 1.8158e-08 | 6.9209 | 0.84944 | 3.8632 | 2.2083 | 0 | 0 | 2.0789e-05 | 1.2567e-07 | 0 | 1.2567e-07 | 1.2567e-07 | 0 | 1.2567e-07 | 0 | 6.351e-07 | 1.3922e-06 | 0 | 1.3922e-06 | [17 empty] | 7.3.3.17.5 (Remote Grid) Updates to grid topology to minimize risk of ignition in HFTDs Remote GridWLDFREquipment / facility failureAggregated | WLDFR | HFTD - Distribution - Tier 2 - 3QU CoRE ¦ 1QU LoRE | Non-Red Flag Warning - Large Fires | Equipment / facility failure | Aggregated | 2047 | 3.25e-06 | 489.6273 | 0.0015913 | 2047 | Mitigation | 0.95 | 45 | 0 | esc | 0.00097009 | 3.1528e-09 | 0.00097009 | 3.1528e-09
[35 empty] | 7.3.3.17.6 Updates to grid topology to minimize risk of ignition in HFTDs Butte County Rebuild | WLDFR | HFTD - Distribution - Tier 2 - 3QU CoRE ¦ 3QU LoRE | 2057 | 0.087535 | 0 | 0 | 0 | 0 |  |  |  |  | 0 | 0 | 0 | 0 | 0 |  | 0 | 0 | 0 | Column23: 0; Column24: 0; Column25: 0; Column26: 0; Column27: 0; Column28: 0; Column29: 0.00086315; Column30: 0.11891; Column31: 0; Column32: 0.11891; Column33: 0.010409 | WLDFR | HFTD - Distribution - Tier 3 - 4QU CoRE ¦ 1QU LoRE | Non-Red Flag Warning - Large Fires | 2048 | 1.8158e-08 | 1.8158e-08 | 7.3713 | 0.88759 | 4.1075 | 2.3763 | 0 | 0 | 2.0789e-05 | 1.3385e-07 | 0 | 1.3385e-07 | 1.3385e-07 | 0 | 1.3385e-07 | 0 | 6.351e-07 | 1.3922e-06 | 0 | 1.3922e-06 | [17 empty] | 7.3.3.17.5 (Remote Grid) Updates to grid topology to minimize risk of ignition in HFTDs Remote GridWLDFREquipment / facility failureAggregated | WLDFR | HFTD - Distribution - Tier 2 - 3QU CoRE ¦ 1QU LoRE | Non-Red Flag Warning - Large Fires | Equipment / facility failure | Aggregated | 2048 | 3.25e-06 | 489.6273 | 0.0015913 | 2048 | Mitigation | 0.95 | 45 | 0 | esc | 0.00097009 | 3.1528e-09 | 0.00097009 | 3.1528e-09
[35 empty] | 7.3.3.17.6 Updates to grid topology to minimize risk of ignition in HFTDs Butte County Rebuild | WLDFR | HFTD - Distribution - Tier 2 - 3QU CoRE ¦ 3QU LoRE | 2058 | 0.081809 | 0 | 0 | 0 | 0 |  |  |  |  | 0 | 0 | 0 | 0 | 0 |  | 0 | 0 | 0 | Column23: 0; Column24: 0; Column25: 0; Column26: 0; Column27: 0; Column28: 0; Column29: 0.00086315; Column30: 0.12458; Column31: 0; Column32: 0.12458; Column33: 0.010192 | WLDFR | HFTD - Distribution - Tier 3 - 4QU CoRE ¦ 1QU LoRE | Non-Red Flag Warning - Large Fires | 2049 | 1.8158e-08 | 1.8158e-08 | 7.3713 | 0.88759 | 4.1075 | 2.3763 | 0 | 0 | 2.0789e-05 | 1.3385e-07 | 0 | 1.3385e-07 | 1.3385e-07 | 0 | 1.3385e-07 | 0 | 6.351e-07 | 1.3922e-06 | 0 | 1.3922e-06 | [17 empty] | 7.3.3.17.5 (Remote Grid) Updates to grid topology to minimize risk of ignition in HFTDs Remote GridWLDFREquipment / facility failureAggregated | WLDFR | HFTD - Distribution - Tier 2 - 3QU CoRE ¦ 1QU LoRE | Non-Red Flag Warning - Large Fires | Equipment / facility failure | Aggregated | 2049 | 3.25e-06 | 489.6273 | 0.0015913 | 2049 | Mitigation | 0.95 | 45 | 0 | esc | 0.00097009 | 3.1528e-09 | 0.00097009 | 3.1528e-09
[35 empty] | 7.3.3.17.6 Updates to grid topology to minimize risk of ignition in HFTDs Butte County Rebuild | WLDFR | HFTD - Distribution - Tier 2 - 3QU CoRE ¦ 3QU LoRE | 2059 | 0.076457 | 0 | 0 | 0 | 0 |  |  |  |  | 0 | 0 | 0 | 0 | 0 |  | 0 | 0 | 0 | Column23: 0; Column24: 0; Column25: 0; Column26: 0; Column27: 0; Column28: 0; Column29: 0.00086315; Column30: 0.12458; Column31: 0; Column32: 0.12458; Column33: 0.0095252 | WLDFR | HFTD - Distribution - Tier 3 - 4QU CoRE ¦ 1QU LoRE | Non-Red Flag Warning - Large Fires | 2050 | 1.8158e-08 | 1.8158e-08 | 7.3713 | 0.88759 | 4.1075 | 2.3763 | 0 | 0 | 2.0789e-05 | 1.3385e-07 | 0 | 1.3385e-07 | 1.3385e-07 | 0 | 1.3385e-07 | 0 | 0 | 1.3922e-06 | 0 | 1.3922e-06 | [17 empty] | 7.3.3.17.5 (Remote Grid) Updates to grid topology to minimize risk of ignition in HFTDs Remote GridWLDFREquipment / facility failureAggregated | WLDFR | HFTD - Distribution - Tier 2 - 3QU CoRE ¦ 1QU LoRE | Non-Red Flag Warning - Large Fires | Equipment / facility failure | Aggregated | 2050 | 3.25e-06 | 489.6273 | 0.0015913 | 2050 | Mitigation | 0.95 | 45 | 0 | esc | 0.00097009 | 3.1528e-09 | 0.00097009 | 3.1528e-09
[35 empty] | 7.3.3.17.6 Updates to grid topology to minimize risk of ignition in HFTDs Butte County Rebuild | WLDFR | HFTD - Distribution - Tier 2 - 3QU CoRE ¦ 3QU LoRE | 2060 | 0.071455 | 0 | 0 | 0 | 0 |  |  |  |  | 0 | 0 | 0 | 0 | 0 |  | 0 | 0 | 0 | Column23: 0; Column24: 0; Column25: 0; Column26: 0; Column27: 0; Column28: 0; Column29: 0.00086315; Column30: 0.12458; Column31: 0; Column32: 0.12458; Column33: 0.008902 | WLDFR | HFTD - Distribution - Tier 3 - 4QU CoRE ¦ 1QU LoRE | Non-Red Flag Warning - Large Fires | 2051 | 1.8158e-08 | 1.8158e-08 | 7.3713 | 0.88759 | 4.1075 | 2.3763 | 0 | 0 | 2.0789e-05 | 1.3385e-07 | 0 | 1.3385e-07 | 1.3385e-07 | 0 | 1.3385e-07 | 0 | 0 | 0 | 0 | 0 | [17 empty] | 7.3.3.17.5 (Remote Grid) Updates to grid topology to minimize risk of ignition in HFTDs Remote GridWLDFREquipment / facility failureAggregated | WLDFR | HFTD - Distribution - Tier 2 - 3QU CoRE ¦ 1QU LoRE | Non-Red Flag Warning - Large Fires | Equipment / facility failure | Aggregated | 2051 | 3.25e-06 | 489.6273 | 0.0015913 | 2051 | Mitigation | 0.95 | 45 | 0 | esc | 0.00097009 | 3.1528e-09 | 0.00097009 | 3.1528e-09
[35 empty] | 7.3.3.17.6 Updates to grid topology to minimize risk of ignition in HFTDs Butte County Rebuild | WLDFR | HFTD - Distribution - Tier 2 - 3QU CoRE ¦ 3QU LoRE | 2061 | 0.06678 | 0 | 0 | 0 | 0 |  |  |  |  | 0 | 0 | 0 | 0 | 0 |  | 0 | 0 | 0 | Column23: 0; Column24: 0; Column25: 0; Column26: 0; Column27: 0; Column28: 0; Column29: 0.00086315; Column30: 0.12458; Column31: 0; Column32: 0.12458; Column33: 0.0083197 | WLDFR | HFTD - Distribution - Tier 3 - 4QU CoRE ¦ 1QU LoRE | Non-Red Flag Warning - Large Fires | 2052 | 1.8158e-08 | 1.8158e-08 | 7.3713 | 0.88759 | 4.1075 | 2.3763 | 0 | 0 | 2.0789e-05 | 1.3385e-07 | 0 | 1.3385e-07 | 1.3385e-07 | 0 | 1.3385e-07 | 0 | 1.6093e-06 | 0 | 0 | 0 | [17 empty] | 7.3.3.17.5 (Remote Grid) Updates to grid topology to minimize risk of ignition in HFTDs Remote GridWLDFREquipment / facility failureAggregated | WLDFR | HFTD - Distribution - Tier 2 - 3QU CoRE ¦ 1QU LoRE | Non-Red Flag Warning - Large Fires | Equipment / facility failure | Aggregated | 2052 | 3.25e-06 | 489.6273 | 0.0015913 | 2052 | Mitigation | 0.95 | 45 | 0 | esc | 0.00097009 | 3.1528e-09 | 0.00097009 | 3.1528e-09
[35 empty] | 7.3.3.17.6 Updates to grid topology to minimize risk of ignition in HFTDs Butte County Rebuild | WLDFR | HFTD - Distribution - Tier 2 - 3QU CoRE ¦ 3QU LoRE | 2062 | 0.062412 | 0 | 0 | 0 | 0 |  |  |  |  | 0 | 0 | 0 | 0 | 0 |  | 0 | 0 | 0 | Column23: 0; Column24: 0; Column25: 0; Column26: 0; Column27: 0; Column28: 0; Column29: 0.00086315; Column30: 0.12458; Column31: 0; Column32: 0.12458; Column33: 0.0077754 | WLDFR | HFTD - Distribution - Tier 3 - 4QU CoRE ¦ 1QU LoRE | Non-Red Flag Warning - Large Fires | 2053 | 1.8158e-08 | 1.8158e-08 | 7.8503 | 0.92702 | 4.3664 | 2.5569 | 0 | 0 | 2.0789e-05 | 1.4255e-07 | 0 | 1.4255e-07 | 1.4255e-07 | 0 | 1.4255e-07 | 0 | 1.6611e-06 | 3.6412e-06 | 0 | 3.6412e-06 | [17 empty] | 7.3.3.17.5 (Remote Grid) Updates to grid topology to minimize risk of ignition in HFTDs Remote GridWLDFREquipment / facility failureAggregated | WLDFR | HFTD - Distribution - Tier 2 - 3QU CoRE ¦ 1QU LoRE | Non-Red Flag Warning - Large Fires | Equipment / facility failure | Aggregated | 2053 | 3.25e-06 | 489.6273 | 0.0015913 | 2053 | Mitigation | 0.95 | 45 | 0 | esc | 0.00097009 | 3.1528e-09 | 0.00097009 | 3.1528e-09
[35 empty] | 7.3.3.17.6 Updates to grid topology to minimize risk of ignition in HFTDs Butte County Rebuild | WLDFR | HFTD - Distribution - Tier 2 - 3QU CoRE ¦ 3QU LoRE | 2063 | 0.058329 | 0 | 0 | 0 | 0 |  |  |  |  | 0 | 0 | 0 | 0 | 0 |  | 0 | 0 | 0 | Column23: 0; Column24: 0; Column25: 0; Column26: 0; Column27: 0; Column28: 0; Column29: 0.00086315; Column30: 0.13029; Column31: 0; Column32: 0.13029; Column33: 0.0075999 | WLDFR | HFTD - Distribution - Tier 3 - 4QU CoRE ¦ 1QU LoRE | Non-Red Flag Warning - Large Fires | 2054 | 1.8158e-08 | 1.8158e-08 | 7.8503 | 0.92702 | 4.3664 | 2.5569 | 0 | 0 | 2.0789e-05 | 1.4255e-07 | 0 | 1.4255e-07 | 1.4255e-07 | 0 | 1.4255e-07 | 0 | 1.6611e-06 | 3.6412e-06 | 0 | 3.6412e-06 | [17 empty] | 7.3.3.17.5 (Remote Grid) Updates to grid topology to minimize risk of ignition in HFTDs Remote GridWLDFREquipment / facility failureAggregated | WLDFR | HFTD - Distribution - Tier 2 - 3QU CoRE ¦ 1QU LoRE | Non-Red Flag Warning - Large Fires | Equipment / facility failure | Aggregated | 2054 | 3.25e-06 | 489.6273 | 0.0015913 | 2054 | Mitigation | 0.95 | 45 | 0 | esc | 0.00097009 | 3.1528e-09 | 0.00097009 | 3.1528e-09
[35 empty] | 7.3.3.17.6 Updates to grid topology to minimize risk of ignition in HFTDs Butte County Rebuild | WLDFR | HFTD - Distribution - Tier 2 - 3QU CoRE ¦ 3QU LoRE | 2064 | 0.054513 | 0 | 0 | 0 | 0 |  |  |  |  | 0 | 0 | 0 | 0 | 0 |  | 0 | 0 | 0 | Column23: 0; Column24: 0; Column25: 0; Column26: 0; Column27: 0; Column28: 0; Column29: 0.00086315; Column30: 0.13029; Column31: 0; Column32: 0.13029; Column33: 0.0071027 | WLDFR | HFTD - Distribution - Tier 3 - 4QU CoRE ¦ 1QU LoRE | Non-Red Flag Warning - Large Fires | 2055 | 1.8158e-08 | 1.8158e-08 | 7.8503 | 0.92702 | 4.3664 | 2.5569 | 0 | 0 | 2.0789e-05 | 1.4255e-07 | 0 | 1.4255e-07 | 1.4255e-07 | 0 | 1.4255e-07 | 0 | 1.6611e-06 | 3.6412e-06 | 0 | 3.6412e-06 | [17 empty] | 7.3.3.17.5 (Remote Grid) Updates to grid topology to minimize risk of ignition in HFTDs Remote GridWLDFREquipment / facility failureAggregated | WLDFR | HFTD - Distribution - Tier 2 - 3QU CoRE ¦ 1QU LoRE | Non-Red Flag Warning - Large Fires | Equipment / facility failure | Aggregated | 2055 | 3.25e-06 | 489.6273 | 0.0015913 | 2055 | Mitigation | 0.95 | 45 | 0 | esc | 0.00097009 | 3.1528e-09 | 0.00097009 | 3.1528e-09
[35 empty] | 7.3.3.17.6 Updates to grid topology to minimize risk of ignition in HFTDs Butte County Rebuild | WLDFR | HFTD - Distribution - Tier 2 - 3QU CoRE ¦ 3QU LoRE | 2065 | 0.050946 | 0 | 0 | 0 | 0 |  |  |  |  | 0 | 0 | 0 | 0 | 0 |  | 0 | 0 | 0 | Column23: 0; Column24: 0; Column25: 0; Column26: 0; Column27: 0; Column28: 0; Column29: 0.00086315; Column30: 0.13029; Column31: 0; Column32: 0.13029; Column33: 0.006638 | WLDFR | HFTD - Distribution - Tier 3 - 4QU CoRE ¦ 1QU LoRE | Non-Red Flag Warning - Large Fires | 2056 | 1.8158e-08 | 1.8158e-08 | 7.8503 | 0.92702 | 4.3664 | 2.5569 | 0 | 0 | 2.0789e-05 | 1.4255e-07 | 0 | 1.4255e-07 | 1.4255e-07 | 0 | 1.4255e-07 | 0 | 1.6611e-06 | 3.6412e-06 | 0 | 3.6412e-06 | [17 empty] | 7.3.3.17.5 (Remote Grid) Updates to grid topology to minimize risk of ignition in HFTDs Remote GridWLDFREquipment / facility failureAggregated | WLDFR | HFTD - Distribution - Tier 2 - 3QU CoRE ¦ 1QU LoRE | Non-Red Flag Warning - Large Fires | Equipment / facility failure | Aggregated | 2056 | 3.25e-06 | 489.6273 | 0.0015913 | 2056 | Mitigation | 0.95 | 45 | 0 | esc | 0.00097009 | 3.1528e-09 | 0.00097009 | 3.1528e-09
[35 empty] | 7.3.3.17.6 Updates to grid topology to minimize risk of ignition in HFTDs Butte County Rebuild | WLDFR | HFTD - Distribution - Tier 2 - 3QU CoRE ¦ 3QU LoRE | 2066 | 0.047613 | 0 | 0 | 0 | 0 |  |  |  |  | 0 | 0 | 0 | 0 | 0 |  | 0 | 0 | 0 | Column23: 0; Column24: 0; Column25: 0; Column26: 0; Column27: 0; Column28: 0; Column29: 0.00086315; Column30: 0.13029; Column31: 0; Column32: 0.13029; Column33: 0.0062038 | WLDFR | HFTD - Distribution - Tier 3 - 4QU CoRE ¦ 1QU LoRE | Non-Red Flag Warning - Large Fires | 2057 | 1.8158e-08 | 1.8158e-08 | 7.8503 | 0.92702 | 4.3664 | 2.5569 | 0 | 0 | 2.0789e-05 | 1.4255e-07 | 0 | 1.4255e-07 | 1.4255e-07 | 0 | 1.4255e-07 | 0 | 1.6611e-06 | 3.6412e-06 | 0 | 3.6412e-06 | [17 empty] | 7.3.3.17.5 (Remote Grid) Updates to grid topology to minimize risk of ignition in HFTDs Remote GridWLDFREquipment / facility failureAggregated | WLDFR | HFTD - Distribution - Tier 2 - 3QU CoRE ¦ 1QU LoRE | Non-Red Flag Warning - Large Fires | Equipment / facility failure | Aggregated | 2057 | 3.25e-06 | 489.6273 | 0.0015913 | 2057 | Mitigation | 0.95 | 45 | 0 | esc | 0.00097009 | 3.1528e-09 | 0.00097009 | 3.1528e-09
[35 empty] | 7.3.3.17.6 Updates to grid topology to minimize risk of ignition in HFTDs Butte County Rebuild | WLDFR | HFTD - Distribution - Tier 2 - 3QU CoRE ¦ 3QU LoRE | 2067 | 0.044499 | 0 | 0 | 0 | 0 |  |  |  |  | 0 | 0 | 0 | 0 | 0 |  | 0 | 0 | 0 | Column23: 0; Column24: 0; Column25: 0; Column26: 0; Column27: 0; Column28: 0; Column29: 0.00086315; Column30: 0.13029; Column31: 0; Column32: 0.13029; Column33: 0.0057979 | WLDFR | HFTD - Distribution - Tier 3 - 4QU CoRE ¦ 1QU LoRE | Non-Red Flag Warning - Large Fires | 2058 | 1.8158e-08 | 1.8158e-08 | 8.3524 | 0.96727 | 4.6367 | 2.7484 | 0 | 0 | 2.0789e-05 | 1.5166e-07 | 0 | 1.5166e-07 | 1.5166e-07 | 0 | 1.5166e-07 | 0 | 1.7272e-06 | 3.7861e-06 | 0 | 3.7861e-06 | [17 empty] | 7.3.3.17.5 (Remote Grid) Updates to grid topology to minimize risk of ignition in HFTDs Remote GridWLDFREquipment / facility failureAggregated | WLDFR | HFTD - Distribution - Tier 2 - 3QU CoRE ¦ 1QU LoRE | Non-Red Flag Warning - Large Fires | Equipment / facility failure | Aggregated | 2058 | 3.25e-06 | 489.6273 | 0.0015913 | 2058 | Mitigation | 0.95 | 45 | 0 | esc | 0.00097009 | 3.1528e-09 | 0.00097009 | 3.1528e-09
[35 empty] | 7.3.3.17.6 Updates to grid topology to minimize risk of ignition in HFTDs Butte County Rebuild | WLDFR | HFTD - Distribution - Tier 2 - 3QU CoRE ¦ 3QU LoRE | 2068 | 0.041587 | 0 | 0 | 0 | 0 |  |  |  |  | 0 | 0 | 0 | 0 | 0 |  | 0 | 0 | 0 | Column23: 0; Column24: 0; Column25: 0; Column26: 0; Column27: 0; Column28: 0; Column29: 0.00086315; Column30: 0.13598; Column31: 0; Column32: 0.13598; Column33: 0.0056551 | WLDFR | HFTD - Distribution - Tier 3 - 4QU CoRE ¦ 1QU LoRE | Non-Red Flag Warning - Large Fires | 2059 | 1.8158e-08 | 1.8158e-08 | 8.3524 | 0.96727 | 4.6367 | 2.7484 | 0 | 0 | 2.0789e-05 | 1.5166e-07 | 0 | 1.5166e-07 | 1.5166e-07 | 0 | 1.5166e-07 | 0 | 1.7272e-06 | 3.7861e-06 | 0 | 3.7861e-06 | [17 empty] | 7.3.3.17.5 (Remote Grid) Updates to grid topology to minimize risk of ignition in HFTDs Remote GridWLDFREquipment / facility failureAggregated | WLDFR | HFTD - Distribution - Tier 2 - 3QU CoRE ¦ 1QU LoRE | Non-Red Flag Warning - Large Fires | Equipment / facility failure | Aggregated | 2059 | 3.25e-06 | 489.6273 | 0.0015913 | 2059 | Mitigation | 0.95 | 45 | 0 | esc | 0.00097009 | 3.1528e-09 | 0.00097009 | 3.1528e-09
[35 empty] | 7.3.3.17.6 Updates to grid topology to minimize risk of ignition in HFTDs Butte County Rebuild | WLDFR | HFTD - Distribution - Tier 2 - 3QU CoRE ¦ 3QU LoRE | 2069 | 0.038867 | 0 | 0 | 0 | 0 |  |  |  |  | 0 | 0 | 0 | 0 | 0 |  | 0 | 0 | 0 | Column23: 0; Column24: 0; Column25: 0; Column26: 0; Column27: 0; Column28: 0; Column29: 0.00086315; Column30: 0.13598; Column31: 0; Column32: 0.13598; Column33: 0.0052852 | WLDFR | HFTD - Distribution - Tier 3 - 4QU CoRE ¦ 1QU LoRE | Non-Red Flag Warning - Large Fires | 2060 | 1.8158e-08 | 1.8158e-08 | 8.3524 | 0.96727 | 4.6367 | 2.7484 | 0 | 0 | 2.0789e-05 | 1.5166e-07 | 0 | 1.5166e-07 | 1.5166e-07 | 0 | 1.5166e-07 | 0 | 1.7272e-06 | 3.7861e-06 | 0 | 3.7861e-06 | [17 empty] | 7.3.3.17.5 (Remote Grid) Updates to grid topology to minimize risk of ignition in HFTDs Remote GridWLDFREquipment / facility failureAggregated | WLDFR | HFTD - Distribution - Tier 2 - 3QU CoRE ¦ 1QU LoRE | Non-Red Flag Warning - Large Fires | Equipment / facility failure | Aggregated | 2060 | 3.25e-06 | 489.6273 | 0.0015913 | 2060 | Mitigation | 0.95 | 45 | 0 | esc | 0.00097009 | 3.1528e-09 | 0.00097009 | 3.1528e-09
[35 empty] | 7.3.3.17.6 Updates to grid topology to minimize risk of ignition in HFTDs Butte County Rebuild | WLDFR | HFTD - Distribution - Tier 2 - 3QU CoRE ¦ 3QU LoRE | 2070 | 0.036324 | 0 | 0 | 0 | 0 |  |  |  |  | 0 | 0 | 0 | 0 | 0 |  | 0 | 0 | 0 | Column23: 0; Column24: 0; Column25: 0; Column26: 0; Column27: 0; Column28: 0; Column29: 0.00086315; Column30: 0.13598; Column31: 0; Column32: 0.13598; Column33: 0.0049394 | WLDFR | HFTD - Distribution - Tier 3 - 4QU CoRE ¦ 1QU LoRE | Non-Red Flag Warning - Large Fires | 2061 | 1.8158e-08 | 1.8158e-08 | 8.3524 | 0.96727 | 4.6367 | 2.7484 | 0 | 0 | 2.0789e-05 | 1.5166e-07 | 0 | 1.5166e-07 | 1.5166e-07 | 0 | 1.5166e-07 | 0 | 1.7272e-06 | 3.7861e-06 | 0 | 3.7861e-06 | [17 empty] | 7.3.3.17.5 (Remote Grid) Updates to grid topology to minimize risk of ignition in HFTDs Remote GridWLDFREquipment / facility failureAggregated | WLDFR | HFTD - Distribution - Tier 2 - 3QU CoRE ¦ 1QU LoRE | Non-Red Flag Warning - Large Fires | Equipment / facility failure | Aggregated | 2061 | 3.25e-06 | 489.6273 | 0.0015913 | 2061 | Mitigation | 0.95 | 45 | 0 | esc | 0.00097009 | 3.1528e-09 | 0.00097009 | 3.1528e-09
[35 empty] | 7.3.3.17.6 Updates to grid topology to minimize risk of ignition in HFTDs Butte County Rebuild | WLDFR | HFTD - Distribution - Tier 2 - 3QU CoRE ¦ 3QU LoRE | 2071 | 0.033948 | 0 | 0 | 0 | 0 |  |  |  |  | 0 | 0 | 0 | 0 | 0 |  | 0 | 0 | 0 | Column23: 0; Column24: 0; Column25: 0; Column26: 0; Column27: 0; Column28: 0; Column29: 0.00086315; Column30: 0.13598; Column31: 0; Column32: 0.13598; Column33: 0.0046163 | WLDFR | HFTD - Distribution - Tier 3 - 4QU CoRE ¦ 1QU LoRE | Non-Red Flag Warning - Large Fires | 2062 | 1.8158e-08 | 1.8158e-08 | 8.3524 | 0.96727 | 4.6367 | 2.7484 | 0 | 0 | 2.0789e-05 | 1.5166e-07 | 0 | 1.5166e-07 | 1.5166e-07 | 0 | 1.5166e-07 | 0 | 1.7272e-06 | 3.7861e-06 | 0 | 3.7861e-06 | [17 empty] | 7.3.3.17.5 (Remote Grid) Updates to grid topology to minimize risk of ignition in HFTDs Remote GridWLDFREquipment / facility failureAggregated | WLDFR | HFTD - Distribution - Tier 2 - 3QU CoRE ¦ 1QU LoRE | Non-Red Flag Warning - Large Fires | Equipment / facility failure | Aggregated | 2062 | 3.25e-06 | 489.6273 | 0.0015913 | 2062 | Mitigation | 0.95 | 45 | 0 | esc | 0.00097009 | 3.1528e-09 | 0.00097009 | 3.1528e-09
[35 empty] | 7.3.3.17.6 Updates to grid topology to minimize risk of ignition in HFTDs Butte County Rebuild | WLDFR | HFTD - Distribution - Tier 2 - 3QU CoRE ¦ 3QU LoRE | 2072 | 0.031727 | 0 | 0 | 0 | 0 |  |  |  |  | 0 | 0 | 0 | 0 | 0 |  | 0 | 0 | 0 | Column23: 0; Column24: 0; Column25: 0; Column26: 0; Column27: 0; Column28: 0; Column29: 0.00086315; Column30: 0.13598; Column31: 0; Column32: 0.13598; Column33: 0.0043143 | WLDFR | HFTD - Distribution - Tier 3 - 4QU CoRE ¦ 1QU LoRE | Non-Red Flag Warning - Large Fires | 2063 | 1.8158e-08 | 1.8158e-08 | 8.872 | 1.0079 | 4.9153 | 2.9488 | 0 | 0 | 2.0789e-05 | 1.611e-07 | 0 | 1.611e-07 | 1.611e-07 | 0 | 1.611e-07 | 0 | 1.8017e-06 | 3.9493e-06 | 0 | 3.9493e-06 | [17 empty] | 7.3.3.17.5 (Remote Grid) Updates to grid topology to minimize risk of ignition in HFTDs Remote GridWLDFREquipment / facility failureAggregated | WLDFR | HFTD - Distribution - Tier 2 - 3QU CoRE ¦ 1QU LoRE | Non-Red Flag Warning - Large Fires | Equipment / facility failure | Aggregated | 2063 | 3.25e-06 | 489.6273 | 0.0015913 | 2063 | Mitigation | 0.95 | 45 | 0 | esc | 0.00097009 | 3.1528e-09 | 0.00097009 | 3.1528e-09
[35 empty] | 7.3.3.17.6 Updates to grid topology to minimize risk of ignition in HFTDs Butte County Rebuild | WLDFR | HFTD - Distribution - Tier 2 - 3QU CoRE ¦ 3QU LoRE | 2073 | 0.029651 | 0 | 0 | 0 | 0 |  |  |  |  | 0 | 0 | 0 | 0 | 0 |  | 0 | 0 | 0 | Column23: 0; Column24: 0; Column25: 0; Column26: 0; Column27: 0; Column28: 0; Column29: 0.00086315; Column30: 0.14158; Column31: 0; Column32: 0.14158; Column33: 0.0041979 | WLDFR | HFTD - Distribution - Tier 3 - 4QU CoRE ¦ 1QU LoRE | Non-Red Flag Warning - Large Fires | 2064 | 1.8158e-08 | 1.8158e-08 | 8.872 | 1.0079 | 4.9153 | 2.9488 | 0 | 0 | 2.0789e-05 | 1.611e-07 | 0 | 1.611e-07 | 1.611e-07 | 0 | 1.611e-07 | 0 | 1.8017e-06 | 3.9493e-06 | 0 | 3.9493e-06 | [17 empty] | 7.3.3.17.5 (Remote Grid) Updates to grid topology to minimize risk of ignition in HFTDs Remote GridWLDFREquipment / facility failureAggregated | WLDFR | HFTD - Distribution - Tier 2 - 3QU CoRE ¦ 1QU LoRE | Non-Red Flag Warning - Large Fires | Equipment / facility failure | Aggregated | 2064 | 3.25e-06 | 489.6273 | 0.0015913 | 2064 | Mitigation | 0.95 | 45 | 0 | esc | 0.00097009 | 3.1528e-09 | 0.00097009 | 3.1528e-09
[35 empty] | 7.3.3.17.6 Updates to grid topology to minimize risk of ignition in HFTDs Butte County Rebuild | WLDFR | HFTD - Distribution - Tier 2 - 3QU CoRE ¦ 3QU LoRE | 2074 | 0.027711 | 0 | 0 | 0 | 0 |  |  |  |  | 0 | 0 | 0 | 0 | 0 |  | 0 | 0 | 0 | Column23: 0; Column24: 0; Column25: 0; Column26: 0; Column27: 0; Column28: 0; Column29: 0.00086315; Column30: 0.14158; Column31: 0; Column32: 0.14158; Column33: 0.0039233 | WLDFR | HFTD - Distribution - Tier 3 - 4QU CoRE ¦ 1QU LoRE | Non-Red Flag Warning - Large Fires | 2065 | 1.8158e-08 | 1.8158e-08 | 8.872 | 1.0079 | 4.9153 | 2.9488 | 0 | 0 | 2.0789e-05 | 1.611e-07 | 0 | 1.611e-07 | 1.611e-07 | 0 | 1.611e-07 | 0 | 1.8017e-06 | 3.9493e-06 | 0 | 3.9493e-06 | [17 empty] | 7.3.3.17.5 (Remote Grid) Updates to grid topology to minimize risk of ignition in HFTDs Remote GridWLDFREquipment / facility failureAggregated | WLDFR | HFTD - Distribution - Tier 2 - 3QU CoRE ¦ 1QU LoRE | Non-Red Flag Warning - Large Fires | Equipment / facility failure | Aggregated | 2065 | 3.25e-06 | 489.6273 | 0.0015913 | 2065 | Mitigation | 0.95 | 45 | 0 | esc | 0.00097009 | 3.1528e-09 | 0.00097009 | 3.1528e-09
[35 empty] | 7.3.3.17.6 Updates to grid topology to minimize risk of ignition in HFTDs Butte County Rebuild | WLDFR | HFTD - Distribution - Tier 2 - 3QU CoRE ¦ 3QU LoRE | 2075 | 0.025899 | 0 | 0 | 0 | 0 |  |  |  |  | 0 | 0 | 0 | 0 | 0 |  | 0 | 0 | 0 | Column23: 0; Column24: 0; Column25: 0; Column26: 0; Column27: 0; Column28: 0; Column29: 0.00086315; Column30: 0.14158; Column31: 0; Column32: 0.14158; Column33: 0.0036666 | WLDFR | HFTD - Distribution - Tier 3 - 4QU CoRE ¦ 1QU LoRE | Non-Red Flag Warning - Large Fires | 2066 | 1.8158e-08 | 1.8158e-08 | 8.872 | 1.0079 | 4.9153 | 2.9488 | 0 | 0 | 2.0789e-05 | 1.611e-07 | 0 | 1.611e-07 | 1.611e-07 | 0 | 1.611e-07 | 0 | 1.8017e-06 | 3.9493e-06 | 0 | 3.9493e-06 | [17 empty] | 7.3.3.17.5 (Remote Grid) Updates to grid topology to minimize risk of ignition in HFTDs Remote GridWLDFREquipment / facility failureAggregated | WLDFR | HFTD - Distribution - Tier 2 - 3QU CoRE ¦ 1QU LoRE | Non-Red Flag Warning - Large Fires | Equipment / facility failure | Aggregated | 2066 | 3.25e-06 | 489.6273 | 0.0015913 | 2066 | Mitigation | 0.95 | 45 | 0 | esc | 0.00097009 | 3.1528e-09 | 0.00097009 | 3.1528e-09
[35 empty] | 7.3.3.17.6 Updates to grid topology to minimize risk of ignition in HFTDs Butte County Rebuild | WLDFR | HFTD - Distribution - Tier 2 - 3QU CoRE ¦ 3QU LoRE | 2076 | 0.024204 | 0 | 0 | 0 | 0 |  |  |  |  | 0 | 0 | 0 | 0 | 0 |  | 0 | 0 | 0 | Column23: 0; Column24: 0; Column25: 0; Column26: 0; Column27: 0; Column28: 0; Column29: 0.00086315; Column30: 0.14158; Column31: 0; Column32: 0.14158; Column33: 0.0034267 | WLDFR | HFTD - Distribution - Tier 3 - 4QU CoRE ¦ 1QU LoRE | Non-Red Flag Warning - Large Fires | 2067 | 0 | 1.8158e-08 | 8.872 | 1.0079 | 4.9153 | 2.9488 | 0 | 0 | 2.0789e-05 | 0 | 0 | 0 | 1.611e-07 | 0 | 1.611e-07 | 0 | 1.8017e-06 | 3.9493e-06 | 0 | 3.9493e-06 | [17 empty] | 7.3.3.17.5 (Remote Grid) Updates to grid topology to minimize risk of ignition in HFTDs Remote GridWLDFREquipment / facility failureAggregated | WLDFR | HFTD - Distribution - Tier 2 - 3QU CoRE ¦ 1QU LoRE | Non-Red Flag Warning - Large Fires | Equipment / facility failure | Aggregated | 2067 | 3.25e-06 | 489.6273 | 0.0015913 | 2067 | Mitigation | 0.95 | 45 | 0 | esc | 0 | 0 | 0.00097009 | 3.1528e-09
[35 empty] | 7.3.3.17.6 Updates to grid topology to minimize risk of ignition in HFTDs Butte County Rebuild | WLDFR | HFTD - Distribution - Tier 2 - 3QU CoRE ¦ 3QU LoRE | 2077 | 0.022621 | 0 | 0 | 0 | 0 |  |  |  |  | 0 | 0 | 0 | 0 | 0 |  | 0 | 0 | 0 | Column23: 0; Column24: 0; Column25: 0; Column26: 0; Column27: 0; Column28: 0; Column29: 0.00086315; Column30: 0.14158; Column31: 0; Column32: 0.14158; Column33: 0.0032025 | WLDFR | HFTD - Distribution - Tier 3 - 4QU CoRE ¦ 1QU LoRE | Non-Red Flag Warning - Small Fires | 2022 | 6.924e-06 | 0 | 0.077901 | 0.036425 | 0.0015809 | 0.039895 | 0 | 0 | 0.0076457 | 5.3938e-07 | 0 | 5.3938e-07 | 0 | 0 | 0 | 0 | 1.8837e-06 | 4.1292e-06 | 0 | 4.1292e-06 | [17 empty] | 7.3.3.17.5 (Remote Grid) Updates to grid topology to minimize risk of ignition in HFTDs Remote GridWLDFRVegetation ContactAggregated | WLDFR | HFTD - Distribution - Tier 2 - 3QU CoRE ¦ 1QU LoRE | Non-Red Flag Warning - Large Fires | Vegetation Contact | Aggregated | 2022 | 1.354e-05 | 489.6273 | 0.0066297 | 2022 | Mitigation | 0.95 | 45 | 0 | esc | 0.00097009 | 1.3135e-08 | 0 | 0
[35 empty] | 7.3.3.17.6 Updates to grid topology to minimize risk of ignition in HFTDs Butte County Rebuild | WLDFR | HFTD - Distribution - Tier 2 - 3QU CoRE ¦ 4QU LoRE | 2023 | 0.87344 | 0 | 0 | 0 | 0 |  |  |  |  | 0 | 0 | 0 | 0 | 0 |  | 0 | 0 | 0 | Column23: 0; Column24: 0; Column25: 0; Column26: 0; Column27: 0; Column28: 0; Column29: 0.00060863; Column30: 0.062088; Column31: 0; Column32: 0.062088; Column33: 0.05423 | WLDFR | HFTD - Distribution - Tier 3 - 4QU CoRE ¦ 1QU LoRE | Non-Red Flag Warning - Small Fires | 2023 | 6.924e-06 | 6.924e-06 | 0.080408 | 0.03759 | 0.0016314 | 0.041187 | 0 | 0 | 0.0076457 | 5.5675e-07 | 0 | 5.5675e-07 | 5.5675e-07 | 0 | 5.5675e-07 | 0 | 1.8837e-06 | 4.1292e-06 | 0 | 4.1292e-06 | [17 empty] | 7.3.3.17.5 (Remote Grid) Updates to grid topology to minimize risk of ignition in HFTDs Remote GridWLDFRVegetation ContactAggregated | WLDFR | HFTD - Distribution - Tier 2 - 3QU CoRE ¦ 1QU LoRE | Non-Red Flag Warning - Large Fires | Vegetation Contact | Aggregated | 2023 | 1.354e-05 | 489.6273 | 0.0066297 | 2023 | Mitigation | 0.95 | 45 | 0 | esc | 0.00097009 | 1.3135e-08 | 0.00097009 | 1.3135e-08
[35 empty] | 7.3.3.17.6 Updates to grid topology to minimize risk of ignition in HFTDs Butte County Rebuild | WLDFR | HFTD - Distribution - Tier 2 - 3QU CoRE ¦ 4QU LoRE | 2024 | 0.8163 | 0 | 0 | 0 | 0 |  |  |  |  | 0 | 0 | 0 | 0 | 0 |  | 0 | 0 | 0 | Column23: 0; Column24: 0; Column25: 0; Column26: 0; Column27: 0; Column28: 0; Column29: 0.00060863; Column30: 0.062088; Column31: 0; Column32: 0.062088; Column33: 0.050683 | WLDFR | HFTD - Distribution - Tier 3 - 4QU CoRE ¦ 1QU LoRE | Non-Red Flag Warning - Small Fires | 2024 | 6.924e-06 | 6.924e-06 | 0.080408 | 0.03759 | 0.0016314 | 0.041187 | 0 | 0 | 0.0076457 | 5.5675e-07 | 0 | 5.5675e-07 | 5.5675e-07 | 0 | 5.5675e-07 | 0 | 1.8837e-06 | 4.1292e-06 | 0 | 4.1292e-06 | [17 empty] | 7.3.3.17.5 (Remote Grid) Updates to grid topology to minimize risk of ignition in HFTDs Remote GridWLDFRVegetation ContactAggregated | WLDFR | HFTD - Distribution - Tier 2 - 3QU CoRE ¦ 1QU LoRE | Non-Red Flag Warning - Large Fires | Vegetation Contact | Aggregated | 2024 | 1.354e-05 | 489.6273 | 0.0066297 | 2024 | Mitigation | 0.95 | 45 | 0 | esc | 0.00097009 | 1.3135e-08 | 0.00097009 | 1.3135e-08
[35 empty] | 7.3.3.17.6 Updates to grid topology to minimize risk of ignition in HFTDs Butte County Rebuild | WLDFR | HFTD - Distribution - Tier 2 - 3QU CoRE ¦ 4QU LoRE | 2025 | 0.7629 | 0 | 0 | 0 | 0 |  |  |  |  | 0 | 0 | 0 | 0 | 0 |  | 0 | 0 | 0 | Column23: 0; Column24: 0; Column25: 0; Column26: 0; Column27: 0; Column28: 0; Column29: 0.00060863; Column30: 0.062088; Column31: 0; Column32: 0.062088; Column33: 0.047367 | WLDFR | HFTD - Distribution - Tier 3 - 4QU CoRE ¦ 1QU LoRE | Non-Red Flag Warning - Small Fires | 2025 | 6.924e-06 | 6.924e-06 | 0.080408 | 0.03759 | 0.0016314 | 0.041187 | 0 | 0 | 0.0076457 | 5.5675e-07 | 0 | 5.5675e-07 | 5.5675e-07 | 0 | 5.5675e-07 | 0 | 1.8837e-06 | 4.1292e-06 | 0 | 4.1292e-06 | [17 empty] | 7.3.3.17.5 (Remote Grid) Updates to grid topology to minimize risk of ignition in HFTDs Remote GridWLDFRVegetation ContactAggregated | WLDFR | HFTD - Distribution - Tier 2 - 3QU CoRE ¦ 1QU LoRE | Non-Red Flag Warning - Large Fires | Vegetation Contact | Aggregated | 2025 | 1.354e-05 | 489.6273 | 0.0066297 | 2025 | Mitigation | 0.95 | 45 | 0 | esc | 0.00097009 | 1.3135e-08 | 0.00097009 | 1.3135e-08
[35 empty] | 7.3.3.17.6 Updates to grid topology to minimize risk of ignition in HFTDs Butte County Rebuild | WLDFR | HFTD - Distribution - Tier 2 - 3QU CoRE ¦ 4QU LoRE | 2026 | 0.71299 | 0 | 0 | 0 | 0 |  |  |  |  | 0 | 0 | 0 | 0 | 0 |  | 0 | 0 | 0 | Column23: 0; Column24: 0; Column25: 0; Column26: 0; Column27: 0; Column28: 0; Column29: 0.00060863; Column30: 0.062088; Column31: 0; Column32: 0.062088; Column33: 0.044268 | WLDFR | HFTD - Distribution - Tier 3 - 4QU CoRE ¦ 1QU LoRE | Non-Red Flag Warning - Small Fires | 2026 | 6.924e-06 | 6.924e-06 | 0.080408 | 0.03759 | 0.0016314 | 0.041187 | 0 | 0 | 0.0076457 | 5.5675e-07 | 0 | 5.5675e-07 | 5.5675e-07 | 0 | 5.5675e-07 | 0 | 1.8837e-06 | 4.1292e-06 | 0 | 4.1292e-06 | [17 empty] | 7.3.3.17.5 (Remote Grid) Updates to grid topology to minimize risk of ignition in HFTDs Remote GridWLDFRVegetation ContactAggregated | WLDFR | HFTD - Distribution - Tier 2 - 3QU CoRE ¦ 1QU LoRE | Non-Red Flag Warning - Large Fires | Vegetation Contact | Aggregated | 2026 | 1.354e-05 | 489.6273 | 0.0066297 | 2026 | Mitigation | 0.95 | 45 | 0 | esc | 0.00097009 | 1.3135e-08 | 0.00097009 | 1.3135e-08
[35 empty] | 7.3.3.17.6 Updates to grid topology to minimize risk of ignition in HFTDs Butte County Rebuild | WLDFR | HFTD - Distribution - Tier 2 - 3QU CoRE ¦ 4QU LoRE | 2027 | 0.66634 | 0 | 0 | 0 | 0 |  |  |  |  | 0 | 0 | 0 | 0 | 0 |  | 0 | 0 | 0 | Column23: 0; Column24: 0; Column25: 0; Column26: 0; Column27: 0; Column28: 0; Column29: 0.00060863; Column30: 0.062088; Column31: 0; Column32: 0.062088; Column33: 0.041372 | WLDFR | HFTD - Distribution - Tier 3 - 4QU CoRE ¦ 1QU LoRE | Non-Red Flag Warning - Small Fires | 2027 | 6.924e-06 | 6.924e-06 | 0.080408 | 0.03759 | 0.0016314 | 0.041187 | 0 | 0 | 0.0076457 | 5.5675e-07 | 0 | 5.5675e-07 | 5.5675e-07 | 0 | 5.5675e-07 | 0 | 1.9726e-06 | 4.324e-06 | 0 | 4.324e-06 | [17 empty] | 7.3.3.17.5 (Remote Grid) Updates to grid topology to minimize risk of ignition in HFTDs Remote GridWLDFRVegetation ContactAggregated | WLDFR | HFTD - Distribution - Tier 2 - 3QU CoRE ¦ 1QU LoRE | Non-Red Flag Warning - Large Fires | Vegetation Contact | Aggregated | 2027 | 1.354e-05 | 489.6273 | 0.0066297 | 2027 | Mitigation | 0.95 | 45 | 0 | esc | 0.00097009 | 1.3135e-08 | 0.00097009 | 1.3135e-08
[35 empty] | 7.3.3.17.6 Updates to grid topology to minimize risk of ignition in HFTDs Butte County Rebuild | WLDFR | HFTD - Distribution - Tier 2 - 3QU CoRE ¦ 4QU LoRE | 2028 | 0.62275 | 0 | 0 | 0 | 0 |  |  |  |  | 0 | 0 | 0 | 0 | 0 |  | 0 | 0 | 0 | Column23: 0; Column24: 0; Column25: 0; Column26: 0; Column27: 0; Column28: 0; Column29: 0.00060863; Column30: 0.064854; Column31: 0; Column32: 0.064854; Column33: 0.040388 | WLDFR | HFTD - Distribution - Tier 3 - 4QU CoRE ¦ 1QU LoRE | Non-Red Flag Warning - Small Fires | 2028 | 6.924e-06 | 6.924e-06 | 0.083606 | 0.039055 | 0.001695 | 0.042856 | 0 | 0 | 0.0076457 | 5.7889e-07 | 0 | 5.7889e-07 | 5.7889e-07 | 0 | 5.7889e-07 | 0 | 1.9726e-06 | 4.324e-06 | 0 | 4.324e-06 | [17 empty] | 7.3.3.17.5 (Remote Grid) Updates to grid topology to minimize risk of ignition in HFTDs Remote GridWLDFRVegetation ContactAggregated | WLDFR | HFTD - Distribution - Tier 2 - 3QU CoRE ¦ 1QU LoRE | Non-Red Flag Warning - Large Fires | Vegetation Contact | Aggregated | 2028 | 1.354e-05 | 489.6273 | 0.0066297 | 2028 | Mitigation | 0.95 | 45 | 0 | esc | 0.00097009 | 1.3135e-08 | 0.00097009 | 1.3135e-08
[35 empty] | 7.3.3.17.6 Updates to grid topology to minimize risk of ignition in HFTDs Butte County Rebuild | WLDFR | HFTD - Distribution - Tier 2 - 3QU CoRE ¦ 4QU LoRE | 2029 | 0.58201 | 0 | 0 | 0 | 0 |  |  |  |  | 0 | 0 | 0 | 0 | 0 |  | 0 | 0 | 0 | Column23: 0; Column24: 0; Column25: 0; Column26: 0; Column27: 0; Column28: 0; Column29: 0.00060863; Column30: 0.064854; Column31: 0; Column32: 0.064854; Column33: 0.037745 | WLDFR | HFTD - Distribution - Tier 3 - 4QU CoRE ¦ 1QU LoRE | Non-Red Flag Warning - Small Fires | 2029 | 6.924e-06 | 6.924e-06 | 0.083606 | 0.039055 | 0.001695 | 0.042856 | 0 | 0 | 0.0076457 | 5.7889e-07 | 0 | 5.7889e-07 | 5.7889e-07 | 0 | 5.7889e-07 | 0 | 1.9726e-06 | 4.324e-06 | 0 | 4.324e-06 | [17 empty] | 7.3.3.17.5 (Remote Grid) Updates to grid topology to minimize risk of ignition in HFTDs Remote GridWLDFRVegetation ContactAggregated | WLDFR | HFTD - Distribution - Tier 2 - 3QU CoRE ¦ 1QU LoRE | Non-Red Flag Warning - Large Fires | Vegetation Contact | Aggregated | 2029 | 1.354e-05 | 489.6273 | 0.0066297 | 2029 | Mitigation | 0.95 | 45 | 0 | esc | 0.00097009 | 1.3135e-08 | 0.00097009 | 1.3135e-08
[35 empty] | 7.3.3.17.6 Updates to grid topology to minimize risk of ignition in HFTDs Butte County Rebuild | WLDFR | HFTD - Distribution - Tier 2 - 3QU CoRE ¦ 4QU LoRE | 2030 | 0.54393 | 0 | 0 | 0 | 0 |  |  |  |  | 0 | 0 | 0 | 0 | 0 |  | 0 | 0 | 0 | Column23: 0; Column24: 0; Column25: 0; Column26: 0; Column27: 0; Column28: 0; Column29: 0.00060863; Column30: 0.064854; Column31: 0; Column32: 0.064854; Column33: 0.035276 | WLDFR | HFTD - Distribution - Tier 3 - 4QU CoRE ¦ 1QU LoRE | Non-Red Flag Warning - Small Fires | 2030 | 6.924e-06 | 6.924e-06 | 0.083606 | 0.039055 | 0.001695 | 0.042856 | 0 | 0 | 0.0076457 | 5.7889e-07 | 0 | 5.7889e-07 | 5.7889e-07 | 0 | 5.7889e-07 | 0 | 1.9726e-06 | 4.324e-06 | 0 | 4.324e-06 | [17 empty] | 7.3.3.17.5 (Remote Grid) Updates to grid topology to minimize risk of ignition in HFTDs Remote GridWLDFRVegetation ContactAggregated | WLDFR | HFTD - Distribution - Tier 2 - 3QU CoRE ¦ 1QU LoRE | Non-Red Flag Warning - Large Fires | Vegetation Contact | Aggregated | 2030 | 1.354e-05 | 489.6273 | 0.0066297 | 2030 | Mitigation | 0.95 | 45 | 0 | esc | 0.00097009 | 1.3135e-08 | 0.00097009 | 1.3135e-08
[35 empty] | 7.3.3.17.6 Updates to grid topology to minimize risk of ignition in HFTDs Butte County Rebuild | WLDFR | HFTD - Distribution - Tier 2 - 3QU CoRE ¦ 4QU LoRE | 2031 | 0.50835 | 0 | 0 | 0 | 0 |  |  |  |  | 0 | 0 | 0 | 0 | 0 |  | 0 | 0 | 0 | Column23: 0; Column24: 0; Column25: 0; Column26: 0; Column27: 0; Column28: 0; Column29: 0.00060863; Column30: 0.064854; Column31: 0; Column32: 0.064854; Column33: 0.032968 | WLDFR | HFTD - Distribution - Tier 3 - 4QU CoRE ¦ 1QU LoRE | Non-Red Flag Warning - Small Fires | 2031 | 6.924e-06 | 6.924e-06 | 0.083606 | 0.039055 | 0.001695 | 0.042856 | 0 | 0 | 0.0076457 | 5.7889e-07 | 0 | 5.7889e-07 | 5.7889e-07 | 0 | 5.7889e-07 | 0 | 1.9726e-06 | 4.324e-06 | 0 | 4.324e-06 | [17 empty] | 7.3.3.17.5 (Remote Grid) Updates to grid topology to minimize risk of ignition in HFTDs Remote GridWLDFRVegetation ContactAggregated | WLDFR | HFTD - Distribution - Tier 2 - 3QU CoRE ¦ 1QU LoRE | Non-Red Flag Warning - Large Fires | Vegetation Contact | Aggregated | 2031 | 1.354e-05 | 489.6273 | 0.0066297 | 2031 | Mitigation | 0.95 | 45 | 0 | esc | 0.00097009 | 1.3135e-08 | 0.00097009 | 1.3135e-08
[35 empty] | 7.3.3.17.6 Updates to grid topology to minimize risk of ignition in HFTDs Butte County Rebuild | WLDFR | HFTD - Distribution - Tier 2 - 3QU CoRE ¦ 4QU LoRE | 2032 | 0.47509 | 0 | 0 | 0 | 0 |  |  |  |  | 0 | 0 | 0 | 0 | 0 |  | 0 | 0 | 0 | Column23: 0; Column24: 0; Column25: 0; Column26: 0; Column27: 0; Column28: 0; Column29: 0.00060863; Column30: 0.064854; Column31: 0; Column32: 0.064854; Column33: 0.030812 | WLDFR | HFTD - Distribution - Tier 3 - 4QU CoRE ¦ 1QU LoRE | Non-Red Flag Warning - Small Fires | 2032 | 6.924e-06 | 6.924e-06 | 0.083606 | 0.039055 | 0.001695 | 0.042856 | 0 | 0 | 0.0076457 | 5.7889e-07 | 0 | 5.7889e-07 | 5.7889e-07 | 0 | 5.7889e-07 | 0 | 2.0674e-06 | 4.5317e-06 | 0 | 4.5317e-06 | [17 empty] | 7.3.3.17.5 (Remote Grid) Updates to grid topology to minimize risk of ignition in HFTDs Remote GridWLDFRVegetation ContactAggregated | WLDFR | HFTD - Distribution - Tier 2 - 3QU CoRE ¦ 1QU LoRE | Non-Red Flag Warning - Large Fires | Vegetation Contact | Aggregated | 2032 | 1.354e-05 | 489.6273 | 0.0066297 | 2032 | Mitigation | 0.95 | 45 | 0 | esc | 0.00097009 | 1.3135e-08 | 0.00097009 | 1.3135e-08
[35 empty] | 7.3.3.17.6 Updates to grid topology to minimize risk of ignition in HFTDs Butte County Rebuild | WLDFR | HFTD - Distribution - Tier 2 - 3QU CoRE ¦ 4QU LoRE | 2033 | 0.44401 | 0 | 0 | 0 | 0 |  |  |  |  | 0 | 0 | 0 | 0 | 0 |  | 0 | 0 | 0 | Column23: 0; Column24: 0; Column25: 0; Column26: 0; Column27: 0; Column28: 0; Column29: 0.00060863; Column30: 0.067927; Column31: 0; Column32: 0.067927; Column33: 0.03016 | WLDFR | HFTD - Distribution - Tier 3 - 4QU CoRE ¦ 1QU LoRE | Non-Red Flag Warning - Small Fires | 2033 | 6.924e-06 | 6.924e-06 | 0.087211 | 0.040679 | 0.0017655 | 0.044766 | 0 | 0 | 0.0076457 | 6.0385e-07 | 0 | 6.0385e-07 | 6.0385e-07 | 0 | 6.0385e-07 | 0 | 2.0674e-06 | 4.5317e-06 | 0 | 4.5317e-06 | [17 empty] | 7.3.3.17.5 (Remote Grid) Updates to grid topology to minimize risk of ignition in HFTDs Remote GridWLDFRVegetation ContactAggregated | WLDFR | HFTD - Distribution - Tier 2 - 3QU CoRE ¦ 1QU LoRE | Non-Red Flag Warning - Large Fires | Vegetation Contact | Aggregated | 2033 | 1.354e-05 | 489.6273 | 0.0066297 | 2033 | Mitigation | 0.95 | 45 | 0 | esc | 0.00097009 | 1.3135e-08 | 0.00097009 | 1.3135e-08
[35 empty] | 7.3.3.17.6 Updates to grid topology to minimize risk of ignition in HFTDs Butte County Rebuild | WLDFR | HFTD - Distribution - Tier 2 - 3QU CoRE ¦ 4QU LoRE | 2034 | 0.41496 | 0 | 0 | 0 | 0 |  |  |  |  | 0 | 0 | 0 | 0 | 0 |  | 0 | 0 | 0 | Column23: 0; Column24: 0; Column25: 0; Column26: 0; Column27: 0; Column28: 0; Column29: 0.00060863; Column30: 0.067927; Column31: 0; Column32: 0.067927; Column33: 0.028187 | WLDFR | HFTD - Distribution - Tier 3 - 4QU CoRE ¦ 1QU LoRE | Non-Red Flag Warning - Small Fires | 2034 | 6.924e-06 | 6.924e-06 | 0.087211 | 0.040679 | 0.0017655 | 0.044766 | 0 | 0 | 0.0076457 | 6.0385e-07 | 0 | 6.0385e-07 | 6.0385e-07 | 0 | 6.0385e-07 | 0 | 2.0674e-06 | 4.5317e-06 | 0 | 4.5317e-06 | [17 empty] | 7.3.3.17.5 (Remote Grid) Updates to grid topology to minimize risk of ignition in HFTDs Remote GridWLDFRVegetation ContactAggregated | WLDFR | HFTD - Distribution - Tier 2 - 3QU CoRE ¦ 1QU LoRE | Non-Red Flag Warning - Large Fires | Vegetation Contact | Aggregated | 2034 | 1.354e-05 | 489.6273 | 0.0066297 | 2034 | Mitigation | 0.95 | 45 | 0 | esc | 0.00097009 | 1.3135e-08 | 0.00097009 | 1.3135e-08
[35 empty] | 7.3.3.17.6 Updates to grid topology to minimize risk of ignition in HFTDs Butte County Rebuild | WLDFR | HFTD - Distribution - Tier 2 - 3QU CoRE ¦ 4QU LoRE | 2035 | 0.38782 | 0 | 0 | 0 | 0 |  |  |  |  | 0 | 0 | 0 | 0 | 0 |  | 0 | 0 | 0 | Column23: 0; Column24: 0; Column25: 0; Column26: 0; Column27: 0; Column28: 0; Column29: 0.00060863; Column30: 0.067927; Column31: 0; Column32: 0.067927; Column33: 0.026343 | WLDFR | HFTD - Distribution - Tier 3 - 4QU CoRE ¦ 1QU LoRE | Non-Red Flag Warning - Small Fires | 2035 | 6.924e-06 | 6.924e-06 | 0.087211 | 0.040679 | 0.0017655 | 0.044766 | 0 | 0 | 0.0076457 | 6.0385e-07 | 0 | 6.0385e-07 | 6.0385e-07 | 0 | 6.0385e-07 | 0 | 2.0674e-06 | 4.5317e-06 | 0 | 4.5317e-06 | [17 empty] | 7.3.3.17.5 (Remote Grid) Updates to grid topology to minimize risk of ignition in HFTDs Remote GridWLDFRVegetation ContactAggregated | WLDFR | HFTD - Distribution - Tier 2 - 3QU CoRE ¦ 1QU LoRE | Non-Red Flag Warning - Large Fires | Vegetation Contact | Aggregated | 2035 | 1.354e-05 | 489.6273 | 0.0066297 | 2035 | Mitigation | 0.95 | 45 | 0 | esc | 0.00097009 | 1.3135e-08 | 0.00097009 | 1.3135e-08
[35 empty] | 7.3.3.17.6 Updates to grid topology to minimize risk of ignition in HFTDs Butte County Rebuild | WLDFR | HFTD - Distribution - Tier 2 - 3QU CoRE ¦ 4QU LoRE | 2036 | 0.36245 | 0 | 0 | 0 | 0 |  |  |  |  | 0 | 0 | 0 | 0 | 0 |  | 0 | 0 | 0 | Column23: 0; Column24: 0; Column25: 0; Column26: 0; Column27: 0; Column28: 0; Column29: 0.00060863; Column30: 0.067927; Column31: 0; Column32: 0.067927; Column33: 0.02462 | WLDFR | HFTD - Distribution - Tier 3 - 4QU CoRE ¦ 1QU LoRE | Non-Red Flag Warning - Small Fires | 2036 | 6.924e-06 | 6.924e-06 | 0.087211 | 0.040679 | 0.0017655 | 0.044766 | 0 | 0 | 0.0076457 | 6.0385e-07 | 0 | 6.0385e-07 | 6.0385e-07 | 0 | 6.0385e-07 | 0 | 2.0674e-06 | 4.5317e-06 | 0 | 4.5317e-06 | [17 empty] | 7.3.3.17.5 (Remote Grid) Updates to grid topology to minimize risk of ignition in HFTDs Remote GridWLDFRVegetation ContactAggregated | WLDFR | HFTD - Distribution - Tier 2 - 3QU CoRE ¦ 1QU LoRE | Non-Red Flag Warning - Large Fires | Vegetation Contact | Aggregated | 2036 | 1.354e-05 | 489.6273 | 0.0066297 | 2036 | Mitigation | 0.95 | 45 | 0 | esc | 0.00097009 | 1.3135e-08 | 0.00097009 | 1.3135e-08
[35 empty] | 7.3.3.17.6 Updates to grid topology to minimize risk of ignition in HFTDs Butte County Rebuild | WLDFR | HFTD - Distribution - Tier 2 - 3QU CoRE ¦ 4QU LoRE | 2037 | 0.33873 | 0 | 0 | 0 | 0 |  |  |  |  | 0 | 0 | 0 | 0 | 0 |  | 0 | 0 | 0 | Column23: 0; Column24: 0; Column25: 0; Column26: 0; Column27: 0; Column28: 0; Column29: 0.00060863; Column30: 0.067927; Column31: 0; Column32: 0.067927; Column33: 0.023009 | WLDFR | HFTD - Distribution - Tier 3 - 4QU CoRE ¦ 1QU LoRE | Non-Red Flag Warning - Small Fires | 2037 | 6.924e-06 | 6.924e-06 | 0.087211 | 0.040679 | 0.0017655 | 0.044766 | 0 | 0 | 0.0076457 | 6.0385e-07 | 0 | 6.0385e-07 | 6.0385e-07 | 0 | 6.0385e-07 | 0 | 2.167e-06 | 4.7501e-06 | 0 | 4.7501e-06 | [17 empty] | 7.3.3.17.5 (Remote Grid) Updates to grid topology to minimize risk of ignition in HFTDs Remote GridWLDFRVegetation ContactAggregated | WLDFR | HFTD - Distribution - Tier 2 - 3QU CoRE ¦ 1QU LoRE | Non-Red Flag Warning - Large Fires | Vegetation Contact | Aggregated | 2037 | 1.354e-05 | 489.6273 | 0.0066297 | 2037 | Mitigation | 0.95 | 45 | 0 | esc | 0.00097009 | 1.3135e-08 | 0.00097009 | 1.3135e-08
[35 empty] | 7.3.3.17.6 Updates to grid topology to minimize risk of ignition in HFTDs Butte County Rebuild | WLDFR | HFTD - Distribution - Tier 2 - 3QU CoRE ¦ 4QU LoRE | 2038 | 0.31657 | 0 | 0 | 0 | 0 |  |  |  |  | 0 | 0 | 0 | 0 | 0 |  | 0 | 0 | 0 | Column23: 0; Column24: 0; Column25: 0; Column26: 0; Column27: 0; Column28: 0; Column29: 0.00060863; Column30: 0.071263; Column31: 0; Column32: 0.071263; Column33: 0.02256 | WLDFR | HFTD - Distribution - Tier 3 - 4QU CoRE ¦ 1QU LoRE | Non-Red Flag Warning - Small Fires | 2038 | 6.924e-06 | 6.924e-06 | 0.091184 | 0.042438 | 0.0018418 | 0.046905 | 0 | 0 | 0.0076457 | 6.3136e-07 | 0 | 6.3136e-07 | 6.3136e-07 | 0 | 6.3136e-07 | 0 | 2.167e-06 | 4.7501e-06 | 0 | 4.7501e-06 | [17 empty] | 7.3.3.17.5 (Remote Grid) Updates to grid topology to minimize risk of ignition in HFTDs Remote GridWLDFRVegetation ContactAggregated | WLDFR | HFTD - Distribution - Tier 2 - 3QU CoRE ¦ 1QU LoRE | Non-Red Flag Warning - Large Fires | Vegetation Contact | Aggregated | 2038 | 1.354e-05 | 489.6273 | 0.0066297 | 2038 | Mitigation | 0.95 | 45 | 0 | esc | 0.00097009 | 1.3135e-08 | 0.00097009 | 1.3135e-08
[35 empty] | 7.3.3.17.6 Updates to grid topology to minimize risk of ignition in HFTDs Butte County Rebuild | WLDFR | HFTD - Distribution - Tier 2 - 3QU CoRE ¦ 4QU LoRE | 2039 | 0.29586 | 0 | 0 | 0 | 0 |  |  |  |  | 0 | 0 | 0 | 0 | 0 |  | 0 | 0 | 0 | Column23: 0; Column24: 0; Column25: 0; Column26: 0; Column27: 0; Column28: 0; Column29: 0.00060863; Column30: 0.071263; Column31: 0; Column32: 0.071263; Column33: 0.021084 | WLDFR | HFTD - Distribution - Tier 3 - 4QU CoRE ¦ 1QU LoRE | Non-Red Flag Warning - Small Fires | 2039 | 6.924e-06 | 6.924e-06 | 0.091184 | 0.042438 | 0.0018418 | 0.046905 | 0 | 0 | 0.0076457 | 6.3136e-07 | 0 | 6.3136e-07 | 6.3136e-07 | 0 | 6.3136e-07 | 0 | 2.167e-06 | 4.7501e-06 | 0 | 4.7501e-06 | [17 empty] | 7.3.3.17.5 (Remote Grid) Updates to grid topology to minimize risk of ignition in HFTDs Remote GridWLDFRVegetation ContactAggregated | WLDFR | HFTD - Distribution - Tier 2 - 3QU CoRE ¦ 1QU LoRE | Non-Red Flag Warning - Large Fires | Vegetation Contact | Aggregated | 2039 | 1.354e-05 | 489.6273 | 0.0066297 | 2039 | Mitigation | 0.95 | 45 | 0 | esc | 0.00097009 | 1.3135e-08 | 0.00097009 | 1.3135e-08
[35 empty] | 7.3.3.17.6 Updates to grid topology to minimize risk of ignition in HFTDs Butte County Rebuild | WLDFR | HFTD - Distribution - Tier 2 - 3QU CoRE ¦ 4QU LoRE | 2040 | 0.27651 | 0 | 0 | 0 | 0 |  |  |  |  | 0 | 0 | 0 | 0 | 0 |  | 0 | 0 | 0 | Column23: 0; Column24: 0; Column25: 0; Column26: 0; Column27: 0; Column28: 0; Column29: 0.00060863; Column30: 0.071263; Column31: 0; Column32: 0.071263; Column33: 0.019705 | WLDFR | HFTD - Distribution - Tier 3 - 4QU CoRE ¦ 1QU LoRE | Non-Red Flag Warning - Small Fires | 2040 | 6.924e-06 | 6.924e-06 | 0.091184 | 0.042438 | 0.0018418 | 0.046905 | 0 | 0 | 0.0076457 | 6.3136e-07 | 0 | 6.3136e-07 | 6.3136e-07 | 0 | 6.3136e-07 | 0 | 2.167e-06 | 4.7501e-06 | 0 | 4.7501e-06 | [17 empty] | 7.3.3.17.5 (Remote Grid) Updates to grid topology to minimize risk of ignition in HFTDs Remote GridWLDFRVegetation ContactAggregated | WLDFR | HFTD - Distribution - Tier 2 - 3QU CoRE ¦ 1QU LoRE | Non-Red Flag Warning - Large Fires | Vegetation Contact | Aggregated | 2040 | 1.354e-05 | 489.6273 | 0.0066297 | 2040 | Mitigation | 0.95 | 45 | 0 | esc | 0.00097009 | 1.3135e-08 | 0.00097009 | 1.3135e-08
[35 empty] | 7.3.3.17.6 Updates to grid topology to minimize risk of ignition in HFTDs Butte County Rebuild | WLDFR | HFTD - Distribution - Tier 2 - 3QU CoRE ¦ 4QU LoRE | 2041 | 0.25842 | 0 | 0 | 0 | 0 |  |  |  |  | 0 | 0 | 0 | 0 | 0 |  | 0 | 0 | 0 | Column23: 0; Column24: 0; Column25: 0; Column26: 0; Column27: 0; Column28: 0; Column29: 0.00060863; Column30: 0.071263; Column31: 0; Column32: 0.071263; Column33: 0.018416 | WLDFR | HFTD - Distribution - Tier 3 - 4QU CoRE ¦ 1QU LoRE | Non-Red Flag Warning - Small Fires | 2041 | 6.924e-06 | 6.924e-06 | 0.091184 | 0.042438 | 0.0018418 | 0.046905 | 0 | 0 | 0.0076457 | 6.3136e-07 | 0 | 6.3136e-07 | 6.3136e-07 | 0 | 6.3136e-07 | 0 | 2.167e-06 | 4.7501e-06 | 0 | 4.7501e-06 | [17 empty] | 7.3.3.17.5 (Remote Grid) Updates to grid topology to minimize risk of ignition in HFTDs Remote GridWLDFRVegetation ContactAggregated | WLDFR | HFTD - Distribution - Tier 2 - 3QU CoRE ¦ 1QU LoRE | Non-Red Flag Warning - Large Fires | Vegetation Contact | Aggregated | 2041 | 1.354e-05 | 489.6273 | 0.0066297 | 2041 | Mitigation | 0.95 | 45 | 0 | esc | 0.00097009 | 1.3135e-08 | 0.00097009 | 1.3135e-08
[35 empty] | 7.3.3.17.6 Updates to grid topology to minimize risk of ignition in HFTDs Butte County Rebuild | WLDFR | HFTD - Distribution - Tier 2 - 3QU CoRE ¦ 4QU LoRE | 2042 | 0.24151 | 0 | 0 | 0 | 0 |  |  |  |  | 0 | 0 | 0 | 0 | 0 |  | 0 | 0 | 0 | Column23: 0; Column24: 0; Column25: 0; Column26: 0; Column27: 0; Column28: 0; Column29: 0.00060863; Column30: 0.071263; Column31: 0; Column32: 0.071263; Column33: 0.017211 | WLDFR | HFTD - Distribution - Tier 3 - 4QU CoRE ¦ 1QU LoRE | Non-Red Flag Warning - Small Fires | 2042 | 6.924e-06 | 6.924e-06 | 0.091184 | 0.042438 | 0.0018418 | 0.046905 | 0 | 0 | 0.0076457 | 6.3136e-07 | 0 | 6.3136e-07 | 6.3136e-07 | 0 | 6.3136e-07 | 0 | 2.2704e-06 | 4.9769e-06 | 0 | 4.9769e-06 | [17 empty] | 7.3.3.17.5 (Remote Grid) Updates to grid topology to minimize risk of ignition in HFTDs Remote GridWLDFRVegetation ContactAggregated | WLDFR | HFTD - Distribution - Tier 2 - 3QU CoRE ¦ 1QU LoRE | Non-Red Flag Warning - Large Fires | Vegetation Contact | Aggregated | 2042 | 1.354e-05 | 489.6273 | 0.0066297 | 2042 | Mitigation | 0.95 | 45 | 0 | esc | 0.00097009 | 1.3135e-08 | 0.00097009 | 1.3135e-08
[35 empty] | 7.3.3.17.6 Updates to grid topology to minimize risk of ignition in HFTDs Butte County Rebuild | WLDFR | HFTD - Distribution - Tier 2 - 3QU CoRE ¦ 4QU LoRE | 2043 | 0.22571 | 0 | 0 | 0 | 0 |  |  |  |  | 0 | 0 | 0 | 0 | 0 |  | 0 | 0 | 0 | Column23: 0; Column24: 0; Column25: 0; Column26: 0; Column27: 0; Column28: 0; Column29: 0.00060863; Column30: 0.074816; Column31: 0; Column32: 0.074816; Column33: 0.016887 | WLDFR | HFTD - Distribution - Tier 3 - 4QU CoRE ¦ 1QU LoRE | Non-Red Flag Warning - Small Fires | 2043 | 6.924e-06 | 6.924e-06 | 0.095486 | 0.044306 | 0.0019228 | 0.049257 | 0 | 0 | 0.0076457 | 6.6114e-07 | 0 | 6.6114e-07 | 6.6114e-07 | 0 | 6.6114e-07 | 0 | 2.2704e-06 | 4.9769e-06 | 0 | 4.9769e-06 | [17 empty] | 7.3.3.17.5 (Remote Grid) Updates to grid topology to minimize risk of ignition in HFTDs Remote GridWLDFRVegetation ContactAggregated | WLDFR | HFTD - Distribution - Tier 2 - 3QU CoRE ¦ 1QU LoRE | Non-Red Flag Warning - Large Fires | Vegetation Contact | Aggregated | 2043 | 1.354e-05 | 489.6273 | 0.0066297 | 2043 | Mitigation | 0.95 | 45 | 0 | esc | 0.00097009 | 1.3135e-08 | 0.00097009 | 1.3135e-08
[35 empty] | 7.3.3.17.6 Updates to grid topology to minimize risk of ignition in HFTDs Butte County Rebuild | WLDFR | HFTD - Distribution - Tier 2 - 3QU CoRE ¦ 4QU LoRE | 2044 | 0.21095 | 0 | 0 | 0 | 0 |  |  |  |  | 0 | 0 | 0 | 0 | 0 |  | 0 | 0 | 0 | Column23: 0; Column24: 0; Column25: 0; Column26: 0; Column27: 0; Column28: 0; Column29: 0.00060863; Column30: 0.074816; Column31: 0; Column32: 0.074816; Column33: 0.015782 | WLDFR | HFTD - Distribution - Tier 3 - 4QU CoRE ¦ 1QU LoRE | Non-Red Flag Warning - Small Fires | 2044 | 6.924e-06 | 6.924e-06 | 0.095486 | 0.044306 | 0.0019228 | 0.049257 | 0 | 0 | 0.0076457 | 6.6114e-07 | 0 | 6.6114e-07 | 6.6114e-07 | 0 | 6.6114e-07 | 0 | 2.2704e-06 | 4.9769e-06 | 0 | 4.9769e-06 | [17 empty] | 7.3.3.17.5 (Remote Grid) Updates to grid topology to minimize risk of ignition in HFTDs Remote GridWLDFRVegetation ContactAggregated | WLDFR | HFTD - Distribution - Tier 2 - 3QU CoRE ¦ 1QU LoRE | Non-Red Flag Warning - Large Fires | Vegetation Contact | Aggregated | 2044 | 1.354e-05 | 489.6273 | 0.0066297 | 2044 | Mitigation | 0.95 | 45 | 0 | esc | 0.00097009 | 1.3135e-08 | 0.00097009 | 1.3135e-08
[35 empty] | 7.3.3.17.6 Updates to grid topology to minimize risk of ignition in HFTDs Butte County Rebuild | WLDFR | HFTD - Distribution - Tier 2 - 3QU CoRE ¦ 4QU LoRE | 2045 | 0.19715 | 0 | 0 | 0 | 0 |  |  |  |  | 0 | 0 | 0 | 0 | 0 |  | 0 | 0 | 0 | Column23: 0; Column24: 0; Column25: 0; Column26: 0; Column27: 0; Column28: 0; Column29: 0.00060863; Column30: 0.074816; Column31: 0; Column32: 0.074816; Column33: 0.01475 | WLDFR | HFTD - Distribution - Tier 3 - 4QU CoRE ¦ 1QU LoRE | Non-Red Flag Warning - Small Fires | 2045 | 6.924e-06 | 6.924e-06 | 0.095486 | 0.044306 | 0.0019228 | 0.049257 | 0 | 0 | 0.0076457 | 6.6114e-07 | 0 | 6.6114e-07 | 6.6114e-07 | 0 | 6.6114e-07 | 0 | 2.2704e-06 | 4.9769e-06 | 0 | 4.9769e-06 | [17 empty] | 7.3.3.17.5 (Remote Grid) Updates to grid topology to minimize risk of ignition in HFTDs Remote GridWLDFRVegetation ContactAggregated | WLDFR | HFTD - Distribution - Tier 2 - 3QU CoRE ¦ 1QU LoRE | Non-Red Flag Warning - Large Fires | Vegetation Contact | Aggregated | 2045 | 1.354e-05 | 489.6273 | 0.0066297 | 2045 | Mitigation | 0.95 | 45 | 0 | esc | 0.00097009 | 1.3135e-08 | 0.00097009 | 1.3135e-08
[35 empty] | 7.3.3.17.6 Updates to grid topology to minimize risk of ignition in HFTDs Butte County Rebuild | WLDFR | HFTD - Distribution - Tier 2 - 3QU CoRE ¦ 4QU LoRE | 2046 | 0.18425 | 0 | 0 | 0 | 0 |  |  |  |  | 0 | 0 | 0 | 0 | 0 |  | 0 | 0 | 0 | Column23: 0; Column24: 0; Column25: 0; Column26: 0; Column27: 0; Column28: 0; Column29: 0.00060863; Column30: 0.074816; Column31: 0; Column32: 0.074816; Column33: 0.013785 | WLDFR | HFTD - Distribution - Tier 3 - 4QU CoRE ¦ 1QU LoRE | Non-Red Flag Warning - Small Fires | 2046 | 6.924e-06 | 6.924e-06 | 0.095486 | 0.044306 | 0.0019228 | 0.049257 | 0 | 0 | 0.0076457 | 6.6114e-07 | 0 | 6.6114e-07 | 6.6114e-07 | 0 | 6.6114e-07 | 0 | 2.2704e-06 | 4.9769e-06 | 0 | 4.9769e-06 | [17 empty] | 7.3.3.17.5 (Remote Grid) Updates to grid topology to minimize risk of ignition in HFTDs Remote GridWLDFRVegetation ContactAggregated | WLDFR | HFTD - Distribution - Tier 2 - 3QU CoRE ¦ 1QU LoRE | Non-Red Flag Warning - Large Fires | Vegetation Contact | Aggregated | 2046 | 1.354e-05 | 489.6273 | 0.0066297 | 2046 | Mitigation | 0.95 | 45 | 0 | esc | 0.00097009 | 1.3135e-08 | 0.00097009 | 1.3135e-08
[35 empty] | 7.3.3.17.6 Updates to grid topology to minimize risk of ignition in HFTDs Butte County Rebuild | WLDFR | HFTD - Distribution - Tier 2 - 3QU CoRE ¦ 4QU LoRE | 2047 | 0.1722 | 0 | 0 | 0 | 0 |  |  |  |  | 0 | 0 | 0 | 0 | 0 |  | 0 | 0 | 0 | Column23: 0; Column24: 0; Column25: 0; Column26: 0; Column27: 0; Column28: 0; Column29: 0.00060863; Column30: 0.074816; Column31: 0; Column32: 0.074816; Column33: 0.012883 | WLDFR | HFTD - Distribution - Tier 3 - 4QU CoRE ¦ 1QU LoRE | Non-Red Flag Warning - Small Fires | 2047 | 6.924e-06 | 6.924e-06 | 0.095486 | 0.044306 | 0.0019228 | 0.049257 | 0 | 0 | 0.0076457 | 6.6114e-07 | 0 | 6.6114e-07 | 6.6114e-07 | 0 | 6.6114e-07 | 0 | 2.3765e-06 | 5.2094e-06 | 0 | 5.2094e-06 | [17 empty] | 7.3.3.17.5 (Remote Grid) Updates to grid topology to minimize risk of ignition in HFTDs Remote GridWLDFRVegetation ContactAggregated | WLDFR | HFTD - Distribution - Tier 2 - 3QU CoRE ¦ 1QU LoRE | Non-Red Flag Warning - Large Fires | Vegetation Contact | Aggregated | 2047 | 1.354e-05 | 489.6273 | 0.0066297 | 2047 | Mitigation | 0.95 | 45 | 0 | esc | 0.00097009 | 1.3135e-08 | 0.00097009 | 1.3135e-08
[35 empty] | 7.3.3.17.6 Updates to grid topology to minimize risk of ignition in HFTDs Butte County Rebuild | WLDFR | HFTD - Distribution - Tier 2 - 3QU CoRE ¦ 4QU LoRE | 2048 | 0.16093 | 0 | 0 | 0 | 0 |  |  |  |  | 0 | 0 | 0 | 0 | 0 |  | 0 | 0 | 0 | Column23: 0; Column24: 0; Column25: 0; Column26: 0; Column27: 0; Column28: 0; Column29: 0.00060863; Column30: 0.078541; Column31: 0; Column32: 0.078541; Column33: 0.01264 | WLDFR | HFTD - Distribution - Tier 3 - 4QU CoRE ¦ 1QU LoRE | Non-Red Flag Warning - Small Fires | 2048 | 6.924e-06 | 6.924e-06 | 0.10007 | 0.04626 | 0.0020076 | 0.051804 | 0 | 0 | 0.0076457 | 6.929e-07 | 0 | 6.929e-07 | 6.929e-07 | 0 | 6.929e-07 | 0 | 2.3765e-06 | 5.2094e-06 | 0 | 5.2094e-06 | [17 empty] | 7.3.3.17.5 (Remote Grid) Updates to grid topology to minimize risk of ignition in HFTDs Remote GridWLDFRVegetation ContactAggregated | WLDFR | HFTD - Distribution - Tier 2 - 3QU CoRE ¦ 1QU LoRE | Non-Red Flag Warning - Large Fires | Vegetation Contact | Aggregated | 2048 | 1.354e-05 | 489.6273 | 0.0066297 | 2048 | Mitigation | 0.95 | 45 | 0 | esc | 0.00097009 | 1.3135e-08 | 0.00097009 | 1.3135e-08
[35 empty] | 7.3.3.17.6 Updates to grid topology to minimize risk of ignition in HFTDs Butte County Rebuild | WLDFR | HFTD - Distribution - Tier 2 - 3QU CoRE ¦ 4QU LoRE | 2049 | 0.1504 | 0 | 0 | 0 | 0 |  |  |  |  | 0 | 0 | 0 | 0 | 0 |  | 0 | 0 | 0 | Column23: 0; Column24: 0; Column25: 0; Column26: 0; Column27: 0; Column28: 0; Column29: 0.00060863; Column30: 0.078541; Column31: 0; Column32: 0.078541; Column33: 0.011813 | WLDFR | HFTD - Distribution - Tier 3 - 4QU CoRE ¦ 1QU LoRE | Non-Red Flag Warning - Small Fires | 2049 | 6.924e-06 | 6.924e-06 | 0.10007 | 0.04626 | 0.0020076 | 0.051804 | 0 | 0 | 0.0076457 | 6.929e-07 | 0 | 6.929e-07 | 6.929e-07 | 0 | 6.929e-07 | 0 | 2.3765e-06 | 5.2094e-06 | 0 | 5.2094e-06 | [17 empty] | 7.3.3.17.5 (Remote Grid) Updates to grid topology to minimize risk of ignition in HFTDs Remote GridWLDFRVegetation ContactAggregated | WLDFR | HFTD - Distribution - Tier 2 - 3QU CoRE ¦ 1QU LoRE | Non-Red Flag Warning - Large Fires | Vegetation Contact | Aggregated | 2049 | 1.354e-05 | 489.6273 | 0.0066297 | 2049 | Mitigation | 0.95 | 45 | 0 | esc | 0.00097009 | 1.3135e-08 | 0.00097009 | 1.3135e-08
[35 empty] | 7.3.3.17.6 Updates to grid topology to minimize risk of ignition in HFTDs Butte County Rebuild | WLDFR | HFTD - Distribution - Tier 2 - 3QU CoRE ¦ 4QU LoRE | 2050 | 0.14056 | 0 | 0 | 0 | 0 |  |  |  |  | 0 | 0 | 0 | 0 | 0 |  | 0 | 0 | 0 | Column23: 0; Column24: 0; Column25: 0; Column26: 0; Column27: 0; Column28: 0; Column29: 0.00060863; Column30: 0.078541; Column31: 0; Column32: 0.078541; Column33: 0.01104 | WLDFR | HFTD - Distribution - Tier 3 - 4QU CoRE ¦ 1QU LoRE | Non-Red Flag Warning - Small Fires | 2050 | 6.924e-06 | 6.924e-06 | 0.10007 | 0.04626 | 0.0020076 | 0.051804 | 0 | 0 | 0.0076457 | 6.929e-07 | 0 | 6.929e-07 | 6.929e-07 | 0 | 6.929e-07 | 0 | 2.3765e-06 | 5.2094e-06 | 0 | 5.2094e-06 | [17 empty] | 7.3.3.17.5 (Remote Grid) Updates to grid topology to minimize risk of ignition in HFTDs Remote GridWLDFRVegetation ContactAggregated | WLDFR | HFTD - Distribution - Tier 2 - 3QU CoRE ¦ 1QU LoRE | Non-Red Flag Warning - Large Fires | Vegetation Contact | Aggregated | 2050 | 1.354e-05 | 489.6273 | 0.0066297 | 2050 | Mitigation | 0.95 | 45 | 0 | esc | 0.00097009 | 1.3135e-08 | 0.00097009 | 1.3135e-08
[35 empty] | 7.3.3.17.6 Updates to grid topology to minimize risk of ignition in HFTDs Butte County Rebuild | WLDFR | HFTD - Distribution - Tier 2 - 3QU CoRE ¦ 4QU LoRE | 2051 | 0.13137 | 0 | 0 | 0 | 0 |  |  |  |  | 0 | 0 | 0 | 0 | 0 |  | 0 | 0 | 0 | Column23: 0; Column24: 0; Column25: 0; Column26: 0; Column27: 0; Column28: 0; Column29: 0.00060863; Column30: 0.078541; Column31: 0; Column32: 0.078541; Column33: 0.010318 | WLDFR | HFTD - Distribution - Tier 3 - 4QU CoRE ¦ 1QU LoRE | Non-Red Flag Warning - Small Fires | 2051 | 6.924e-06 | 6.924e-06 | 0.10007 | 0.04626 | 0.0020076 | 0.051804 | 0 | 0 | 0.0076457 | 6.929e-07 | 0 | 6.929e-07 | 6.929e-07 | 0 | 6.929e-07 | 0 | 2.3765e-06 | 5.2094e-06 | 0 | 5.2094e-06 | [17 empty] | 7.3.3.17.5 (Remote Grid) Updates to grid topology to minimize risk of ignition in HFTDs Remote GridWLDFRVegetation ContactAggregated | WLDFR | HFTD - Distribution - Tier 2 - 3QU CoRE ¦ 1QU LoRE | Non-Red Flag Warning - Large Fires | Vegetation Contact | Aggregated | 2051 | 1.354e-05 | 489.6273 | 0.0066297 | 2051 | Mitigation | 0.95 | 45 | 0 | esc | 0.00097009 | 1.3135e-08 | 0.00097009 | 1.3135e-08
[35 empty] | 7.3.3.17.6 Updates to grid topology to minimize risk of ignition in HFTDs Butte County Rebuild | WLDFR | HFTD - Distribution - Tier 2 - 3QU CoRE ¦ 4QU LoRE | 2052 | 0.12277 | 0 | 0 | 0 | 0 |  |  |  |  | 0 | 0 | 0 | 0 | 0 |  | 0 | 0 | 0 | Column23: 0; Column24: 0; Column25: 0; Column26: 0; Column27: 0; Column28: 0; Column29: 0.00060863; Column30: 0.078541; Column31: 0; Column32: 0.078541; Column33: 0.0096427 | WLDFR | HFTD - Distribution - Tier 3 - 4QU CoRE ¦ 1QU LoRE | Non-Red Flag Warning - Small Fires | 2052 | 6.924e-06 | 6.924e-06 | 0.10007 | 0.04626 | 0.0020076 | 0.051804 | 0 | 0 | 0.0076457 | 6.929e-07 | 0 | 6.929e-07 | 6.929e-07 | 0 | 6.929e-07 | 0 | 2.484e-06 | 5.4451e-06 | 0 | 5.4451e-06 | [17 empty] | 7.3.3.17.5 (Remote Grid) Updates to grid topology to minimize risk of ignition in HFTDs Remote GridWLDFRVegetation ContactAggregated | WLDFR | HFTD - Distribution - Tier 2 - 3QU CoRE ¦ 1QU LoRE | Non-Red Flag Warning - Large Fires | Vegetation Contact | Aggregated | 2052 | 1.354e-05 | 489.6273 | 0.0066297 | 2052 | Mitigation | 0.95 | 45 | 0 | esc | 0.00097009 | 1.3135e-08 | 0.00097009 | 1.3135e-08
[35 empty] | 7.3.3.17.6 Updates to grid topology to minimize risk of ignition in HFTDs Butte County Rebuild | WLDFR | HFTD - Distribution - Tier 2 - 3QU CoRE ¦ 4QU LoRE | 2053 | 0.11474 | 0 | 0 | 0 | 0 |  |  |  |  | 0 | 0 | 0 | 0 | 0 |  | 0 | 0 | 0 | Column23: 0; Column24: 0; Column25: 0; Column26: 0; Column27: 0; Column28: 0; Column29: 0.00060863; Column30: 0.08239; Column31: 0; Column32: 0.08239; Column33: 0.0094536 | WLDFR | HFTD - Distribution - Tier 3 - 4QU CoRE ¦ 1QU LoRE | Non-Red Flag Warning - Small Fires | 2053 | 6.924e-06 | 6.924e-06 | 0.10489 | 0.048274 | 0.002095 | 0.054525 | 0 | 0 | 0.0076457 | 7.2629e-07 | 0 | 7.2629e-07 | 7.2629e-07 | 0 | 7.2629e-07 | 0 | 2.484e-06 | 5.4451e-06 | 0 | 5.4451e-06 | [17 empty] | 7.3.3.17.5 (Remote Grid) Updates to grid topology to minimize risk of ignition in HFTDs Remote GridWLDFRVegetation ContactAggregated | WLDFR | HFTD - Distribution - Tier 2 - 3QU CoRE ¦ 1QU LoRE | Non-Red Flag Warning - Large Fires | Vegetation Contact | Aggregated | 2053 | 1.354e-05 | 489.6273 | 0.0066297 | 2053 | Mitigation | 0.95 | 45 | 0 | esc | 0.00097009 | 1.3135e-08 | 0.00097009 | 1.3135e-08
[35 empty] | 7.3.3.17.6 Updates to grid topology to minimize risk of ignition in HFTDs Butte County Rebuild | WLDFR | HFTD - Distribution - Tier 2 - 3QU CoRE ¦ 4QU LoRE | 2054 | 0.10723 | 0 | 0 | 0 | 0 |  |  |  |  | 0 | 0 | 0 | 0 | 0 |  | 0 | 0 | 0 | Column23: 0; Column24: 0; Column25: 0; Column26: 0; Column27: 0; Column28: 0; Column29: 0.00060863; Column30: 0.08239; Column31: 0; Column32: 0.08239; Column33: 0.0088351 | WLDFR | HFTD - Distribution - Tier 3 - 4QU CoRE ¦ 1QU LoRE | Non-Red Flag Warning - Small Fires | 2054 | 6.924e-06 | 6.924e-06 | 0.10489 | 0.048274 | 0.002095 | 0.054525 | 0 | 0 | 0.0076457 | 7.2629e-07 | 0 | 7.2629e-07 | 7.2629e-07 | 0 | 7.2629e-07 | 0 | 2.484e-06 | 5.4451e-06 | 0 | 5.4451e-06 | [17 empty] | 7.3.3.17.5 (Remote Grid) Updates to grid topology to minimize risk of ignition in HFTDs Remote GridWLDFRVegetation ContactAggregated | WLDFR | HFTD - Distribution - Tier 2 - 3QU CoRE ¦ 1QU LoRE | Non-Red Flag Warning - Large Fires | Vegetation Contact | Aggregated | 2054 | 1.354e-05 | 489.6273 | 0.0066297 | 2054 | Mitigation | 0.95 | 45 | 0 | esc | 0.00097009 | 1.3135e-08 | 0.00097009 | 1.3135e-08
[35 empty] | 7.3.3.17.6 Updates to grid topology to minimize risk of ignition in HFTDs Butte County Rebuild | WLDFR | HFTD - Distribution - Tier 2 - 3QU CoRE ¦ 4QU LoRE | 2055 | 0.10022 | 0 | 0 | 0 | 0 |  |  |  |  | 0 | 0 | 0 | 0 | 0 |  | 0 | 0 | 0 | Column23: 0; Column24: 0; Column25: 0; Column26: 0; Column27: 0; Column28: 0; Column29: 0.00060863; Column30: 0.08239; Column31: 0; Column32: 0.08239; Column33: 0.0082571 | WLDFR | HFTD - Distribution - Tier 3 - 4QU CoRE ¦ 1QU LoRE | Non-Red Flag Warning - Small Fires | 2055 | 6.924e-06 | 6.924e-06 | 0.10489 | 0.048274 | 0.002095 | 0.054525 | 0 | 0 | 0.0076457 | 7.2629e-07 | 0 | 7.2629e-07 | 7.2629e-07 | 0 | 7.2629e-07 | 0 | 0 | 5.4451e-06 | 0 | 5.4451e-06 | [17 empty] | 7.3.3.17.5 (Remote Grid) Updates to grid topology to minimize risk of ignition in HFTDs Remote GridWLDFRVegetation ContactAggregated | WLDFR | HFTD - Distribution - Tier 2 - 3QU CoRE ¦ 1QU LoRE | Non-Red Flag Warning - Large Fires | Vegetation Contact | Aggregated | 2055 | 1.354e-05 | 489.6273 | 0.0066297 | 2055 | Mitigation | 0.95 | 45 | 0 | esc | 0.00097009 | 1.3135e-08 | 0.00097009 | 1.3135e-08
[35 empty] | 7.3.3.17.6 Updates to grid topology to minimize risk of ignition in HFTDs Butte County Rebuild | WLDFR | HFTD - Distribution - Tier 2 - 3QU CoRE ¦ 4QU LoRE | 2056 | 0.093663 | 0 | 0 | 0 | 0 |  |  |  |  | 0 | 0 | 0 | 0 | 0 |  | 0 | 0 | 0 | Column23: 0; Column24: 0; Column25: 0; Column26: 0; Column27: 0; Column28: 0; Column29: 0.00060863; Column30: 0.08239; Column31: 0; Column32: 0.08239; Column33: 0.0077169 | WLDFR | HFTD - Distribution - Tier 3 - 4QU CoRE ¦ 1QU LoRE | Non-Red Flag Warning - Small Fires | 2056 | 6.924e-06 | 6.924e-06 | 0.10489 | 0.048274 | 0.002095 | 0.054525 | 0 | 0 | 0.0076457 | 7.2629e-07 | 0 | 7.2629e-07 | 7.2629e-07 | 0 | 7.2629e-07 | 0 | 0 | 0 | 0 | 0 | [17 empty] | 7.3.3.17.5 (Remote Grid) Updates to grid topology to minimize risk of ignition in HFTDs Remote GridWLDFRVegetation ContactAggregated | WLDFR | HFTD - Distribution - Tier 2 - 3QU CoRE ¦ 1QU LoRE | Non-Red Flag Warning - Large Fires | Vegetation Contact | Aggregated | 2056 | 1.354e-05 | 489.6273 | 0.0066297 | 2056 | Mitigation | 0.95 | 45 | 0 | esc | 0.00097009 | 1.3135e-08 | 0.00097009 | 1.3135e-08
[35 empty] | 7.3.3.17.6 Updates to grid topology to minimize risk of ignition in HFTDs Butte County Rebuild | WLDFR | HFTD - Distribution - Tier 2 - 3QU CoRE ¦ 4QU LoRE | 2057 | 0.087535 | 0 | 0 | 0 | 0 |  |  |  |  | 0 | 0 | 0 | 0 | 0 |  | 0 | 0 | 0 | Column23: 0; Column24: 0; Column25: 0; Column26: 0; Column27: 0; Column28: 0; Column29: 0.00060863; Column30: 0.08239; Column31: 0; Column32: 0.08239; Column33: 0.0072121 | WLDFR | HFTD - Distribution - Tier 3 - 4QU CoRE ¦ 1QU LoRE | Non-Red Flag Warning - Small Fires | 2057 | 6.924e-06 | 6.924e-06 | 0.10489 | 0.048274 | 0.002095 | 0.054525 | 0 | 0 | 0.0076457 | 7.2629e-07 | 0 | 7.2629e-07 | 7.2629e-07 | 0 | 7.2629e-07 | 0 | 0.0021505 | 0 | 0 | 0 | [17 empty] | 7.3.3.17.5 (Remote Grid) Updates to grid topology to minimize risk of ignition in HFTDs Remote GridWLDFRVegetation ContactAggregated | WLDFR | HFTD - Distribution - Tier 2 - 3QU CoRE ¦ 1QU LoRE | Non-Red Flag Warning - Large Fires | Vegetation Contact | Aggregated | 2057 | 1.354e-05 | 489.6273 | 0.0066297 | 2057 | Mitigation | 0.95 | 45 | 0 | esc | 0.00097009 | 1.3135e-08 | 0.00097009 | 1.3135e-08
[35 empty] | 7.3.3.17.6 Updates to grid topology to minimize risk of ignition in HFTDs Butte County Rebuild | WLDFR | HFTD - Distribution - Tier 2 - 3QU CoRE ¦ 4QU LoRE | 2058 | 0.081809 | 0 | 0 | 0 | 0 |  |  |  |  | 0 | 0 | 0 | 0 | 0 |  | 0 | 0 | 0 | Column23: 0; Column24: 0; Column25: 0; Column26: 0; Column27: 0; Column28: 0; Column29: 0.00060863; Column30: 0.086318; Column31: 0; Column32: 0.086318; Column33: 0.0070616 | WLDFR | HFTD - Distribution - Tier 3 - 4QU CoRE ¦ 1QU LoRE | Non-Red Flag Warning - Small Fires | 2058 | 6.924e-06 | 6.924e-06 | 0.1099 | 0.050325 | 0.0021839 | 0.057393 | 0 | 0 | 0.0076457 | 7.6096e-07 | 0 | 7.6096e-07 | 7.6096e-07 | 0 | 7.6096e-07 | 0 | 0.0022293 | 0.0048867 | 0 | 0.0048867 | [17 empty] | 7.3.3.17.5 (Remote Grid) Updates to grid topology to minimize risk of ignition in HFTDs Remote GridWLDFRVegetation ContactAggregated | WLDFR | HFTD - Distribution - Tier 2 - 3QU CoRE ¦ 1QU LoRE | Non-Red Flag Warning - Large Fires | Vegetation Contact | Aggregated | 2058 | 1.354e-05 | 489.6273 | 0.0066297 | 2058 | Mitigation | 0.95 | 45 | 0 | esc | 0.00097009 | 1.3135e-08 | 0.00097009 | 1.3135e-08
[35 empty] | 7.3.3.17.6 Updates to grid topology to minimize risk of ignition in HFTDs Butte County Rebuild | WLDFR | HFTD - Distribution - Tier 2 - 3QU CoRE ¦ 4QU LoRE | 2059 | 0.076457 | 0 | 0 | 0 | 0 |  |  |  |  | 0 | 0 | 0 | 0 | 0 |  | 0 | 0 | 0 | Column23: 0; Column24: 0; Column25: 0; Column26: 0; Column27: 0; Column28: 0; Column29: 0.00060863; Column30: 0.086318; Column31: 0; Column32: 0.086318; Column33: 0.0065996 | WLDFR | HFTD - Distribution - Tier 3 - 4QU CoRE ¦ 1QU LoRE | Non-Red Flag Warning - Small Fires | 2059 | 6.924e-06 | 6.924e-06 | 0.1099 | 0.050325 | 0.0021839 | 0.057393 | 0 | 0 | 0.0076457 | 7.6096e-07 | 0 | 7.6096e-07 | 7.6096e-07 | 0 | 7.6096e-07 | 0 | 0.0022293 | 0.0048867 | 0 | 0.0048867 | [17 empty] | 7.3.3.17.5 (Remote Grid) Updates to grid topology to minimize risk of ignition in HFTDs Remote GridWLDFRVegetation ContactAggregated | WLDFR | HFTD - Distribution - Tier 2 - 3QU CoRE ¦ 1QU LoRE | Non-Red Flag Warning - Large Fires | Vegetation Contact | Aggregated | 2059 | 1.354e-05 | 489.6273 | 0.0066297 | 2059 | Mitigation | 0.95 | 45 | 0 | esc | 0.00097009 | 1.3135e-08 | 0.00097009 | 1.3135e-08
[35 empty] | 7.3.3.17.6 Updates to grid topology to minimize risk of ignition in HFTDs Butte County Rebuild | WLDFR | HFTD - Distribution - Tier 2 - 3QU CoRE ¦ 4QU LoRE | 2060 | 0.071455 | 0 | 0 | 0 | 0 |  |  |  |  | 0 | 0 | 0 | 0 | 0 |  | 0 | 0 | 0 | Column23: 0; Column24: 0; Column25: 0; Column26: 0; Column27: 0; Column28: 0; Column29: 0.00060863; Column30: 0.086318; Column31: 0; Column32: 0.086318; Column33: 0.0061678 | WLDFR | HFTD - Distribution - Tier 3 - 4QU CoRE ¦ 1QU LoRE | Non-Red Flag Warning - Small Fires | 2060 | 6.924e-06 | 6.924e-06 | 0.1099 | 0.050325 | 0.0021839 | 0.057393 | 0 | 0 | 0.0076457 | 7.6096e-07 | 0 | 7.6096e-07 | 7.6096e-07 | 0 | 7.6096e-07 | 0 | 0.0022293 | 0.0048867 | 0 | 0.0048867 | [17 empty] | 7.3.3.17.5 (Remote Grid) Updates to grid topology to minimize risk of ignition in HFTDs Remote GridWLDFRVegetation ContactAggregated | WLDFR | HFTD - Distribution - Tier 2 - 3QU CoRE ¦ 1QU LoRE | Non-Red Flag Warning - Large Fires | Vegetation Contact | Aggregated | 2060 | 1.354e-05 | 489.6273 | 0.0066297 | 2060 | Mitigation | 0.95 | 45 | 0 | esc | 0.00097009 | 1.3135e-08 | 0.00097009 | 1.3135e-08
[35 empty] | 7.3.3.17.6 Updates to grid topology to minimize risk of ignition in HFTDs Butte County Rebuild | WLDFR | HFTD - Distribution - Tier 2 - 3QU CoRE ¦ 4QU LoRE | 2061 | 0.06678 | 0 | 0 | 0 | 0 |  |  |  |  | 0 | 0 | 0 | 0 | 0 |  | 0 | 0 | 0 | Column23: 0; Column24: 0; Column25: 0; Column26: 0; Column27: 0; Column28: 0; Column29: 0.00060863; Column30: 0.086318; Column31: 0; Column32: 0.086318; Column33: 0.0057643 | WLDFR | HFTD - Distribution - Tier 3 - 4QU CoRE ¦ 1QU LoRE | Non-Red Flag Warning - Small Fires | 2061 | 6.924e-06 | 6.924e-06 | 0.1099 | 0.050325 | 0.0021839 | 0.057393 | 0 | 0 | 0.0076457 | 7.6096e-07 | 0 | 7.6096e-07 | 7.6096e-07 | 0 | 7.6096e-07 | 0 | 0.0022293 | 0.0048867 | 0 | 0.0048867 | [17 empty] | 7.3.3.17.5 (Remote Grid) Updates to grid topology to minimize risk of ignition in HFTDs Remote GridWLDFRVegetation ContactAggregated | WLDFR | HFTD - Distribution - Tier 2 - 3QU CoRE ¦ 1QU LoRE | Non-Red Flag Warning - Large Fires | Vegetation Contact | Aggregated | 2061 | 1.354e-05 | 489.6273 | 0.0066297 | 2061 | Mitigation | 0.95 | 45 | 0 | esc | 0.00097009 | 1.3135e-08 | 0.00097009 | 1.3135e-08
[35 empty] | 7.3.3.17.6 Updates to grid topology to minimize risk of ignition in HFTDs Butte County Rebuild | WLDFR | HFTD - Distribution - Tier 2 - 3QU CoRE ¦ 4QU LoRE | 2062 | 0.062412 | 0 | 0 | 0 | 0 |  |  |  |  | 0 | 0 | 0 | 0 | 0 |  | 0 | 0 | 0 | Column23: 0; Column24: 0; Column25: 0; Column26: 0; Column27: 0; Column28: 0; Column29: 0.00060863; Column30: 0.086318; Column31: 0; Column32: 0.086318; Column33: 0.0053872 | WLDFR | HFTD - Distribution - Tier 3 - 4QU CoRE ¦ 1QU LoRE | Non-Red Flag Warning - Small Fires | 2062 | 6.924e-06 | 6.924e-06 | 0.1099 | 0.050325 | 0.0021839 | 0.057393 | 0 | 0 | 0.0076457 | 7.6096e-07 | 0 | 7.6096e-07 | 7.6096e-07 | 0 | 7.6096e-07 | 0 | 0.0022293 | 0.0048867 | 0 | 0.0048867 | [17 empty] | 7.3.3.17.5 (Remote Grid) Updates to grid topology to minimize risk of ignition in HFTDs Remote GridWLDFRVegetation ContactAggregated | WLDFR | HFTD - Distribution - Tier 2 - 3QU CoRE ¦ 1QU LoRE | Non-Red Flag Warning - Large Fires | Vegetation Contact | Aggregated | 2062 | 1.354e-05 | 489.6273 | 0.0066297 | 2062 | Mitigation | 0.95 | 45 | 0 | esc | 0.00097009 | 1.3135e-08 | 0.00097009 | 1.3135e-08
[35 empty] | 7.3.3.17.6 Updates to grid topology to minimize risk of ignition in HFTDs Butte County Rebuild | WLDFR | HFTD - Distribution - Tier 2 - 3QU CoRE ¦ 4QU LoRE | 2063 | 0.058329 | 0 | 0 | 0 | 0 |  |  |  |  | 0 | 0 | 0 | 0 | 0 |  | 0 | 0 | 0 | Column23: 0; Column24: 0; Column25: 0; Column26: 0; Column27: 0; Column28: 0; Column29: 0.00060863; Column30: 0.090276; Column31: 0; Column32: 0.090276; Column33: 0.0052656 | WLDFR | HFTD - Distribution - Tier 3 - 4QU CoRE ¦ 1QU LoRE | Non-Red Flag Warning - Small Fires | 2063 | 6.924e-06 | 6.924e-06 | 0.11504 | 0.052388 | 0.0022734 | 0.060377 | 0 | 0 | 0.0076457 | 7.9653e-07 | 0 | 7.9653e-07 | 7.9653e-07 | 0 | 7.9653e-07 | 0 | 0.0023286 | 0.0051044 | 0 | 0.0051044 | [17 empty] | 7.3.3.17.5 (Remote Grid) Updates to grid topology to minimize risk of ignition in HFTDs Remote GridWLDFRVegetation ContactAggregated | WLDFR | HFTD - Distribution - Tier 2 - 3QU CoRE ¦ 1QU LoRE | Non-Red Flag Warning - Large Fires | Vegetation Contact | Aggregated | 2063 | 1.354e-05 | 489.6273 | 0.0066297 | 2063 | Mitigation | 0.95 | 45 | 0 | esc | 0.00097009 | 1.3135e-08 | 0.00097009 | 1.3135e-08
[35 empty] | 7.3.3.17.6 Updates to grid topology to minimize risk of ignition in HFTDs Butte County Rebuild | WLDFR | HFTD - Distribution - Tier 2 - 3QU CoRE ¦ 4QU LoRE | 2064 | 0.054513 | 0 | 0 | 0 | 0 |  |  |  |  | 0 | 0 | 0 | 0 | 0 |  | 0 | 0 | 0 | Column23: 0; Column24: 0; Column25: 0; Column26: 0; Column27: 0; Column28: 0; Column29: 0.00060863; Column30: 0.090276; Column31: 0; Column32: 0.090276; Column33: 0.0049212 | WLDFR | HFTD - Distribution - Tier 3 - 4QU CoRE ¦ 1QU LoRE | Non-Red Flag Warning - Small Fires | 2064 | 6.924e-06 | 6.924e-06 | 0.11504 | 0.052388 | 0.0022734 | 0.060377 | 0 | 0 | 0.0076457 | 7.9653e-07 | 0 | 7.9653e-07 | 7.9653e-07 | 0 | 7.9653e-07 | 0 | 0.0023286 | 0.0051044 | 0 | 0.0051044 | [17 empty] | 7.3.3.17.5 (Remote Grid) Updates to grid topology to minimize risk of ignition in HFTDs Remote GridWLDFRVegetation ContactAggregated | WLDFR | HFTD - Distribution - Tier 2 - 3QU CoRE ¦ 1QU LoRE | Non-Red Flag Warning - Large Fires | Vegetation Contact | Aggregated | 2064 | 1.354e-05 | 489.6273 | 0.0066297 | 2064 | Mitigation | 0.95 | 45 | 0 | esc | 0.00097009 | 1.3135e-08 | 0.00097009 | 1.3135e-08
[35 empty] | 7.3.3.17.6 Updates to grid topology to minimize risk of ignition in HFTDs Butte County Rebuild | WLDFR | HFTD - Distribution - Tier 2 - 3QU CoRE ¦ 4QU LoRE | 2065 | 0.050946 | 0 | 0 | 0 | 0 |  |  |  |  | 0 | 0 | 0 | 0 | 0 |  | 0 | 0 | 0 | Column23: 0; Column24: 0; Column25: 0; Column26: 0; Column27: 0; Column28: 0; Column29: 0.00060863; Column30: 0.090276; Column31: 0; Column32: 0.090276; Column33: 0.0045992 | WLDFR | HFTD - Distribution - Tier 3 - 4QU CoRE ¦ 1QU LoRE | Non-Red Flag Warning - Small Fires | 2065 | 6.924e-06 | 6.924e-06 | 0.11504 | 0.052388 | 0.0022734 | 0.060377 | 0 | 0 | 0.0076457 | 7.9653e-07 | 0 | 7.9653e-07 | 7.9653e-07 | 0 | 7.9653e-07 | 0 | 0.0023286 | 0.0051044 | 0 | 0.0051044 | [17 empty] | 7.3.3.17.5 (Remote Grid) Updates to grid topology to minimize risk of ignition in HFTDs Remote GridWLDFRVegetation ContactAggregated | WLDFR | HFTD - Distribution - Tier 2 - 3QU CoRE ¦ 1QU LoRE | Non-Red Flag Warning - Large Fires | Vegetation Contact | Aggregated | 2065 | 1.354e-05 | 489.6273 | 0.0066297 | 2065 | Mitigation | 0.95 | 45 | 0 | esc | 0.00097009 | 1.3135e-08 | 0.00097009 | 1.3135e-08
[35 empty] | 7.3.3.17.6 Updates to grid topology to minimize risk of ignition in HFTDs Butte County Rebuild | WLDFR | HFTD - Distribution - Tier 2 - 3QU CoRE ¦ 4QU LoRE | 2066 | 0.047613 | 0 | 0 | 0 | 0 |  |  |  |  | 0 | 0 | 0 | 0 | 0 |  | 0 | 0 | 0 | Column23: 0; Column24: 0; Column25: 0; Column26: 0; Column27: 0; Column28: 0; Column29: 0.00060863; Column30: 0.090276; Column31: 0; Column32: 0.090276; Column33: 0.0042983 | WLDFR | HFTD - Distribution - Tier 3 - 4QU CoRE ¦ 1QU LoRE | Non-Red Flag Warning - Small Fires | 2066 | 6.924e-06 | 6.924e-06 | 0.11504 | 0.052388 | 0.0022734 | 0.060377 | 0 | 0 | 0.0076457 | 7.9653e-07 | 0 | 7.9653e-07 | 7.9653e-07 | 0 | 7.9653e-07 | 0 | 0.0023286 | 0.0051044 | 0 | 0.0051044 | [17 empty] | 7.3.3.17.5 (Remote Grid) Updates to grid topology to minimize risk of ignition in HFTDs Remote GridWLDFRVegetation ContactAggregated | WLDFR | HFTD - Distribution - Tier 2 - 3QU CoRE ¦ 1QU LoRE | Non-Red Flag Warning - Large Fires | Vegetation Contact | Aggregated | 2066 | 1.354e-05 | 489.6273 | 0.0066297 | 2066 | Mitigation | 0.95 | 45 | 0 | esc | 0.00097009 | 1.3135e-08 | 0.00097009 | 1.3135e-08
[35 empty] | 7.3.3.17.6 Updates to grid topology to minimize risk of ignition in HFTDs Butte County Rebuild | WLDFR | HFTD - Distribution - Tier 2 - 3QU CoRE ¦ 4QU LoRE | 2067 | 0.044499 | 0 | 0 | 0 | 0 |  |  |  |  | 0 | 0 | 0 | 0 | 0 |  | 0 | 0 | 0 | Column23: 0; Column24: 0; Column25: 0; Column26: 0; Column27: 0; Column28: 0; Column29: 0.00060863; Column30: 0.090276; Column31: 0; Column32: 0.090276; Column33: 0.0040171 | WLDFR | HFTD - Distribution - Tier 3 - 4QU CoRE ¦ 1QU LoRE | Non-Red Flag Warning - Small Fires | 2067 | 0 | 6.924e-06 | 0.11504 | 0.052388 | 0.0022734 | 0.060377 | 0 | 0 | 0.0076457 | 0 | 0 | 0 | 7.9653e-07 | 0 | 7.9653e-07 | 0 | 0.0023286 | 0.0051044 | 0 | 0.0051044 | [17 empty] | 7.3.3.17.5 (Remote Grid) Updates to grid topology to minimize risk of ignition in HFTDs Remote GridWLDFRVegetation ContactAggregated | WLDFR | HFTD - Distribution - Tier 2 - 3QU CoRE ¦ 1QU LoRE | Non-Red Flag Warning - Large Fires | Vegetation Contact | Aggregated | 2067 | 1.354e-05 | 489.6273 | 0.0066297 | 2067 | Mitigation | 0.95 | 45 | 0 | esc | 0 | 0 | 0.00097009 | 1.3135e-08
[35 empty] | 7.3.3.17.6 Updates to grid topology to minimize risk of ignition in HFTDs Butte County Rebuild | WLDFR | HFTD - Distribution - Tier 2 - 3QU CoRE ¦ 4QU LoRE | 2068 | 0.041587 | 0 | 0 | 0 | 0 |  |  |  |  | 0 | 0 | 0 | 0 | 0 |  | 0 | 0 | 0 | Column23: 0; Column24: 0; Column25: 0; Column26: 0; Column27: 0; Column28: 0; Column29: 0.00060863; Column30: 0.094216; Column31: 0; Column32: 0.094216; Column33: 0.0039182 | WLDFR | HFTD - Distribution - Tier 3 - 4QU CoRE ¦ 1QU LoRE | Red Flag Warning - Catastrophic Fires | 2022 | 1.7448e-08 | 0 | 14146.1306 | 222.2294 | 8585.7228 | 5338.1784 | 0 | 0 | 1.7986e-05 | 0.00024682 | 0 | 0.00024682 | 0 | 0 | 0 | 0 | 0.002439 | 0.0053464 | 0 | 0.0053464 | [17 empty] | 7.3.3.17.5 (Remote Grid) Updates to grid topology to minimize risk of ignition in HFTDs Remote GridWLDFRWire-to-wire contactAggregated | WLDFR | HFTD - Distribution - Tier 2 - 3QU CoRE ¦ 1QU LoRE | Non-Red Flag Warning - Large Fires | Wire-to-wire contact | Aggregated | 2022 | 7.2611e-06 | 489.6273 | 0.0035553 | 2022 | Mitigation | 0.95 | 45 | 0 | esc | 0.00097009 | 7.0439e-09 | 0 | 0
[35 empty] | 7.3.3.17.6 Updates to grid topology to minimize risk of ignition in HFTDs Butte County Rebuild | WLDFR | HFTD - Distribution - Tier 2 - 3QU CoRE ¦ 4QU LoRE | 2069 | 0.038867 | 0 | 0 | 0 | 0 |  |  |  |  | 0 | 0 | 0 | 0 | 0 |  | 0 | 0 | 0 | Column23: 0; Column24: 0; Column25: 0; Column26: 0; Column27: 0; Column28: 0; Column29: 0.00060863; Column30: 0.094216; Column31: 0; Column32: 0.094216; Column33: 0.0036619 | WLDFR | HFTD - Distribution - Tier 3 - 4QU CoRE ¦ 1QU LoRE | Red Flag Warning - Catastrophic Fires | 2023 | 1.7448e-08 | 1.7448e-08 | 14664.6376 | 233.2301 | 8896.516 | 5534.8915 | 0 | 0 | 1.7986e-05 | 0.00025587 | 0 | 0.00025587 | 0.00025587 | 0 | 0.00025587 | 0 | 0.002439 | 0.0053464 | 0 | 0.0053464 | [17 empty] | 7.3.3.17.5 (Remote Grid) Updates to grid topology to minimize risk of ignition in HFTDs Remote GridWLDFRWire-to-wire contactAggregated | WLDFR | HFTD - Distribution - Tier 2 - 3QU CoRE ¦ 1QU LoRE | Non-Red Flag Warning - Large Fires | Wire-to-wire contact | Aggregated | 2023 | 7.2611e-06 | 489.6273 | 0.0035553 | 2023 | Mitigation | 0.95 | 45 | 0 | esc | 0.00097009 | 7.0439e-09 | 0.00097009 | 7.0439e-09
[35 empty] | 7.3.3.17.6 Updates to grid topology to minimize risk of ignition in HFTDs Butte County Rebuild | WLDFR | HFTD - Distribution - Tier 2 - 3QU CoRE ¦ 4QU LoRE | 2070 | 0.036324 | 0 | 0 | 0 | 0 |  |  |  |  | 0 | 0 | 0 | 0 | 0 |  | 0 | 0 | 0 | Column23: 0; Column24: 0; Column25: 0; Column26: 0; Column27: 0; Column28: 0; Column29: 0.00060863; Column30: 0.094216; Column31: 0; Column32: 0.094216; Column33: 0.0034223 | WLDFR | HFTD - Distribution - Tier 3 - 4QU CoRE ¦ 1QU LoRE | Red Flag Warning - Catastrophic Fires | 2024 | 1.7448e-08 | 1.7448e-08 | 14664.6376 | 233.2301 | 8896.516 | 5534.8915 | 0 | 0 | 1.7986e-05 | 0.00025587 | 0 | 0.00025587 | 0.00025587 | 0 | 0.00025587 | 0 | 0.002439 | 0.0053464 | 0 | 0.0053464 | [17 empty] | 7.3.3.17.5 (Remote Grid) Updates to grid topology to minimize risk of ignition in HFTDs Remote GridWLDFRWire-to-wire contactAggregated | WLDFR | HFTD - Distribution - Tier 2 - 3QU CoRE ¦ 1QU LoRE | Non-Red Flag Warning - Large Fires | Wire-to-wire contact | Aggregated | 2024 | 7.2611e-06 | 489.6273 | 0.0035553 | 2024 | Mitigation | 0.95 | 45 | 0 | esc | 0.00097009 | 7.0439e-09 | 0.00097009 | 7.0439e-09
[35 empty] | 7.3.3.17.6 Updates to grid topology to minimize risk of ignition in HFTDs Butte County Rebuild | WLDFR | HFTD - Distribution - Tier 2 - 3QU CoRE ¦ 4QU LoRE | 2071 | 0.033948 | 0 | 0 | 0 | 0 |  |  |  |  | 0 | 0 | 0 | 0 | 0 |  | 0 | 0 | 0 | Column23: 0; Column24: 0; Column25: 0; Column26: 0; Column27: 0; Column28: 0; Column29: 0.00060863; Column30: 0.094216; Column31: 0; Column32: 0.094216; Column33: 0.0031984 | WLDFR | HFTD - Distribution - Tier 3 - 4QU CoRE ¦ 1QU LoRE | Red Flag Warning - Catastrophic Fires | 2025 | 1.7448e-08 | 1.7448e-08 | 14664.6376 | 233.2301 | 8896.516 | 5534.8915 | 0 | 0 | 1.7986e-05 | 0.00025587 | 0 | 0.00025587 | 0.00025587 | 0 | 0.00025587 | 0 | 0.002439 | 0.0053464 | 0 | 0.0053464 | [17 empty] | 7.3.3.17.5 (Remote Grid) Updates to grid topology to minimize risk of ignition in HFTDs Remote GridWLDFRWire-to-wire contactAggregated | WLDFR | HFTD - Distribution - Tier 2 - 3QU CoRE ¦ 1QU LoRE | Non-Red Flag Warning - Large Fires | Wire-to-wire contact | Aggregated | 2025 | 7.2611e-06 | 489.6273 | 0.0035553 | 2025 | Mitigation | 0.95 | 45 | 0 | esc | 0.00097009 | 7.0439e-09 | 0.00097009 | 7.0439e-09
[35 empty] | 7.3.3.17.6 Updates to grid topology to minimize risk of ignition in HFTDs Butte County Rebuild | WLDFR | HFTD - Distribution - Tier 2 - 3QU CoRE ¦ 4QU LoRE | 2072 | 0.031727 | 0 | 0 | 0 | 0 |  |  |  |  | 0 | 0 | 0 | 0 | 0 |  | 0 | 0 | 0 | Column23: 0; Column24: 0; Column25: 0; Column26: 0; Column27: 0; Column28: 0; Column29: 0.00060863; Column30: 0.094216; Column31: 0; Column32: 0.094216; Column33: 0.0029892 | WLDFR | HFTD - Distribution - Tier 3 - 4QU CoRE ¦ 1QU LoRE | Red Flag Warning - Catastrophic Fires | 2026 | 1.7448e-08 | 1.7448e-08 | 14664.6376 | 233.2301 | 8896.516 | 5534.8915 | 0 | 0 | 1.7986e-05 | 0.00025587 | 0 | 0.00025587 | 0.00025587 | 0 | 0.00025587 | 0 | 0.002439 | 0.0053464 | 0 | 0.0053464 | [17 empty] | 7.3.3.17.5 (Remote Grid) Updates to grid topology to minimize risk of ignition in HFTDs Remote GridWLDFRWire-to-wire contactAggregated | WLDFR | HFTD - Distribution - Tier 2 - 3QU CoRE ¦ 1QU LoRE | Non-Red Flag Warning - Large Fires | Wire-to-wire contact | Aggregated | 2026 | 7.2611e-06 | 489.6273 | 0.0035553 | 2026 | Mitigation | 0.95 | 45 | 0 | esc | 0.00097009 | 7.0439e-09 | 0.00097009 | 7.0439e-09
[35 empty] | 7.3.3.17.6 Updates to grid topology to minimize risk of ignition in HFTDs Butte County Rebuild | WLDFR | HFTD - Distribution - Tier 2 - 3QU CoRE ¦ 4QU LoRE | 2073 | 0.029651 | 0 | 0 | 0 | 0 |  |  |  |  | 0 | 0 | 0 | 0 | 0 |  | 0 | 0 | 0 | Column23: 0; Column24: 0; Column25: 0; Column26: 0; Column27: 0; Column28: 0; Column29: 0.00060863; Column30: 0.098092; Column31: 0; Column32: 0.098092; Column33: 0.0029085 | WLDFR | HFTD - Distribution - Tier 3 - 4QU CoRE ¦ 1QU LoRE | Red Flag Warning - Catastrophic Fires | 2027 | 1.7448e-08 | 1.7448e-08 | 14664.6376 | 233.2301 | 8896.516 | 5534.8915 | 0 | 0 | 1.7986e-05 | 0.00025587 | 0 | 0.00025587 | 0.00025587 | 0 | 0.00025587 | 0 | 0.0025589 | 0.0056091 | 0 | 0.0056091 | [17 empty] | 7.3.3.17.5 (Remote Grid) Updates to grid topology to minimize risk of ignition in HFTDs Remote GridWLDFRWire-to-wire contactAggregated | WLDFR | HFTD - Distribution - Tier 2 - 3QU CoRE ¦ 1QU LoRE | Non-Red Flag Warning - Large Fires | Wire-to-wire contact | Aggregated | 2027 | 7.2611e-06 | 489.6273 | 0.0035553 | 2027 | Mitigation | 0.95 | 45 | 0 | esc | 0.00097009 | 7.0439e-09 | 0.00097009 | 7.0439e-09
[35 empty] | 7.3.3.17.6 Updates to grid topology to minimize risk of ignition in HFTDs Butte County Rebuild | WLDFR | HFTD - Distribution - Tier 2 - 3QU CoRE ¦ 4QU LoRE | 2074 | 0.027711 | 0 | 0 | 0 | 0 |  |  |  |  | 0 | 0 | 0 | 0 | 0 |  | 0 | 0 | 0 | Column23: 0; Column24: 0; Column25: 0; Column26: 0; Column27: 0; Column28: 0; Column29: 0.00060863; Column30: 0.098092; Column31: 0; Column32: 0.098092; Column33: 0.0027183 | WLDFR | HFTD - Distribution - Tier 3 - 4QU CoRE ¦ 1QU LoRE | Red Flag Warning - Catastrophic Fires | 2028 | 1.7448e-08 | 1.7448e-08 | 15317.9909 | 247.273 | 9287.6491 | 5783.0689 | 0 | 0 | 1.7986e-05 | 0.00026727 | 0 | 0.00026727 | 0.00026727 | 0 | 0.00026727 | 0 | 0.0025589 | 0.0056091 | 0 | 0.0056091 | [17 empty] | 7.3.3.17.5 (Remote Grid) Updates to grid topology to minimize risk of ignition in HFTDs Remote GridWLDFRWire-to-wire contactAggregated | WLDFR | HFTD - Distribution - Tier 2 - 3QU CoRE ¦ 1QU LoRE | Non-Red Flag Warning - Large Fires | Wire-to-wire contact | Aggregated | 2028 | 7.2611e-06 | 489.6273 | 0.0035553 | 2028 | Mitigation | 0.95 | 45 | 0 | esc | 0.00097009 | 7.0439e-09 | 0.00097009 | 7.0439e-09
[35 empty] | 7.3.3.17.6 Updates to grid topology to minimize risk of ignition in HFTDs Butte County Rebuild | WLDFR | HFTD - Distribution - Tier 2 - 3QU CoRE ¦ 4QU LoRE | 2075 | 0.025899 | 0 | 0 | 0 | 0 |  |  |  |  | 0 | 0 | 0 | 0 | 0 |  | 0 | 0 | 0 | Column23: 0; Column24: 0; Column25: 0; Column26: 0; Column27: 0; Column28: 0; Column29: 0.00060863; Column30: 0.098092; Column31: 0; Column32: 0.098092; Column33: 0.0025404 | WLDFR | HFTD - Distribution - Tier 3 - 4QU CoRE ¦ 1QU LoRE | Red Flag Warning - Catastrophic Fires | 2029 | 1.7448e-08 | 1.7448e-08 | 15317.9909 | 247.273 | 9287.6491 | 5783.0689 | 0 | 0 | 1.7986e-05 | 0.00026727 | 0 | 0.00026727 | 0.00026727 | 0 | 0.00026727 | 0 | 0.0025589 | 0.0056091 | 0 | 0.0056091 | [17 empty] | 7.3.3.17.5 (Remote Grid) Updates to grid topology to minimize risk of ignition in HFTDs Remote GridWLDFRWire-to-wire contactAggregated | WLDFR | HFTD - Distribution - Tier 2 - 3QU CoRE ¦ 1QU LoRE | Non-Red Flag Warning - Large Fires | Wire-to-wire contact | Aggregated | 2029 | 7.2611e-06 | 489.6273 | 0.0035553 | 2029 | Mitigation | 0.95 | 45 | 0 | esc | 0.00097009 | 7.0439e-09 | 0.00097009 | 7.0439e-09
[35 empty] | 7.3.3.17.6 Updates to grid topology to minimize risk of ignition in HFTDs Butte County Rebuild | WLDFR | HFTD - Distribution - Tier 2 - 3QU CoRE ¦ 4QU LoRE | 2076 | 0.024204 | 0 | 0 | 0 | 0 |  |  |  |  | 0 | 0 | 0 | 0 | 0 |  | 0 | 0 | 0 | Column23: 0; Column24: 0; Column25: 0; Column26: 0; Column27: 0; Column28: 0; Column29: 0.00060863; Column30: 0.098092; Column31: 0; Column32: 0.098092; Column33: 0.0023742 | WLDFR | HFTD - Distribution - Tier 3 - 4QU CoRE ¦ 1QU LoRE | Red Flag Warning - Catastrophic Fires | 2030 | 1.7448e-08 | 1.7448e-08 | 15317.9909 | 247.273 | 9287.6491 | 5783.0689 | 0 | 0 | 1.7986e-05 | 0.00026727 | 0 | 0.00026727 | 0.00026727 | 0 | 0.00026727 | 0 | 0.0025589 | 0.0056091 | 0 | 0.0056091 | [17 empty] | 7.3.3.17.5 (Remote Grid) Updates to grid topology to minimize risk of ignition in HFTDs Remote GridWLDFRWire-to-wire contactAggregated | WLDFR | HFTD - Distribution - Tier 2 - 3QU CoRE ¦ 1QU LoRE | Non-Red Flag Warning - Large Fires | Wire-to-wire contact | Aggregated | 2030 | 7.2611e-06 | 489.6273 | 0.0035553 | 2030 | Mitigation | 0.95 | 45 | 0 | esc | 0.00097009 | 7.0439e-09 | 0.00097009 | 7.0439e-09
[35 empty] | 7.3.3.17.6 Updates to grid topology to minimize risk of ignition in HFTDs Butte County Rebuild | WLDFR | HFTD - Distribution - Tier 2 - 3QU CoRE ¦ 4QU LoRE | 2077 | 0.022621 | 0 | 0 | 0 | 0 |  |  |  |  | 0 | 0 | 0 | 0 | 0 |  | 0 | 0 | 0 | Column23: 0; Column24: 0; Column25: 0; Column26: 0; Column27: 0; Column28: 0; Column29: 0.00060863; Column30: 0.098092; Column31: 0; Column32: 0.098092; Column33: 0.0022189 | WLDFR | HFTD - Distribution - Tier 3 - 4QU CoRE ¦ 1QU LoRE | Red Flag Warning - Catastrophic Fires | 2031 | 1.7448e-08 | 1.7448e-08 | 15317.9909 | 247.273 | 9287.6491 | 5783.0689 | 0 | 0 | 1.7986e-05 | 0.00026727 | 0 | 0.00026727 | 0.00026727 | 0 | 0.00026727 | 0 | 0.0025589 | 0.0056091 | 0 | 0.0056091 | [17 empty] | 7.3.3.17.5 (Remote Grid) Updates to grid topology to minimize risk of ignition in HFTDs Remote GridWLDFRWire-to-wire contactAggregated | WLDFR | HFTD - Distribution - Tier 2 - 3QU CoRE ¦ 1QU LoRE | Non-Red Flag Warning - Large Fires | Wire-to-wire contact | Aggregated | 2031 | 7.2611e-06 | 489.6273 | 0.0035553 | 2031 | Mitigation | 0.95 | 45 | 0 | esc | 0.00097009 | 7.0439e-09 | 0.00097009 | 7.0439e-09
[35 empty] | 7.3.3.17.6 Updates to grid topology to minimize risk of ignition in HFTDs Butte County Rebuild | WLDFR | HFTD - Distribution - Tier 2 - 3QU CoRE ¦ 5QU LoRE | 2023 | 0.87344 | 0 | 0 | 0 | 0 |  |  |  |  | 0 | 0 | 0 | 0 | 0 |  | 0 | 0 | 0 | Column23: 0; Column24: 0; Column25: 0; Column26: 0; Column27: 0; Column28: 0; Column29: 0.0003993; Column30: 0.042284; Column31: 0; Column32: 0.042284; Column33: 0.036932 | WLDFR | HFTD - Distribution - Tier 3 - 4QU CoRE ¦ 1QU LoRE | Red Flag Warning - Catastrophic Fires | 2032 | 1.7448e-08 | 1.7448e-08 | 15317.9909 | 247.273 | 9287.6491 | 5783.0689 | 0 | 0 | 1.7986e-05 | 0.00026727 | 0 | 0.00026727 | 0.00026727 | 0 | 0.00026727 | 0 | 0.0026865 | 0.0058889 | 0 | 0.0058889 | [17 empty] | 7.3.3.17.5 (Remote Grid) Updates to grid topology to minimize risk of ignition in HFTDs Remote GridWLDFRWire-to-wire contactAggregated | WLDFR | HFTD - Distribution - Tier 2 - 3QU CoRE ¦ 1QU LoRE | Non-Red Flag Warning - Large Fires | Wire-to-wire contact | Aggregated | 2032 | 7.2611e-06 | 489.6273 | 0.0035553 | 2032 | Mitigation | 0.95 | 45 | 0 | esc | 0.00097009 | 7.0439e-09 | 0.00097009 | 7.0439e-09
[35 empty] | 7.3.3.17.6 Updates to grid topology to minimize risk of ignition in HFTDs Butte County Rebuild | WLDFR | HFTD - Distribution - Tier 2 - 3QU CoRE ¦ 5QU LoRE | 2024 | 0.8163 | 0 | 0 | 0 | 0 |  |  |  |  | 0 | 0 | 0 | 0 | 0 |  | 0 | 0 | 0 | Column23: 0; Column24: 0; Column25: 0; Column26: 0; Column27: 0; Column28: 0; Column29: 0.0003993; Column30: 0.042284; Column31: 0; Column32: 0.042284; Column33: 0.034516 | WLDFR | HFTD - Distribution - Tier 3 - 4QU CoRE ¦ 1QU LoRE | Red Flag Warning - Catastrophic Fires | 2033 | 1.7448e-08 | 1.7448e-08 | 16044.1264 | 263.1074 | 9721.74 | 6059.2791 | 0 | 0 | 1.7986e-05 | 0.00027994 | 0 | 0.00027994 | 0.00027994 | 0 | 0.00027994 | 0 | 0.0026865 | 0.0058889 | 0 | 0.0058889 | [17 empty] | 7.3.3.17.5 (Remote Grid) Updates to grid topology to minimize risk of ignition in HFTDs Remote GridWLDFRWire-to-wire contactAggregated | WLDFR | HFTD - Distribution - Tier 2 - 3QU CoRE ¦ 1QU LoRE | Non-Red Flag Warning - Large Fires | Wire-to-wire contact | Aggregated | 2033 | 7.2611e-06 | 489.6273 | 0.0035553 | 2033 | Mitigation | 0.95 | 45 | 0 | esc | 0.00097009 | 7.0439e-09 | 0.00097009 | 7.0439e-09
[35 empty] | 7.3.3.17.6 Updates to grid topology to minimize risk of ignition in HFTDs Butte County Rebuild | WLDFR | HFTD - Distribution - Tier 2 - 3QU CoRE ¦ 5QU LoRE | 2025 | 0.7629 | 0 | 0 | 0 | 0 |  |  |  |  | 0 | 0 | 0 | 0 | 0 |  | 0 | 0 | 0 | Column23: 0; Column24: 0; Column25: 0; Column26: 0; Column27: 0; Column28: 0; Column29: 0.0003993; Column30: 0.042284; Column31: 0; Column32: 0.042284; Column33: 0.032258 | WLDFR | HFTD - Distribution - Tier 3 - 4QU CoRE ¦ 1QU LoRE | Red Flag Warning - Catastrophic Fires | 2034 | 1.7448e-08 | 1.7448e-08 | 16044.1264 | 263.1074 | 9721.74 | 6059.2791 | 0 | 0 | 1.7986e-05 | 0.00027994 | 0 | 0.00027994 | 0.00027994 | 0 | 0.00027994 | 0 | 0.0026865 | 0.0058889 | 0 | 0.0058889 | [17 empty] | 7.3.3.17.5 (Remote Grid) Updates to grid topology to minimize risk of ignition in HFTDs Remote GridWLDFRWire-to-wire contactAggregated | WLDFR | HFTD - Distribution - Tier 2 - 3QU CoRE ¦ 1QU LoRE | Non-Red Flag Warning - Large Fires | Wire-to-wire contact | Aggregated | 2034 | 7.2611e-06 | 489.6273 | 0.0035553 | 2034 | Mitigation | 0.95 | 45 | 0 | esc | 0.00097009 | 7.0439e-09 | 0.00097009 | 7.0439e-09
[35 empty] | 7.3.3.17.6 Updates to grid topology to minimize risk of ignition in HFTDs Butte County Rebuild | WLDFR | HFTD - Distribution - Tier 2 - 3QU CoRE ¦ 5QU LoRE | 2026 | 0.71299 | 0 | 0 | 0 | 0 |  |  |  |  | 0 | 0 | 0 | 0 | 0 |  | 0 | 0 | 0 | Column23: 0; Column24: 0; Column25: 0; Column26: 0; Column27: 0; Column28: 0; Column29: 0.0003993; Column30: 0.042284; Column31: 0; Column32: 0.042284; Column33: 0.030148 | WLDFR | HFTD - Distribution - Tier 3 - 4QU CoRE ¦ 1QU LoRE | Red Flag Warning - Catastrophic Fires | 2035 | 1.7448e-08 | 1.7448e-08 | 16044.1264 | 263.1074 | 9721.74 | 6059.2791 | 0 | 0 | 1.7986e-05 | 0.00027994 | 0 | 0.00027994 | 0.00027994 | 0 | 0.00027994 | 0 | 0.0026865 | 0.0058889 | 0 | 0.0058889 | [17 empty] | 7.3.3.17.5 (Remote Grid) Updates to grid topology to minimize risk of ignition in HFTDs Remote GridWLDFRWire-to-wire contactAggregated | WLDFR | HFTD - Distribution - Tier 2 - 3QU CoRE ¦ 1QU LoRE | Non-Red Flag Warning - Large Fires | Wire-to-wire contact | Aggregated | 2035 | 7.2611e-06 | 489.6273 | 0.0035553 | 2035 | Mitigation | 0.95 | 45 | 0 | esc | 0.00097009 | 7.0439e-09 | 0.00097009 | 7.0439e-09
[35 empty] | 7.3.3.17.6 Updates to grid topology to minimize risk of ignition in HFTDs Butte County Rebuild | WLDFR | HFTD - Distribution - Tier 2 - 3QU CoRE ¦ 5QU LoRE | 2027 | 0.66634 | 0 | 0 | 0 | 0 |  |  |  |  | 0 | 0 | 0 | 0 | 0 |  | 0 | 0 | 0 | Column23: 0; Column24: 0; Column25: 0; Column26: 0; Column27: 0; Column28: 0; Column29: 0.0003993; Column30: 0.042284; Column31: 0; Column32: 0.042284; Column33: 0.028175 | WLDFR | HFTD - Distribution - Tier 3 - 4QU CoRE ¦ 1QU LoRE | Red Flag Warning - Catastrophic Fires | 2036 | 1.7448e-08 | 1.7448e-08 | 16044.1264 | 263.1074 | 9721.74 | 6059.2791 | 0 | 0 | 1.7986e-05 | 0.00027994 | 0 | 0.00027994 | 0.00027994 | 0 | 0.00027994 | 0 | 0.0026865 | 0.0058889 | 0 | 0.0058889 | [17 empty] | 7.3.3.17.5 (Remote Grid) Updates to grid topology to minimize risk of ignition in HFTDs Remote GridWLDFRWire-to-wire contactAggregated | WLDFR | HFTD - Distribution - Tier 2 - 3QU CoRE ¦ 1QU LoRE | Non-Red Flag Warning - Large Fires | Wire-to-wire contact | Aggregated | 2036 | 7.2611e-06 | 489.6273 | 0.0035553 | 2036 | Mitigation | 0.95 | 45 | 0 | esc | 0.00097009 | 7.0439e-09 | 0.00097009 | 7.0439e-09
[35 empty] | 7.3.3.17.6 Updates to grid topology to minimize risk of ignition in HFTDs Butte County Rebuild | WLDFR | HFTD - Distribution - Tier 2 - 3QU CoRE ¦ 5QU LoRE | 2028 | 0.62275 | 0 | 0 | 0 | 0 |  |  |  |  | 0 | 0 | 0 | 0 | 0 |  | 0 | 0 | 0 | Column23: 0; Column24: 0; Column25: 0; Column26: 0; Column27: 0; Column28: 0; Column29: 0.0003993; Column30: 0.044167; Column31: 0; Column32: 0.044167; Column33: 0.027505 | WLDFR | HFTD - Distribution - Tier 3 - 4QU CoRE ¦ 1QU LoRE | Red Flag Warning - Catastrophic Fires | 2037 | 1.7448e-08 | 1.7448e-08 | 16044.1264 | 263.1074 | 9721.74 | 6059.2791 | 0 | 0 | 1.7986e-05 | 0.00027994 | 0 | 0.00027994 | 0.00027994 | 0 | 0.00027994 | 0 | 0.0028203 | 0.0061822 | 0 | 0.0061822 | [17 empty] | 7.3.3.17.5 (Remote Grid) Updates to grid topology to minimize risk of ignition in HFTDs Remote GridWLDFRWire-to-wire contactAggregated | WLDFR | HFTD - Distribution - Tier 2 - 3QU CoRE ¦ 1QU LoRE | Non-Red Flag Warning - Large Fires | Wire-to-wire contact | Aggregated | 2037 | 7.2611e-06 | 489.6273 | 0.0035553 | 2037 | Mitigation | 0.95 | 45 | 0 | esc | 0.00097009 | 7.0439e-09 | 0.00097009 | 7.0439e-09
[35 empty] | 7.3.3.17.6 Updates to grid topology to minimize risk of ignition in HFTDs Butte County Rebuild | WLDFR | HFTD - Distribution - Tier 2 - 3QU CoRE ¦ 5QU LoRE | 2029 | 0.58201 | 0 | 0 | 0 | 0 |  |  |  |  | 0 | 0 | 0 | 0 | 0 |  | 0 | 0 | 0 | Column23: 0; Column24: 0; Column25: 0; Column26: 0; Column27: 0; Column28: 0; Column29: 0.0003993; Column30: 0.044167; Column31: 0; Column32: 0.044167; Column33: 0.025706 | WLDFR | HFTD - Distribution - Tier 3 - 4QU CoRE ¦ 1QU LoRE | Red Flag Warning - Catastrophic Fires | 2038 | 1.7448e-08 | 1.7448e-08 | 16832.3912 | 280.5544 | 10192.2718 | 6359.5651 | 0 | 0 | 1.7986e-05 | 0.00029369 | 0 | 0.00029369 | 0.00029369 | 0 | 0.00029369 | 0 | 0.0028203 | 0.0061822 | 0 | 0.0061822 | [17 empty] | 7.3.3.17.5 (Remote Grid) Updates to grid topology to minimize risk of ignition in HFTDs Remote GridWLDFRWire-to-wire contactAggregated | WLDFR | HFTD - Distribution - Tier 2 - 3QU CoRE ¦ 1QU LoRE | Non-Red Flag Warning - Large Fires | Wire-to-wire contact | Aggregated | 2038 | 7.2611e-06 | 489.6273 | 0.0035553 | 2038 | Mitigation | 0.95 | 45 | 0 | esc | 0.00097009 | 7.0439e-09 | 0.00097009 | 7.0439e-09
[35 empty] | 7.3.3.17.6 Updates to grid topology to minimize risk of ignition in HFTDs Butte County Rebuild | WLDFR | HFTD - Distribution - Tier 2 - 3QU CoRE ¦ 5QU LoRE | 2030 | 0.54393 | 0 | 0 | 0 | 0 |  |  |  |  | 0 | 0 | 0 | 0 | 0 |  | 0 | 0 | 0 | Column23: 0; Column24: 0; Column25: 0; Column26: 0; Column27: 0; Column28: 0; Column29: 0.0003993; Column30: 0.044167; Column31: 0; Column32: 0.044167; Column33: 0.024024 | WLDFR | HFTD - Distribution - Tier 3 - 4QU CoRE ¦ 1QU LoRE | Red Flag Warning - Catastrophic Fires | 2039 | 1.7448e-08 | 1.7448e-08 | 16832.3912 | 280.5544 | 10192.2718 | 6359.5651 | 0 | 0 | 1.7986e-05 | 0.00029369 | 0 | 0.00029369 | 0.00029369 | 0 | 0.00029369 | 0 | 0.0028203 | 0.0061822 | 0 | 0.0061822 | [17 empty] | 7.3.3.17.5 (Remote Grid) Updates to grid topology to minimize risk of ignition in HFTDs Remote GridWLDFRWire-to-wire contactAggregated | WLDFR | HFTD - Distribution - Tier 2 - 3QU CoRE ¦ 1QU LoRE | Non-Red Flag Warning - Large Fires | Wire-to-wire contact | Aggregated | 2039 | 7.2611e-06 | 489.6273 | 0.0035553 | 2039 | Mitigation | 0.95 | 45 | 0 | esc | 0.00097009 | 7.0439e-09 | 0.00097009 | 7.0439e-09
[35 empty] | 7.3.3.17.6 Updates to grid topology to minimize risk of ignition in HFTDs Butte County Rebuild | WLDFR | HFTD - Distribution - Tier 2 - 3QU CoRE ¦ 5QU LoRE | 2031 | 0.50835 | 0 | 0 | 0 | 0 |  |  |  |  | 0 | 0 | 0 | 0 | 0 |  | 0 | 0 | 0 | Column23: 0; Column24: 0; Column25: 0; Column26: 0; Column27: 0; Column28: 0; Column29: 0.0003993; Column30: 0.044167; Column31: 0; Column32: 0.044167; Column33: 0.022452 | WLDFR | HFTD - Distribution - Tier 3 - 4QU CoRE ¦ 1QU LoRE | Red Flag Warning - Catastrophic Fires | 2040 | 1.7448e-08 | 1.7448e-08 | 16832.3912 | 280.5544 | 10192.2718 | 6359.5651 | 0 | 0 | 1.7986e-05 | 0.00029369 | 0 | 0.00029369 | 0.00029369 | 0 | 0.00029369 | 0 | 0.0028203 | 0.0061822 | 0 | 0.0061822 | [17 empty] | 7.3.3.17.5 (Remote Grid) Updates to grid topology to minimize risk of ignition in HFTDs Remote GridWLDFRWire-to-wire contactAggregated | WLDFR | HFTD - Distribution - Tier 2 - 3QU CoRE ¦ 1QU LoRE | Non-Red Flag Warning - Large Fires | Wire-to-wire contact | Aggregated | 2040 | 7.2611e-06 | 489.6273 | 0.0035553 | 2040 | Mitigation | 0.95 | 45 | 0 | esc | 0.00097009 | 7.0439e-09 | 0.00097009 | 7.0439e-09
[35 empty] | 7.3.3.17.6 Updates to grid topology to minimize risk of ignition in HFTDs Butte County Rebuild | WLDFR | HFTD - Distribution - Tier 2 - 3QU CoRE ¦ 5QU LoRE | 2032 | 0.47509 | 0 | 0 | 0 | 0 |  |  |  |  | 0 | 0 | 0 | 0 | 0 |  | 0 | 0 | 0 | Column23: 0; Column24: 0; Column25: 0; Column26: 0; Column27: 0; Column28: 0; Column29: 0.0003993; Column30: 0.044167; Column31: 0; Column32: 0.044167; Column33: 0.020983 | WLDFR | HFTD - Distribution - Tier 3 - 4QU CoRE ¦ 1QU LoRE | Red Flag Warning - Catastrophic Fires | 2041 | 1.7448e-08 | 1.7448e-08 | 16832.3912 | 280.5544 | 10192.2718 | 6359.5651 | 0 | 0 | 1.7986e-05 | 0.00029369 | 0 | 0.00029369 | 0.00029369 | 0 | 0.00029369 | 0 | 0.0028203 | 0.0061822 | 0 | 0.0061822 | [17 empty] | 7.3.3.17.5 (Remote Grid) Updates to grid topology to minimize risk of ignition in HFTDs Remote GridWLDFRWire-to-wire contactAggregated | WLDFR | HFTD - Distribution - Tier 2 - 3QU CoRE ¦ 1QU LoRE | Non-Red Flag Warning - Large Fires | Wire-to-wire contact | Aggregated | 2041 | 7.2611e-06 | 489.6273 | 0.0035553 | 2041 | Mitigation | 0.95 | 45 | 0 | esc | 0.00097009 | 7.0439e-09 | 0.00097009 | 7.0439e-09
[35 empty] | 7.3.3.17.6 Updates to grid topology to minimize risk of ignition in HFTDs Butte County Rebuild | WLDFR | HFTD - Distribution - Tier 2 - 3QU CoRE ¦ 5QU LoRE | 2033 | 0.44401 | 0 | 0 | 0 | 0 |  |  |  |  | 0 | 0 | 0 | 0 | 0 |  | 0 | 0 | 0 | Column23: 0; Column24: 0; Column25: 0; Column26: 0; Column27: 0; Column28: 0; Column29: 0.0003993; Column30: 0.04626; Column31: 0; Column32: 0.04626; Column33: 0.02054 | WLDFR | HFTD - Distribution - Tier 3 - 4QU CoRE ¦ 1QU LoRE | Red Flag Warning - Catastrophic Fires | 2042 | 1.7448e-08 | 1.7448e-08 | 16832.3912 | 280.5544 | 10192.2718 | 6359.5651 | 0 | 0 | 1.7986e-05 | 0.00029369 | 0 | 0.00029369 | 0.00029369 | 0 | 0.00029369 | 0 | 0.0029586 | 0.0064854 | 0 | 0.0064854 | [17 empty] | 7.3.3.17.5 (Remote Grid) Updates to grid topology to minimize risk of ignition in HFTDs Remote GridWLDFRWire-to-wire contactAggregated | WLDFR | HFTD - Distribution - Tier 2 - 3QU CoRE ¦ 1QU LoRE | Non-Red Flag Warning - Large Fires | Wire-to-wire contact | Aggregated | 2042 | 7.2611e-06 | 489.6273 | 0.0035553 | 2042 | Mitigation | 0.95 | 45 | 0 | esc | 0.00097009 | 7.0439e-09 | 0.00097009 | 7.0439e-09
[35 empty] | 7.3.3.17.6 Updates to grid topology to minimize risk of ignition in HFTDs Butte County Rebuild | WLDFR | HFTD - Distribution - Tier 2 - 3QU CoRE ¦ 5QU LoRE | 2034 | 0.41496 | 0 | 0 | 0 | 0 |  |  |  |  | 0 | 0 | 0 | 0 | 0 |  | 0 | 0 | 0 | Column23: 0; Column24: 0; Column25: 0; Column26: 0; Column27: 0; Column28: 0; Column29: 0.0003993; Column30: 0.04626; Column31: 0; Column32: 0.04626; Column33: 0.019196 | WLDFR | HFTD - Distribution - Tier 3 - 4QU CoRE ¦ 1QU LoRE | Red Flag Warning - Catastrophic Fires | 2043 | 1.7448e-08 | 1.7448e-08 | 17672.0852 | 299.42 | 10692.7362 | 6679.929 | 0 | 0 | 1.7986e-05 | 0.00030835 | 0 | 0.00030835 | 0.00030835 | 0 | 0.00030835 | 0 | 0.0029586 | 0.0064854 | 0 | 0.0064854 | [17 empty] | 7.3.3.17.5 (Remote Grid) Updates to grid topology to minimize risk of ignition in HFTDs Remote GridWLDFRWire-to-wire contactAggregated | WLDFR | HFTD - Distribution - Tier 2 - 3QU CoRE ¦ 1QU LoRE | Non-Red Flag Warning - Large Fires | Wire-to-wire contact | Aggregated | 2043 | 7.2611e-06 | 489.6273 | 0.0035553 | 2043 | Mitigation | 0.95 | 45 | 0 | esc | 0.00097009 | 7.0439e-09 | 0.00097009 | 7.0439e-09
[35 empty] | 7.3.3.17.6 Updates to grid topology to minimize risk of ignition in HFTDs Butte County Rebuild | WLDFR | HFTD - Distribution - Tier 2 - 3QU CoRE ¦ 5QU LoRE | 2035 | 0.38782 | 0 | 0 | 0 | 0 |  |  |  |  | 0 | 0 | 0 | 0 | 0 |  | 0 | 0 | 0 | Column23: 0; Column24: 0; Column25: 0; Column26: 0; Column27: 0; Column28: 0; Column29: 0.0003993; Column30: 0.04626; Column31: 0; Column32: 0.04626; Column33: 0.01794 | WLDFR | HFTD - Distribution - Tier 3 - 4QU CoRE ¦ 1QU LoRE | Red Flag Warning - Catastrophic Fires | 2044 | 1.7448e-08 | 1.7448e-08 | 17672.0852 | 299.42 | 10692.7362 | 6679.929 | 0 | 0 | 1.7986e-05 | 0.00030835 | 0 | 0.00030835 | 0.00030835 | 0 | 0.00030835 | 0 | 0.0029586 | 0.0064854 | 0 | 0.0064854 | [17 empty] | 7.3.3.17.5 (Remote Grid) Updates to grid topology to minimize risk of ignition in HFTDs Remote GridWLDFRWire-to-wire contactAggregated | WLDFR | HFTD - Distribution - Tier 2 - 3QU CoRE ¦ 1QU LoRE | Non-Red Flag Warning - Large Fires | Wire-to-wire contact | Aggregated | 2044 | 7.2611e-06 | 489.6273 | 0.0035553 | 2044 | Mitigation | 0.95 | 45 | 0 | esc | 0.00097009 | 7.0439e-09 | 0.00097009 | 7.0439e-09
[35 empty] | 7.3.3.17.6 Updates to grid topology to minimize risk of ignition in HFTDs Butte County Rebuild | WLDFR | HFTD - Distribution - Tier 2 - 3QU CoRE ¦ 5QU LoRE | 2036 | 0.36245 | 0 | 0 | 0 | 0 |  |  |  |  | 0 | 0 | 0 | 0 | 0 |  | 0 | 0 | 0 | Column23: 0; Column24: 0; Column25: 0; Column26: 0; Column27: 0; Column28: 0; Column29: 0.0003993; Column30: 0.04626; Column31: 0; Column32: 0.04626; Column33: 0.016767 | WLDFR | HFTD - Distribution - Tier 3 - 4QU CoRE ¦ 1QU LoRE | Red Flag Warning - Catastrophic Fires | 2045 | 1.7448e-08 | 1.7448e-08 | 17672.0852 | 299.42 | 10692.7362 | 6679.929 | 0 | 0 | 1.7986e-05 | 0.00030835 | 0 | 0.00030835 | 0.00030835 | 0 | 0.00030835 | 0 | 0.0029586 | 0.0064854 | 0 | 0.0064854 | [17 empty] | 7.3.3.17.5 (Remote Grid) Updates to grid topology to minimize risk of ignition in HFTDs Remote GridWLDFRWire-to-wire contactAggregated | WLDFR | HFTD - Distribution - Tier 2 - 3QU CoRE ¦ 1QU LoRE | Non-Red Flag Warning - Large Fires | Wire-to-wire contact | Aggregated | 2045 | 7.2611e-06 | 489.6273 | 0.0035553 | 2045 | Mitigation | 0.95 | 45 | 0 | esc | 0.00097009 | 7.0439e-09 | 0.00097009 | 7.0439e-09
[35 empty] | 7.3.3.17.6 Updates to grid topology to minimize risk of ignition in HFTDs Butte County Rebuild | WLDFR | HFTD - Distribution - Tier 2 - 3QU CoRE ¦ 5QU LoRE | 2037 | 0.33873 | 0 | 0 | 0 | 0 |  |  |  |  | 0 | 0 | 0 | 0 | 0 |  | 0 | 0 | 0 | Column23: 0; Column24: 0; Column25: 0; Column26: 0; Column27: 0; Column28: 0; Column29: 0.0003993; Column30: 0.04626; Column31: 0; Column32: 0.04626; Column33: 0.01567 | WLDFR | HFTD - Distribution - Tier 3 - 4QU CoRE ¦ 1QU LoRE | Red Flag Warning - Catastrophic Fires | 2046 | 1.7448e-08 | 1.7448e-08 | 17672.0852 | 299.42 | 10692.7362 | 6679.929 | 0 | 0 | 1.7986e-05 | 0.00030835 | 0 | 0.00030835 | 0.00030835 | 0 | 0.00030835 | 0 | 0.0029586 | 0.0064854 | 0 | 0.0064854 | [17 empty] | 7.3.3.17.5 (Remote Grid) Updates to grid topology to minimize risk of ignition in HFTDs Remote GridWLDFRWire-to-wire contactAggregated | WLDFR | HFTD - Distribution - Tier 2 - 3QU CoRE ¦ 1QU LoRE | Non-Red Flag Warning - Large Fires | Wire-to-wire contact | Aggregated | 2046 | 7.2611e-06 | 489.6273 | 0.0035553 | 2046 | Mitigation | 0.95 | 45 | 0 | esc | 0.00097009 | 7.0439e-09 | 0.00097009 | 7.0439e-09
[35 empty] | 7.3.3.17.6 Updates to grid topology to minimize risk of ignition in HFTDs Butte County Rebuild | WLDFR | HFTD - Distribution - Tier 2 - 3QU CoRE ¦ 5QU LoRE | 2038 | 0.31657 | 0 | 0 | 0 | 0 |  |  |  |  | 0 | 0 | 0 | 0 | 0 |  | 0 | 0 | 0 | Column23: 0; Column24: 0; Column25: 0; Column26: 0; Column27: 0; Column28: 0; Column29: 0.0003993; Column30: 0.048531; Column31: 0; Column32: 0.048531; Column33: 0.015364 | WLDFR | HFTD - Distribution - Tier 3 - 4QU CoRE ¦ 1QU LoRE | Red Flag Warning - Catastrophic Fires | 2047 | 1.7448e-08 | 1.7448e-08 | 17672.0852 | 299.42 | 10692.7362 | 6679.929 | 0 | 0 | 1.7986e-05 | 0.00030835 | 0 | 0.00030835 | 0.00030835 | 0 | 0.00030835 | 0 | 0.0030997 | 0.0067947 | 0 | 0.0067947 | [17 empty] | 7.3.3.17.5 (Remote Grid) Updates to grid topology to minimize risk of ignition in HFTDs Remote GridWLDFRWire-to-wire contactAggregated | WLDFR | HFTD - Distribution - Tier 2 - 3QU CoRE ¦ 1QU LoRE | Non-Red Flag Warning - Large Fires | Wire-to-wire contact | Aggregated | 2047 | 7.2611e-06 | 489.6273 | 0.0035553 | 2047 | Mitigation | 0.95 | 45 | 0 | esc | 0.00097009 | 7.0439e-09 | 0.00097009 | 7.0439e-09
[35 empty] | 7.3.3.17.6 Updates to grid topology to minimize risk of ignition in HFTDs Butte County Rebuild | WLDFR | HFTD - Distribution - Tier 2 - 3QU CoRE ¦ 5QU LoRE | 2039 | 0.29586 | 0 | 0 | 0 | 0 |  |  |  |  | 0 | 0 | 0 | 0 | 0 |  | 0 | 0 | 0 | Column23: 0; Column24: 0; Column25: 0; Column26: 0; Column27: 0; Column28: 0; Column29: 0.0003993; Column30: 0.048531; Column31: 0; Column32: 0.048531; Column33: 0.014359 | WLDFR | HFTD - Distribution - Tier 3 - 4QU CoRE ¦ 1QU LoRE | Red Flag Warning - Catastrophic Fires | 2048 | 1.7448e-08 | 1.7448e-08 | 18552.3348 | 319.4911 | 11216.5626 | 7016.281 | 0 | 0 | 1.7986e-05 | 0.0003237 | 0 | 0.0003237 | 0.0003237 | 0 | 0.0003237 | 0 | 0.0030997 | 0.0067947 | 0 | 0.0067947 | [17 empty] | 7.3.3.17.5 (Remote Grid) Updates to grid topology to minimize risk of ignition in HFTDs Remote GridWLDFRWire-to-wire contactAggregated | WLDFR | HFTD - Distribution - Tier 2 - 3QU CoRE ¦ 1QU LoRE | Non-Red Flag Warning - Large Fires | Wire-to-wire contact | Aggregated | 2048 | 7.2611e-06 | 489.6273 | 0.0035553 | 2048 | Mitigation | 0.95 | 45 | 0 | esc | 0.00097009 | 7.0439e-09 | 0.00097009 | 7.0439e-09
[35 empty] | 7.3.3.17.6 Updates to grid topology to minimize risk of ignition in HFTDs Butte County Rebuild | WLDFR | HFTD - Distribution - Tier 2 - 3QU CoRE ¦ 5QU LoRE | 2040 | 0.27651 | 0 | 0 | 0 | 0 |  |  |  |  | 0 | 0 | 0 | 0 | 0 |  | 0 | 0 | 0 | Column23: 0; Column24: 0; Column25: 0; Column26: 0; Column27: 0; Column28: 0; Column29: 0.0003993; Column30: 0.048531; Column31: 0; Column32: 0.048531; Column33: 0.013419 | WLDFR | HFTD - Distribution - Tier 3 - 4QU CoRE ¦ 1QU LoRE | Red Flag Warning - Catastrophic Fires | 2049 | 1.7448e-08 | 1.7448e-08 | 18552.3348 | 319.4911 | 11216.5626 | 7016.281 | 0 | 0 | 1.7986e-05 | 0.0003237 | 0 | 0.0003237 | 0.0003237 | 0 | 0.0003237 | 0 | 0.0030997 | 0.0067947 | 0 | 0.0067947 | [17 empty] | 7.3.3.17.5 (Remote Grid) Updates to grid topology to minimize risk of ignition in HFTDs Remote GridWLDFRWire-to-wire contactAggregated | WLDFR | HFTD - Distribution - Tier 2 - 3QU CoRE ¦ 1QU LoRE | Non-Red Flag Warning - Large Fires | Wire-to-wire contact | Aggregated | 2049 | 7.2611e-06 | 489.6273 | 0.0035553 | 2049 | Mitigation | 0.95 | 45 | 0 | esc | 0.00097009 | 7.0439e-09 | 0.00097009 | 7.0439e-09
[35 empty] | 7.3.3.17.6 Updates to grid topology to minimize risk of ignition in HFTDs Butte County Rebuild | WLDFR | HFTD - Distribution - Tier 2 - 3QU CoRE ¦ 5QU LoRE | 2041 | 0.25842 | 0 | 0 | 0 | 0 |  |  |  |  | 0 | 0 | 0 | 0 | 0 |  | 0 | 0 | 0 | Column23: 0; Column24: 0; Column25: 0; Column26: 0; Column27: 0; Column28: 0; Column29: 0.0003993; Column30: 0.048531; Column31: 0; Column32: 0.048531; Column33: 0.012541 | WLDFR | HFTD - Distribution - Tier 3 - 4QU CoRE ¦ 1QU LoRE | Red Flag Warning - Catastrophic Fires | 2050 | 1.7448e-08 | 1.7448e-08 | 18552.3348 | 319.4911 | 11216.5626 | 7016.281 | 0 | 0 | 1.7986e-05 | 0.0003237 | 0 | 0.0003237 | 0.0003237 | 0 | 0.0003237 | 0 | 0.0030997 | 0.0067947 | 0 | 0.0067947 | [17 empty] | 7.3.3.17.5 (Remote Grid) Updates to grid topology to minimize risk of ignition in HFTDs Remote GridWLDFRWire-to-wire contactAggregated | WLDFR | HFTD - Distribution - Tier 2 - 3QU CoRE ¦ 1QU LoRE | Non-Red Flag Warning - Large Fires | Wire-to-wire contact | Aggregated | 2050 | 7.2611e-06 | 489.6273 | 0.0035553 | 2050 | Mitigation | 0.95 | 45 | 0 | esc | 0.00097009 | 7.0439e-09 | 0.00097009 | 7.0439e-09
[35 empty] | 7.3.3.17.6 Updates to grid topology to minimize risk of ignition in HFTDs Butte County Rebuild | WLDFR | HFTD - Distribution - Tier 2 - 3QU CoRE ¦ 5QU LoRE | 2042 | 0.24151 | 0 | 0 | 0 | 0 |  |  |  |  | 0 | 0 | 0 | 0 | 0 |  | 0 | 0 | 0 | Column23: 0; Column24: 0; Column25: 0; Column26: 0; Column27: 0; Column28: 0; Column29: 0.0003993; Column30: 0.048531; Column31: 0; Column32: 0.048531; Column33: 0.011721 | WLDFR | HFTD - Distribution - Tier 3 - 4QU CoRE ¦ 1QU LoRE | Red Flag Warning - Catastrophic Fires | 2051 | 1.7448e-08 | 1.7448e-08 | 18552.3348 | 319.4911 | 11216.5626 | 7016.281 | 0 | 0 | 1.7986e-05 | 0.0003237 | 0 | 0.0003237 | 0.0003237 | 0 | 0.0003237 | 0 | 0.0030997 | 0.0067947 | 0 | 0.0067947 | [17 empty] | 7.3.3.17.5 (Remote Grid) Updates to grid topology to minimize risk of ignition in HFTDs Remote GridWLDFRWire-to-wire contactAggregated | WLDFR | HFTD - Distribution - Tier 2 - 3QU CoRE ¦ 1QU LoRE | Non-Red Flag Warning - Large Fires | Wire-to-wire contact | Aggregated | 2051 | 7.2611e-06 | 489.6273 | 0.0035553 | 2051 | Mitigation | 0.95 | 45 | 0 | esc | 0.00097009 | 7.0439e-09 | 0.00097009 | 7.0439e-09
[35 empty] | 7.3.3.17.6 Updates to grid topology to minimize risk of ignition in HFTDs Butte County Rebuild | WLDFR | HFTD - Distribution - Tier 2 - 3QU CoRE ¦ 5QU LoRE | 2043 | 0.22571 | 0 | 0 | 0 | 0 |  |  |  |  | 0 | 0 | 0 | 0 | 0 |  | 0 | 0 | 0 | Column23: 0; Column24: 0; Column25: 0; Column26: 0; Column27: 0; Column28: 0; Column29: 0.0003993; Column30: 0.050951; Column31: 0; Column32: 0.050951; Column33: 0.0115 | WLDFR | HFTD - Distribution - Tier 3 - 4QU CoRE ¦ 1QU LoRE | Red Flag Warning - Catastrophic Fires | 2052 | 1.7448e-08 | 1.7448e-08 | 18552.3348 | 319.4911 | 11216.5626 | 7016.281 | 0 | 0 | 1.7986e-05 | 0.0003237 | 0 | 0.0003237 | 0.0003237 | 0 | 0.0003237 | 0 | 0.003242 | 0.0071065 | 0 | 0.0071065 | [17 empty] | 7.3.3.17.5 (Remote Grid) Updates to grid topology to minimize risk of ignition in HFTDs Remote GridWLDFRWire-to-wire contactAggregated | WLDFR | HFTD - Distribution - Tier 2 - 3QU CoRE ¦ 1QU LoRE | Non-Red Flag Warning - Large Fires | Wire-to-wire contact | Aggregated | 2052 | 7.2611e-06 | 489.6273 | 0.0035553 | 2052 | Mitigation | 0.95 | 45 | 0 | esc | 0.00097009 | 7.0439e-09 | 0.00097009 | 7.0439e-09
[35 empty] | 7.3.3.17.6 Updates to grid topology to minimize risk of ignition in HFTDs Butte County Rebuild | WLDFR | HFTD - Distribution - Tier 2 - 3QU CoRE ¦ 5QU LoRE | 2044 | 0.21095 | 0 | 0 | 0 | 0 |  |  |  |  | 0 | 0 | 0 | 0 | 0 |  | 0 | 0 | 0 | Column23: 0; Column24: 0; Column25: 0; Column26: 0; Column27: 0; Column28: 0; Column29: 0.0003993; Column30: 0.050951; Column31: 0; Column32: 0.050951; Column33: 0.010748 | WLDFR | HFTD - Distribution - Tier 3 - 4QU CoRE ¦ 1QU LoRE | Red Flag Warning - Catastrophic Fires | 2053 | 1.7448e-08 | 1.7448e-08 | 19462.1283 | 340.5356 | 11757.1413 | 7364.4514 | 0 | 0 | 1.7986e-05 | 0.00033958 | 0 | 0.00033958 | 0.00033958 | 0 | 0.00033958 | 0 | 0.003242 | 0.0071065 | 0 | 0.0071065 | [17 empty] | 7.3.3.17.5 (Remote Grid) Updates to grid topology to minimize risk of ignition in HFTDs Remote GridWLDFRWire-to-wire contactAggregated | WLDFR | HFTD - Distribution - Tier 2 - 3QU CoRE ¦ 1QU LoRE | Non-Red Flag Warning - Large Fires | Wire-to-wire contact | Aggregated | 2053 | 7.2611e-06 | 489.6273 | 0.0035553 | 2053 | Mitigation | 0.95 | 45 | 0 | esc | 0.00097009 | 7.0439e-09 | 0.00097009 | 7.0439e-09
[35 empty] | 7.3.3.17.6 Updates to grid topology to minimize risk of ignition in HFTDs Butte County Rebuild | WLDFR | HFTD - Distribution - Tier 2 - 3QU CoRE ¦ 5QU LoRE | 2045 | 0.19715 | 0 | 0 | 0 | 0 |  |  |  |  | 0 | 0 | 0 | 0 | 0 |  | 0 | 0 | 0 | Column23: 0; Column24: 0; Column25: 0; Column26: 0; Column27: 0; Column28: 0; Column29: 0.0003993; Column30: 0.050951; Column31: 0; Column32: 0.050951; Column33: 0.010045 | WLDFR | HFTD - Distribution - Tier 3 - 4QU CoRE ¦ 1QU LoRE | Red Flag Warning - Catastrophic Fires | 2054 | 1.7448e-08 | 1.7448e-08 | 19462.1283 | 340.5356 | 11757.1413 | 7364.4514 | 0 | 0 | 1.7986e-05 | 0.00033958 | 0 | 0.00033958 | 0.00033958 | 0 | 0.00033958 | 0 | 0.003242 | 0.0071065 | 0 | 0.0071065 | [17 empty] | 7.3.3.17.5 (Remote Grid) Updates to grid topology to minimize risk of ignition in HFTDs Remote GridWLDFRWire-to-wire contactAggregated | WLDFR | HFTD - Distribution - Tier 2 - 3QU CoRE ¦ 1QU LoRE | Non-Red Flag Warning - Large Fires | Wire-to-wire contact | Aggregated | 2054 | 7.2611e-06 | 489.6273 | 0.0035553 | 2054 | Mitigation | 0.95 | 45 | 0 | esc | 0.00097009 | 7.0439e-09 | 0.00097009 | 7.0439e-09
[35 empty] | 7.3.3.17.6 Updates to grid topology to minimize risk of ignition in HFTDs Butte County Rebuild | WLDFR | HFTD - Distribution - Tier 2 - 3QU CoRE ¦ 5QU LoRE | 2046 | 0.18425 | 0 | 0 | 0 | 0 |  |  |  |  | 0 | 0 | 0 | 0 | 0 |  | 0 | 0 | 0 | Column23: 0; Column24: 0; Column25: 0; Column26: 0; Column27: 0; Column28: 0; Column29: 0.0003993; Column30: 0.050951; Column31: 0; Column32: 0.050951; Column33: 0.0093877 | WLDFR | HFTD - Distribution - Tier 3 - 4QU CoRE ¦ 1QU LoRE | Red Flag Warning - Catastrophic Fires | 2055 | 1.7448e-08 | 1.7448e-08 | 19462.1283 | 340.5356 | 11757.1413 | 7364.4514 | 0 | 0 | 1.7986e-05 | 0.00033958 | 0 | 0.00033958 | 0.00033958 | 0 | 0.00033958 | 0 | 0.003242 | 0.0071065 | 0 | 0.0071065 | [17 empty] | 7.3.3.17.5 (Remote Grid) Updates to grid topology to minimize risk of ignition in HFTDs Remote GridWLDFRWire-to-wire contactAggregated | WLDFR | HFTD - Distribution - Tier 2 - 3QU CoRE ¦ 1QU LoRE | Non-Red Flag Warning - Large Fires | Wire-to-wire contact | Aggregated | 2055 | 7.2611e-06 | 489.6273 | 0.0035553 | 2055 | Mitigation | 0.95 | 45 | 0 | esc | 0.00097009 | 7.0439e-09 | 0.00097009 | 7.0439e-09
[35 empty] | 7.3.3.17.6 Updates to grid topology to minimize risk of ignition in HFTDs Butte County Rebuild | WLDFR | HFTD - Distribution - Tier 2 - 3QU CoRE ¦ 5QU LoRE | 2047 | 0.1722 | 0 | 0 | 0 | 0 |  |  |  |  | 0 | 0 | 0 | 0 | 0 |  | 0 | 0 | 0 | Column23: 0; Column24: 0; Column25: 0; Column26: 0; Column27: 0; Column28: 0; Column29: 0.0003993; Column30: 0.050951; Column31: 0; Column32: 0.050951; Column33: 0.0087736 | WLDFR | HFTD - Distribution - Tier 3 - 4QU CoRE ¦ 1QU LoRE | Red Flag Warning - Catastrophic Fires | 2056 | 1.7448e-08 | 1.7448e-08 | 19462.1283 | 340.5356 | 11757.1413 | 7364.4514 | 0 | 0 | 1.7986e-05 | 0.00033958 | 0 | 0.00033958 | 0.00033958 | 0 | 0.00033958 | 0 | 0.003242 | 0.0071065 | 0 | 0.0071065 | [17 empty] | 7.3.3.17.5 (Remote Grid) Updates to grid topology to minimize risk of ignition in HFTDs Remote GridWLDFRWire-to-wire contactAggregated | WLDFR | HFTD - Distribution - Tier 2 - 3QU CoRE ¦ 1QU LoRE | Non-Red Flag Warning - Large Fires | Wire-to-wire contact | Aggregated | 2056 | 7.2611e-06 | 489.6273 | 0.0035553 | 2056 | Mitigation | 0.95 | 45 | 0 | esc | 0.00097009 | 7.0439e-09 | 0.00097009 | 7.0439e-09
[35 empty] | 7.3.3.17.6 Updates to grid topology to minimize risk of ignition in HFTDs Butte County Rebuild | WLDFR | HFTD - Distribution - Tier 2 - 3QU CoRE ¦ 5QU LoRE | 2048 | 0.16093 | 0 | 0 | 0 | 0 |  |  |  |  | 0 | 0 | 0 | 0 | 0 |  | 0 | 0 | 0 | Column23: 0; Column24: 0; Column25: 0; Column26: 0; Column27: 0; Column28: 0; Column29: 0.0003993; Column30: 0.053488; Column31: 0; Column32: 0.053488; Column33: 0.0086078 | WLDFR | HFTD - Distribution - Tier 3 - 4QU CoRE ¦ 1QU LoRE | Red Flag Warning - Catastrophic Fires | 2057 | 1.7448e-08 | 1.7448e-08 | 19462.1283 | 340.5356 | 11757.1413 | 7364.4514 | 0 | 0 | 1.7986e-05 | 0.00033958 | 0 | 0.00033958 | 0.00033958 | 0 | 0.00033958 | 0 | 0.0033836 | 0.0074169 | 0 | 0.0074169 | [17 empty] | 7.3.3.17.5 (Remote Grid) Updates to grid topology to minimize risk of ignition in HFTDs Remote GridWLDFRWire-to-wire contactAggregated | WLDFR | HFTD - Distribution - Tier 2 - 3QU CoRE ¦ 1QU LoRE | Non-Red Flag Warning - Large Fires | Wire-to-wire contact | Aggregated | 2057 | 7.2611e-06 | 489.6273 | 0.0035553 | 2057 | Mitigation | 0.95 | 45 | 0 | esc | 0.00097009 | 7.0439e-09 | 0.00097009 | 7.0439e-09
[35 empty] | 7.3.3.17.6 Updates to grid topology to minimize risk of ignition in HFTDs Butte County Rebuild | WLDFR | HFTD - Distribution - Tier 2 - 3QU CoRE ¦ 5QU LoRE | 2049 | 0.1504 | 0 | 0 | 0 | 0 |  |  |  |  | 0 | 0 | 0 | 0 | 0 |  | 0 | 0 | 0 | Column23: 0; Column24: 0; Column25: 0; Column26: 0; Column27: 0; Column28: 0; Column29: 0.0003993; Column30: 0.053488; Column31: 0; Column32: 0.053488; Column33: 0.0080447 | WLDFR | HFTD - Distribution - Tier 3 - 4QU CoRE ¦ 1QU LoRE | Red Flag Warning - Catastrophic Fires | 2058 | 1.7448e-08 | 1.7448e-08 | 20390.4035 | 362.3049 | 12307.8747 | 7720.2238 | 0 | 0 | 1.7986e-05 | 0.00035578 | 0 | 0.00035578 | 0.00035578 | 0 | 0.00035578 | 0 | 0.0033836 | 0.0074169 | 0 | 0.0074169 | [17 empty] | 7.3.3.17.5 (Remote Grid) Updates to grid topology to minimize risk of ignition in HFTDs Remote GridWLDFRWire-to-wire contactAggregated | WLDFR | HFTD - Distribution - Tier 2 - 3QU CoRE ¦ 1QU LoRE | Non-Red Flag Warning - Large Fires | Wire-to-wire contact | Aggregated | 2058 | 7.2611e-06 | 489.6273 | 0.0035553 | 2058 | Mitigation | 0.95 | 45 | 0 | esc | 0.00097009 | 7.0439e-09 | 0.00097009 | 7.0439e-09
[35 empty] | 7.3.3.17.6 Updates to grid topology to minimize risk of ignition in HFTDs Butte County Rebuild | WLDFR | HFTD - Distribution - Tier 2 - 3QU CoRE ¦ 5QU LoRE | 2050 | 0.14056 | 0 | 0 | 0 | 0 |  |  |  |  | 0 | 0 | 0 | 0 | 0 |  | 0 | 0 | 0 | Column23: 0; Column24: 0; Column25: 0; Column26: 0; Column27: 0; Column28: 0; Column29: 0.0003993; Column30: 0.053488; Column31: 0; Column32: 0.053488; Column33: 0.0075184 | WLDFR | HFTD - Distribution - Tier 3 - 4QU CoRE ¦ 1QU LoRE | Red Flag Warning - Catastrophic Fires | 2059 | 1.7448e-08 | 1.7448e-08 | 20390.4035 | 362.3049 | 12307.8747 | 7720.2238 | 0 | 0 | 1.7986e-05 | 0.00035578 | 0 | 0.00035578 | 0.00035578 | 0 | 0.00035578 | 0 | 0.0033836 | 0.0074169 | 0 | 0.0074169 | [17 empty] | 7.3.3.17.5 (Remote Grid) Updates to grid topology to minimize risk of ignition in HFTDs Remote GridWLDFRWire-to-wire contactAggregated | WLDFR | HFTD - Distribution - Tier 2 - 3QU CoRE ¦ 1QU LoRE | Non-Red Flag Warning - Large Fires | Wire-to-wire contact | Aggregated | 2059 | 7.2611e-06 | 489.6273 | 0.0035553 | 2059 | Mitigation | 0.95 | 45 | 0 | esc | 0.00097009 | 7.0439e-09 | 0.00097009 | 7.0439e-09
[35 empty] | 7.3.3.17.6 Updates to grid topology to minimize risk of ignition in HFTDs Butte County Rebuild | WLDFR | HFTD - Distribution - Tier 2 - 3QU CoRE ¦ 5QU LoRE | 2051 | 0.13137 | 0 | 0 | 0 | 0 |  |  |  |  | 0 | 0 | 0 | 0 | 0 |  | 0 | 0 | 0 | Column23: 0; Column24: 0; Column25: 0; Column26: 0; Column27: 0; Column28: 0; Column29: 0.0003993; Column30: 0.053488; Column31: 0; Column32: 0.053488; Column33: 0.0070265 | WLDFR | HFTD - Distribution - Tier 3 - 4QU CoRE ¦ 1QU LoRE | Red Flag Warning - Catastrophic Fires | 2060 | 1.7448e-08 | 1.7448e-08 | 20390.4035 | 362.3049 | 12307.8747 | 7720.2238 | 0 | 0 | 1.7986e-05 | 0.00035578 | 0 | 0.00035578 | 0.00035578 | 0 | 0.00035578 | 0 | 0 | 0.0074169 | 0 | 0.0074169 | [17 empty] | 7.3.3.17.5 (Remote Grid) Updates to grid topology to minimize risk of ignition in HFTDs Remote GridWLDFRWire-to-wire contactAggregated | WLDFR | HFTD - Distribution - Tier 2 - 3QU CoRE ¦ 1QU LoRE | Non-Red Flag Warning - Large Fires | Wire-to-wire contact | Aggregated | 2060 | 7.2611e-06 | 489.6273 | 0.0035553 | 2060 | Mitigation | 0.95 | 45 | 0 | esc | 0.00097009 | 7.0439e-09 | 0.00097009 | 7.0439e-09
[35 empty] | 7.3.3.17.6 Updates to grid topology to minimize risk of ignition in HFTDs Butte County Rebuild | WLDFR | HFTD - Distribution - Tier 2 - 3QU CoRE ¦ 5QU LoRE | 2052 | 0.12277 | 0 | 0 | 0 | 0 |  |  |  |  | 0 | 0 | 0 | 0 | 0 |  | 0 | 0 | 0 | Column23: 0; Column24: 0; Column25: 0; Column26: 0; Column27: 0; Column28: 0; Column29: 0.0003993; Column30: 0.053488; Column31: 0; Column32: 0.053488; Column33: 0.0065668 | WLDFR | HFTD - Distribution - Tier 3 - 4QU CoRE ¦ 1QU LoRE | Red Flag Warning - Catastrophic Fires | 2061 | 1.7448e-08 | 1.7448e-08 | 20390.4035 | 362.3049 | 12307.8747 | 7720.2238 | 0 | 0 | 1.7986e-05 | 0.00035578 | 0 | 0.00035578 | 0.00035578 | 0 | 0.00035578 | 0 | 0 | 0 | 0 | 0 | [17 empty] | 7.3.3.17.5 (Remote Grid) Updates to grid topology to minimize risk of ignition in HFTDs Remote GridWLDFRWire-to-wire contactAggregated | WLDFR | HFTD - Distribution - Tier 2 - 3QU CoRE ¦ 1QU LoRE | Non-Red Flag Warning - Large Fires | Wire-to-wire contact | Aggregated | 2061 | 7.2611e-06 | 489.6273 | 0.0035553 | 2061 | Mitigation | 0.95 | 45 | 0 | esc | 0.00097009 | 7.0439e-09 | 0.00097009 | 7.0439e-09
[35 empty] | 7.3.3.17.6 Updates to grid topology to minimize risk of ignition in HFTDs Butte County Rebuild | WLDFR | HFTD - Distribution - Tier 2 - 3QU CoRE ¦ 5QU LoRE | 2053 | 0.11474 | 0 | 0 | 0 | 0 |  |  |  |  | 0 | 0 | 0 | 0 | 0 |  | 0 | 0 | 0 | Column23: 0; Column24: 0; Column25: 0; Column26: 0; Column27: 0; Column28: 0; Column29: 0.0003993; Column30: 0.056109; Column31: 0; Column32: 0.056109; Column33: 0.006438 | WLDFR | HFTD - Distribution - Tier 3 - 4QU CoRE ¦ 1QU LoRE | Red Flag Warning - Catastrophic Fires | 2062 | 1.7448e-08 | 1.7448e-08 | 20390.4035 | 362.3049 | 12307.8747 | 7720.2238 | 0 | 0 | 1.7986e-05 | 0.00035578 | 0 | 0.00035578 | 0.00035578 | 0 | 0.00035578 | 0 | 0.00017882 | 0 | 0 | 0 | [17 empty] | 7.3.3.17.5 (Remote Grid) Updates to grid topology to minimize risk of ignition in HFTDs Remote GridWLDFRWire-to-wire contactAggregated | WLDFR | HFTD - Distribution - Tier 2 - 3QU CoRE ¦ 1QU LoRE | Non-Red Flag Warning - Large Fires | Wire-to-wire contact | Aggregated | 2062 | 7.2611e-06 | 489.6273 | 0.0035553 | 2062 | Mitigation | 0.95 | 45 | 0 | esc | 0.00097009 | 7.0439e-09 | 0.00097009 | 7.0439e-09
[35 empty] | 7.3.3.17.6 Updates to grid topology to minimize risk of ignition in HFTDs Butte County Rebuild | WLDFR | HFTD - Distribution - Tier 2 - 3QU CoRE ¦ 5QU LoRE | 2054 | 0.10723 | 0 | 0 | 0 | 0 |  |  |  |  | 0 | 0 | 0 | 0 | 0 |  | 0 | 0 | 0 | Column23: 0; Column24: 0; Column25: 0; Column26: 0; Column27: 0; Column28: 0; Column29: 0.0003993; Column30: 0.056109; Column31: 0; Column32: 0.056109; Column33: 0.0060168 | WLDFR | HFTD - Distribution - Tier 3 - 4QU CoRE ¦ 1QU LoRE | Red Flag Warning - Catastrophic Fires | 2063 | 1.7448e-08 | 1.7448e-08 | 21325.9188 | 384.5316 | 12862.0997 | 8079.2876 | 0 | 0 | 1.7986e-05 | 0.0003721 | 0 | 0.0003721 | 0.0003721 | 0 | 0.0003721 | 0 | 0.00018536 | 0.00040631 | 0 | 0.00040631 | [17 empty] | 7.3.3.17.5 (Remote Grid) Updates to grid topology to minimize risk of ignition in HFTDs Remote GridWLDFRWire-to-wire contactAggregated | WLDFR | HFTD - Distribution - Tier 2 - 3QU CoRE ¦ 1QU LoRE | Non-Red Flag Warning - Large Fires | Wire-to-wire contact | Aggregated | 2063 | 7.2611e-06 | 489.6273 | 0.0035553 | 2063 | Mitigation | 0.95 | 45 | 0 | esc | 0.00097009 | 7.0439e-09 | 0.00097009 | 7.0439e-09
[35 empty] | 7.3.3.17.6 Updates to grid topology to minimize risk of ignition in HFTDs Butte County Rebuild | WLDFR | HFTD - Distribution - Tier 2 - 3QU CoRE ¦ 5QU LoRE | 2055 | 0.10022 | 0 | 0 | 0 | 0 |  |  |  |  | 0 | 0 | 0 | 0 | 0 |  | 0 | 0 | 0 | Column23: 0; Column24: 0; Column25: 0; Column26: 0; Column27: 0; Column28: 0; Column29: 0.0003993; Column30: 0.056109; Column31: 0; Column32: 0.056109; Column33: 0.0056232 | WLDFR | HFTD - Distribution - Tier 3 - 4QU CoRE ¦ 1QU LoRE | Red Flag Warning - Catastrophic Fires | 2064 | 1.7448e-08 | 1.7448e-08 | 21325.9188 | 384.5316 | 12862.0997 | 8079.2876 | 0 | 0 | 1.7986e-05 | 0.0003721 | 0 | 0.0003721 | 0.0003721 | 0 | 0.0003721 | 0 | 0.00018536 | 0.00040631 | 0 | 0.00040631 | [17 empty] | 7.3.3.17.5 (Remote Grid) Updates to grid topology to minimize risk of ignition in HFTDs Remote GridWLDFRWire-to-wire contactAggregated | WLDFR | HFTD - Distribution - Tier 2 - 3QU CoRE ¦ 1QU LoRE | Non-Red Flag Warning - Large Fires | Wire-to-wire contact | Aggregated | 2064 | 7.2611e-06 | 489.6273 | 0.0035553 | 2064 | Mitigation | 0.95 | 45 | 0 | esc | 0.00097009 | 7.0439e-09 | 0.00097009 | 7.0439e-09
[35 empty] | 7.3.3.17.6 Updates to grid topology to minimize risk of ignition in HFTDs Butte County Rebuild | WLDFR | HFTD - Distribution - Tier 2 - 3QU CoRE ¦ 5QU LoRE | 2056 | 0.093663 | 0 | 0 | 0 | 0 |  |  |  |  | 0 | 0 | 0 | 0 | 0 |  | 0 | 0 | 0 | Column23: 0; Column24: 0; Column25: 0; Column26: 0; Column27: 0; Column28: 0; Column29: 0.0003993; Column30: 0.056109; Column31: 0; Column32: 0.056109; Column33: 0.0052553 | WLDFR | HFTD - Distribution - Tier 3 - 4QU CoRE ¦ 1QU LoRE | Red Flag Warning - Catastrophic Fires | 2065 | 1.7448e-08 | 1.7448e-08 | 21325.9188 | 384.5316 | 12862.0997 | 8079.2876 | 0 | 0 | 1.7986e-05 | 0.0003721 | 0 | 0.0003721 | 0.0003721 | 0 | 0.0003721 | 0 | 0.00018536 | 0.00040631 | 0 | 0.00040631 | [17 empty] | 7.3.3.17.5 (Remote Grid) Updates to grid topology to minimize risk of ignition in HFTDs Remote GridWLDFRWire-to-wire contactAggregated | WLDFR | HFTD - Distribution - Tier 2 - 3QU CoRE ¦ 1QU LoRE | Non-Red Flag Warning - Large Fires | Wire-to-wire contact | Aggregated | 2065 | 7.2611e-06 | 489.6273 | 0.0035553 | 2065 | Mitigation | 0.95 | 45 | 0 | esc | 0.00097009 | 7.0439e-09 | 0.00097009 | 7.0439e-09
[35 empty] | 7.3.3.17.6 Updates to grid topology to minimize risk of ignition in HFTDs Butte County Rebuild | WLDFR | HFTD - Distribution - Tier 2 - 3QU CoRE ¦ 5QU LoRE | 2057 | 0.087535 | 0 | 0 | 0 | 0 |  |  |  |  | 0 | 0 | 0 | 0 | 0 |  | 0 | 0 | 0 | Column23: 0; Column24: 0; Column25: 0; Column26: 0; Column27: 0; Column28: 0; Column29: 0.0003993; Column30: 0.056109; Column31: 0; Column32: 0.056109; Column33: 0.0049115 | WLDFR | HFTD - Distribution - Tier 3 - 4QU CoRE ¦ 1QU LoRE | Red Flag Warning - Catastrophic Fires | 2066 | 1.7448e-08 | 1.7448e-08 | 21325.9188 | 384.5316 | 12862.0997 | 8079.2876 | 0 | 0 | 1.7986e-05 | 0.0003721 | 0 | 0.0003721 | 0.0003721 | 0 | 0.0003721 | 0 | 0.00018536 | 0.00040631 | 0 | 0.00040631 | [17 empty] | 7.3.3.17.5 (Remote Grid) Updates to grid topology to minimize risk of ignition in HFTDs Remote GridWLDFRWire-to-wire contactAggregated | WLDFR | HFTD - Distribution - Tier 2 - 3QU CoRE ¦ 1QU LoRE | Non-Red Flag Warning - Large Fires | Wire-to-wire contact | Aggregated | 2066 | 7.2611e-06 | 489.6273 | 0.0035553 | 2066 | Mitigation | 0.95 | 45 | 0 | esc | 0.00097009 | 7.0439e-09 | 0.00097009 | 7.0439e-09
[35 empty] | 7.3.3.17.6 Updates to grid topology to minimize risk of ignition in HFTDs Butte County Rebuild | WLDFR | HFTD - Distribution - Tier 2 - 3QU CoRE ¦ 5QU LoRE | 2058 | 0.081809 | 0 | 0 | 0 | 0 |  |  |  |  | 0 | 0 | 0 | 0 | 0 |  | 0 | 0 | 0 | Column23: 0; Column24: 0; Column25: 0; Column26: 0; Column27: 0; Column28: 0; Column29: 0.0003993; Column30: 0.058784; Column31: 0; Column32: 0.058784; Column33: 0.004809 | WLDFR | HFTD - Distribution - Tier 3 - 4QU CoRE ¦ 1QU LoRE | Red Flag Warning - Catastrophic Fires | 2067 | 0 | 1.7448e-08 | 21325.9188 | 384.5316 | 12862.0997 | 8079.2876 | 0 | 0 | 1.7986e-05 | 0 | 0 | 0 | 0.0003721 | 0 | 0.0003721 | 0 | 0.00018536 | 0.00040631 | 0 | 0.00040631 | [17 empty] | 7.3.3.17.5 (Remote Grid) Updates to grid topology to minimize risk of ignition in HFTDs Remote GridWLDFRWire-to-wire contactAggregated | WLDFR | HFTD - Distribution - Tier 2 - 3QU CoRE ¦ 1QU LoRE | Non-Red Flag Warning - Large Fires | Wire-to-wire contact | Aggregated | 2067 | 7.2611e-06 | 489.6273 | 0.0035553 | 2067 | Mitigation | 0.95 | 45 | 0 | esc | 0 | 0 | 0.00097009 | 7.0439e-09
[35 empty] | 7.3.3.17.6 Updates to grid topology to minimize risk of ignition in HFTDs Butte County Rebuild | WLDFR | HFTD - Distribution - Tier 2 - 3QU CoRE ¦ 5QU LoRE | 2059 | 0.076457 | 0 | 0 | 0 | 0 |  |  |  |  | 0 | 0 | 0 | 0 | 0 |  | 0 | 0 | 0 | Column23: 0; Column24: 0; Column25: 0; Column26: 0; Column27: 0; Column28: 0; Column29: 0.0003993; Column30: 0.058784; Column31: 0; Column32: 0.058784; Column33: 0.0044944 | WLDFR | HFTD - Distribution - Tier 3 - 4QU CoRE ¦ 1QU LoRE | Red Flag Warning - Destructive Fires | 2022 | 2.7298e-09 | 0 | 8807.9522 | 222.2294 | 8585.7228 | 0 | 0 | 0 | 2.8139e-06 | 2.4044e-05 | 0 | 2.4044e-05 | 0 | 0 | 0 | 0 | 0.00019358 | 0.00042434 | 0 | 0.00042434 | [17 empty] | 7.3.3.17.5 (Remote Grid) Updates to grid topology to minimize risk of ignition in HFTDs Remote GridWLDFRContact from objectAggregated | WLDFR | HFTD - Distribution - Tier 2 - 3QU CoRE ¦ 1QU LoRE | Non-Red Flag Warning - Small Fires | Contact from object | Aggregated | 2022 | 0.0014555 | 489.6273 | 0.71264 | 2022 | Mitigation | 0.95 | 45 | 0 | esc | 0.00097009 | 1.4119e-06 | 0 | 0
[35 empty] | 7.3.3.17.6 Updates to grid topology to minimize risk of ignition in HFTDs Butte County Rebuild | WLDFR | HFTD - Distribution - Tier 2 - 3QU CoRE ¦ 5QU LoRE | 2060 | 0.071455 | 0 | 0 | 0 | 0 |  |  |  |  | 0 | 0 | 0 | 0 | 0 |  | 0 | 0 | 0 | Column23: 0; Column24: 0; Column25: 0; Column26: 0; Column27: 0; Column28: 0; Column29: 0.0003993; Column30: 0.058784; Column31: 0; Column32: 0.058784; Column33: 0.0042004 | WLDFR | HFTD - Distribution - Tier 3 - 4QU CoRE ¦ 1QU LoRE | Red Flag Warning - Destructive Fires | 2023 | 2.7298e-09 | 2.7298e-09 | 9129.7461 | 233.2301 | 8896.516 | 0 | 0 | 0 | 2.8139e-06 | 2.4922e-05 | 0 | 2.4922e-05 | 2.4922e-05 | 0 | 2.4922e-05 | 0 | 0.00019358 | 0.00042434 | 0 | 0.00042434 | [17 empty] | 7.3.3.17.5 (Remote Grid) Updates to grid topology to minimize risk of ignition in HFTDs Remote GridWLDFRContact from objectAggregated | WLDFR | HFTD - Distribution - Tier 2 - 3QU CoRE ¦ 1QU LoRE | Non-Red Flag Warning - Small Fires | Contact from object | Aggregated | 2023 | 0.0014555 | 489.6273 | 0.71264 | 2023 | Mitigation | 0.95 | 45 | 0 | esc | 0.00097009 | 1.4119e-06 | 0.00097009 | 1.4119e-06
[35 empty] | 7.3.3.17.6 Updates to grid topology to minimize risk of ignition in HFTDs Butte County Rebuild | WLDFR | HFTD - Distribution - Tier 2 - 3QU CoRE ¦ 5QU LoRE | 2061 | 0.06678 | 0 | 0 | 0 | 0 |  |  |  |  | 0 | 0 | 0 | 0 | 0 |  | 0 | 0 | 0 | Column23: 0; Column24: 0; Column25: 0; Column26: 0; Column27: 0; Column28: 0; Column29: 0.0003993; Column30: 0.058784; Column31: 0; Column32: 0.058784; Column33: 0.0039256 | WLDFR | HFTD - Distribution - Tier 3 - 4QU CoRE ¦ 1QU LoRE | Red Flag Warning - Destructive Fires | 2024 | 2.7298e-09 | 2.7298e-09 | 9129.7461 | 233.2301 | 8896.516 | 0 | 0 | 0 | 2.8139e-06 | 2.4922e-05 | 0 | 2.4922e-05 | 2.4922e-05 | 0 | 2.4922e-05 | 0 | 0.00019358 | 0.00042434 | 0 | 0.00042434 | [17 empty] | 7.3.3.17.5 (Remote Grid) Updates to grid topology to minimize risk of ignition in HFTDs Remote GridWLDFRContact from objectAggregated | WLDFR | HFTD - Distribution - Tier 2 - 3QU CoRE ¦ 1QU LoRE | Non-Red Flag Warning - Small Fires | Contact from object | Aggregated | 2024 | 0.0014555 | 489.6273 | 0.71264 | 2024 | Mitigation | 0.95 | 45 | 0 | esc | 0.00097009 | 1.4119e-06 | 0.00097009 | 1.4119e-06
[35 empty] | 7.3.3.17.6 Updates to grid topology to minimize risk of ignition in HFTDs Butte County Rebuild | WLDFR | HFTD - Distribution - Tier 2 - 3QU CoRE ¦ 5QU LoRE | 2062 | 0.062412 | 0 | 0 | 0 | 0 |  |  |  |  | 0 | 0 | 0 | 0 | 0 |  | 0 | 0 | 0 | Column23: 0; Column24: 0; Column25: 0; Column26: 0; Column27: 0; Column28: 0; Column29: 0.0003993; Column30: 0.058784; Column31: 0; Column32: 0.058784; Column33: 0.0036688 | WLDFR | HFTD - Distribution - Tier 3 - 4QU CoRE ¦ 1QU LoRE | Red Flag Warning - Destructive Fires | 2025 | 2.7298e-09 | 2.7298e-09 | 9129.7461 | 233.2301 | 8896.516 | 0 | 0 | 0 | 2.8139e-06 | 2.4922e-05 | 0 | 2.4922e-05 | 2.4922e-05 | 0 | 2.4922e-05 | 0 | 0.00019358 | 0.00042434 | 0 | 0.00042434 | [17 empty] | 7.3.3.17.5 (Remote Grid) Updates to grid topology to minimize risk of ignition in HFTDs Remote GridWLDFRContact from objectAggregated | WLDFR | HFTD - Distribution - Tier 2 - 3QU CoRE ¦ 1QU LoRE | Non-Red Flag Warning - Small Fires | Contact from object | Aggregated | 2025 | 0.0014555 | 489.6273 | 0.71264 | 2025 | Mitigation | 0.95 | 45 | 0 | esc | 0.00097009 | 1.4119e-06 | 0.00097009 | 1.4119e-06
[35 empty] | 7.3.3.17.6 Updates to grid topology to minimize risk of ignition in HFTDs Butte County Rebuild | WLDFR | HFTD - Distribution - Tier 2 - 3QU CoRE ¦ 5QU LoRE | 2063 | 0.058329 | 0 | 0 | 0 | 0 |  |  |  |  | 0 | 0 | 0 | 0 | 0 |  | 0 | 0 | 0 | Column23: 0; Column24: 0; Column25: 0; Column26: 0; Column27: 0; Column28: 0; Column29: 0.0003993; Column30: 0.061479; Column31: 0; Column32: 0.061479; Column33: 0.003586 | WLDFR | HFTD - Distribution - Tier 3 - 4QU CoRE ¦ 1QU LoRE | Red Flag Warning - Destructive Fires | 2026 | 2.7298e-09 | 2.7298e-09 | 9129.7461 | 233.2301 | 8896.516 | 0 | 0 | 0 | 2.8139e-06 | 2.4922e-05 | 0 | 2.4922e-05 | 2.4922e-05 | 0 | 2.4922e-05 | 0 | 0.00019358 | 0.00042434 | 0 | 0.00042434 | [17 empty] | 7.3.3.17.5 (Remote Grid) Updates to grid topology to minimize risk of ignition in HFTDs Remote GridWLDFRContact from objectAggregated | WLDFR | HFTD - Distribution - Tier 2 - 3QU CoRE ¦ 1QU LoRE | Non-Red Flag Warning - Small Fires | Contact from object | Aggregated | 2026 | 0.0014555 | 489.6273 | 0.71264 | 2026 | Mitigation | 0.95 | 45 | 0 | esc | 0.00097009 | 1.4119e-06 | 0.00097009 | 1.4119e-06
[35 empty] | 7.3.3.17.6 Updates to grid topology to minimize risk of ignition in HFTDs Butte County Rebuild | WLDFR | HFTD - Distribution - Tier 2 - 3QU CoRE ¦ 5QU LoRE | 2064 | 0.054513 | 0 | 0 | 0 | 0 |  |  |  |  | 0 | 0 | 0 | 0 | 0 |  | 0 | 0 | 0 | Column23: 0; Column24: 0; Column25: 0; Column26: 0; Column27: 0; Column28: 0; Column29: 0.0003993; Column30: 0.061479; Column31: 0; Column32: 0.061479; Column33: 0.0033514 | WLDFR | HFTD - Distribution - Tier 3 - 4QU CoRE ¦ 1QU LoRE | Red Flag Warning - Destructive Fires | 2027 | 2.7298e-09 | 2.7298e-09 | 9129.7461 | 233.2301 | 8896.516 | 0 | 0 | 0 | 2.8139e-06 | 2.4922e-05 | 0 | 2.4922e-05 | 2.4922e-05 | 0 | 2.4922e-05 | 0 | 0.00020272 | 0.00044436 | 0 | 0.00044436 | [17 empty] | 7.3.3.17.5 (Remote Grid) Updates to grid topology to minimize risk of ignition in HFTDs Remote GridWLDFRContact from objectAggregated | WLDFR | HFTD - Distribution - Tier 2 - 3QU CoRE ¦ 1QU LoRE | Non-Red Flag Warning - Small Fires | Contact from object | Aggregated | 2027 | 0.0014555 | 489.6273 | 0.71264 | 2027 | Mitigation | 0.95 | 45 | 0 | esc | 0.00097009 | 1.4119e-06 | 0.00097009 | 1.4119e-06
[35 empty] | 7.3.3.17.6 Updates to grid topology to minimize risk of ignition in HFTDs Butte County Rebuild | WLDFR | HFTD - Distribution - Tier 2 - 3QU CoRE ¦ 5QU LoRE | 2065 | 0.050946 | 0 | 0 | 0 | 0 |  |  |  |  | 0 | 0 | 0 | 0 | 0 |  | 0 | 0 | 0 | Column23: 0; Column24: 0; Column25: 0; Column26: 0; Column27: 0; Column28: 0; Column29: 0.0003993; Column30: 0.061479; Column31: 0; Column32: 0.061479; Column33: 0.0031321 | WLDFR | HFTD - Distribution - Tier 3 - 4QU CoRE ¦ 1QU LoRE | Red Flag Warning - Destructive Fires | 2028 | 2.7298e-09 | 2.7298e-09 | 9534.9221 | 247.273 | 9287.6491 | 0 | 0 | 0 | 2.8139e-06 | 2.6028e-05 | 0 | 2.6028e-05 | 2.6028e-05 | 0 | 2.6028e-05 | 0 | 0.00020272 | 0.00044436 | 0 | 0.00044436 | [17 empty] | 7.3.3.17.5 (Remote Grid) Updates to grid topology to minimize risk of ignition in HFTDs Remote GridWLDFRContact from objectAggregated | WLDFR | HFTD - Distribution - Tier 2 - 3QU CoRE ¦ 1QU LoRE | Non-Red Flag Warning - Small Fires | Contact from object | Aggregated | 2028 | 0.0014555 | 489.6273 | 0.71264 | 2028 | Mitigation | 0.95 | 45 | 0 | esc | 0.00097009 | 1.4119e-06 | 0.00097009 | 1.4119e-06
[35 empty] | 7.3.3.17.6 Updates to grid topology to minimize risk of ignition in HFTDs Butte County Rebuild | WLDFR | HFTD - Distribution - Tier 2 - 3QU CoRE ¦ 5QU LoRE | 2066 | 0.047613 | 0 | 0 | 0 | 0 |  |  |  |  | 0 | 0 | 0 | 0 | 0 |  | 0 | 0 | 0 | Column23: 0; Column24: 0; Column25: 0; Column26: 0; Column27: 0; Column28: 0; Column29: 0.0003993; Column30: 0.061479; Column31: 0; Column32: 0.061479; Column33: 0.0029272 | WLDFR | HFTD - Distribution - Tier 3 - 4QU CoRE ¦ 1QU LoRE | Red Flag Warning - Destructive Fires | 2029 | 2.7298e-09 | 2.7298e-09 | 9534.9221 | 247.273 | 9287.6491 | 0 | 0 | 0 | 2.8139e-06 | 2.6028e-05 | 0 | 2.6028e-05 | 2.6028e-05 | 0 | 2.6028e-05 | 0 | 0.00020272 | 0.00044436 | 0 | 0.00044436 | [17 empty] | 7.3.3.17.5 (Remote Grid) Updates to grid topology to minimize risk of ignition in HFTDs Remote GridWLDFRContact from objectAggregated | WLDFR | HFTD - Distribution - Tier 2 - 3QU CoRE ¦ 1QU LoRE | Non-Red Flag Warning - Small Fires | Contact from object | Aggregated | 2029 | 0.0014555 | 489.6273 | 0.71264 | 2029 | Mitigation | 0.95 | 45 | 0 | esc | 0.00097009 | 1.4119e-06 | 0.00097009 | 1.4119e-06
[35 empty] | 7.3.3.17.6 Updates to grid topology to minimize risk of ignition in HFTDs Butte County Rebuild | WLDFR | HFTD - Distribution - Tier 2 - 3QU CoRE ¦ 5QU LoRE | 2067 | 0.044499 | 0 | 0 | 0 | 0 |  |  |  |  | 0 | 0 | 0 | 0 | 0 |  | 0 | 0 | 0 | Column23: 0; Column24: 0; Column25: 0; Column26: 0; Column27: 0; Column28: 0; Column29: 0.0003993; Column30: 0.061479; Column31: 0; Column32: 0.061479; Column33: 0.0027357 | WLDFR | HFTD - Distribution - Tier 3 - 4QU CoRE ¦ 1QU LoRE | Red Flag Warning - Destructive Fires | 2030 | 2.7298e-09 | 2.7298e-09 | 9534.9221 | 247.273 | 9287.6491 | 0 | 0 | 0 | 2.8139e-06 | 2.6028e-05 | 0 | 2.6028e-05 | 2.6028e-05 | 0 | 2.6028e-05 | 0 | 0.00020272 | 0.00044436 | 0 | 0.00044436 | [17 empty] | 7.3.3.17.5 (Remote Grid) Updates to grid topology to minimize risk of ignition in HFTDs Remote GridWLDFRContact from objectAggregated | WLDFR | HFTD - Distribution - Tier 2 - 3QU CoRE ¦ 1QU LoRE | Non-Red Flag Warning - Small Fires | Contact from object | Aggregated | 2030 | 0.0014555 | 489.6273 | 0.71264 | 2030 | Mitigation | 0.95 | 45 | 0 | esc | 0.00097009 | 1.4119e-06 | 0.00097009 | 1.4119e-06
[35 empty] | 7.3.3.17.6 Updates to grid topology to minimize risk of ignition in HFTDs Butte County Rebuild | WLDFR | HFTD - Distribution - Tier 2 - 3QU CoRE ¦ 5QU LoRE | 2068 | 0.041587 | 0 | 0 | 0 | 0 |  |  |  |  | 0 | 0 | 0 | 0 | 0 |  | 0 | 0 | 0 | Column23: 0; Column24: 0; Column25: 0; Column26: 0; Column27: 0; Column28: 0; Column29: 0.0003993; Column30: 0.064162; Column31: 0; Column32: 0.064162; Column33: 0.0026683 | WLDFR | HFTD - Distribution - Tier 3 - 4QU CoRE ¦ 1QU LoRE | Red Flag Warning - Destructive Fires | 2031 | 2.7298e-09 | 2.7298e-09 | 9534.9221 | 247.273 | 9287.6491 | 0 | 0 | 0 | 2.8139e-06 | 2.6028e-05 | 0 | 2.6028e-05 | 2.6028e-05 | 0 | 2.6028e-05 | 0 | 0.00020272 | 0.00044436 | 0 | 0.00044436 | [17 empty] | 7.3.3.17.5 (Remote Grid) Updates to grid topology to minimize risk of ignition in HFTDs Remote GridWLDFRContact from objectAggregated | WLDFR | HFTD - Distribution - Tier 2 - 3QU CoRE ¦ 1QU LoRE | Non-Red Flag Warning - Small Fires | Contact from object | Aggregated | 2031 | 0.0014555 | 489.6273 | 0.71264 | 2031 | Mitigation | 0.95 | 45 | 0 | esc | 0.00097009 | 1.4119e-06 | 0.00097009 | 1.4119e-06
[35 empty] | 7.3.3.17.6 Updates to grid topology to minimize risk of ignition in HFTDs Butte County Rebuild | WLDFR | HFTD - Distribution - Tier 2 - 3QU CoRE ¦ 5QU LoRE | 2069 | 0.038867 | 0 | 0 | 0 | 0 |  |  |  |  | 0 | 0 | 0 | 0 | 0 |  | 0 | 0 | 0 | Column23: 0; Column24: 0; Column25: 0; Column26: 0; Column27: 0; Column28: 0; Column29: 0.0003993; Column30: 0.064162; Column31: 0; Column32: 0.064162; Column33: 0.0024938 | WLDFR | HFTD - Distribution - Tier 3 - 4QU CoRE ¦ 1QU LoRE | Red Flag Warning - Destructive Fires | 2032 | 2.7298e-09 | 2.7298e-09 | 9534.9221 | 247.273 | 9287.6491 | 0 | 0 | 0 | 2.8139e-06 | 2.6028e-05 | 0 | 2.6028e-05 | 2.6028e-05 | 0 | 2.6028e-05 | 0 | 0.00021263 | 0.00046608 | 0 | 0.00046608 | [17 empty] | 7.3.3.17.5 (Remote Grid) Updates to grid topology to minimize risk of ignition in HFTDs Remote GridWLDFRContact from objectAggregated | WLDFR | HFTD - Distribution - Tier 2 - 3QU CoRE ¦ 1QU LoRE | Non-Red Flag Warning - Small Fires | Contact from object | Aggregated | 2032 | 0.0014555 | 489.6273 | 0.71264 | 2032 | Mitigation | 0.95 | 45 | 0 | esc | 0.00097009 | 1.4119e-06 | 0.00097009 | 1.4119e-06
[35 empty] | 7.3.3.17.6 Updates to grid topology to minimize risk of ignition in HFTDs Butte County Rebuild | WLDFR | HFTD - Distribution - Tier 2 - 3QU CoRE ¦ 5QU LoRE | 2070 | 0.036324 | 0 | 0 | 0 | 0 |  |  |  |  | 0 | 0 | 0 | 0 | 0 |  | 0 | 0 | 0 | Column23: 0; Column24: 0; Column25: 0; Column26: 0; Column27: 0; Column28: 0; Column29: 0.0003993; Column30: 0.064162; Column31: 0; Column32: 0.064162; Column33: 0.0023306 | WLDFR | HFTD - Distribution - Tier 3 - 4QU CoRE ¦ 1QU LoRE | Red Flag Warning - Destructive Fires | 2033 | 2.7298e-09 | 2.7298e-09 | 9984.8474 | 263.1074 | 9721.74 | 0 | 0 | 0 | 2.8139e-06 | 2.7256e-05 | 0 | 2.7256e-05 | 2.7256e-05 | 0 | 2.7256e-05 | 0 | 0.00021263 | 0.00046608 | 0 | 0.00046608 | [17 empty] | 7.3.3.17.5 (Remote Grid) Updates to grid topology to minimize risk of ignition in HFTDs Remote GridWLDFRContact from objectAggregated | WLDFR | HFTD - Distribution - Tier 2 - 3QU CoRE ¦ 1QU LoRE | Non-Red Flag Warning - Small Fires | Contact from object | Aggregated | 2033 | 0.0014555 | 489.6273 | 0.71264 | 2033 | Mitigation | 0.95 | 45 | 0 | esc | 0.00097009 | 1.4119e-06 | 0.00097009 | 1.4119e-06
[35 empty] | 7.3.3.17.6 Updates to grid topology to minimize risk of ignition in HFTDs Butte County Rebuild | WLDFR | HFTD - Distribution - Tier 2 - 3QU CoRE ¦ 5QU LoRE | 2071 | 0.033948 | 0 | 0 | 0 | 0 |  |  |  |  | 0 | 0 | 0 | 0 | 0 |  | 0 | 0 | 0 | Column23: 0; Column24: 0; Column25: 0; Column26: 0; Column27: 0; Column28: 0; Column29: 0.0003993; Column30: 0.064162; Column31: 0; Column32: 0.064162; Column33: 0.0021782 | WLDFR | HFTD - Distribution - Tier 3 - 4QU CoRE ¦ 1QU LoRE | Red Flag Warning - Destructive Fires | 2034 | 2.7298e-09 | 2.7298e-09 | 9984.8474 | 263.1074 | 9721.74 | 0 | 0 | 0 | 2.8139e-06 | 2.7256e-05 | 0 | 2.7256e-05 | 2.7256e-05 | 0 | 2.7256e-05 | 0 | 0.00021263 | 0.00046608 | 0 | 0.00046608 | [17 empty] | 7.3.3.17.5 (Remote Grid) Updates to grid topology to minimize risk of ignition in HFTDs Remote GridWLDFRContact from objectAggregated | WLDFR | HFTD - Distribution - Tier 2 - 3QU CoRE ¦ 1QU LoRE | Non-Red Flag Warning - Small Fires | Contact from object | Aggregated | 2034 | 0.0014555 | 489.6273 | 0.71264 | 2034 | Mitigation | 0.95 | 45 | 0 | esc | 0.00097009 | 1.4119e-06 | 0.00097009 | 1.4119e-06
[35 empty] | 7.3.3.17.6 Updates to grid topology to minimize risk of ignition in HFTDs Butte County Rebuild | WLDFR | HFTD - Distribution - Tier 2 - 3QU CoRE ¦ 5QU LoRE | 2072 | 0.031727 | 0 | 0 | 0 | 0 |  |  |  |  | 0 | 0 | 0 | 0 | 0 |  | 0 | 0 | 0 | Column23: 0; Column24: 0; Column25: 0; Column26: 0; Column27: 0; Column28: 0; Column29: 0.0003993; Column30: 0.064162; Column31: 0; Column32: 0.064162; Column33: 0.0020357 | WLDFR | HFTD - Distribution - Tier 3 - 4QU CoRE ¦ 1QU LoRE | Red Flag Warning - Destructive Fires | 2035 | 2.7298e-09 | 2.7298e-09 | 9984.8474 | 263.1074 | 9721.74 | 0 | 0 | 0 | 2.8139e-06 | 2.7256e-05 | 0 | 2.7256e-05 | 2.7256e-05 | 0 | 2.7256e-05 | 0 | 0.00021263 | 0.00046608 | 0 | 0.00046608 | [17 empty] | 7.3.3.17.5 (Remote Grid) Updates to grid topology to minimize risk of ignition in HFTDs Remote GridWLDFRContact from objectAggregated | WLDFR | HFTD - Distribution - Tier 2 - 3QU CoRE ¦ 1QU LoRE | Non-Red Flag Warning - Small Fires | Contact from object | Aggregated | 2035 | 0.0014555 | 489.6273 | 0.71264 | 2035 | Mitigation | 0.95 | 45 | 0 | esc | 0.00097009 | 1.4119e-06 | 0.00097009 | 1.4119e-06
[35 empty] | 7.3.3.17.6 Updates to grid topology to minimize risk of ignition in HFTDs Butte County Rebuild | WLDFR | HFTD - Distribution - Tier 2 - 3QU CoRE ¦ 5QU LoRE | 2073 | 0.029651 | 0 | 0 | 0 | 0 |  |  |  |  | 0 | 0 | 0 | 0 | 0 |  | 0 | 0 | 0 | Column23: 0; Column24: 0; Column25: 0; Column26: 0; Column27: 0; Column28: 0; Column29: 0.0003993; Column30: 0.066801; Column31: 0; Column32: 0.066801; Column33: 0.0019807 | WLDFR | HFTD - Distribution - Tier 3 - 4QU CoRE ¦ 1QU LoRE | Red Flag Warning - Destructive Fires | 2036 | 2.7298e-09 | 2.7298e-09 | 9984.8474 | 263.1074 | 9721.74 | 0 | 0 | 0 | 2.8139e-06 | 2.7256e-05 | 0 | 2.7256e-05 | 2.7256e-05 | 0 | 2.7256e-05 | 0 | 0.00021263 | 0.00046608 | 0 | 0.00046608 | [17 empty] | 7.3.3.17.5 (Remote Grid) Updates to grid topology to minimize risk of ignition in HFTDs Remote GridWLDFRContact from objectAggregated | WLDFR | HFTD - Distribution - Tier 2 - 3QU CoRE ¦ 1QU LoRE | Non-Red Flag Warning - Small Fires | Contact from object | Aggregated | 2036 | 0.0014555 | 489.6273 | 0.71264 | 2036 | Mitigation | 0.95 | 45 | 0 | esc | 0.00097009 | 1.4119e-06 | 0.00097009 | 1.4119e-06
[35 empty] | 7.3.3.17.6 Updates to grid topology to minimize risk of ignition in HFTDs Butte County Rebuild | WLDFR | HFTD - Distribution - Tier 2 - 3QU CoRE ¦ 5QU LoRE | 2074 | 0.027711 | 0 | 0 | 0 | 0 |  |  |  |  | 0 | 0 | 0 | 0 | 0 |  | 0 | 0 | 0 | Column23: 0; Column24: 0; Column25: 0; Column26: 0; Column27: 0; Column28: 0; Column29: 0.0003993; Column30: 0.066801; Column31: 0; Column32: 0.066801; Column33: 0.0018512 | WLDFR | HFTD - Distribution - Tier 3 - 4QU CoRE ¦ 1QU LoRE | Red Flag Warning - Destructive Fires | 2037 | 2.7298e-09 | 2.7298e-09 | 9984.8474 | 263.1074 | 9721.74 | 0 | 0 | 0 | 2.8139e-06 | 2.7256e-05 | 0 | 2.7256e-05 | 2.7256e-05 | 0 | 2.7256e-05 | 0 | 0.00022317 | 0.00048919 | 0 | 0.00048919 | [17 empty] | 7.3.3.17.5 (Remote Grid) Updates to grid topology to minimize risk of ignition in HFTDs Remote GridWLDFRContact from objectAggregated | WLDFR | HFTD - Distribution - Tier 2 - 3QU CoRE ¦ 1QU LoRE | Non-Red Flag Warning - Small Fires | Contact from object | Aggregated | 2037 | 0.0014555 | 489.6273 | 0.71264 | 2037 | Mitigation | 0.95 | 45 | 0 | esc | 0.00097009 | 1.4119e-06 | 0.00097009 | 1.4119e-06
[35 empty] | 7.3.3.17.6 Updates to grid topology to minimize risk of ignition in HFTDs Butte County Rebuild | WLDFR | HFTD - Distribution - Tier 2 - 3QU CoRE ¦ 5QU LoRE | 2075 | 0.025899 | 0 | 0 | 0 | 0 |  |  |  |  | 0 | 0 | 0 | 0 | 0 |  | 0 | 0 | 0 | Column23: 0; Column24: 0; Column25: 0; Column26: 0; Column27: 0; Column28: 0; Column29: 0.0003993; Column30: 0.066801; Column31: 0; Column32: 0.066801; Column33: 0.0017301 | WLDFR | HFTD - Distribution - Tier 3 - 4QU CoRE ¦ 1QU LoRE | Red Flag Warning - Destructive Fires | 2038 | 2.7298e-09 | 2.7298e-09 | 10472.8261 | 280.5544 | 10192.2718 | 0 | 0 | 0 | 2.8139e-06 | 2.8588e-05 | 0 | 2.8588e-05 | 2.8588e-05 | 0 | 2.8588e-05 | 0 | 0.00022317 | 0.00048919 | 0 | 0.00048919 | [17 empty] | 7.3.3.17.5 (Remote Grid) Updates to grid topology to minimize risk of ignition in HFTDs Remote GridWLDFRContact from objectAggregated | WLDFR | HFTD - Distribution - Tier 2 - 3QU CoRE ¦ 1QU LoRE | Non-Red Flag Warning - Small Fires | Contact from object | Aggregated | 2038 | 0.0014555 | 489.6273 | 0.71264 | 2038 | Mitigation | 0.95 | 45 | 0 | esc | 0.00097009 | 1.4119e-06 | 0.00097009 | 1.4119e-06
[35 empty] | 7.3.3.17.6 Updates to grid topology to minimize risk of ignition in HFTDs Butte County Rebuild | WLDFR | HFTD - Distribution - Tier 2 - 3QU CoRE ¦ 5QU LoRE | 2076 | 0.024204 | 0 | 0 | 0 | 0 |  |  |  |  | 0 | 0 | 0 | 0 | 0 |  | 0 | 0 | 0 | Column23: 0; Column24: 0; Column25: 0; Column26: 0; Column27: 0; Column28: 0; Column29: 0.0003993; Column30: 0.066801; Column31: 0; Column32: 0.066801; Column33: 0.0016169 | WLDFR | HFTD - Distribution - Tier 3 - 4QU CoRE ¦ 1QU LoRE | Red Flag Warning - Destructive Fires | 2039 | 2.7298e-09 | 2.7298e-09 | 10472.8261 | 280.5544 | 10192.2718 | 0 | 0 | 0 | 2.8139e-06 | 2.8588e-05 | 0 | 2.8588e-05 | 2.8588e-05 | 0 | 2.8588e-05 | 0 | 0.00022317 | 0.00048919 | 0 | 0.00048919 | [17 empty] | 7.3.3.17.5 (Remote Grid) Updates to grid topology to minimize risk of ignition in HFTDs Remote GridWLDFRContact from objectAggregated | WLDFR | HFTD - Distribution - Tier 2 - 3QU CoRE ¦ 1QU LoRE | Non-Red Flag Warning - Small Fires | Contact from object | Aggregated | 2039 | 0.0014555 | 489.6273 | 0.71264 | 2039 | Mitigation | 0.95 | 45 | 0 | esc | 0.00097009 | 1.4119e-06 | 0.00097009 | 1.4119e-06
[35 empty] | 7.3.3.17.6 Updates to grid topology to minimize risk of ignition in HFTDs Butte County Rebuild | WLDFR | HFTD - Distribution - Tier 2 - 3QU CoRE ¦ 5QU LoRE | 2077 | 0.022621 | 0 | 0 | 0 | 0 |  |  |  |  | 0 | 0 | 0 | 0 | 0 |  | 0 | 0 | 0 | Column23: 0; Column24: 0; Column25: 0; Column26: 0; Column27: 0; Column28: 0; Column29: 0.0003993; Column30: 0.066801; Column31: 0; Column32: 0.066801; Column33: 0.0015111 | WLDFR | HFTD - Distribution - Tier 3 - 4QU CoRE ¦ 1QU LoRE | Red Flag Warning - Destructive Fires | 2040 | 2.7298e-09 | 2.7298e-09 | 10472.8261 | 280.5544 | 10192.2718 | 0 | 0 | 0 | 2.8139e-06 | 2.8588e-05 | 0 | 2.8588e-05 | 2.8588e-05 | 0 | 2.8588e-05 | 0 | 0.00022317 | 0.00048919 | 0 | 0.00048919 | [17 empty] | 7.3.3.17.5 (Remote Grid) Updates to grid topology to minimize risk of ignition in HFTDs Remote GridWLDFRContact from objectAggregated | WLDFR | HFTD - Distribution - Tier 2 - 3QU CoRE ¦ 1QU LoRE | Non-Red Flag Warning - Small Fires | Contact from object | Aggregated | 2040 | 0.0014555 | 489.6273 | 0.71264 | 2040 | Mitigation | 0.95 | 45 | 0 | esc | 0.00097009 | 1.4119e-06 | 0.00097009 | 1.4119e-06
[35 empty] | 7.3.3.17.6 Updates to grid topology to minimize risk of ignition in HFTDs Butte County Rebuild | WLDFR | HFTD - Distribution - Tier 2 - 4QU CoRE ¦ 1QU LoRE | 2023 | 0.87344 | 0 | 0 | 0 | 0 |  |  |  |  | 0 | 0 | 0 | 0 | 0 |  | 0 | 0 | 0 | Column23: 0; Column24: 0; Column25: 0; Column26: 0; Column27: 0; Column28: 0; Column29: 0.0019708; Column30: 0.066578; Column31: 0; Column32: 0.066578; Column33: 0.058152 | WLDFR | HFTD - Distribution - Tier 3 - 4QU CoRE ¦ 1QU LoRE | Red Flag Warning - Destructive Fires | 2041 | 2.7298e-09 | 2.7298e-09 | 10472.8261 | 280.5544 | 10192.2718 | 0 | 0 | 0 | 2.8139e-06 | 2.8588e-05 | 0 | 2.8588e-05 | 2.8588e-05 | 0 | 2.8588e-05 | 0 | 0.00022317 | 0.00048919 | 0 | 0.00048919 | [17 empty] | 7.3.3.17.5 (Remote Grid) Updates to grid topology to minimize risk of ignition in HFTDs Remote GridWLDFRContact from objectAggregated | WLDFR | HFTD - Distribution - Tier 2 - 3QU CoRE ¦ 1QU LoRE | Non-Red Flag Warning - Small Fires | Contact from object | Aggregated | 2041 | 0.0014555 | 489.6273 | 0.71264 | 2041 | Mitigation | 0.95 | 45 | 0 | esc | 0.00097009 | 1.4119e-06 | 0.00097009 | 1.4119e-06
[35 empty] | 7.3.3.17.6 Updates to grid topology to minimize risk of ignition in HFTDs Butte County Rebuild | WLDFR | HFTD - Distribution - Tier 2 - 4QU CoRE ¦ 1QU LoRE | 2024 | 0.8163 | 0 | 0 | 0 | 0 |  |  |  |  | 0 | 0 | 0 | 0 | 0 |  | 0 | 0 | 0 | Column23: 0; Column24: 0; Column25: 0; Column26: 0; Column27: 0; Column28: 0; Column29: 0.0019708; Column30: 0.066578; Column31: 0; Column32: 0.066578; Column33: 0.054348 | WLDFR | HFTD - Distribution - Tier 3 - 4QU CoRE ¦ 1QU LoRE | Red Flag Warning - Destructive Fires | 2042 | 2.7298e-09 | 2.7298e-09 | 10472.8261 | 280.5544 | 10192.2718 | 0 | 0 | 0 | 2.8139e-06 | 2.8588e-05 | 0 | 2.8588e-05 | 2.8588e-05 | 0 | 2.8588e-05 | 0 | 0.00023421 | 0.0005134 | 0 | 0.0005134 | [17 empty] | 7.3.3.17.5 (Remote Grid) Updates to grid topology to minimize risk of ignition in HFTDs Remote GridWLDFRContact from objectAggregated | WLDFR | HFTD - Distribution - Tier 2 - 3QU CoRE ¦ 1QU LoRE | Non-Red Flag Warning - Small Fires | Contact from object | Aggregated | 2042 | 0.0014555 | 489.6273 | 0.71264 | 2042 | Mitigation | 0.95 | 45 | 0 | esc | 0.00097009 | 1.4119e-06 | 0.00097009 | 1.4119e-06
[35 empty] | 7.3.3.17.6 Updates to grid topology to minimize risk of ignition in HFTDs Butte County Rebuild | WLDFR | HFTD - Distribution - Tier 2 - 4QU CoRE ¦ 1QU LoRE | 2025 | 0.7629 | 0 | 0 | 0 | 0 |  |  |  |  | 0 | 0 | 0 | 0 | 0 |  | 0 | 0 | 0 | Column23: 0; Column24: 0; Column25: 0; Column26: 0; Column27: 0; Column28: 0; Column29: 0.0019708; Column30: 0.066578; Column31: 0; Column32: 0.066578; Column33: 0.050792 | WLDFR | HFTD - Distribution - Tier 3 - 4QU CoRE ¦ 1QU LoRE | Red Flag Warning - Destructive Fires | 2043 | 2.7298e-09 | 2.7298e-09 | 10992.1562 | 299.42 | 10692.7362 | 0 | 0 | 0 | 2.8139e-06 | 3.0006e-05 | 0 | 3.0006e-05 | 3.0006e-05 | 0 | 3.0006e-05 | 0 | 0.00023421 | 0.0005134 | 0 | 0.0005134 | [17 empty] | 7.3.3.17.5 (Remote Grid) Updates to grid topology to minimize risk of ignition in HFTDs Remote GridWLDFRContact from objectAggregated | WLDFR | HFTD - Distribution - Tier 2 - 3QU CoRE ¦ 1QU LoRE | Non-Red Flag Warning - Small Fires | Contact from object | Aggregated | 2043 | 0.0014555 | 489.6273 | 0.71264 | 2043 | Mitigation | 0.95 | 45 | 0 | esc | 0.00097009 | 1.4119e-06 | 0.00097009 | 1.4119e-06
[35 empty] | 7.3.3.17.6 Updates to grid topology to minimize risk of ignition in HFTDs Butte County Rebuild | WLDFR | HFTD - Distribution - Tier 2 - 4QU CoRE ¦ 1QU LoRE | 2026 | 0.71299 | 0 | 0 | 0 | 0 |  |  |  |  | 0 | 0 | 0 | 0 | 0 |  | 0 | 0 | 0 | Column23: 0; Column24: 0; Column25: 0; Column26: 0; Column27: 0; Column28: 0; Column29: 0.0019708; Column30: 0.066578; Column31: 0; Column32: 0.066578; Column33: 0.047469 | WLDFR | HFTD - Distribution - Tier 3 - 4QU CoRE ¦ 1QU LoRE | Red Flag Warning - Destructive Fires | 2044 | 2.7298e-09 | 2.7298e-09 | 10992.1562 | 299.42 | 10692.7362 | 0 | 0 | 0 | 2.8139e-06 | 3.0006e-05 | 0 | 3.0006e-05 | 3.0006e-05 | 0 | 3.0006e-05 | 0 | 0.00023421 | 0.0005134 | 0 | 0.0005134 | [17 empty] | 7.3.3.17.5 (Remote Grid) Updates to grid topology to minimize risk of ignition in HFTDs Remote GridWLDFRContact from objectAggregated | WLDFR | HFTD - Distribution - Tier 2 - 3QU CoRE ¦ 1QU LoRE | Non-Red Flag Warning - Small Fires | Contact from object | Aggregated | 2044 | 0.0014555 | 489.6273 | 0.71264 | 2044 | Mitigation | 0.95 | 45 | 0 | esc | 0.00097009 | 1.4119e-06 | 0.00097009 | 1.4119e-06
[35 empty] | 7.3.3.17.6 Updates to grid topology to minimize risk of ignition in HFTDs Butte County Rebuild | WLDFR | HFTD - Distribution - Tier 2 - 4QU CoRE ¦ 1QU LoRE | 2027 | 0.66634 | 0 | 0 | 0 | 0 |  |  |  |  | 0 | 0 | 0 | 0 | 0 |  | 0 | 0 | 0 | Column23: 0; Column24: 0; Column25: 0; Column26: 0; Column27: 0; Column28: 0; Column29: 0.0019708; Column30: 0.066578; Column31: 0; Column32: 0.066578; Column33: 0.044364 | WLDFR | HFTD - Distribution - Tier 3 - 4QU CoRE ¦ 1QU LoRE | Red Flag Warning - Destructive Fires | 2045 | 2.7298e-09 | 2.7298e-09 | 10992.1562 | 299.42 | 10692.7362 | 0 | 0 | 0 | 2.8139e-06 | 3.0006e-05 | 0 | 3.0006e-05 | 3.0006e-05 | 0 | 3.0006e-05 | 0 | 0.00023421 | 0.0005134 | 0 | 0.0005134 | [17 empty] | 7.3.3.17.5 (Remote Grid) Updates to grid topology to minimize risk of ignition in HFTDs Remote GridWLDFRContact from objectAggregated | WLDFR | HFTD - Distribution - Tier 2 - 3QU CoRE ¦ 1QU LoRE | Non-Red Flag Warning - Small Fires | Contact from object | Aggregated | 2045 | 0.0014555 | 489.6273 | 0.71264 | 2045 | Mitigation | 0.95 | 45 | 0 | esc | 0.00097009 | 1.4119e-06 | 0.00097009 | 1.4119e-06
[35 empty] | 7.3.3.17.6 Updates to grid topology to minimize risk of ignition in HFTDs Butte County Rebuild | WLDFR | HFTD - Distribution - Tier 2 - 4QU CoRE ¦ 1QU LoRE | 2028 | 0.62275 | 0 | 0 | 0 | 0 |  |  |  |  | 0 | 0 | 0 | 0 | 0 |  | 0 | 0 | 0 | Column23: 0; Column24: 0; Column25: 0; Column26: 0; Column27: 0; Column28: 0; Column29: 0.0019708; Column30: 0.069543; Column31: 0; Column32: 0.069543; Column33: 0.043308 | WLDFR | HFTD - Distribution - Tier 3 - 4QU CoRE ¦ 1QU LoRE | Red Flag Warning - Destructive Fires | 2046 | 2.7298e-09 | 2.7298e-09 | 10992.1562 | 299.42 | 10692.7362 | 0 | 0 | 0 | 2.8139e-06 | 3.0006e-05 | 0 | 3.0006e-05 | 3.0006e-05 | 0 | 3.0006e-05 | 0 | 0.00023421 | 0.0005134 | 0 | 0.0005134 | [17 empty] | 7.3.3.17.5 (Remote Grid) Updates to grid topology to minimize risk of ignition in HFTDs Remote GridWLDFRContact from objectAggregated | WLDFR | HFTD - Distribution - Tier 2 - 3QU CoRE ¦ 1QU LoRE | Non-Red Flag Warning - Small Fires | Contact from object | Aggregated | 2046 | 0.0014555 | 489.6273 | 0.71264 | 2046 | Mitigation | 0.95 | 45 | 0 | esc | 0.00097009 | 1.4119e-06 | 0.00097009 | 1.4119e-06
[35 empty] | 7.3.3.17.6 Updates to grid topology to minimize risk of ignition in HFTDs Butte County Rebuild | WLDFR | HFTD - Distribution - Tier 2 - 4QU CoRE ¦ 1QU LoRE | 2029 | 0.58201 | 0 | 0 | 0 | 0 |  |  |  |  | 0 | 0 | 0 | 0 | 0 |  | 0 | 0 | 0 | Column23: 0; Column24: 0; Column25: 0; Column26: 0; Column27: 0; Column28: 0; Column29: 0.0019708; Column30: 0.069543; Column31: 0; Column32: 0.069543; Column33: 0.040475 | WLDFR | HFTD - Distribution - Tier 3 - 4QU CoRE ¦ 1QU LoRE | Red Flag Warning - Destructive Fires | 2047 | 2.7298e-09 | 2.7298e-09 | 10992.1562 | 299.42 | 10692.7362 | 0 | 0 | 0 | 2.8139e-06 | 3.0006e-05 | 0 | 3.0006e-05 | 3.0006e-05 | 0 | 3.0006e-05 | 0 | 0.00024561 | 0.00053839 | 0 | 0.00053839 | [17 empty] | 7.3.3.17.5 (Remote Grid) Updates to grid topology to minimize risk of ignition in HFTDs Remote GridWLDFRContact from objectAggregated | WLDFR | HFTD - Distribution - Tier 2 - 3QU CoRE ¦ 1QU LoRE | Non-Red Flag Warning - Small Fires | Contact from object | Aggregated | 2047 | 0.0014555 | 489.6273 | 0.71264 | 2047 | Mitigation | 0.95 | 45 | 0 | esc | 0.00097009 | 1.4119e-06 | 0.00097009 | 1.4119e-06
[35 empty] | 7.3.3.17.6 Updates to grid topology to minimize risk of ignition in HFTDs Butte County Rebuild | WLDFR | HFTD - Distribution - Tier 2 - 4QU CoRE ¦ 1QU LoRE | 2030 | 0.54393 | 0 | 0 | 0 | 0 |  |  |  |  | 0 | 0 | 0 | 0 | 0 |  | 0 | 0 | 0 | Column23: 0; Column24: 0; Column25: 0; Column26: 0; Column27: 0; Column28: 0; Column29: 0.0019708; Column30: 0.069543; Column31: 0; Column32: 0.069543; Column33: 0.037827 | WLDFR | HFTD - Distribution - Tier 3 - 4QU CoRE ¦ 1QU LoRE | Red Flag Warning - Destructive Fires | 2048 | 2.7298e-09 | 2.7298e-09 | 11536.0538 | 319.4911 | 11216.5626 | 0 | 0 | 0 | 2.8139e-06 | 3.1491e-05 | 0 | 3.1491e-05 | 3.1491e-05 | 0 | 3.1491e-05 | 0 | 0.00024561 | 0.00053839 | 0 | 0.00053839 | [17 empty] | 7.3.3.17.5 (Remote Grid) Updates to grid topology to minimize risk of ignition in HFTDs Remote GridWLDFRContact from objectAggregated | WLDFR | HFTD - Distribution - Tier 2 - 3QU CoRE ¦ 1QU LoRE | Non-Red Flag Warning - Small Fires | Contact from object | Aggregated | 2048 | 0.0014555 | 489.6273 | 0.71264 | 2048 | Mitigation | 0.95 | 45 | 0 | esc | 0.00097009 | 1.4119e-06 | 0.00097009 | 1.4119e-06
[35 empty] | 7.3.3.17.6 Updates to grid topology to minimize risk of ignition in HFTDs Butte County Rebuild | WLDFR | HFTD - Distribution - Tier 2 - 4QU CoRE ¦ 1QU LoRE | 2031 | 0.50835 | 0 | 0 | 0 | 0 |  |  |  |  | 0 | 0 | 0 | 0 | 0 |  | 0 | 0 | 0 | Column23: 0; Column24: 0; Column25: 0; Column26: 0; Column27: 0; Column28: 0; Column29: 0.0019708; Column30: 0.069543; Column31: 0; Column32: 0.069543; Column33: 0.035352 | WLDFR | HFTD - Distribution - Tier 3 - 4QU CoRE ¦ 1QU LoRE | Red Flag Warning - Destructive Fires | 2049 | 2.7298e-09 | 2.7298e-09 | 11536.0538 | 319.4911 | 11216.5626 | 0 | 0 | 0 | 2.8139e-06 | 3.1491e-05 | 0 | 3.1491e-05 | 3.1491e-05 | 0 | 3.1491e-05 | 0 | 0.00024561 | 0.00053839 | 0 | 0.00053839 | [17 empty] | 7.3.3.17.5 (Remote Grid) Updates to grid topology to minimize risk of ignition in HFTDs Remote GridWLDFRContact from objectAggregated | WLDFR | HFTD - Distribution - Tier 2 - 3QU CoRE ¦ 1QU LoRE | Non-Red Flag Warning - Small Fires | Contact from object | Aggregated | 2049 | 0.0014555 | 489.6273 | 0.71264 | 2049 | Mitigation | 0.95 | 45 | 0 | esc | 0.00097009 | 1.4119e-06 | 0.00097009 | 1.4119e-06
[35 empty] | 7.3.3.17.6 Updates to grid topology to minimize risk of ignition in HFTDs Butte County Rebuild | WLDFR | HFTD - Distribution - Tier 2 - 4QU CoRE ¦ 1QU LoRE | 2032 | 0.47509 | 0 | 0 | 0 | 0 |  |  |  |  | 0 | 0 | 0 | 0 | 0 |  | 0 | 0 | 0 | Column23: 0; Column24: 0; Column25: 0; Column26: 0; Column27: 0; Column28: 0; Column29: 0.0019708; Column30: 0.069543; Column31: 0; Column32: 0.069543; Column33: 0.033039 | WLDFR | HFTD - Distribution - Tier 3 - 4QU CoRE ¦ 1QU LoRE | Red Flag Warning - Destructive Fires | 2050 | 2.7298e-09 | 2.7298e-09 | 11536.0538 | 319.4911 | 11216.5626 | 0 | 0 | 0 | 2.8139e-06 | 3.1491e-05 | 0 | 3.1491e-05 | 3.1491e-05 | 0 | 3.1491e-05 | 0 | 0.00024561 | 0.00053839 | 0 | 0.00053839 | [17 empty] | 7.3.3.17.5 (Remote Grid) Updates to grid topology to minimize risk of ignition in HFTDs Remote GridWLDFRContact from objectAggregated | WLDFR | HFTD - Distribution - Tier 2 - 3QU CoRE ¦ 1QU LoRE | Non-Red Flag Warning - Small Fires | Contact from object | Aggregated | 2050 | 0.0014555 | 489.6273 | 0.71264 | 2050 | Mitigation | 0.95 | 45 | 0 | esc | 0.00097009 | 1.4119e-06 | 0.00097009 | 1.4119e-06
[35 empty] | 7.3.3.17.6 Updates to grid topology to minimize risk of ignition in HFTDs Butte County Rebuild | WLDFR | HFTD - Distribution - Tier 2 - 4QU CoRE ¦ 1QU LoRE | 2033 | 0.44401 | 0 | 0 | 0 | 0 |  |  |  |  | 0 | 0 | 0 | 0 | 0 |  | 0 | 0 | 0 | Column23: 0; Column24: 0; Column25: 0; Column26: 0; Column27: 0; Column28: 0; Column29: 0.0019708; Column30: 0.072838; Column31: 0; Column32: 0.072838; Column33: 0.032341 | WLDFR | HFTD - Distribution - Tier 3 - 4QU CoRE ¦ 1QU LoRE | Red Flag Warning - Destructive Fires | 2051 | 2.7298e-09 | 2.7298e-09 | 11536.0538 | 319.4911 | 11216.5626 | 0 | 0 | 0 | 2.8139e-06 | 3.1491e-05 | 0 | 3.1491e-05 | 3.1491e-05 | 0 | 3.1491e-05 | 0 | 0.00024561 | 0.00053839 | 0 | 0.00053839 | [17 empty] | 7.3.3.17.5 (Remote Grid) Updates to grid topology to minimize risk of ignition in HFTDs Remote GridWLDFRContact from objectAggregated | WLDFR | HFTD - Distribution - Tier 2 - 3QU CoRE ¦ 1QU LoRE | Non-Red Flag Warning - Small Fires | Contact from object | Aggregated | 2051 | 0.0014555 | 489.6273 | 0.71264 | 2051 | Mitigation | 0.95 | 45 | 0 | esc | 0.00097009 | 1.4119e-06 | 0.00097009 | 1.4119e-06
[35 empty] | 7.3.3.17.6 Updates to grid topology to minimize risk of ignition in HFTDs Butte County Rebuild | WLDFR | HFTD - Distribution - Tier 2 - 4QU CoRE ¦ 1QU LoRE | 2034 | 0.41496 | 0 | 0 | 0 | 0 |  |  |  |  | 0 | 0 | 0 | 0 | 0 |  | 0 | 0 | 0 | Column23: 0; Column24: 0; Column25: 0; Column26: 0; Column27: 0; Column28: 0; Column29: 0.0019708; Column30: 0.072838; Column31: 0; Column32: 0.072838; Column33: 0.030225 | WLDFR | HFTD - Distribution - Tier 3 - 4QU CoRE ¦ 1QU LoRE | Red Flag Warning - Destructive Fires | 2052 | 2.7298e-09 | 2.7298e-09 | 11536.0538 | 319.4911 | 11216.5626 | 0 | 0 | 0 | 2.8139e-06 | 3.1491e-05 | 0 | 3.1491e-05 | 3.1491e-05 | 0 | 3.1491e-05 | 0 | 0.00025724 | 0.00056387 | 0 | 0.00056387 | [17 empty] | 7.3.3.17.5 (Remote Grid) Updates to grid topology to minimize risk of ignition in HFTDs Remote GridWLDFRContact from objectAggregated | WLDFR | HFTD - Distribution - Tier 2 - 3QU CoRE ¦ 1QU LoRE | Non-Red Flag Warning - Small Fires | Contact from object | Aggregated | 2052 | 0.0014555 | 489.6273 | 0.71264 | 2052 | Mitigation | 0.95 | 45 | 0 | esc | 0.00097009 | 1.4119e-06 | 0.00097009 | 1.4119e-06
[35 empty] | 7.3.3.17.6 Updates to grid topology to minimize risk of ignition in HFTDs Butte County Rebuild | WLDFR | HFTD - Distribution - Tier 2 - 4QU CoRE ¦ 1QU LoRE | 2035 | 0.38782 | 0 | 0 | 0 | 0 |  |  |  |  | 0 | 0 | 0 | 0 | 0 |  | 0 | 0 | 0 | Column23: 0; Column24: 0; Column25: 0; Column26: 0; Column27: 0; Column28: 0; Column29: 0.0019708; Column30: 0.072838; Column31: 0; Column32: 0.072838; Column33: 0.028248 | WLDFR | HFTD - Distribution - Tier 3 - 4QU CoRE ¦ 1QU LoRE | Red Flag Warning - Destructive Fires | 2053 | 2.7298e-09 | 2.7298e-09 | 12097.6769 | 340.5356 | 11757.1413 | 0 | 0 | 0 | 2.8139e-06 | 3.3024e-05 | 0 | 3.3024e-05 | 3.3024e-05 | 0 | 3.3024e-05 | 0 | 0.00025724 | 0.00056387 | 0 | 0.00056387 | [17 empty] | 7.3.3.17.5 (Remote Grid) Updates to grid topology to minimize risk of ignition in HFTDs Remote GridWLDFRContact from objectAggregated | WLDFR | HFTD - Distribution - Tier 2 - 3QU CoRE ¦ 1QU LoRE | Non-Red Flag Warning - Small Fires | Contact from object | Aggregated | 2053 | 0.0014555 | 489.6273 | 0.71264 | 2053 | Mitigation | 0.95 | 45 | 0 | esc | 0.00097009 | 1.4119e-06 | 0.00097009 | 1.4119e-06
[35 empty] | 7.3.3.17.6 Updates to grid topology to minimize risk of ignition in HFTDs Butte County Rebuild | WLDFR | HFTD - Distribution - Tier 2 - 4QU CoRE ¦ 1QU LoRE | 2036 | 0.36245 | 0 | 0 | 0 | 0 |  |  |  |  | 0 | 0 | 0 | 0 | 0 |  | 0 | 0 | 0 | Column23: 0; Column24: 0; Column25: 0; Column26: 0; Column27: 0; Column28: 0; Column29: 0.0019708; Column30: 0.072838; Column31: 0; Column32: 0.072838; Column33: 0.0264 | WLDFR | HFTD - Distribution - Tier 3 - 4QU CoRE ¦ 1QU LoRE | Red Flag Warning - Destructive Fires | 2054 | 2.7298e-09 | 2.7298e-09 | 12097.6769 | 340.5356 | 11757.1413 | 0 | 0 | 0 | 2.8139e-06 | 3.3024e-05 | 0 | 3.3024e-05 | 3.3024e-05 | 0 | 3.3024e-05 | 0 | 0.00025724 | 0.00056387 | 0 | 0.00056387 | [17 empty] | 7.3.3.17.5 (Remote Grid) Updates to grid topology to minimize risk of ignition in HFTDs Remote GridWLDFRContact from objectAggregated | WLDFR | HFTD - Distribution - Tier 2 - 3QU CoRE ¦ 1QU LoRE | Non-Red Flag Warning - Small Fires | Contact from object | Aggregated | 2054 | 0.0014555 | 489.6273 | 0.71264 | 2054 | Mitigation | 0.95 | 45 | 0 | esc | 0.00097009 | 1.4119e-06 | 0.00097009 | 1.4119e-06
[35 empty] | 7.3.3.17.6 Updates to grid topology to minimize risk of ignition in HFTDs Butte County Rebuild | WLDFR | HFTD - Distribution - Tier 2 - 4QU CoRE ¦ 1QU LoRE | 2037 | 0.33873 | 0 | 0 | 0 | 0 |  |  |  |  | 0 | 0 | 0 | 0 | 0 |  | 0 | 0 | 0 | Column23: 0; Column24: 0; Column25: 0; Column26: 0; Column27: 0; Column28: 0; Column29: 0.0019708; Column30: 0.072838; Column31: 0; Column32: 0.072838; Column33: 0.024673 | WLDFR | HFTD - Distribution - Tier 3 - 4QU CoRE ¦ 1QU LoRE | Red Flag Warning - Destructive Fires | 2055 | 2.7298e-09 | 2.7298e-09 | 12097.6769 | 340.5356 | 11757.1413 | 0 | 0 | 0 | 2.8139e-06 | 3.3024e-05 | 0 | 3.3024e-05 | 3.3024e-05 | 0 | 3.3024e-05 | 0 | 0.00025724 | 0.00056387 | 0 | 0.00056387 | [17 empty] | 7.3.3.17.5 (Remote Grid) Updates to grid topology to minimize risk of ignition in HFTDs Remote GridWLDFRContact from objectAggregated | WLDFR | HFTD - Distribution - Tier 2 - 3QU CoRE ¦ 1QU LoRE | Non-Red Flag Warning - Small Fires | Contact from object | Aggregated | 2055 | 0.0014555 | 489.6273 | 0.71264 | 2055 | Mitigation | 0.95 | 45 | 0 | esc | 0.00097009 | 1.4119e-06 | 0.00097009 | 1.4119e-06
[35 empty] | 7.3.3.17.6 Updates to grid topology to minimize risk of ignition in HFTDs Butte County Rebuild | WLDFR | HFTD - Distribution - Tier 2 - 4QU CoRE ¦ 1QU LoRE | 2038 | 0.31657 | 0 | 0 | 0 | 0 |  |  |  |  | 0 | 0 | 0 | 0 | 0 |  | 0 | 0 | 0 | Column23: 0; Column24: 0; Column25: 0; Column26: 0; Column27: 0; Column28: 0; Column29: 0.0019708; Column30: 0.076415; Column31: 0; Column32: 0.076415; Column33: 0.024191 | WLDFR | HFTD - Distribution - Tier 3 - 4QU CoRE ¦ 1QU LoRE | Red Flag Warning - Destructive Fires | 2056 | 2.7298e-09 | 2.7298e-09 | 12097.6769 | 340.5356 | 11757.1413 | 0 | 0 | 0 | 2.8139e-06 | 3.3024e-05 | 0 | 3.3024e-05 | 3.3024e-05 | 0 | 3.3024e-05 | 0 | 0.00025724 | 0.00056387 | 0 | 0.00056387 | [17 empty] | 7.3.3.17.5 (Remote Grid) Updates to grid topology to minimize risk of ignition in HFTDs Remote GridWLDFRContact from objectAggregated | WLDFR | HFTD - Distribution - Tier 2 - 3QU CoRE ¦ 1QU LoRE | Non-Red Flag Warning - Small Fires | Contact from object | Aggregated | 2056 | 0.0014555 | 489.6273 | 0.71264 | 2056 | Mitigation | 0.95 | 45 | 0 | esc | 0.00097009 | 1.4119e-06 | 0.00097009 | 1.4119e-06
[35 empty] | 7.3.3.17.6 Updates to grid topology to minimize risk of ignition in HFTDs Butte County Rebuild | WLDFR | HFTD - Distribution - Tier 2 - 4QU CoRE ¦ 1QU LoRE | 2039 | 0.29586 | 0 | 0 | 0 | 0 |  |  |  |  | 0 | 0 | 0 | 0 | 0 |  | 0 | 0 | 0 | Column23: 0; Column24: 0; Column25: 0; Column26: 0; Column27: 0; Column28: 0; Column29: 0.0019708; Column30: 0.076415; Column31: 0; Column32: 0.076415; Column33: 0.022608 | WLDFR | HFTD - Distribution - Tier 3 - 4QU CoRE ¦ 1QU LoRE | Red Flag Warning - Destructive Fires | 2057 | 2.7298e-09 | 2.7298e-09 | 12097.6769 | 340.5356 | 11757.1413 | 0 | 0 | 0 | 2.8139e-06 | 3.3024e-05 | 0 | 3.3024e-05 | 3.3024e-05 | 0 | 3.3024e-05 | 0 | 0.00026894 | 0.00058952 | 0 | 0.00058952 | [17 empty] | 7.3.3.17.5 (Remote Grid) Updates to grid topology to minimize risk of ignition in HFTDs Remote GridWLDFRContact from objectAggregated | WLDFR | HFTD - Distribution - Tier 2 - 3QU CoRE ¦ 1QU LoRE | Non-Red Flag Warning - Small Fires | Contact from object | Aggregated | 2057 | 0.0014555 | 489.6273 | 0.71264 | 2057 | Mitigation | 0.95 | 45 | 0 | esc | 0.00097009 | 1.4119e-06 | 0.00097009 | 1.4119e-06
[35 empty] | 7.3.3.17.6 Updates to grid topology to minimize risk of ignition in HFTDs Butte County Rebuild | WLDFR | HFTD - Distribution - Tier 2 - 4QU CoRE ¦ 1QU LoRE | 2040 | 0.27651 | 0 | 0 | 0 | 0 |  |  |  |  | 0 | 0 | 0 | 0 | 0 |  | 0 | 0 | 0 | Column23: 0; Column24: 0; Column25: 0; Column26: 0; Column27: 0; Column28: 0; Column29: 0.0019708; Column30: 0.076415; Column31: 0; Column32: 0.076415; Column33: 0.021129 | WLDFR | HFTD - Distribution - Tier 3 - 4QU CoRE ¦ 1QU LoRE | Red Flag Warning - Destructive Fires | 2058 | 2.7298e-09 | 2.7298e-09 | 12670.1796 | 362.3049 | 12307.8747 | 0 | 0 | 0 | 2.8139e-06 | 3.4587e-05 | 0 | 3.4587e-05 | 3.4587e-05 | 0 | 3.4587e-05 | 0 | 0.00026894 | 0.00058952 | 0 | 0.00058952 | [17 empty] | 7.3.3.17.5 (Remote Grid) Updates to grid topology to minimize risk of ignition in HFTDs Remote GridWLDFRContact from objectAggregated | WLDFR | HFTD - Distribution - Tier 2 - 3QU CoRE ¦ 1QU LoRE | Non-Red Flag Warning - Small Fires | Contact from object | Aggregated | 2058 | 0.0014555 | 489.6273 | 0.71264 | 2058 | Mitigation | 0.95 | 45 | 0 | esc | 0.00097009 | 1.4119e-06 | 0.00097009 | 1.4119e-06
[35 empty] | 7.3.3.17.6 Updates to grid topology to minimize risk of ignition in HFTDs Butte County Rebuild | WLDFR | HFTD - Distribution - Tier 2 - 4QU CoRE ¦ 1QU LoRE | 2041 | 0.25842 | 0 | 0 | 0 | 0 |  |  |  |  | 0 | 0 | 0 | 0 | 0 |  | 0 | 0 | 0 | Column23: 0; Column24: 0; Column25: 0; Column26: 0; Column27: 0; Column28: 0; Column29: 0.0019708; Column30: 0.076415; Column31: 0; Column32: 0.076415; Column33: 0.019747 | WLDFR | HFTD - Distribution - Tier 3 - 4QU CoRE ¦ 1QU LoRE | Red Flag Warning - Destructive Fires | 2059 | 2.7298e-09 | 2.7298e-09 | 12670.1796 | 362.3049 | 12307.8747 | 0 | 0 | 0 | 2.8139e-06 | 3.4587e-05 | 0 | 3.4587e-05 | 3.4587e-05 | 0 | 3.4587e-05 | 0 | 0.00026894 | 0.00058952 | 0 | 0.00058952 | [17 empty] | 7.3.3.17.5 (Remote Grid) Updates to grid topology to minimize risk of ignition in HFTDs Remote GridWLDFRContact from objectAggregated | WLDFR | HFTD - Distribution - Tier 2 - 3QU CoRE ¦ 1QU LoRE | Non-Red Flag Warning - Small Fires | Contact from object | Aggregated | 2059 | 0.0014555 | 489.6273 | 0.71264 | 2059 | Mitigation | 0.95 | 45 | 0 | esc | 0.00097009 | 1.4119e-06 | 0.00097009 | 1.4119e-06
[35 empty] | 7.3.3.17.6 Updates to grid topology to minimize risk of ignition in HFTDs Butte County Rebuild | WLDFR | HFTD - Distribution - Tier 2 - 4QU CoRE ¦ 1QU LoRE | 2042 | 0.24151 | 0 | 0 | 0 | 0 |  |  |  |  | 0 | 0 | 0 | 0 | 0 |  | 0 | 0 | 0 | Column23: 0; Column24: 0; Column25: 0; Column26: 0; Column27: 0; Column28: 0; Column29: 0.0019708; Column30: 0.076415; Column31: 0; Column32: 0.076415; Column33: 0.018455 | WLDFR | HFTD - Distribution - Tier 3 - 4QU CoRE ¦ 1QU LoRE | Red Flag Warning - Destructive Fires | 2060 | 2.7298e-09 | 2.7298e-09 | 12670.1796 | 362.3049 | 12307.8747 | 0 | 0 | 0 | 2.8139e-06 | 3.4587e-05 | 0 | 3.4587e-05 | 3.4587e-05 | 0 | 3.4587e-05 | 0 | 0.00026894 | 0.00058952 | 0 | 0.00058952 | [17 empty] | 7.3.3.17.5 (Remote Grid) Updates to grid topology to minimize risk of ignition in HFTDs Remote GridWLDFRContact from objectAggregated | WLDFR | HFTD - Distribution - Tier 2 - 3QU CoRE ¦ 1QU LoRE | Non-Red Flag Warning - Small Fires | Contact from object | Aggregated | 2060 | 0.0014555 | 489.6273 | 0.71264 | 2060 | Mitigation | 0.95 | 45 | 0 | esc | 0.00097009 | 1.4119e-06 | 0.00097009 | 1.4119e-06
[35 empty] | 7.3.3.17.6 Updates to grid topology to minimize risk of ignition in HFTDs Butte County Rebuild | WLDFR | HFTD - Distribution - Tier 2 - 4QU CoRE ¦ 1QU LoRE | 2043 | 0.22571 | 0 | 0 | 0 | 0 |  |  |  |  | 0 | 0 | 0 | 0 | 0 |  | 0 | 0 | 0 | Column23: 0; Column24: 0; Column25: 0; Column26: 0; Column27: 0; Column28: 0; Column29: 0.0019708; Column30: 0.080225; Column31: 0; Column32: 0.080225; Column33: 0.018108 | WLDFR | HFTD - Distribution - Tier 3 - 4QU CoRE ¦ 1QU LoRE | Red Flag Warning - Destructive Fires | 2061 | 2.7298e-09 | 2.7298e-09 | 12670.1796 | 362.3049 | 12307.8747 | 0 | 0 | 0 | 2.8139e-06 | 3.4587e-05 | 0 | 3.4587e-05 | 3.4587e-05 | 0 | 3.4587e-05 | 0 | 0.00026894 | 0.00058952 | 0 | 0.00058952 | [17 empty] | 7.3.3.17.5 (Remote Grid) Updates to grid topology to minimize risk of ignition in HFTDs Remote GridWLDFRContact from objectAggregated | WLDFR | HFTD - Distribution - Tier 2 - 3QU CoRE ¦ 1QU LoRE | Non-Red Flag Warning - Small Fires | Contact from object | Aggregated | 2061 | 0.0014555 | 489.6273 | 0.71264 | 2061 | Mitigation | 0.95 | 45 | 0 | esc | 0.00097009 | 1.4119e-06 | 0.00097009 | 1.4119e-06
[35 empty] | 7.3.3.17.6 Updates to grid topology to minimize risk of ignition in HFTDs Butte County Rebuild | WLDFR | HFTD - Distribution - Tier 2 - 4QU CoRE ¦ 1QU LoRE | 2044 | 0.21095 | 0 | 0 | 0 | 0 |  |  |  |  | 0 | 0 | 0 | 0 | 0 |  | 0 | 0 | 0 | Column23: 0; Column24: 0; Column25: 0; Column26: 0; Column27: 0; Column28: 0; Column29: 0.0019708; Column30: 0.080225; Column31: 0; Column32: 0.080225; Column33: 0.016923 | WLDFR | HFTD - Distribution - Tier 3 - 4QU CoRE ¦ 1QU LoRE | Red Flag Warning - Destructive Fires | 2062 | 2.7298e-09 | 2.7298e-09 | 12670.1796 | 362.3049 | 12307.8747 | 0 | 0 | 0 | 2.8139e-06 | 3.4587e-05 | 0 | 3.4587e-05 | 3.4587e-05 | 0 | 3.4587e-05 | 0 | 0.00028058 | 0.00061505 | 0 | 0.00061505 | [17 empty] | 7.3.3.17.5 (Remote Grid) Updates to grid topology to minimize risk of ignition in HFTDs Remote GridWLDFRContact from objectAggregated | WLDFR | HFTD - Distribution - Tier 2 - 3QU CoRE ¦ 1QU LoRE | Non-Red Flag Warning - Small Fires | Contact from object | Aggregated | 2062 | 0.0014555 | 489.6273 | 0.71264 | 2062 | Mitigation | 0.95 | 45 | 0 | esc | 0.00097009 | 1.4119e-06 | 0.00097009 | 1.4119e-06
[35 empty] | 7.3.3.17.6 Updates to grid topology to minimize risk of ignition in HFTDs Butte County Rebuild | WLDFR | HFTD - Distribution - Tier 2 - 4QU CoRE ¦ 1QU LoRE | 2045 | 0.19715 | 0 | 0 | 0 | 0 |  |  |  |  | 0 | 0 | 0 | 0 | 0 |  | 0 | 0 | 0 | Column23: 0; Column24: 0; Column25: 0; Column26: 0; Column27: 0; Column28: 0; Column29: 0.0019708; Column30: 0.080225; Column31: 0; Column32: 0.080225; Column33: 0.015816 | WLDFR | HFTD - Distribution - Tier 3 - 4QU CoRE ¦ 1QU LoRE | Red Flag Warning - Destructive Fires | 2063 | 2.7298e-09 | 2.7298e-09 | 13246.6313 | 384.5316 | 12862.0997 | 0 | 0 | 0 | 2.8139e-06 | 3.616e-05 | 0 | 3.616e-05 | 3.616e-05 | 0 | 3.616e-05 | 0 | 0.00028058 | 0.00061505 | 0 | 0.00061505 | [17 empty] | 7.3.3.17.5 (Remote Grid) Updates to grid topology to minimize risk of ignition in HFTDs Remote GridWLDFRContact from objectAggregated | WLDFR | HFTD - Distribution - Tier 2 - 3QU CoRE ¦ 1QU LoRE | Non-Red Flag Warning - Small Fires | Contact from object | Aggregated | 2063 | 0.0014555 | 489.6273 | 0.71264 | 2063 | Mitigation | 0.95 | 45 | 0 | esc | 0.00097009 | 1.4119e-06 | 0.00097009 | 1.4119e-06
[35 empty] | 7.3.3.17.6 Updates to grid topology to minimize risk of ignition in HFTDs Butte County Rebuild | WLDFR | HFTD - Distribution - Tier 2 - 4QU CoRE ¦ 1QU LoRE | 2046 | 0.18425 | 0 | 0 | 0 | 0 |  |  |  |  | 0 | 0 | 0 | 0 | 0 |  | 0 | 0 | 0 | Column23: 0; Column24: 0; Column25: 0; Column26: 0; Column27: 0; Column28: 0; Column29: 0.0019708; Column30: 0.080225; Column31: 0; Column32: 0.080225; Column33: 0.014781 | WLDFR | HFTD - Distribution - Tier 3 - 4QU CoRE ¦ 1QU LoRE | Red Flag Warning - Destructive Fires | 2064 | 2.7298e-09 | 2.7298e-09 | 13246.6313 | 384.5316 | 12862.0997 | 0 | 0 | 0 | 2.8139e-06 | 3.616e-05 | 0 | 3.616e-05 | 3.616e-05 | 0 | 3.616e-05 | 0 | 0.00028058 | 0.00061505 | 0 | 0.00061505 | [17 empty] | 7.3.3.17.5 (Remote Grid) Updates to grid topology to minimize risk of ignition in HFTDs Remote GridWLDFRContact from objectAggregated | WLDFR | HFTD - Distribution - Tier 2 - 3QU CoRE ¦ 1QU LoRE | Non-Red Flag Warning - Small Fires | Contact from object | Aggregated | 2064 | 0.0014555 | 489.6273 | 0.71264 | 2064 | Mitigation | 0.95 | 45 | 0 | esc | 0.00097009 | 1.4119e-06 | 0.00097009 | 1.4119e-06
[35 empty] | 7.3.3.17.6 Updates to grid topology to minimize risk of ignition in HFTDs Butte County Rebuild | WLDFR | HFTD - Distribution - Tier 2 - 4QU CoRE ¦ 1QU LoRE | 2047 | 0.1722 | 0 | 0 | 0 | 0 |  |  |  |  | 0 | 0 | 0 | 0 | 0 |  | 0 | 0 | 0 | Column23: 0; Column24: 0; Column25: 0; Column26: 0; Column27: 0; Column28: 0; Column29: 0.0019708; Column30: 0.080225; Column31: 0; Column32: 0.080225; Column33: 0.013814 | WLDFR | HFTD - Distribution - Tier 3 - 4QU CoRE ¦ 1QU LoRE | Red Flag Warning - Destructive Fires | 2065 | 2.7298e-09 | 2.7298e-09 | 13246.6313 | 384.5316 | 12862.0997 | 0 | 0 | 0 | 2.8139e-06 | 3.616e-05 | 0 | 3.616e-05 | 3.616e-05 | 0 | 3.616e-05 | 0 | 0 | 0.00061505 | 0 | 0.00061505 | [17 empty] | 7.3.3.17.5 (Remote Grid) Updates to grid topology to minimize risk of ignition in HFTDs Remote GridWLDFRContact from objectAggregated | WLDFR | HFTD - Distribution - Tier 2 - 3QU CoRE ¦ 1QU LoRE | Non-Red Flag Warning - Small Fires | Contact from object | Aggregated | 2065 | 0.0014555 | 489.6273 | 0.71264 | 2065 | Mitigation | 0.95 | 45 | 0 | esc | 0.00097009 | 1.4119e-06 | 0.00097009 | 1.4119e-06
[35 empty] | 7.3.3.17.6 Updates to grid topology to minimize risk of ignition in HFTDs Butte County Rebuild | WLDFR | HFTD - Distribution - Tier 2 - 4QU CoRE ¦ 1QU LoRE | 2048 | 0.16093 | 0 | 0 | 0 | 0 |  |  |  |  | 0 | 0 | 0 | 0 | 0 |  | 0 | 0 | 0 | Column23: 0; Column24: 0; Column25: 0; Column26: 0; Column27: 0; Column28: 0; Column29: 0.0019708; Column30: 0.084218; Column31: 0; Column32: 0.084218; Column33: 0.013553 | WLDFR | HFTD - Distribution - Tier 3 - 4QU CoRE ¦ 1QU LoRE | Red Flag Warning - Destructive Fires | 2066 | 2.7298e-09 | 2.7298e-09 | 13246.6313 | 384.5316 | 12862.0997 | 0 | 0 | 0 | 2.8139e-06 | 3.616e-05 | 0 | 3.616e-05 | 3.616e-05 | 0 | 3.616e-05 | 0 | 0 | 0 | 0 | 0 | [17 empty] | 7.3.3.17.5 (Remote Grid) Updates to grid topology to minimize risk of ignition in HFTDs Remote GridWLDFRContact from objectAggregated | WLDFR | HFTD - Distribution - Tier 2 - 3QU CoRE ¦ 1QU LoRE | Non-Red Flag Warning - Small Fires | Contact from object | Aggregated | 2066 | 0.0014555 | 489.6273 | 0.71264 | 2066 | Mitigation | 0.95 | 45 | 0 | esc | 0.00097009 | 1.4119e-06 | 0.00097009 | 1.4119e-06
[35 empty] | 7.3.3.17.6 Updates to grid topology to minimize risk of ignition in HFTDs Butte County Rebuild | WLDFR | HFTD - Distribution - Tier 2 - 4QU CoRE ¦ 1QU LoRE | 2049 | 0.1504 | 0 | 0 | 0 | 0 |  |  |  |  | 0 | 0 | 0 | 0 | 0 |  | 0 | 0 | 0 | Column23: 0; Column24: 0; Column25: 0; Column26: 0; Column27: 0; Column28: 0; Column29: 0.0019708; Column30: 0.084218; Column31: 0; Column32: 0.084218; Column33: 0.012667 | WLDFR | HFTD - Distribution - Tier 3 - 4QU CoRE ¦ 1QU LoRE | Red Flag Warning - Destructive Fires | 2067 | 0 | 2.7298e-09 | 13246.6313 | 384.5316 | 12862.0997 | 0 | 0 | 0 | 2.8139e-06 | 0 | 0 | 0 | 3.616e-05 | 0 | 3.616e-05 | 0 | 7.4369e-07 | 0 | 0 | 0 | [17 empty] | 7.3.3.17.5 (Remote Grid) Updates to grid topology to minimize risk of ignition in HFTDs Remote GridWLDFRContact from objectAggregated | WLDFR | HFTD - Distribution - Tier 2 - 3QU CoRE ¦ 1QU LoRE | Non-Red Flag Warning - Small Fires | Contact from object | Aggregated | 2067 | 0.0014555 | 489.6273 | 0.71264 | 2067 | Mitigation | 0.95 | 45 | 0 | esc | 0 | 0 | 0.00097009 | 1.4119e-06
[35 empty] | 7.3.3.17.6 Updates to grid topology to minimize risk of ignition in HFTDs Butte County Rebuild | WLDFR | HFTD - Distribution - Tier 2 - 4QU CoRE ¦ 1QU LoRE | 2050 | 0.14056 | 0 | 0 | 0 | 0 |  |  |  |  | 0 | 0 | 0 | 0 | 0 |  | 0 | 0 | 0 | Column23: 0; Column24: 0; Column25: 0; Column26: 0; Column27: 0; Column28: 0; Column29: 0.0019708; Column30: 0.084218; Column31: 0; Column32: 0.084218; Column33: 0.011838 | WLDFR | HFTD - Distribution - Tier 3 - 4QU CoRE ¦ 1QU LoRE | Red Flag Warning - Large Fires | 2022 | 3.6692e-08 | 0 | 5.2406 | 0.69642 | 2.942 | 1.6022 | 0 | 0 | 3.7823e-05 | 1.9229e-07 | 0 | 1.9229e-07 | 0 | 0 | 0 | 0 | 7.7696e-07 | 1.7031e-06 | 0 | 1.7031e-06 | [17 empty] | 7.3.3.17.5 (Remote Grid) Updates to grid topology to minimize risk of ignition in HFTDs Remote GridWLDFRContaminationAggregated | WLDFR | HFTD - Distribution - Tier 2 - 3QU CoRE ¦ 1QU LoRE | Non-Red Flag Warning - Small Fires | Contamination | Aggregated | 2022 | 2.4198e-05 | 489.6273 | 0.011848 | 2022 | Mitigation | 0.95 | 45 | 0 | esc | 0.00097009 | 2.3475e-08 | 0 | 0
[35 empty] | 7.3.3.17.6 Updates to grid topology to minimize risk of ignition in HFTDs Butte County Rebuild | WLDFR | HFTD - Distribution - Tier 2 - 4QU CoRE ¦ 1QU LoRE | 2051 | 0.13137 | 0 | 0 | 0 | 0 |  |  |  |  | 0 | 0 | 0 | 0 | 0 |  | 0 | 0 | 0 | Column23: 0; Column24: 0; Column25: 0; Column26: 0; Column27: 0; Column28: 0; Column29: 0.0019708; Column30: 0.084218; Column31: 0; Column32: 0.084218; Column33: 0.011064 | WLDFR | HFTD - Distribution - Tier 3 - 4QU CoRE ¦ 1QU LoRE | Red Flag Warning - Large Fires | 2023 | 3.6692e-08 | 3.6692e-08 | 5.475 | 0.71896 | 3.0715 | 1.6846 | 0 | 0 | 3.7823e-05 | 2.0089e-07 | 0 | 2.0089e-07 | 2.0089e-07 | 0 | 2.0089e-07 | 0 | 7.7696e-07 | 1.7031e-06 | 0 | 1.7031e-06 | [17 empty] | 7.3.3.17.5 (Remote Grid) Updates to grid topology to minimize risk of ignition in HFTDs Remote GridWLDFRContaminationAggregated | WLDFR | HFTD - Distribution - Tier 2 - 3QU CoRE ¦ 1QU LoRE | Non-Red Flag Warning - Small Fires | Contamination | Aggregated | 2023 | 2.4198e-05 | 489.6273 | 0.011848 | 2023 | Mitigation | 0.95 | 45 | 0 | esc | 0.00097009 | 2.3475e-08 | 0.00097009 | 2.3475e-08
[35 empty] | 7.3.3.17.6 Updates to grid topology to minimize risk of ignition in HFTDs Butte County Rebuild | WLDFR | HFTD - Distribution - Tier 2 - 4QU CoRE ¦ 1QU LoRE | 2052 | 0.12277 | 0 | 0 | 0 | 0 |  |  |  |  | 0 | 0 | 0 | 0 | 0 |  | 0 | 0 | 0 | Column23: 0; Column24: 0; Column25: 0; Column26: 0; Column27: 0; Column28: 0; Column29: 0.0019708; Column30: 0.084218; Column31: 0; Column32: 0.084218; Column33: 0.01034 | WLDFR | HFTD - Distribution - Tier 3 - 4QU CoRE ¦ 1QU LoRE | Red Flag Warning - Large Fires | 2024 | 3.6692e-08 | 3.6692e-08 | 5.475 | 0.71896 | 3.0715 | 1.6846 | 0 | 0 | 3.7823e-05 | 2.0089e-07 | 0 | 2.0089e-07 | 2.0089e-07 | 0 | 2.0089e-07 | 0 | 7.7696e-07 | 1.7031e-06 | 0 | 1.7031e-06 | [17 empty] | 7.3.3.17.5 (Remote Grid) Updates to grid topology to minimize risk of ignition in HFTDs Remote GridWLDFRContaminationAggregated | WLDFR | HFTD - Distribution - Tier 2 - 3QU CoRE ¦ 1QU LoRE | Non-Red Flag Warning - Small Fires | Contamination | Aggregated | 2024 | 2.4198e-05 | 489.6273 | 0.011848 | 2024 | Mitigation | 0.95 | 45 | 0 | esc | 0.00097009 | 2.3475e-08 | 0.00097009 | 2.3475e-08
[35 empty] | 7.3.3.17.6 Updates to grid topology to minimize risk of ignition in HFTDs Butte County Rebuild | WLDFR | HFTD - Distribution - Tier 2 - 4QU CoRE ¦ 1QU LoRE | 2053 | 0.11474 | 0 | 0 | 0 | 0 |  |  |  |  | 0 | 0 | 0 | 0 | 0 |  | 0 | 0 | 0 | Column23: 0; Column24: 0; Column25: 0; Column26: 0; Column27: 0; Column28: 0; Column29: 0.0019708; Column30: 0.088346; Column31: 0; Column32: 0.088346; Column33: 0.010137 | WLDFR | HFTD - Distribution - Tier 3 - 4QU CoRE ¦ 1QU LoRE | Red Flag Warning - Large Fires | 2025 | 3.6692e-08 | 3.6692e-08 | 5.475 | 0.71896 | 3.0715 | 1.6846 | 0 | 0 | 3.7823e-05 | 2.0089e-07 | 0 | 2.0089e-07 | 2.0089e-07 | 0 | 2.0089e-07 | 0 | 7.7696e-07 | 1.7031e-06 | 0 | 1.7031e-06 | [17 empty] | 7.3.3.17.5 (Remote Grid) Updates to grid topology to minimize risk of ignition in HFTDs Remote GridWLDFRContaminationAggregated | WLDFR | HFTD - Distribution - Tier 2 - 3QU CoRE ¦ 1QU LoRE | Non-Red Flag Warning - Small Fires | Contamination | Aggregated | 2025 | 2.4198e-05 | 489.6273 | 0.011848 | 2025 | Mitigation | 0.95 | 45 | 0 | esc | 0.00097009 | 2.3475e-08 | 0.00097009 | 2.3475e-08
[35 empty] | 7.3.3.17.6 Updates to grid topology to minimize risk of ignition in HFTDs Butte County Rebuild | WLDFR | HFTD - Distribution - Tier 2 - 4QU CoRE ¦ 1QU LoRE | 2054 | 0.10723 | 0 | 0 | 0 | 0 |  |  |  |  | 0 | 0 | 0 | 0 | 0 |  | 0 | 0 | 0 | Column23: 0; Column24: 0; Column25: 0; Column26: 0; Column27: 0; Column28: 0; Column29: 0.0019708; Column30: 0.088346; Column31: 0; Column32: 0.088346; Column33: 0.0094738 | WLDFR | HFTD - Distribution - Tier 3 - 4QU CoRE ¦ 1QU LoRE | Red Flag Warning - Large Fires | 2026 | 3.6692e-08 | 3.6692e-08 | 5.475 | 0.71896 | 3.0715 | 1.6846 | 0 | 0 | 3.7823e-05 | 2.0089e-07 | 0 | 2.0089e-07 | 2.0089e-07 | 0 | 2.0089e-07 | 0 | 7.7696e-07 | 1.7031e-06 | 0 | 1.7031e-06 | [17 empty] | 7.3.3.17.5 (Remote Grid) Updates to grid topology to minimize risk of ignition in HFTDs Remote GridWLDFRContaminationAggregated | WLDFR | HFTD - Distribution - Tier 2 - 3QU CoRE ¦ 1QU LoRE | Non-Red Flag Warning - Small Fires | Contamination | Aggregated | 2026 | 2.4198e-05 | 489.6273 | 0.011848 | 2026 | Mitigation | 0.95 | 45 | 0 | esc | 0.00097009 | 2.3475e-08 | 0.00097009 | 2.3475e-08
[35 empty] | 7.3.3.17.6 Updates to grid topology to minimize risk of ignition in HFTDs Butte County Rebuild | WLDFR | HFTD - Distribution - Tier 2 - 4QU CoRE ¦ 1QU LoRE | 2055 | 0.10022 | 0 | 0 | 0 | 0 |  |  |  |  | 0 | 0 | 0 | 0 | 0 |  | 0 | 0 | 0 | Column23: 0; Column24: 0; Column25: 0; Column26: 0; Column27: 0; Column28: 0; Column29: 0.0019708; Column30: 0.088346; Column31: 0; Column32: 0.088346; Column33: 0.008854 | WLDFR | HFTD - Distribution - Tier 3 - 4QU CoRE ¦ 1QU LoRE | Red Flag Warning - Large Fires | 2027 | 3.6692e-08 | 3.6692e-08 | 5.475 | 0.71896 | 3.0715 | 1.6846 | 0 | 0 | 3.7823e-05 | 2.0089e-07 | 0 | 2.0089e-07 | 2.0089e-07 | 0 | 2.0089e-07 | 0 | 8.1982e-07 | 1.7971e-06 | 0 | 1.7971e-06 | [17 empty] | 7.3.3.17.5 (Remote Grid) Updates to grid topology to minimize risk of ignition in HFTDs Remote GridWLDFRContaminationAggregated | WLDFR | HFTD - Distribution - Tier 2 - 3QU CoRE ¦ 1QU LoRE | Non-Red Flag Warning - Small Fires | Contamination | Aggregated | 2027 | 2.4198e-05 | 489.6273 | 0.011848 | 2027 | Mitigation | 0.95 | 45 | 0 | esc | 0.00097009 | 2.3475e-08 | 0.00097009 | 2.3475e-08
[35 empty] | 7.3.3.17.6 Updates to grid topology to minimize risk of ignition in HFTDs Butte County Rebuild | WLDFR | HFTD - Distribution - Tier 2 - 4QU CoRE ¦ 1QU LoRE | 2056 | 0.093663 | 0 | 0 | 0 | 0 |  |  |  |  | 0 | 0 | 0 | 0 | 0 |  | 0 | 0 | 0 | Column23: 0; Column24: 0; Column25: 0; Column26: 0; Column27: 0; Column28: 0; Column29: 0.0019708; Column30: 0.088346; Column31: 0; Column32: 0.088346; Column33: 0.0082747 | WLDFR | HFTD - Distribution - Tier 3 - 4QU CoRE ¦ 1QU LoRE | Red Flag Warning - Large Fires | 2028 | 3.6692e-08 | 3.6692e-08 | 5.777 | 0.74734 | 3.238 | 1.7917 | 0 | 0 | 3.7823e-05 | 2.1197e-07 | 0 | 2.1197e-07 | 2.1197e-07 | 0 | 2.1197e-07 | 0 | 8.1982e-07 | 1.7971e-06 | 0 | 1.7971e-06 | [17 empty] | 7.3.3.17.5 (Remote Grid) Updates to grid topology to minimize risk of ignition in HFTDs Remote GridWLDFRContaminationAggregated | WLDFR | HFTD - Distribution - Tier 2 - 3QU CoRE ¦ 1QU LoRE | Non-Red Flag Warning - Small Fires | Contamination | Aggregated | 2028 | 2.4198e-05 | 489.6273 | 0.011848 | 2028 | Mitigation | 0.95 | 45 | 0 | esc | 0.00097009 | 2.3475e-08 | 0.00097009 | 2.3475e-08
[35 empty] | 7.3.3.17.6 Updates to grid topology to minimize risk of ignition in HFTDs Butte County Rebuild | WLDFR | HFTD - Distribution - Tier 2 - 4QU CoRE ¦ 1QU LoRE | 2057 | 0.087535 | 0 | 0 | 0 | 0 |  |  |  |  | 0 | 0 | 0 | 0 | 0 |  | 0 | 0 | 0 | Column23: 0; Column24: 0; Column25: 0; Column26: 0; Column27: 0; Column28: 0; Column29: 0.0019708; Column30: 0.088346; Column31: 0; Column32: 0.088346; Column33: 0.0077334 | WLDFR | HFTD - Distribution - Tier 3 - 4QU CoRE ¦ 1QU LoRE | Red Flag Warning - Large Fires | 2029 | 3.6692e-08 | 3.6692e-08 | 5.777 | 0.74734 | 3.238 | 1.7917 | 0 | 0 | 3.7823e-05 | 2.1197e-07 | 0 | 2.1197e-07 | 2.1197e-07 | 0 | 2.1197e-07 | 0 | 8.1982e-07 | 1.7971e-06 | 0 | 1.7971e-06 | [17 empty] | 7.3.3.17.5 (Remote Grid) Updates to grid topology to minimize risk of ignition in HFTDs Remote GridWLDFRContaminationAggregated | WLDFR | HFTD - Distribution - Tier 2 - 3QU CoRE ¦ 1QU LoRE | Non-Red Flag Warning - Small Fires | Contamination | Aggregated | 2029 | 2.4198e-05 | 489.6273 | 0.011848 | 2029 | Mitigation | 0.95 | 45 | 0 | esc | 0.00097009 | 2.3475e-08 | 0.00097009 | 2.3475e-08
[35 empty] | 7.3.3.17.6 Updates to grid topology to minimize risk of ignition in HFTDs Butte County Rebuild | WLDFR | HFTD - Distribution - Tier 2 - 4QU CoRE ¦ 1QU LoRE | 2058 | 0.081809 | 0 | 0 | 0 | 0 |  |  |  |  | 0 | 0 | 0 | 0 | 0 |  | 0 | 0 | 0 | Column23: 0; Column24: 0; Column25: 0; Column26: 0; Column27: 0; Column28: 0; Column29: 0.0019708; Column30: 0.092557; Column31: 0; Column32: 0.092557; Column33: 0.007572 | WLDFR | HFTD - Distribution - Tier 3 - 4QU CoRE ¦ 1QU LoRE | Red Flag Warning - Large Fires | 2030 | 3.6692e-08 | 3.6692e-08 | 5.777 | 0.74734 | 3.238 | 1.7917 | 0 | 0 | 3.7823e-05 | 2.1197e-07 | 0 | 2.1197e-07 | 2.1197e-07 | 0 | 2.1197e-07 | 0 | 8.1982e-07 | 1.7971e-06 | 0 | 1.7971e-06 | [17 empty] | 7.3.3.17.5 (Remote Grid) Updates to grid topology to minimize risk of ignition in HFTDs Remote GridWLDFRContaminationAggregated | WLDFR | HFTD - Distribution - Tier 2 - 3QU CoRE ¦ 1QU LoRE | Non-Red Flag Warning - Small Fires | Contamination | Aggregated | 2030 | 2.4198e-05 | 489.6273 | 0.011848 | 2030 | Mitigation | 0.95 | 45 | 0 | esc | 0.00097009 | 2.3475e-08 | 0.00097009 | 2.3475e-08
[35 empty] | 7.3.3.17.6 Updates to grid topology to minimize risk of ignition in HFTDs Butte County Rebuild | WLDFR | HFTD - Distribution - Tier 2 - 4QU CoRE ¦ 1QU LoRE | 2059 | 0.076457 | 0 | 0 | 0 | 0 |  |  |  |  | 0 | 0 | 0 | 0 | 0 |  | 0 | 0 | 0 | Column23: 0; Column24: 0; Column25: 0; Column26: 0; Column27: 0; Column28: 0; Column29: 0.0019708; Column30: 0.092557; Column31: 0; Column32: 0.092557; Column33: 0.0070766 | WLDFR | HFTD - Distribution - Tier 3 - 4QU CoRE ¦ 1QU LoRE | Red Flag Warning - Large Fires | 2031 | 3.6692e-08 | 3.6692e-08 | 5.777 | 0.74734 | 3.238 | 1.7917 | 0 | 0 | 3.7823e-05 | 2.1197e-07 | 0 | 2.1197e-07 | 2.1197e-07 | 0 | 2.1197e-07 | 0 | 8.1982e-07 | 1.7971e-06 | 0 | 1.7971e-06 | [17 empty] | 7.3.3.17.5 (Remote Grid) Updates to grid topology to minimize risk of ignition in HFTDs Remote GridWLDFRContaminationAggregated | WLDFR | HFTD - Distribution - Tier 2 - 3QU CoRE ¦ 1QU LoRE | Non-Red Flag Warning - Small Fires | Contamination | Aggregated | 2031 | 2.4198e-05 | 489.6273 | 0.011848 | 2031 | Mitigation | 0.95 | 45 | 0 | esc | 0.00097009 | 2.3475e-08 | 0.00097009 | 2.3475e-08
[35 empty] | 7.3.3.17.6 Updates to grid topology to minimize risk of ignition in HFTDs Butte County Rebuild | WLDFR | HFTD - Distribution - Tier 2 - 4QU CoRE ¦ 1QU LoRE | 2060 | 0.071455 | 0 | 0 | 0 | 0 |  |  |  |  | 0 | 0 | 0 | 0 | 0 |  | 0 | 0 | 0 | Column23: 0; Column24: 0; Column25: 0; Column26: 0; Column27: 0; Column28: 0; Column29: 0.0019708; Column30: 0.092557; Column31: 0; Column32: 0.092557; Column33: 0.0066137 | WLDFR | HFTD - Distribution - Tier 3 - 4QU CoRE ¦ 1QU LoRE | Red Flag Warning - Large Fires | 2032 | 3.6692e-08 | 3.6692e-08 | 5.777 | 0.74734 | 3.238 | 1.7917 | 0 | 0 | 3.7823e-05 | 2.1197e-07 | 0 | 2.1197e-07 | 2.1197e-07 | 0 | 2.1197e-07 | 0 | 8.6856e-07 | 1.9039e-06 | 0 | 1.9039e-06 | [17 empty] | 7.3.3.17.5 (Remote Grid) Updates to grid topology to minimize risk of ignition in HFTDs Remote GridWLDFRContaminationAggregated | WLDFR | HFTD - Distribution - Tier 2 - 3QU CoRE ¦ 1QU LoRE | Non-Red Flag Warning - Small Fires | Contamination | Aggregated | 2032 | 2.4198e-05 | 489.6273 | 0.011848 | 2032 | Mitigation | 0.95 | 45 | 0 | esc | 0.00097009 | 2.3475e-08 | 0.00097009 | 2.3475e-08
[35 empty] | 7.3.3.17.6 Updates to grid topology to minimize risk of ignition in HFTDs Butte County Rebuild | WLDFR | HFTD - Distribution - Tier 2 - 4QU CoRE ¦ 1QU LoRE | 2061 | 0.06678 | 0 | 0 | 0 | 0 |  |  |  |  | 0 | 0 | 0 | 0 | 0 |  | 0 | 0 | 0 | Column23: 0; Column24: 0; Column25: 0; Column26: 0; Column27: 0; Column28: 0; Column29: 0.0019708; Column30: 0.092557; Column31: 0; Column32: 0.092557; Column33: 0.006181 | WLDFR | HFTD - Distribution - Tier 3 - 4QU CoRE ¦ 1QU LoRE | Red Flag Warning - Large Fires | 2033 | 3.6692e-08 | 3.6692e-08 | 6.1205 | 0.77885 | 3.4265 | 1.9151 | 0 | 0 | 3.7823e-05 | 2.2457e-07 | 0 | 2.2457e-07 | 2.2457e-07 | 0 | 2.2457e-07 | 0 | 8.6856e-07 | 1.9039e-06 | 0 | 1.9039e-06 | [17 empty] | 7.3.3.17.5 (Remote Grid) Updates to grid topology to minimize risk of ignition in HFTDs Remote GridWLDFRContaminationAggregated | WLDFR | HFTD - Distribution - Tier 2 - 3QU CoRE ¦ 1QU LoRE | Non-Red Flag Warning - Small Fires | Contamination | Aggregated | 2033 | 2.4198e-05 | 489.6273 | 0.011848 | 2033 | Mitigation | 0.95 | 45 | 0 | esc | 0.00097009 | 2.3475e-08 | 0.00097009 | 2.3475e-08
[35 empty] | 7.3.3.17.6 Updates to grid topology to minimize risk of ignition in HFTDs Butte County Rebuild | WLDFR | HFTD - Distribution - Tier 2 - 4QU CoRE ¦ 1QU LoRE | 2062 | 0.062412 | 0 | 0 | 0 | 0 |  |  |  |  | 0 | 0 | 0 | 0 | 0 |  | 0 | 0 | 0 | Column23: 0; Column24: 0; Column25: 0; Column26: 0; Column27: 0; Column28: 0; Column29: 0.0019708; Column30: 0.092557; Column31: 0; Column32: 0.092557; Column33: 0.0057767 | WLDFR | HFTD - Distribution - Tier 3 - 4QU CoRE ¦ 1QU LoRE | Red Flag Warning - Large Fires | 2034 | 3.6692e-08 | 3.6692e-08 | 6.1205 | 0.77885 | 3.4265 | 1.9151 | 0 | 0 | 3.7823e-05 | 2.2457e-07 | 0 | 2.2457e-07 | 2.2457e-07 | 0 | 2.2457e-07 | 0 | 8.6856e-07 | 1.9039e-06 | 0 | 1.9039e-06 | [17 empty] | 7.3.3.17.5 (Remote Grid) Updates to grid topology to minimize risk of ignition in HFTDs Remote GridWLDFRContaminationAggregated | WLDFR | HFTD - Distribution - Tier 2 - 3QU CoRE ¦ 1QU LoRE | Non-Red Flag Warning - Small Fires | Contamination | Aggregated | 2034 | 2.4198e-05 | 489.6273 | 0.011848 | 2034 | Mitigation | 0.95 | 45 | 0 | esc | 0.00097009 | 2.3475e-08 | 0.00097009 | 2.3475e-08
[35 empty] | 7.3.3.17.6 Updates to grid topology to minimize risk of ignition in HFTDs Butte County Rebuild | WLDFR | HFTD - Distribution - Tier 2 - 4QU CoRE ¦ 1QU LoRE | 2063 | 0.058329 | 0 | 0 | 0 | 0 |  |  |  |  | 0 | 0 | 0 | 0 | 0 |  | 0 | 0 | 0 | Column23: 0; Column24: 0; Column25: 0; Column26: 0; Column27: 0; Column28: 0; Column29: 0.0019708; Column30: 0.096802; Column31: 0; Column32: 0.096802; Column33: 0.0056463 | WLDFR | HFTD - Distribution - Tier 3 - 4QU CoRE ¦ 1QU LoRE | Red Flag Warning - Large Fires | 2035 | 3.6692e-08 | 3.6692e-08 | 6.1205 | 0.77885 | 3.4265 | 1.9151 | 0 | 0 | 3.7823e-05 | 2.2457e-07 | 0 | 2.2457e-07 | 2.2457e-07 | 0 | 2.2457e-07 | 0 | 8.6856e-07 | 1.9039e-06 | 0 | 1.9039e-06 | [17 empty] | 7.3.3.17.5 (Remote Grid) Updates to grid topology to minimize risk of ignition in HFTDs Remote GridWLDFRContaminationAggregated | WLDFR | HFTD - Distribution - Tier 2 - 3QU CoRE ¦ 1QU LoRE | Non-Red Flag Warning - Small Fires | Contamination | Aggregated | 2035 | 2.4198e-05 | 489.6273 | 0.011848 | 2035 | Mitigation | 0.95 | 45 | 0 | esc | 0.00097009 | 2.3475e-08 | 0.00097009 | 2.3475e-08
[35 empty] | 7.3.3.17.6 Updates to grid topology to minimize risk of ignition in HFTDs Butte County Rebuild | WLDFR | HFTD - Distribution - Tier 2 - 4QU CoRE ¦ 1QU LoRE | 2064 | 0.054513 | 0 | 0 | 0 | 0 |  |  |  |  | 0 | 0 | 0 | 0 | 0 |  | 0 | 0 | 0 | Column23: 0; Column24: 0; Column25: 0; Column26: 0; Column27: 0; Column28: 0; Column29: 0.0019708; Column30: 0.096802; Column31: 0; Column32: 0.096802; Column33: 0.0052769 | WLDFR | HFTD - Distribution - Tier 3 - 4QU CoRE ¦ 1QU LoRE | Red Flag Warning - Large Fires | 2036 | 3.6692e-08 | 3.6692e-08 | 6.1205 | 0.77885 | 3.4265 | 1.9151 | 0 | 0 | 3.7823e-05 | 2.2457e-07 | 0 | 2.2457e-07 | 2.2457e-07 | 0 | 2.2457e-07 | 0 | 8.6856e-07 | 1.9039e-06 | 0 | 1.9039e-06 | [17 empty] | 7.3.3.17.5 (Remote Grid) Updates to grid topology to minimize risk of ignition in HFTDs Remote GridWLDFRContaminationAggregated | WLDFR | HFTD - Distribution - Tier 2 - 3QU CoRE ¦ 1QU LoRE | Non-Red Flag Warning - Small Fires | Contamination | Aggregated | 2036 | 2.4198e-05 | 489.6273 | 0.011848 | 2036 | Mitigation | 0.95 | 45 | 0 | esc | 0.00097009 | 2.3475e-08 | 0.00097009 | 2.3475e-08
[35 empty] | 7.3.3.17.6 Updates to grid topology to minimize risk of ignition in HFTDs Butte County Rebuild | WLDFR | HFTD - Distribution - Tier 2 - 4QU CoRE ¦ 1QU LoRE | 2065 | 0.050946 | 0 | 0 | 0 | 0 |  |  |  |  | 0 | 0 | 0 | 0 | 0 |  | 0 | 0 | 0 | Column23: 0; Column24: 0; Column25: 0; Column26: 0; Column27: 0; Column28: 0; Column29: 0.0019708; Column30: 0.096802; Column31: 0; Column32: 0.096802; Column33: 0.0049317 | WLDFR | HFTD - Distribution - Tier 3 - 4QU CoRE ¦ 1QU LoRE | Red Flag Warning - Large Fires | 2037 | 3.6692e-08 | 3.6692e-08 | 6.1205 | 0.77885 | 3.4265 | 1.9151 | 0 | 0 | 3.7823e-05 | 2.2457e-07 | 0 | 2.2457e-07 | 2.2457e-07 | 0 | 2.2457e-07 | 0 | 9.2282e-07 | 2.0228e-06 | 0 | 2.0228e-06 | [17 empty] | 7.3.3.17.5 (Remote Grid) Updates to grid topology to minimize risk of ignition in HFTDs Remote GridWLDFRContaminationAggregated | WLDFR | HFTD - Distribution - Tier 2 - 3QU CoRE ¦ 1QU LoRE | Non-Red Flag Warning - Small Fires | Contamination | Aggregated | 2037 | 2.4198e-05 | 489.6273 | 0.011848 | 2037 | Mitigation | 0.95 | 45 | 0 | esc | 0.00097009 | 2.3475e-08 | 0.00097009 | 2.3475e-08
[35 empty] | 7.3.3.17.6 Updates to grid topology to minimize risk of ignition in HFTDs Butte County Rebuild | WLDFR | HFTD - Distribution - Tier 2 - 4QU CoRE ¦ 1QU LoRE | 2066 | 0.047613 | 0 | 0 | 0 | 0 |  |  |  |  | 0 | 0 | 0 | 0 | 0 |  | 0 | 0 | 0 | Column23: 0; Column24: 0; Column25: 0; Column26: 0; Column27: 0; Column28: 0; Column29: 0.0019708; Column30: 0.096802; Column31: 0; Column32: 0.096802; Column33: 0.0046091 | WLDFR | HFTD - Distribution - Tier 3 - 4QU CoRE ¦ 1QU LoRE | Red Flag Warning - Large Fires | 2038 | 3.6692e-08 | 3.6692e-08 | 6.5028 | 0.81304 | 3.6355 | 2.0543 | 0 | 0 | 3.7823e-05 | 2.386e-07 | 0 | 2.386e-07 | 2.386e-07 | 0 | 2.386e-07 | 0 | 9.2282e-07 | 2.0228e-06 | 0 | 2.0228e-06 | [17 empty] | 7.3.3.17.5 (Remote Grid) Updates to grid topology to minimize risk of ignition in HFTDs Remote GridWLDFRContaminationAggregated | WLDFR | HFTD - Distribution - Tier 2 - 3QU CoRE ¦ 1QU LoRE | Non-Red Flag Warning - Small Fires | Contamination | Aggregated | 2038 | 2.4198e-05 | 489.6273 | 0.011848 | 2038 | Mitigation | 0.95 | 45 | 0 | esc | 0.00097009 | 2.3475e-08 | 0.00097009 | 2.3475e-08
[35 empty] | 7.3.3.17.6 Updates to grid topology to minimize risk of ignition in HFTDs Butte County Rebuild | WLDFR | HFTD - Distribution - Tier 2 - 4QU CoRE ¦ 1QU LoRE | 2067 | 0.044499 | 0 | 0 | 0 | 0 |  |  |  |  | 0 | 0 | 0 | 0 | 0 |  | 0 | 0 | 0 | Column23: 0; Column24: 0; Column25: 0; Column26: 0; Column27: 0; Column28: 0; Column29: 0.0019708; Column30: 0.096802; Column31: 0; Column32: 0.096802; Column33: 0.0043075 | WLDFR | HFTD - Distribution - Tier 3 - 4QU CoRE ¦ 1QU LoRE | Red Flag Warning - Large Fires | 2039 | 3.6692e-08 | 3.6692e-08 | 6.5028 | 0.81304 | 3.6355 | 2.0543 | 0 | 0 | 3.7823e-05 | 2.386e-07 | 0 | 2.386e-07 | 2.386e-07 | 0 | 2.386e-07 | 0 | 9.2282e-07 | 2.0228e-06 | 0 | 2.0228e-06 | [17 empty] | 7.3.3.17.5 (Remote Grid) Updates to grid topology to minimize risk of ignition in HFTDs Remote GridWLDFRContaminationAggregated | WLDFR | HFTD - Distribution - Tier 2 - 3QU CoRE ¦ 1QU LoRE | Non-Red Flag Warning - Small Fires | Contamination | Aggregated | 2039 | 2.4198e-05 | 489.6273 | 0.011848 | 2039 | Mitigation | 0.95 | 45 | 0 | esc | 0.00097009 | 2.3475e-08 | 0.00097009 | 2.3475e-08
[35 empty] | 7.3.3.17.6 Updates to grid topology to minimize risk of ignition in HFTDs Butte County Rebuild | WLDFR | HFTD - Distribution - Tier 2 - 4QU CoRE ¦ 1QU LoRE | 2068 | 0.041587 | 0 | 0 | 0 | 0 |  |  |  |  | 0 | 0 | 0 | 0 | 0 |  | 0 | 0 | 0 | Column23: 0; Column24: 0; Column25: 0; Column26: 0; Column27: 0; Column28: 0; Column29: 0.0019708; Column30: 0.10103; Column31: 0; Column32: 0.10103; Column33: 0.0042015 | WLDFR | HFTD - Distribution - Tier 3 - 4QU CoRE ¦ 1QU LoRE | Red Flag Warning - Large Fires | 2040 | 3.6692e-08 | 3.6692e-08 | 6.5028 | 0.81304 | 3.6355 | 2.0543 | 0 | 0 | 3.7823e-05 | 2.386e-07 | 0 | 2.386e-07 | 2.386e-07 | 0 | 2.386e-07 | 0 | 9.2282e-07 | 2.0228e-06 | 0 | 2.0228e-06 | [17 empty] | 7.3.3.17.5 (Remote Grid) Updates to grid topology to minimize risk of ignition in HFTDs Remote GridWLDFRContaminationAggregated | WLDFR | HFTD - Distribution - Tier 2 - 3QU CoRE ¦ 1QU LoRE | Non-Red Flag Warning - Small Fires | Contamination | Aggregated | 2040 | 2.4198e-05 | 489.6273 | 0.011848 | 2040 | Mitigation | 0.95 | 45 | 0 | esc | 0.00097009 | 2.3475e-08 | 0.00097009 | 2.3475e-08
[35 empty] | 7.3.3.17.6 Updates to grid topology to minimize risk of ignition in HFTDs Butte County Rebuild | WLDFR | HFTD - Distribution - Tier 2 - 4QU CoRE ¦ 1QU LoRE | 2069 | 0.038867 | 0 | 0 | 0 | 0 |  |  |  |  | 0 | 0 | 0 | 0 | 0 |  | 0 | 0 | 0 | Column23: 0; Column24: 0; Column25: 0; Column26: 0; Column27: 0; Column28: 0; Column29: 0.0019708; Column30: 0.10103; Column31: 0; Column32: 0.10103; Column33: 0.0039266 | WLDFR | HFTD - Distribution - Tier 3 - 4QU CoRE ¦ 1QU LoRE | Red Flag Warning - Large Fires | 2041 | 3.6692e-08 | 3.6692e-08 | 6.5028 | 0.81304 | 3.6355 | 2.0543 | 0 | 0 | 3.7823e-05 | 2.386e-07 | 0 | 2.386e-07 | 2.386e-07 | 0 | 2.386e-07 | 0 | 9.2282e-07 | 2.0228e-06 | 0 | 2.0228e-06 | [17 empty] | 7.3.3.17.5 (Remote Grid) Updates to grid topology to minimize risk of ignition in HFTDs Remote GridWLDFRContaminationAggregated | WLDFR | HFTD - Distribution - Tier 2 - 3QU CoRE ¦ 1QU LoRE | Non-Red Flag Warning - Small Fires | Contamination | Aggregated | 2041 | 2.4198e-05 | 489.6273 | 0.011848 | 2041 | Mitigation | 0.95 | 45 | 0 | esc | 0.00097009 | 2.3475e-08 | 0.00097009 | 2.3475e-08
[35 empty] | 7.3.3.17.6 Updates to grid topology to minimize risk of ignition in HFTDs Butte County Rebuild | WLDFR | HFTD - Distribution - Tier 2 - 4QU CoRE ¦ 1QU LoRE | 2070 | 0.036324 | 0 | 0 | 0 | 0 |  |  |  |  | 0 | 0 | 0 | 0 | 0 |  | 0 | 0 | 0 | Column23: 0; Column24: 0; Column25: 0; Column26: 0; Column27: 0; Column28: 0; Column29: 0.0019708; Column30: 0.10103; Column31: 0; Column32: 0.10103; Column33: 0.0036697 | WLDFR | HFTD - Distribution - Tier 3 - 4QU CoRE ¦ 1QU LoRE | Red Flag Warning - Large Fires | 2042 | 3.6692e-08 | 3.6692e-08 | 6.5028 | 0.81304 | 3.6355 | 2.0543 | 0 | 0 | 3.7823e-05 | 2.386e-07 | 0 | 2.386e-07 | 2.386e-07 | 0 | 2.386e-07 | 0 | 9.8215e-07 | 2.1529e-06 | 0 | 2.1529e-06 | [17 empty] | 7.3.3.17.5 (Remote Grid) Updates to grid topology to minimize risk of ignition in HFTDs Remote GridWLDFRContaminationAggregated | WLDFR | HFTD - Distribution - Tier 2 - 3QU CoRE ¦ 1QU LoRE | Non-Red Flag Warning - Small Fires | Contamination | Aggregated | 2042 | 2.4198e-05 | 489.6273 | 0.011848 | 2042 | Mitigation | 0.95 | 45 | 0 | esc | 0.00097009 | 2.3475e-08 | 0.00097009 | 2.3475e-08
[35 empty] | 7.3.3.17.6 Updates to grid topology to minimize risk of ignition in HFTDs Butte County Rebuild | WLDFR | HFTD - Distribution - Tier 2 - 4QU CoRE ¦ 1QU LoRE | 2071 | 0.033948 | 0 | 0 | 0 | 0 |  |  |  |  | 0 | 0 | 0 | 0 | 0 |  | 0 | 0 | 0 | Column23: 0; Column24: 0; Column25: 0; Column26: 0; Column27: 0; Column28: 0; Column29: 0.0019708; Column30: 0.10103; Column31: 0; Column32: 0.10103; Column33: 0.0034297 | WLDFR | HFTD - Distribution - Tier 3 - 4QU CoRE ¦ 1QU LoRE | Red Flag Warning - Large Fires | 2043 | 3.6692e-08 | 3.6692e-08 | 6.9209 | 0.84944 | 3.8632 | 2.2083 | 0 | 0 | 3.7823e-05 | 2.5394e-07 | 0 | 2.5394e-07 | 2.5394e-07 | 0 | 2.5394e-07 | 0 | 9.8215e-07 | 2.1529e-06 | 0 | 2.1529e-06 | [17 empty] | 7.3.3.17.5 (Remote Grid) Updates to grid topology to minimize risk of ignition in HFTDs Remote GridWLDFRContaminationAggregated | WLDFR | HFTD - Distribution - Tier 2 - 3QU CoRE ¦ 1QU LoRE | Non-Red Flag Warning - Small Fires | Contamination | Aggregated | 2043 | 2.4198e-05 | 489.6273 | 0.011848 | 2043 | Mitigation | 0.95 | 45 | 0 | esc | 0.00097009 | 2.3475e-08 | 0.00097009 | 2.3475e-08
[35 empty] | 7.3.3.17.6 Updates to grid topology to minimize risk of ignition in HFTDs Butte County Rebuild | WLDFR | HFTD - Distribution - Tier 2 - 4QU CoRE ¦ 1QU LoRE | 2072 | 0.031727 | 0 | 0 | 0 | 0 |  |  |  |  | 0 | 0 | 0 | 0 | 0 |  | 0 | 0 | 0 | Column23: 0; Column24: 0; Column25: 0; Column26: 0; Column27: 0; Column28: 0; Column29: 0.0019708; Column30: 0.10103; Column31: 0; Column32: 0.10103; Column33: 0.0032053 | WLDFR | HFTD - Distribution - Tier 3 - 4QU CoRE ¦ 1QU LoRE | Red Flag Warning - Large Fires | 2044 | 3.6692e-08 | 3.6692e-08 | 6.9209 | 0.84944 | 3.8632 | 2.2083 | 0 | 0 | 3.7823e-05 | 2.5394e-07 | 0 | 2.5394e-07 | 2.5394e-07 | 0 | 2.5394e-07 | 0 | 9.8215e-07 | 2.1529e-06 | 0 | 2.1529e-06 | [17 empty] | 7.3.3.17.5 (Remote Grid) Updates to grid topology to minimize risk of ignition in HFTDs Remote GridWLDFRContaminationAggregated | WLDFR | HFTD - Distribution - Tier 2 - 3QU CoRE ¦ 1QU LoRE | Non-Red Flag Warning - Small Fires | Contamination | Aggregated | 2044 | 2.4198e-05 | 489.6273 | 0.011848 | 2044 | Mitigation | 0.95 | 45 | 0 | esc | 0.00097009 | 2.3475e-08 | 0.00097009 | 2.3475e-08
[35 empty] | 7.3.3.17.6 Updates to grid topology to minimize risk of ignition in HFTDs Butte County Rebuild | WLDFR | HFTD - Distribution - Tier 2 - 4QU CoRE ¦ 1QU LoRE | 2073 | 0.029651 | 0 | 0 | 0 | 0 |  |  |  |  | 0 | 0 | 0 | 0 | 0 |  | 0 | 0 | 0 | Column23: 0; Column24: 0; Column25: 0; Column26: 0; Column27: 0; Column28: 0; Column29: 0.0019708; Column30: 0.10518; Column31: 0; Column32: 0.10518; Column33: 0.0031188 | WLDFR | HFTD - Distribution - Tier 3 - 4QU CoRE ¦ 1QU LoRE | Red Flag Warning - Large Fires | 2045 | 3.6692e-08 | 3.6692e-08 | 6.9209 | 0.84944 | 3.8632 | 2.2083 | 0 | 0 | 3.7823e-05 | 2.5394e-07 | 0 | 2.5394e-07 | 2.5394e-07 | 0 | 2.5394e-07 | 0 | 9.8215e-07 | 2.1529e-06 | 0 | 2.1529e-06 | [17 empty] | 7.3.3.17.5 (Remote Grid) Updates to grid topology to minimize risk of ignition in HFTDs Remote GridWLDFRContaminationAggregated | WLDFR | HFTD - Distribution - Tier 2 - 3QU CoRE ¦ 1QU LoRE | Non-Red Flag Warning - Small Fires | Contamination | Aggregated | 2045 | 2.4198e-05 | 489.6273 | 0.011848 | 2045 | Mitigation | 0.95 | 45 | 0 | esc | 0.00097009 | 2.3475e-08 | 0.00097009 | 2.3475e-08
[35 empty] | 7.3.3.17.6 Updates to grid topology to minimize risk of ignition in HFTDs Butte County Rebuild | WLDFR | HFTD - Distribution - Tier 2 - 4QU CoRE ¦ 1QU LoRE | 2074 | 0.027711 | 0 | 0 | 0 | 0 |  |  |  |  | 0 | 0 | 0 | 0 | 0 |  | 0 | 0 | 0 | Column23: 0; Column24: 0; Column25: 0; Column26: 0; Column27: 0; Column28: 0; Column29: 0.0019708; Column30: 0.10518; Column31: 0; Column32: 0.10518; Column33: 0.0029148 | WLDFR | HFTD - Distribution - Tier 3 - 4QU CoRE ¦ 1QU LoRE | Red Flag Warning - Large Fires | 2046 | 3.6692e-08 | 3.6692e-08 | 6.9209 | 0.84944 | 3.8632 | 2.2083 | 0 | 0 | 3.7823e-05 | 2.5394e-07 | 0 | 2.5394e-07 | 2.5394e-07 | 0 | 2.5394e-07 | 0 | 9.8215e-07 | 2.1529e-06 | 0 | 2.1529e-06 | [17 empty] | 7.3.3.17.5 (Remote Grid) Updates to grid topology to minimize risk of ignition in HFTDs Remote GridWLDFRContaminationAggregated | WLDFR | HFTD - Distribution - Tier 2 - 3QU CoRE ¦ 1QU LoRE | Non-Red Flag Warning - Small Fires | Contamination | Aggregated | 2046 | 2.4198e-05 | 489.6273 | 0.011848 | 2046 | Mitigation | 0.95 | 45 | 0 | esc | 0.00097009 | 2.3475e-08 | 0.00097009 | 2.3475e-08
[35 empty] | 7.3.3.17.6 Updates to grid topology to minimize risk of ignition in HFTDs Butte County Rebuild | WLDFR | HFTD - Distribution - Tier 2 - 4QU CoRE ¦ 1QU LoRE | 2075 | 0.025899 | 0 | 0 | 0 | 0 |  |  |  |  | 0 | 0 | 0 | 0 | 0 |  | 0 | 0 | 0 | Column23: 0; Column24: 0; Column25: 0; Column26: 0; Column27: 0; Column28: 0; Column29: 0.0019708; Column30: 0.10518; Column31: 0; Column32: 0.10518; Column33: 0.0027241 | WLDFR | HFTD - Distribution - Tier 3 - 4QU CoRE ¦ 1QU LoRE | Red Flag Warning - Large Fires | 2047 | 3.6692e-08 | 3.6692e-08 | 6.9209 | 0.84944 | 3.8632 | 2.2083 | 0 | 0 | 3.7823e-05 | 2.5394e-07 | 0 | 2.5394e-07 | 2.5394e-07 | 0 | 2.5394e-07 | 0 | 1.0461e-06 | 2.293e-06 | 0 | 2.293e-06 | [17 empty] | 7.3.3.17.5 (Remote Grid) Updates to grid topology to minimize risk of ignition in HFTDs Remote GridWLDFRContaminationAggregated | WLDFR | HFTD - Distribution - Tier 2 - 3QU CoRE ¦ 1QU LoRE | Non-Red Flag Warning - Small Fires | Contamination | Aggregated | 2047 | 2.4198e-05 | 489.6273 | 0.011848 | 2047 | Mitigation | 0.95 | 45 | 0 | esc | 0.00097009 | 2.3475e-08 | 0.00097009 | 2.3475e-08
[35 empty] | 7.3.3.17.6 Updates to grid topology to minimize risk of ignition in HFTDs Butte County Rebuild | WLDFR | HFTD - Distribution - Tier 2 - 4QU CoRE ¦ 1QU LoRE | 2076 | 0.024204 | 0 | 0 | 0 | 0 |  |  |  |  | 0 | 0 | 0 | 0 | 0 |  | 0 | 0 | 0 | Column23: 0; Column24: 0; Column25: 0; Column26: 0; Column27: 0; Column28: 0; Column29: 0.0019708; Column30: 0.10518; Column31: 0; Column32: 0.10518; Column33: 0.0025459 | WLDFR | HFTD - Distribution - Tier 3 - 4QU CoRE ¦ 1QU LoRE | Red Flag Warning - Large Fires | 2048 | 3.6692e-08 | 3.6692e-08 | 7.3713 | 0.88759 | 4.1075 | 2.3763 | 0 | 0 | 3.7823e-05 | 2.7047e-07 | 0 | 2.7047e-07 | 2.7047e-07 | 0 | 2.7047e-07 | 0 | 1.0461e-06 | 2.293e-06 | 0 | 2.293e-06 | [17 empty] | 7.3.3.17.5 (Remote Grid) Updates to grid topology to minimize risk of ignition in HFTDs Remote GridWLDFRContaminationAggregated | WLDFR | HFTD - Distribution - Tier 2 - 3QU CoRE ¦ 1QU LoRE | Non-Red Flag Warning - Small Fires | Contamination | Aggregated | 2048 | 2.4198e-05 | 489.6273 | 0.011848 | 2048 | Mitigation | 0.95 | 45 | 0 | esc | 0.00097009 | 2.3475e-08 | 0.00097009 | 2.3475e-08
[35 empty] | 7.3.3.17.6 Updates to grid topology to minimize risk of ignition in HFTDs Butte County Rebuild | WLDFR | HFTD - Distribution - Tier 2 - 4QU CoRE ¦ 1QU LoRE | 2077 | 0.022621 | 0 | 0 | 0 | 0 |  |  |  |  | 0 | 0 | 0 | 0 | 0 |  | 0 | 0 | 0 | Column23: 0; Column24: 0; Column25: 0; Column26: 0; Column27: 0; Column28: 0; Column29: 0.0019708; Column30: 0.10518; Column31: 0; Column32: 0.10518; Column33: 0.0023793 | WLDFR | HFTD - Distribution - Tier 3 - 4QU CoRE ¦ 1QU LoRE | Red Flag Warning - Large Fires | 2049 | 3.6692e-08 | 3.6692e-08 | 7.3713 | 0.88759 | 4.1075 | 2.3763 | 0 | 0 | 3.7823e-05 | 2.7047e-07 | 0 | 2.7047e-07 | 2.7047e-07 | 0 | 2.7047e-07 | 0 | 1.0461e-06 | 2.293e-06 | 0 | 2.293e-06 | [17 empty] | 7.3.3.17.5 (Remote Grid) Updates to grid topology to minimize risk of ignition in HFTDs Remote GridWLDFRContaminationAggregated | WLDFR | HFTD - Distribution - Tier 2 - 3QU CoRE ¦ 1QU LoRE | Non-Red Flag Warning - Small Fires | Contamination | Aggregated | 2049 | 2.4198e-05 | 489.6273 | 0.011848 | 2049 | Mitigation | 0.95 | 45 | 0 | esc | 0.00097009 | 2.3475e-08 | 0.00097009 | 2.3475e-08
[35 empty] | 7.3.3.17.6 Updates to grid topology to minimize risk of ignition in HFTDs Butte County Rebuild | WLDFR | HFTD - Distribution - Tier 2 - 4QU CoRE ¦ 2QU LoRE | 2023 | 0.87344 | 0 | 0 | 0 | 0 |  |  |  |  | 0 | 0 | 0 | 0 | 0 |  | 0 | 0 | 0 | Column23: 0; Column24: 0; Column25: 0; Column26: 0; Column27: 0; Column28: 0; Column29: 0.00072232; Column30: 0.02627; Column31: 0; Column32: 0.02627; Column33: 0.022945 | WLDFR | HFTD - Distribution - Tier 3 - 4QU CoRE ¦ 1QU LoRE | Red Flag Warning - Large Fires | 2050 | 3.6692e-08 | 3.6692e-08 | 7.3713 | 0.88759 | 4.1075 | 2.3763 | 0 | 0 | 3.7823e-05 | 2.7047e-07 | 0 | 2.7047e-07 | 2.7047e-07 | 0 | 2.7047e-07 | 0 | 1.0461e-06 | 2.293e-06 | 0 | 2.293e-06 | [17 empty] | 7.3.3.17.5 (Remote Grid) Updates to grid topology to minimize risk of ignition in HFTDs Remote GridWLDFRContaminationAggregated | WLDFR | HFTD - Distribution - Tier 2 - 3QU CoRE ¦ 1QU LoRE | Non-Red Flag Warning - Small Fires | Contamination | Aggregated | 2050 | 2.4198e-05 | 489.6273 | 0.011848 | 2050 | Mitigation | 0.95 | 45 | 0 | esc | 0.00097009 | 2.3475e-08 | 0.00097009 | 2.3475e-08
[35 empty] | 7.3.3.17.6 Updates to grid topology to minimize risk of ignition in HFTDs Butte County Rebuild | WLDFR | HFTD - Distribution - Tier 2 - 4QU CoRE ¦ 2QU LoRE | 2024 | 0.8163 | 0 | 0 | 0 | 0 |  |  |  |  | 0 | 0 | 0 | 0 | 0 |  | 0 | 0 | 0 | Column23: 0; Column24: 0; Column25: 0; Column26: 0; Column27: 0; Column28: 0; Column29: 0.00072232; Column30: 0.02627; Column31: 0; Column32: 0.02627; Column33: 0.021444 | WLDFR | HFTD - Distribution - Tier 3 - 4QU CoRE ¦ 1QU LoRE | Red Flag Warning - Large Fires | 2051 | 3.6692e-08 | 3.6692e-08 | 7.3713 | 0.88759 | 4.1075 | 2.3763 | 0 | 0 | 3.7823e-05 | 2.7047e-07 | 0 | 2.7047e-07 | 2.7047e-07 | 0 | 2.7047e-07 | 0 | 1.0461e-06 | 2.293e-06 | 0 | 2.293e-06 | [17 empty] | 7.3.3.17.5 (Remote Grid) Updates to grid topology to minimize risk of ignition in HFTDs Remote GridWLDFRContaminationAggregated | WLDFR | HFTD - Distribution - Tier 2 - 3QU CoRE ¦ 1QU LoRE | Non-Red Flag Warning - Small Fires | Contamination | Aggregated | 2051 | 2.4198e-05 | 489.6273 | 0.011848 | 2051 | Mitigation | 0.95 | 45 | 0 | esc | 0.00097009 | 2.3475e-08 | 0.00097009 | 2.3475e-08
[35 empty] | 7.3.3.17.6 Updates to grid topology to minimize risk of ignition in HFTDs Butte County Rebuild | WLDFR | HFTD - Distribution - Tier 2 - 4QU CoRE ¦ 2QU LoRE | 2025 | 0.7629 | 0 | 0 | 0 | 0 |  |  |  |  | 0 | 0 | 0 | 0 | 0 |  | 0 | 0 | 0 | Column23: 0; Column24: 0; Column25: 0; Column26: 0; Column27: 0; Column28: 0; Column29: 0.00072232; Column30: 0.02627; Column31: 0; Column32: 0.02627; Column33: 0.020041 | WLDFR | HFTD - Distribution - Tier 3 - 4QU CoRE ¦ 1QU LoRE | Red Flag Warning - Large Fires | 2052 | 3.6692e-08 | 3.6692e-08 | 7.3713 | 0.88759 | 4.1075 | 2.3763 | 0 | 0 | 3.7823e-05 | 2.7047e-07 | 0 | 2.7047e-07 | 2.7047e-07 | 0 | 2.7047e-07 | 0 | 1.114e-06 | 2.442e-06 | 0 | 2.442e-06 | [17 empty] | 7.3.3.17.5 (Remote Grid) Updates to grid topology to minimize risk of ignition in HFTDs Remote GridWLDFRContaminationAggregated | WLDFR | HFTD - Distribution - Tier 2 - 3QU CoRE ¦ 1QU LoRE | Non-Red Flag Warning - Small Fires | Contamination | Aggregated | 2052 | 2.4198e-05 | 489.6273 | 0.011848 | 2052 | Mitigation | 0.95 | 45 | 0 | esc | 0.00097009 | 2.3475e-08 | 0.00097009 | 2.3475e-08
[35 empty] | 7.3.3.17.6 Updates to grid topology to minimize risk of ignition in HFTDs Butte County Rebuild | WLDFR | HFTD - Distribution - Tier 2 - 4QU CoRE ¦ 2QU LoRE | 2026 | 0.71299 | 0 | 0 | 0 | 0 |  |  |  |  | 0 | 0 | 0 | 0 | 0 |  | 0 | 0 | 0 | Column23: 0; Column24: 0; Column25: 0; Column26: 0; Column27: 0; Column28: 0; Column29: 0.00072232; Column30: 0.02627; Column31: 0; Column32: 0.02627; Column33: 0.01873 | WLDFR | HFTD - Distribution - Tier 3 - 4QU CoRE ¦ 1QU LoRE | Red Flag Warning - Large Fires | 2053 | 3.6692e-08 | 3.6692e-08 | 7.8503 | 0.92702 | 4.3664 | 2.5569 | 0 | 0 | 3.7823e-05 | 2.8804e-07 | 0 | 2.8804e-07 | 2.8804e-07 | 0 | 2.8804e-07 | 0 | 1.114e-06 | 2.442e-06 | 0 | 2.442e-06 | [17 empty] | 7.3.3.17.5 (Remote Grid) Updates to grid topology to minimize risk of ignition in HFTDs Remote GridWLDFRContaminationAggregated | WLDFR | HFTD - Distribution - Tier 2 - 3QU CoRE ¦ 1QU LoRE | Non-Red Flag Warning - Small Fires | Contamination | Aggregated | 2053 | 2.4198e-05 | 489.6273 | 0.011848 | 2053 | Mitigation | 0.95 | 45 | 0 | esc | 0.00097009 | 2.3475e-08 | 0.00097009 | 2.3475e-08
[35 empty] | 7.3.3.17.6 Updates to grid topology to minimize risk of ignition in HFTDs Butte County Rebuild | WLDFR | HFTD - Distribution - Tier 2 - 4QU CoRE ¦ 2QU LoRE | 2027 | 0.66634 | 0 | 0 | 0 | 0 |  |  |  |  | 0 | 0 | 0 | 0 | 0 |  | 0 | 0 | 0 | Column23: 0; Column24: 0; Column25: 0; Column26: 0; Column27: 0; Column28: 0; Column29: 0.00072232; Column30: 0.02627; Column31: 0; Column32: 0.02627; Column33: 0.017505 | WLDFR | HFTD - Distribution - Tier 3 - 4QU CoRE ¦ 1QU LoRE | Red Flag Warning - Large Fires | 2054 | 3.6692e-08 | 3.6692e-08 | 7.8503 | 0.92702 | 4.3664 | 2.5569 | 0 | 0 | 3.7823e-05 | 2.8804e-07 | 0 | 2.8804e-07 | 2.8804e-07 | 0 | 2.8804e-07 | 0 | 1.114e-06 | 2.442e-06 | 0 | 2.442e-06 | [17 empty] | 7.3.3.17.5 (Remote Grid) Updates to grid topology to minimize risk of ignition in HFTDs Remote GridWLDFRContaminationAggregated | WLDFR | HFTD - Distribution - Tier 2 - 3QU CoRE ¦ 1QU LoRE | Non-Red Flag Warning - Small Fires | Contamination | Aggregated | 2054 | 2.4198e-05 | 489.6273 | 0.011848 | 2054 | Mitigation | 0.95 | 45 | 0 | esc | 0.00097009 | 2.3475e-08 | 0.00097009 | 2.3475e-08
[35 empty] | 7.3.3.17.6 Updates to grid topology to minimize risk of ignition in HFTDs Butte County Rebuild | WLDFR | HFTD - Distribution - Tier 2 - 4QU CoRE ¦ 2QU LoRE | 2028 | 0.62275 | 0 | 0 | 0 | 0 |  |  |  |  | 0 | 0 | 0 | 0 | 0 |  | 0 | 0 | 0 | Column23: 0; Column24: 0; Column25: 0; Column26: 0; Column27: 0; Column28: 0; Column29: 0.00072232; Column30: 0.02744; Column31: 0; Column32: 0.02744; Column33: 0.017088 | WLDFR | HFTD - Distribution - Tier 3 - 4QU CoRE ¦ 1QU LoRE | Red Flag Warning - Large Fires | 2055 | 3.6692e-08 | 3.6692e-08 | 7.8503 | 0.92702 | 4.3664 | 2.5569 | 0 | 0 | 3.7823e-05 | 2.8804e-07 | 0 | 2.8804e-07 | 2.8804e-07 | 0 | 2.8804e-07 | 0 | 1.114e-06 | 2.442e-06 | 0 | 2.442e-06 | [17 empty] | 7.3.3.17.5 (Remote Grid) Updates to grid topology to minimize risk of ignition in HFTDs Remote GridWLDFRContaminationAggregated | WLDFR | HFTD - Distribution - Tier 2 - 3QU CoRE ¦ 1QU LoRE | Non-Red Flag Warning - Small Fires | Contamination | Aggregated | 2055 | 2.4198e-05 | 489.6273 | 0.011848 | 2055 | Mitigation | 0.95 | 45 | 0 | esc | 0.00097009 | 2.3475e-08 | 0.00097009 | 2.3475e-08
[35 empty] | 7.3.3.17.6 Updates to grid topology to minimize risk of ignition in HFTDs Butte County Rebuild | WLDFR | HFTD - Distribution - Tier 2 - 4QU CoRE ¦ 2QU LoRE | 2029 | 0.58201 | 0 | 0 | 0 | 0 |  |  |  |  | 0 | 0 | 0 | 0 | 0 |  | 0 | 0 | 0 | Column23: 0; Column24: 0; Column25: 0; Column26: 0; Column27: 0; Column28: 0; Column29: 0.00072232; Column30: 0.02744; Column31: 0; Column32: 0.02744; Column33: 0.01597 | WLDFR | HFTD - Distribution - Tier 3 - 4QU CoRE ¦ 1QU LoRE | Red Flag Warning - Large Fires | 2056 | 3.6692e-08 | 3.6692e-08 | 7.8503 | 0.92702 | 4.3664 | 2.5569 | 0 | 0 | 3.7823e-05 | 2.8804e-07 | 0 | 2.8804e-07 | 2.8804e-07 | 0 | 2.8804e-07 | 0 | 1.114e-06 | 2.442e-06 | 0 | 2.442e-06 | [17 empty] | 7.3.3.17.5 (Remote Grid) Updates to grid topology to minimize risk of ignition in HFTDs Remote GridWLDFRContaminationAggregated | WLDFR | HFTD - Distribution - Tier 2 - 3QU CoRE ¦ 1QU LoRE | Non-Red Flag Warning - Small Fires | Contamination | Aggregated | 2056 | 2.4198e-05 | 489.6273 | 0.011848 | 2056 | Mitigation | 0.95 | 45 | 0 | esc | 0.00097009 | 2.3475e-08 | 0.00097009 | 2.3475e-08
[35 empty] | 7.3.3.17.6 Updates to grid topology to minimize risk of ignition in HFTDs Butte County Rebuild | WLDFR | HFTD - Distribution - Tier 2 - 4QU CoRE ¦ 2QU LoRE | 2030 | 0.54393 | 0 | 0 | 0 | 0 |  |  |  |  | 0 | 0 | 0 | 0 | 0 |  | 0 | 0 | 0 | Column23: 0; Column24: 0; Column25: 0; Column26: 0; Column27: 0; Column28: 0; Column29: 0.00072232; Column30: 0.02744; Column31: 0; Column32: 0.02744; Column33: 0.014925 | WLDFR | HFTD - Distribution - Tier 3 - 4QU CoRE ¦ 1QU LoRE | Red Flag Warning - Large Fires | 2057 | 3.6692e-08 | 3.6692e-08 | 7.8503 | 0.92702 | 4.3664 | 2.5569 | 0 | 0 | 3.7823e-05 | 2.8804e-07 | 0 | 2.8804e-07 | 2.8804e-07 | 0 | 2.8804e-07 | 0 | 1.1853e-06 | 2.5982e-06 | 0 | 2.5982e-06 | [17 empty] | 7.3.3.17.5 (Remote Grid) Updates to grid topology to minimize risk of ignition in HFTDs Remote GridWLDFRContaminationAggregated | WLDFR | HFTD - Distribution - Tier 2 - 3QU CoRE ¦ 1QU LoRE | Non-Red Flag Warning - Small Fires | Contamination | Aggregated | 2057 | 2.4198e-05 | 489.6273 | 0.011848 | 2057 | Mitigation | 0.95 | 45 | 0 | esc | 0.00097009 | 2.3475e-08 | 0.00097009 | 2.3475e-08
[35 empty] | 7.3.3.17.6 Updates to grid topology to minimize risk of ignition in HFTDs Butte County Rebuild | WLDFR | HFTD - Distribution - Tier 2 - 4QU CoRE ¦ 2QU LoRE | 2031 | 0.50835 | 0 | 0 | 0 | 0 |  |  |  |  | 0 | 0 | 0 | 0 | 0 |  | 0 | 0 | 0 | Column23: 0; Column24: 0; Column25: 0; Column26: 0; Column27: 0; Column28: 0; Column29: 0.00072232; Column30: 0.02744; Column31: 0; Column32: 0.02744; Column33: 0.013949 | WLDFR | HFTD - Distribution - Tier 3 - 4QU CoRE ¦ 1QU LoRE | Red Flag Warning - Large Fires | 2058 | 3.6692e-08 | 3.6692e-08 | 8.3524 | 0.96727 | 4.6367 | 2.7484 | 0 | 0 | 3.7823e-05 | 3.0646e-07 | 0 | 3.0646e-07 | 3.0646e-07 | 0 | 3.0646e-07 | 0 | 1.1853e-06 | 2.5982e-06 | 0 | 2.5982e-06 | [17 empty] | 7.3.3.17.5 (Remote Grid) Updates to grid topology to minimize risk of ignition in HFTDs Remote GridWLDFRContaminationAggregated | WLDFR | HFTD - Distribution - Tier 2 - 3QU CoRE ¦ 1QU LoRE | Non-Red Flag Warning - Small Fires | Contamination | Aggregated | 2058 | 2.4198e-05 | 489.6273 | 0.011848 | 2058 | Mitigation | 0.95 | 45 | 0 | esc | 0.00097009 | 2.3475e-08 | 0.00097009 | 2.3475e-08
[35 empty] | 7.3.3.17.6 Updates to grid topology to minimize risk of ignition in HFTDs Butte County Rebuild | WLDFR | HFTD - Distribution - Tier 2 - 4QU CoRE ¦ 2QU LoRE | 2032 | 0.47509 | 0 | 0 | 0 | 0 |  |  |  |  | 0 | 0 | 0 | 0 | 0 |  | 0 | 0 | 0 | Column23: 0; Column24: 0; Column25: 0; Column26: 0; Column27: 0; Column28: 0; Column29: 0.00072232; Column30: 0.02744; Column31: 0; Column32: 0.02744; Column33: 0.013036 | WLDFR | HFTD - Distribution - Tier 3 - 4QU CoRE ¦ 1QU LoRE | Red Flag Warning - Large Fires | 2059 | 3.6692e-08 | 3.6692e-08 | 8.3524 | 0.96727 | 4.6367 | 2.7484 | 0 | 0 | 3.7823e-05 | 3.0646e-07 | 0 | 3.0646e-07 | 3.0646e-07 | 0 | 3.0646e-07 | 0 | 1.1853e-06 | 2.5982e-06 | 0 | 2.5982e-06 | [17 empty] | 7.3.3.17.5 (Remote Grid) Updates to grid topology to minimize risk of ignition in HFTDs Remote GridWLDFRContaminationAggregated | WLDFR | HFTD - Distribution - Tier 2 - 3QU CoRE ¦ 1QU LoRE | Non-Red Flag Warning - Small Fires | Contamination | Aggregated | 2059 | 2.4198e-05 | 489.6273 | 0.011848 | 2059 | Mitigation | 0.95 | 45 | 0 | esc | 0.00097009 | 2.3475e-08 | 0.00097009 | 2.3475e-08
[35 empty] | 7.3.3.17.6 Updates to grid topology to minimize risk of ignition in HFTDs Butte County Rebuild | WLDFR | HFTD - Distribution - Tier 2 - 4QU CoRE ¦ 2QU LoRE | 2033 | 0.44401 | 0 | 0 | 0 | 0 |  |  |  |  | 0 | 0 | 0 | 0 | 0 |  | 0 | 0 | 0 | Column23: 0; Column24: 0; Column25: 0; Column26: 0; Column27: 0; Column28: 0; Column29: 0.00072232; Column30: 0.02874; Column31: 0; Column32: 0.02874; Column33: 0.012761 | WLDFR | HFTD - Distribution - Tier 3 - 4QU CoRE ¦ 1QU LoRE | Red Flag Warning - Large Fires | 2060 | 3.6692e-08 | 3.6692e-08 | 8.3524 | 0.96727 | 4.6367 | 2.7484 | 0 | 0 | 3.7823e-05 | 3.0646e-07 | 0 | 3.0646e-07 | 3.0646e-07 | 0 | 3.0646e-07 | 0 | 1.1853e-06 | 2.5982e-06 | 0 | 2.5982e-06 | [17 empty] | 7.3.3.17.5 (Remote Grid) Updates to grid topology to minimize risk of ignition in HFTDs Remote GridWLDFRContaminationAggregated | WLDFR | HFTD - Distribution - Tier 2 - 3QU CoRE ¦ 1QU LoRE | Non-Red Flag Warning - Small Fires | Contamination | Aggregated | 2060 | 2.4198e-05 | 489.6273 | 0.011848 | 2060 | Mitigation | 0.95 | 45 | 0 | esc | 0.00097009 | 2.3475e-08 | 0.00097009 | 2.3475e-08
[35 empty] | 7.3.3.17.6 Updates to grid topology to minimize risk of ignition in HFTDs Butte County Rebuild | WLDFR | HFTD - Distribution - Tier 2 - 4QU CoRE ¦ 2QU LoRE | 2034 | 0.41496 | 0 | 0 | 0 | 0 |  |  |  |  | 0 | 0 | 0 | 0 | 0 |  | 0 | 0 | 0 | Column23: 0; Column24: 0; Column25: 0; Column26: 0; Column27: 0; Column28: 0; Column29: 0.00072232; Column30: 0.02874; Column31: 0; Column32: 0.02874; Column33: 0.011926 | WLDFR | HFTD - Distribution - Tier 3 - 4QU CoRE ¦ 1QU LoRE | Red Flag Warning - Large Fires | 2061 | 3.6692e-08 | 3.6692e-08 | 8.3524 | 0.96727 | 4.6367 | 2.7484 | 0 | 0 | 3.7823e-05 | 3.0646e-07 | 0 | 3.0646e-07 | 3.0646e-07 | 0 | 3.0646e-07 | 0 | 1.1853e-06 | 2.5982e-06 | 0 | 2.5982e-06 | [17 empty] | 7.3.3.17.5 (Remote Grid) Updates to grid topology to minimize risk of ignition in HFTDs Remote GridWLDFRContaminationAggregated | WLDFR | HFTD - Distribution - Tier 2 - 3QU CoRE ¦ 1QU LoRE | Non-Red Flag Warning - Small Fires | Contamination | Aggregated | 2061 | 2.4198e-05 | 489.6273 | 0.011848 | 2061 | Mitigation | 0.95 | 45 | 0 | esc | 0.00097009 | 2.3475e-08 | 0.00097009 | 2.3475e-08
[35 empty] | 7.3.3.17.6 Updates to grid topology to minimize risk of ignition in HFTDs Butte County Rebuild | WLDFR | HFTD - Distribution - Tier 2 - 4QU CoRE ¦ 2QU LoRE | 2035 | 0.38782 | 0 | 0 | 0 | 0 |  |  |  |  | 0 | 0 | 0 | 0 | 0 |  | 0 | 0 | 0 | Column23: 0; Column24: 0; Column25: 0; Column26: 0; Column27: 0; Column28: 0; Column29: 0.00072232; Column30: 0.02874; Column31: 0; Column32: 0.02874; Column33: 0.011146 | WLDFR | HFTD - Distribution - Tier 3 - 4QU CoRE ¦ 1QU LoRE | Red Flag Warning - Large Fires | 2062 | 3.6692e-08 | 3.6692e-08 | 8.3524 | 0.96727 | 4.6367 | 2.7484 | 0 | 0 | 3.7823e-05 | 3.0646e-07 | 0 | 3.0646e-07 | 3.0646e-07 | 0 | 3.0646e-07 | 0 | 1.259e-06 | 2.7598e-06 | 0 | 2.7598e-06 | [17 empty] | 7.3.3.17.5 (Remote Grid) Updates to grid topology to minimize risk of ignition in HFTDs Remote GridWLDFRContaminationAggregated | WLDFR | HFTD - Distribution - Tier 2 - 3QU CoRE ¦ 1QU LoRE | Non-Red Flag Warning - Small Fires | Contamination | Aggregated | 2062 | 2.4198e-05 | 489.6273 | 0.011848 | 2062 | Mitigation | 0.95 | 45 | 0 | esc | 0.00097009 | 2.3475e-08 | 0.00097009 | 2.3475e-08
[35 empty] | 7.3.3.17.6 Updates to grid topology to minimize risk of ignition in HFTDs Butte County Rebuild | WLDFR | HFTD - Distribution - Tier 2 - 4QU CoRE ¦ 2QU LoRE | 2036 | 0.36245 | 0 | 0 | 0 | 0 |  |  |  |  | 0 | 0 | 0 | 0 | 0 |  | 0 | 0 | 0 | Column23: 0; Column24: 0; Column25: 0; Column26: 0; Column27: 0; Column28: 0; Column29: 0.00072232; Column30: 0.02874; Column31: 0; Column32: 0.02874; Column33: 0.010417 | WLDFR | HFTD - Distribution - Tier 3 - 4QU CoRE ¦ 1QU LoRE | Red Flag Warning - Large Fires | 2063 | 3.6692e-08 | 3.6692e-08 | 8.872 | 1.0079 | 4.9153 | 2.9488 | 0 | 0 | 3.7823e-05 | 3.2553e-07 | 0 | 3.2553e-07 | 3.2553e-07 | 0 | 3.2553e-07 | 0 | 1.259e-06 | 2.7598e-06 | 0 | 2.7598e-06 | [17 empty] | 7.3.3.17.5 (Remote Grid) Updates to grid topology to minimize risk of ignition in HFTDs Remote GridWLDFRContaminationAggregated | WLDFR | HFTD - Distribution - Tier 2 - 3QU CoRE ¦ 1QU LoRE | Non-Red Flag Warning - Small Fires | Contamination | Aggregated | 2063 | 2.4198e-05 | 489.6273 | 0.011848 | 2063 | Mitigation | 0.95 | 45 | 0 | esc | 0.00097009 | 2.3475e-08 | 0.00097009 | 2.3475e-08
[35 empty] | 7.3.3.17.6 Updates to grid topology to minimize risk of ignition in HFTDs Butte County Rebuild | WLDFR | HFTD - Distribution - Tier 2 - 4QU CoRE ¦ 2QU LoRE | 2037 | 0.33873 | 0 | 0 | 0 | 0 |  |  |  |  | 0 | 0 | 0 | 0 | 0 |  | 0 | 0 | 0 | Column23: 0; Column24: 0; Column25: 0; Column26: 0; Column27: 0; Column28: 0; Column29: 0.00072232; Column30: 0.02874; Column31: 0; Column32: 0.02874; Column33: 0.0097351 | WLDFR | HFTD - Distribution - Tier 3 - 4QU CoRE ¦ 1QU LoRE | Red Flag Warning - Large Fires | 2064 | 3.6692e-08 | 3.6692e-08 | 8.872 | 1.0079 | 4.9153 | 2.9488 | 0 | 0 | 3.7823e-05 | 3.2553e-07 | 0 | 3.2553e-07 | 3.2553e-07 | 0 | 3.2553e-07 | 0 | 1.259e-06 | 2.7598e-06 | 0 | 2.7598e-06 | [17 empty] | 7.3.3.17.5 (Remote Grid) Updates to grid topology to minimize risk of ignition in HFTDs Remote GridWLDFRContaminationAggregated | WLDFR | HFTD - Distribution - Tier 2 - 3QU CoRE ¦ 1QU LoRE | Non-Red Flag Warning - Small Fires | Contamination | Aggregated | 2064 | 2.4198e-05 | 489.6273 | 0.011848 | 2064 | Mitigation | 0.95 | 45 | 0 | esc | 0.00097009 | 2.3475e-08 | 0.00097009 | 2.3475e-08
[35 empty] | 7.3.3.17.6 Updates to grid topology to minimize risk of ignition in HFTDs Butte County Rebuild | WLDFR | HFTD - Distribution - Tier 2 - 4QU CoRE ¦ 2QU LoRE | 2038 | 0.31657 | 0 | 0 | 0 | 0 |  |  |  |  | 0 | 0 | 0 | 0 | 0 |  | 0 | 0 | 0 | Column23: 0; Column24: 0; Column25: 0; Column26: 0; Column27: 0; Column28: 0; Column29: 0.00072232; Column30: 0.030151; Column31: 0; Column32: 0.030151; Column33: 0.009545 | WLDFR | HFTD - Distribution - Tier 3 - 4QU CoRE ¦ 1QU LoRE | Red Flag Warning - Large Fires | 2065 | 3.6692e-08 | 3.6692e-08 | 8.872 | 1.0079 | 4.9153 | 2.9488 | 0 | 0 | 3.7823e-05 | 3.2553e-07 | 0 | 3.2553e-07 | 3.2553e-07 | 0 | 3.2553e-07 | 0 | 1.259e-06 | 2.7598e-06 | 0 | 2.7598e-06 | [17 empty] | 7.3.3.17.5 (Remote Grid) Updates to grid topology to minimize risk of ignition in HFTDs Remote GridWLDFRContaminationAggregated | WLDFR | HFTD - Distribution - Tier 2 - 3QU CoRE ¦ 1QU LoRE | Non-Red Flag Warning - Small Fires | Contamination | Aggregated | 2065 | 2.4198e-05 | 489.6273 | 0.011848 | 2065 | Mitigation | 0.95 | 45 | 0 | esc | 0.00097009 | 2.3475e-08 | 0.00097009 | 2.3475e-08
[35 empty] | 7.3.3.17.6 Updates to grid topology to minimize risk of ignition in HFTDs Butte County Rebuild | WLDFR | HFTD - Distribution - Tier 2 - 4QU CoRE ¦ 2QU LoRE | 2039 | 0.29586 | 0 | 0 | 0 | 0 |  |  |  |  | 0 | 0 | 0 | 0 | 0 |  | 0 | 0 | 0 | Column23: 0; Column24: 0; Column25: 0; Column26: 0; Column27: 0; Column28: 0; Column29: 0.00072232; Column30: 0.030151; Column31: 0; Column32: 0.030151; Column33: 0.0089206 | WLDFR | HFTD - Distribution - Tier 3 - 4QU CoRE ¦ 1QU LoRE | Red Flag Warning - Large Fires | 2066 | 3.6692e-08 | 3.6692e-08 | 8.872 | 1.0079 | 4.9153 | 2.9488 | 0 | 0 | 3.7823e-05 | 3.2553e-07 | 0 | 3.2553e-07 | 3.2553e-07 | 0 | 3.2553e-07 | 0 | 1.259e-06 | 2.7598e-06 | 0 | 2.7598e-06 | [17 empty] | 7.3.3.17.5 (Remote Grid) Updates to grid topology to minimize risk of ignition in HFTDs Remote GridWLDFRContaminationAggregated | WLDFR | HFTD - Distribution - Tier 2 - 3QU CoRE ¦ 1QU LoRE | Non-Red Flag Warning - Small Fires | Contamination | Aggregated | 2066 | 2.4198e-05 | 489.6273 | 0.011848 | 2066 | Mitigation | 0.95 | 45 | 0 | esc | 0.00097009 | 2.3475e-08 | 0.00097009 | 2.3475e-08
[35 empty] | 7.3.3.17.6 Updates to grid topology to minimize risk of ignition in HFTDs Butte County Rebuild | WLDFR | HFTD - Distribution - Tier 2 - 4QU CoRE ¦ 2QU LoRE | 2040 | 0.27651 | 0 | 0 | 0 | 0 |  |  |  |  | 0 | 0 | 0 | 0 | 0 |  | 0 | 0 | 0 | Column23: 0; Column24: 0; Column25: 0; Column26: 0; Column27: 0; Column28: 0; Column29: 0.00072232; Column30: 0.030151; Column31: 0; Column32: 0.030151; Column33: 0.008337 | WLDFR | HFTD - Distribution - Tier 3 - 4QU CoRE ¦ 1QU LoRE | Red Flag Warning - Large Fires | 2067 | 0 | 3.6692e-08 | 8.872 | 1.0079 | 4.9153 | 2.9488 | 0 | 0 | 3.7823e-05 | 0 | 0 | 0 | 3.2553e-07 | 0 | 3.2553e-07 | 0 | 1.3344e-06 | 2.9251e-06 | 0 | 2.9251e-06 | [17 empty] | 7.3.3.17.5 (Remote Grid) Updates to grid topology to minimize risk of ignition in HFTDs Remote GridWLDFRContaminationAggregated | WLDFR | HFTD - Distribution - Tier 2 - 3QU CoRE ¦ 1QU LoRE | Non-Red Flag Warning - Small Fires | Contamination | Aggregated | 2067 | 2.4198e-05 | 489.6273 | 0.011848 | 2067 | Mitigation | 0.95 | 45 | 0 | esc | 0 | 0 | 0.00097009 | 2.3475e-08
[35 empty] | 7.3.3.17.6 Updates to grid topology to minimize risk of ignition in HFTDs Butte County Rebuild | WLDFR | HFTD - Distribution - Tier 2 - 4QU CoRE ¦ 2QU LoRE | 2041 | 0.25842 | 0 | 0 | 0 | 0 |  |  |  |  | 0 | 0 | 0 | 0 | 0 |  | 0 | 0 | 0 | Column23: 0; Column24: 0; Column25: 0; Column26: 0; Column27: 0; Column28: 0; Column29: 0.00072232; Column30: 0.030151; Column31: 0; Column32: 0.030151; Column33: 0.0077916 | WLDFR | HFTD - Distribution - Tier 3 - 4QU CoRE ¦ 1QU LoRE | Red Flag Warning - Small Fires | 2022 | 1.0506e-06 | 0 | 0.077901 | 0.036425 | 0.0015809 | 0.039895 | 0 | 0 | 0.0011019 | 8.1844e-08 | 0 | 8.1844e-08 | 0 | 0 | 0 | 0 | 1.3344e-06 | 2.9251e-06 | 0 | 2.9251e-06 | [17 empty] | 7.3.3.17.5 (Remote Grid) Updates to grid topology to minimize risk of ignition in HFTDs Remote GridWLDFREquipment / facility failureAggregated | WLDFR | HFTD - Distribution - Tier 2 - 3QU CoRE ¦ 1QU LoRE | Non-Red Flag Warning - Small Fires | Equipment / facility failure | Aggregated | 2022 | 0.0016915 | 489.6273 | 0.82821 | 2022 | Mitigation | 0.95 | 45 | 0 | esc | 0.00097009 | 1.6409e-06 | 0 | 0
[35 empty] | 7.3.3.17.6 Updates to grid topology to minimize risk of ignition in HFTDs Butte County Rebuild | WLDFR | HFTD - Distribution - Tier 2 - 4QU CoRE ¦ 2QU LoRE | 2042 | 0.24151 | 0 | 0 | 0 | 0 |  |  |  |  | 0 | 0 | 0 | 0 | 0 |  | 0 | 0 | 0 | Column23: 0; Column24: 0; Column25: 0; Column26: 0; Column27: 0; Column28: 0; Column29: 0.00072232; Column30: 0.030151; Column31: 0; Column32: 0.030151; Column33: 0.0072819 | WLDFR | HFTD - Distribution - Tier 3 - 4QU CoRE ¦ 1QU LoRE | Red Flag Warning - Small Fires | 2023 | 1.0506e-06 | 1.0506e-06 | 0.080408 | 0.03759 | 0.0016314 | 0.041187 | 0 | 0 | 0.0011019 | 8.4478e-08 | 0 | 8.4478e-08 | 8.4478e-08 | 0 | 8.4478e-08 | 0 | 1.3344e-06 | 2.9251e-06 | 0 | 2.9251e-06 | [17 empty] | 7.3.3.17.5 (Remote Grid) Updates to grid topology to minimize risk of ignition in HFTDs Remote GridWLDFREquipment / facility failureAggregated | WLDFR | HFTD - Distribution - Tier 2 - 3QU CoRE ¦ 1QU LoRE | Non-Red Flag Warning - Small Fires | Equipment / facility failure | Aggregated | 2023 | 0.0016915 | 489.6273 | 0.82821 | 2023 | Mitigation | 0.95 | 45 | 0 | esc | 0.00097009 | 1.6409e-06 | 0.00097009 | 1.6409e-06
[35 empty] | 7.3.3.17.6 Updates to grid topology to minimize risk of ignition in HFTDs Butte County Rebuild | WLDFR | HFTD - Distribution - Tier 2 - 4QU CoRE ¦ 2QU LoRE | 2043 | 0.22571 | 0 | 0 | 0 | 0 |  |  |  |  | 0 | 0 | 0 | 0 | 0 |  | 0 | 0 | 0 | Column23: 0; Column24: 0; Column25: 0; Column26: 0; Column27: 0; Column28: 0; Column29: 0.00072232; Column30: 0.031654; Column31: 0; Column32: 0.031654; Column33: 0.0071448 | WLDFR | HFTD - Distribution - Tier 3 - 4QU CoRE ¦ 1QU LoRE | Red Flag Warning - Small Fires | 2024 | 1.0506e-06 | 1.0506e-06 | 0.080408 | 0.03759 | 0.0016314 | 0.041187 | 0 | 0 | 0.0011019 | 8.4478e-08 | 0 | 8.4478e-08 | 8.4478e-08 | 0 | 8.4478e-08 | 0 | 0 | 2.9251e-06 | 0 | 2.9251e-06 | [17 empty] | 7.3.3.17.5 (Remote Grid) Updates to grid topology to minimize risk of ignition in HFTDs Remote GridWLDFREquipment / facility failureAggregated | WLDFR | HFTD - Distribution - Tier 2 - 3QU CoRE ¦ 1QU LoRE | Non-Red Flag Warning - Small Fires | Equipment / facility failure | Aggregated | 2024 | 0.0016915 | 489.6273 | 0.82821 | 2024 | Mitigation | 0.95 | 45 | 0 | esc | 0.00097009 | 1.6409e-06 | 0.00097009 | 1.6409e-06
[35 empty] | 7.3.3.17.6 Updates to grid topology to minimize risk of ignition in HFTDs Butte County Rebuild | WLDFR | HFTD - Distribution - Tier 2 - 4QU CoRE ¦ 2QU LoRE | 2044 | 0.21095 | 0 | 0 | 0 | 0 |  |  |  |  | 0 | 0 | 0 | 0 | 0 |  | 0 | 0 | 0 | Column23: 0; Column24: 0; Column25: 0; Column26: 0; Column27: 0; Column28: 0; Column29: 0.00072232; Column30: 0.031654; Column31: 0; Column32: 0.031654; Column33: 0.0066774 | WLDFR | HFTD - Distribution - Tier 3 - 4QU CoRE ¦ 1QU LoRE | Red Flag Warning - Small Fires | 2025 | 1.0506e-06 | 1.0506e-06 | 0.080408 | 0.03759 | 0.0016314 | 0.041187 | 0 | 0 | 0.0011019 | 8.4478e-08 | 0 | 8.4478e-08 | 8.4478e-08 | 0 | 8.4478e-08 | 0 | 0 | 0 | 0 | 0 | [17 empty] | 7.3.3.17.5 (Remote Grid) Updates to grid topology to minimize risk of ignition in HFTDs Remote GridWLDFREquipment / facility failureAggregated | WLDFR | HFTD - Distribution - Tier 2 - 3QU CoRE ¦ 1QU LoRE | Non-Red Flag Warning - Small Fires | Equipment / facility failure | Aggregated | 2025 | 0.0016915 | 489.6273 | 0.82821 | 2025 | Mitigation | 0.95 | 45 | 0 | esc | 0.00097009 | 1.6409e-06 | 0.00097009 | 1.6409e-06
[35 empty] | 7.3.3.17.6 Updates to grid topology to minimize risk of ignition in HFTDs Butte County Rebuild | WLDFR | HFTD - Distribution - Tier 2 - 4QU CoRE ¦ 2QU LoRE | 2045 | 0.19715 | 0 | 0 | 0 | 0 |  |  |  |  | 0 | 0 | 0 | 0 | 0 |  | 0 | 0 | 0 | Column23: 0; Column24: 0; Column25: 0; Column26: 0; Column27: 0; Column28: 0; Column29: 0.00072232; Column30: 0.031654; Column31: 0; Column32: 0.031654; Column33: 0.0062405 | WLDFR | HFTD - Distribution - Tier 3 - 4QU CoRE ¦ 1QU LoRE | Red Flag Warning - Small Fires | 2026 | 1.0506e-06 | 1.0506e-06 | 0.080408 | 0.03759 | 0.0016314 | 0.041187 | 0 | 0 | 0.0011019 | 8.4478e-08 | 0 | 8.4478e-08 | 8.4478e-08 | 0 | 8.4478e-08 | 0 | 2.6433e-07 | 0 | 0 | 0 | [17 empty] | 7.3.3.17.5 (Remote Grid) Updates to grid topology to minimize risk of ignition in HFTDs Remote GridWLDFREquipment / facility failureAggregated | WLDFR | HFTD - Distribution - Tier 2 - 3QU CoRE ¦ 1QU LoRE | Non-Red Flag Warning - Small Fires | Equipment / facility failure | Aggregated | 2026 | 0.0016915 | 489.6273 | 0.82821 | 2026 | Mitigation | 0.95 | 45 | 0 | esc | 0.00097009 | 1.6409e-06 | 0.00097009 | 1.6409e-06
[35 empty] | 7.3.3.17.6 Updates to grid topology to minimize risk of ignition in HFTDs Butte County Rebuild | WLDFR | HFTD - Distribution - Tier 2 - 4QU CoRE ¦ 2QU LoRE | 2046 | 0.18425 | 0 | 0 | 0 | 0 |  |  |  |  | 0 | 0 | 0 | 0 | 0 |  | 0 | 0 | 0 | Column23: 0; Column24: 0; Column25: 0; Column26: 0; Column27: 0; Column28: 0; Column29: 0.00072232; Column30: 0.031654; Column31: 0; Column32: 0.031654; Column33: 0.0058323 | WLDFR | HFTD - Distribution - Tier 3 - 4QU CoRE ¦ 1QU LoRE | Red Flag Warning - Small Fires | 2027 | 1.0506e-06 | 1.0506e-06 | 0.080408 | 0.03759 | 0.0016314 | 0.041187 | 0 | 0 | 0.0011019 | 8.4478e-08 | 0 | 8.4478e-08 | 8.4478e-08 | 0 | 8.4478e-08 | 0 | 2.7283e-07 | 5.9806e-07 | 0 | 5.9806e-07 | [17 empty] | 7.3.3.17.5 (Remote Grid) Updates to grid topology to minimize risk of ignition in HFTDs Remote GridWLDFREquipment / facility failureAggregated | WLDFR | HFTD - Distribution - Tier 2 - 3QU CoRE ¦ 1QU LoRE | Non-Red Flag Warning - Small Fires | Equipment / facility failure | Aggregated | 2027 | 0.0016915 | 489.6273 | 0.82821 | 2027 | Mitigation | 0.95 | 45 | 0 | esc | 0.00097009 | 1.6409e-06 | 0.00097009 | 1.6409e-06
[35 empty] | 7.3.3.17.6 Updates to grid topology to minimize risk of ignition in HFTDs Butte County Rebuild | WLDFR | HFTD - Distribution - Tier 2 - 4QU CoRE ¦ 2QU LoRE | 2047 | 0.1722 | 0 | 0 | 0 | 0 |  |  |  |  | 0 | 0 | 0 | 0 | 0 |  | 0 | 0 | 0 | Column23: 0; Column24: 0; Column25: 0; Column26: 0; Column27: 0; Column28: 0; Column29: 0.00072232; Column30: 0.031654; Column31: 0; Column32: 0.031654; Column33: 0.0054507 | WLDFR | HFTD - Distribution - Tier 3 - 4QU CoRE ¦ 1QU LoRE | Red Flag Warning - Small Fires | 2028 | 1.0506e-06 | 1.0506e-06 | 0.083606 | 0.039055 | 0.001695 | 0.042856 | 0 | 0 | 0.0011019 | 8.7838e-08 | 0 | 8.7838e-08 | 8.7838e-08 | 0 | 8.7838e-08 | 0 | 2.7283e-07 | 5.9806e-07 | 0 | 5.9806e-07 | [17 empty] | 7.3.3.17.5 (Remote Grid) Updates to grid topology to minimize risk of ignition in HFTDs Remote GridWLDFREquipment / facility failureAggregated | WLDFR | HFTD - Distribution - Tier 2 - 3QU CoRE ¦ 1QU LoRE | Non-Red Flag Warning - Small Fires | Equipment / facility failure | Aggregated | 2028 | 0.0016915 | 489.6273 | 0.82821 | 2028 | Mitigation | 0.95 | 45 | 0 | esc | 0.00097009 | 1.6409e-06 | 0.00097009 | 1.6409e-06
[35 empty] | 7.3.3.17.6 Updates to grid topology to minimize risk of ignition in HFTDs Butte County Rebuild | WLDFR | HFTD - Distribution - Tier 2 - 4QU CoRE ¦ 2QU LoRE | 2048 | 0.16093 | 0 | 0 | 0 | 0 |  |  |  |  | 0 | 0 | 0 | 0 | 0 |  | 0 | 0 | 0 | Column23: 0; Column24: 0; Column25: 0; Column26: 0; Column27: 0; Column28: 0; Column29: 0.00072232; Column30: 0.03323; Column31: 0; Column32: 0.03323; Column33: 0.0053478 | WLDFR | HFTD - Distribution - Tier 3 - 4QU CoRE ¦ 1QU LoRE | Red Flag Warning - Small Fires | 2029 | 1.0506e-06 | 1.0506e-06 | 0.083606 | 0.039055 | 0.001695 | 0.042856 | 0 | 0 | 0.0011019 | 8.7838e-08 | 0 | 8.7838e-08 | 8.7838e-08 | 0 | 8.7838e-08 | 0 | 2.7283e-07 | 5.9806e-07 | 0 | 5.9806e-07 | [17 empty] | 7.3.3.17.5 (Remote Grid) Updates to grid topology to minimize risk of ignition in HFTDs Remote GridWLDFREquipment / facility failureAggregated | WLDFR | HFTD - Distribution - Tier 2 - 3QU CoRE ¦ 1QU LoRE | Non-Red Flag Warning - Small Fires | Equipment / facility failure | Aggregated | 2029 | 0.0016915 | 489.6273 | 0.82821 | 2029 | Mitigation | 0.95 | 45 | 0 | esc | 0.00097009 | 1.6409e-06 | 0.00097009 | 1.6409e-06
[35 empty] | 7.3.3.17.6 Updates to grid topology to minimize risk of ignition in HFTDs Butte County Rebuild | WLDFR | HFTD - Distribution - Tier 2 - 4QU CoRE ¦ 2QU LoRE | 2049 | 0.1504 | 0 | 0 | 0 | 0 |  |  |  |  | 0 | 0 | 0 | 0 | 0 |  | 0 | 0 | 0 | Column23: 0; Column24: 0; Column25: 0; Column26: 0; Column27: 0; Column28: 0; Column29: 0.00072232; Column30: 0.03323; Column31: 0; Column32: 0.03323; Column33: 0.0049979 | WLDFR | HFTD - Distribution - Tier 3 - 4QU CoRE ¦ 1QU LoRE | Red Flag Warning - Small Fires | 2030 | 1.0506e-06 | 1.0506e-06 | 0.083606 | 0.039055 | 0.001695 | 0.042856 | 0 | 0 | 0.0011019 | 8.7838e-08 | 0 | 8.7838e-08 | 8.7838e-08 | 0 | 8.7838e-08 | 0 | 2.7283e-07 | 5.9806e-07 | 0 | 5.9806e-07 | [17 empty] | 7.3.3.17.5 (Remote Grid) Updates to grid topology to minimize risk of ignition in HFTDs Remote GridWLDFREquipment / facility failureAggregated | WLDFR | HFTD - Distribution - Tier 2 - 3QU CoRE ¦ 1QU LoRE | Non-Red Flag Warning - Small Fires | Equipment / facility failure | Aggregated | 2030 | 0.0016915 | 489.6273 | 0.82821 | 2030 | Mitigation | 0.95 | 45 | 0 | esc | 0.00097009 | 1.6409e-06 | 0.00097009 | 1.6409e-06
[35 empty] | 7.3.3.17.6 Updates to grid topology to minimize risk of ignition in HFTDs Butte County Rebuild | WLDFR | HFTD - Distribution - Tier 2 - 4QU CoRE ¦ 2QU LoRE | 2050 | 0.14056 | 0 | 0 | 0 | 0 |  |  |  |  | 0 | 0 | 0 | 0 | 0 |  | 0 | 0 | 0 | Column23: 0; Column24: 0; Column25: 0; Column26: 0; Column27: 0; Column28: 0; Column29: 0.00072232; Column30: 0.03323; Column31: 0; Column32: 0.03323; Column33: 0.0046709 | WLDFR | HFTD - Distribution - Tier 3 - 4QU CoRE ¦ 1QU LoRE | Red Flag Warning - Small Fires | 2031 | 1.0506e-06 | 1.0506e-06 | 0.083606 | 0.039055 | 0.001695 | 0.042856 | 0 | 0 | 0.0011019 | 8.7838e-08 | 0 | 8.7838e-08 | 8.7838e-08 | 0 | 8.7838e-08 | 0 | 2.7283e-07 | 5.9806e-07 | 0 | 5.9806e-07 | [17 empty] | 7.3.3.17.5 (Remote Grid) Updates to grid topology to minimize risk of ignition in HFTDs Remote GridWLDFREquipment / facility failureAggregated | WLDFR | HFTD - Distribution - Tier 2 - 3QU CoRE ¦ 1QU LoRE | Non-Red Flag Warning - Small Fires | Equipment / facility failure | Aggregated | 2031 | 0.0016915 | 489.6273 | 0.82821 | 2031 | Mitigation | 0.95 | 45 | 0 | esc | 0.00097009 | 1.6409e-06 | 0.00097009 | 1.6409e-06
[35 empty] | 7.3.3.17.6 Updates to grid topology to minimize risk of ignition in HFTDs Butte County Rebuild | WLDFR | HFTD - Distribution - Tier 2 - 4QU CoRE ¦ 2QU LoRE | 2051 | 0.13137 | 0 | 0 | 0 | 0 |  |  |  |  | 0 | 0 | 0 | 0 | 0 |  | 0 | 0 | 0 | Column23: 0; Column24: 0; Column25: 0; Column26: 0; Column27: 0; Column28: 0; Column29: 0.00072232; Column30: 0.03323; Column31: 0; Column32: 0.03323; Column33: 0.0043654 | WLDFR | HFTD - Distribution - Tier 3 - 4QU CoRE ¦ 1QU LoRE | Red Flag Warning - Small Fires | 2032 | 1.0506e-06 | 1.0506e-06 | 0.083606 | 0.039055 | 0.001695 | 0.042856 | 0 | 0 | 0.0011019 | 8.7838e-08 | 0 | 8.7838e-08 | 8.7838e-08 | 0 | 8.7838e-08 | 0 | 2.8369e-07 | 6.2185e-07 | 0 | 6.2185e-07 | [17 empty] | 7.3.3.17.5 (Remote Grid) Updates to grid topology to minimize risk of ignition in HFTDs Remote GridWLDFREquipment / facility failureAggregated | WLDFR | HFTD - Distribution - Tier 2 - 3QU CoRE ¦ 1QU LoRE | Non-Red Flag Warning - Small Fires | Equipment / facility failure | Aggregated | 2032 | 0.0016915 | 489.6273 | 0.82821 | 2032 | Mitigation | 0.95 | 45 | 0 | esc | 0.00097009 | 1.6409e-06 | 0.00097009 | 1.6409e-06
[35 empty] | 7.3.3.17.6 Updates to grid topology to minimize risk of ignition in HFTDs Butte County Rebuild | WLDFR | HFTD - Distribution - Tier 2 - 4QU CoRE ¦ 2QU LoRE | 2052 | 0.12277 | 0 | 0 | 0 | 0 |  |  |  |  | 0 | 0 | 0 | 0 | 0 |  | 0 | 0 | 0 | Column23: 0; Column24: 0; Column25: 0; Column26: 0; Column27: 0; Column28: 0; Column29: 0.00072232; Column30: 0.03323; Column31: 0; Column32: 0.03323; Column33: 0.0040798 | WLDFR | HFTD - Distribution - Tier 3 - 4QU CoRE ¦ 1QU LoRE | Red Flag Warning - Small Fires | 2033 | 1.0506e-06 | 1.0506e-06 | 0.087211 | 0.040679 | 0.0017655 | 0.044766 | 0 | 0 | 0.0011019 | 9.1625e-08 | 0 | 9.1625e-08 | 9.1625e-08 | 0 | 9.1625e-08 | 0 | 2.8369e-07 | 6.2185e-07 | 0 | 6.2185e-07 | [17 empty] | 7.3.3.17.5 (Remote Grid) Updates to grid topology to minimize risk of ignition in HFTDs Remote GridWLDFREquipment / facility failureAggregated | WLDFR | HFTD - Distribution - Tier 2 - 3QU CoRE ¦ 1QU LoRE | Non-Red Flag Warning - Small Fires | Equipment / facility failure | Aggregated | 2033 | 0.0016915 | 489.6273 | 0.82821 | 2033 | Mitigation | 0.95 | 45 | 0 | esc | 0.00097009 | 1.6409e-06 | 0.00097009 | 1.6409e-06
[35 empty] | 7.3.3.17.6 Updates to grid topology to minimize risk of ignition in HFTDs Butte County Rebuild | WLDFR | HFTD - Distribution - Tier 2 - 4QU CoRE ¦ 2QU LoRE | 2053 | 0.11474 | 0 | 0 | 0 | 0 |  |  |  |  | 0 | 0 | 0 | 0 | 0 |  | 0 | 0 | 0 | Column23: 0; Column24: 0; Column25: 0; Column26: 0; Column27: 0; Column28: 0; Column29: 0.00072232; Column30: 0.034859; Column31: 0; Column32: 0.034859; Column33: 0.0039998 | WLDFR | HFTD - Distribution - Tier 3 - 4QU CoRE ¦ 1QU LoRE | Red Flag Warning - Small Fires | 2034 | 1.0506e-06 | 1.0506e-06 | 0.087211 | 0.040679 | 0.0017655 | 0.044766 | 0 | 0 | 0.0011019 | 9.1625e-08 | 0 | 9.1625e-08 | 9.1625e-08 | 0 | 9.1625e-08 | 0 | 2.8369e-07 | 6.2185e-07 | 0 | 6.2185e-07 | [17 empty] | 7.3.3.17.5 (Remote Grid) Updates to grid topology to minimize risk of ignition in HFTDs Remote GridWLDFREquipment / facility failureAggregated | WLDFR | HFTD - Distribution - Tier 2 - 3QU CoRE ¦ 1QU LoRE | Non-Red Flag Warning - Small Fires | Equipment / facility failure | Aggregated | 2034 | 0.0016915 | 489.6273 | 0.82821 | 2034 | Mitigation | 0.95 | 45 | 0 | esc | 0.00097009 | 1.6409e-06 | 0.00097009 | 1.6409e-06
[35 empty] | 7.3.3.17.6 Updates to grid topology to minimize risk of ignition in HFTDs Butte County Rebuild | WLDFR | HFTD - Distribution - Tier 2 - 4QU CoRE ¦ 2QU LoRE | 2054 | 0.10723 | 0 | 0 | 0 | 0 |  |  |  |  | 0 | 0 | 0 | 0 | 0 |  | 0 | 0 | 0 | Column23: 0; Column24: 0; Column25: 0; Column26: 0; Column27: 0; Column28: 0; Column29: 0.00072232; Column30: 0.034859; Column31: 0; Column32: 0.034859; Column33: 0.0037381 | WLDFR | HFTD - Distribution - Tier 3 - 4QU CoRE ¦ 1QU LoRE | Red Flag Warning - Small Fires | 2035 | 1.0506e-06 | 1.0506e-06 | 0.087211 | 0.040679 | 0.0017655 | 0.044766 | 0 | 0 | 0.0011019 | 9.1625e-08 | 0 | 9.1625e-08 | 9.1625e-08 | 0 | 9.1625e-08 | 0 | 2.8369e-07 | 6.2185e-07 | 0 | 6.2185e-07 | [17 empty] | 7.3.3.17.5 (Remote Grid) Updates to grid topology to minimize risk of ignition in HFTDs Remote GridWLDFREquipment / facility failureAggregated | WLDFR | HFTD - Distribution - Tier 2 - 3QU CoRE ¦ 1QU LoRE | Non-Red Flag Warning - Small Fires | Equipment / facility failure | Aggregated | 2035 | 0.0016915 | 489.6273 | 0.82821 | 2035 | Mitigation | 0.95 | 45 | 0 | esc | 0.00097009 | 1.6409e-06 | 0.00097009 | 1.6409e-06
[35 empty] | 7.3.3.17.6 Updates to grid topology to minimize risk of ignition in HFTDs Butte County Rebuild | WLDFR | HFTD - Distribution - Tier 2 - 4QU CoRE ¦ 2QU LoRE | 2055 | 0.10022 | 0 | 0 | 0 | 0 |  |  |  |  | 0 | 0 | 0 | 0 | 0 |  | 0 | 0 | 0 | Column23: 0; Column24: 0; Column25: 0; Column26: 0; Column27: 0; Column28: 0; Column29: 0.00072232; Column30: 0.034859; Column31: 0; Column32: 0.034859; Column33: 0.0034935 | WLDFR | HFTD - Distribution - Tier 3 - 4QU CoRE ¦ 1QU LoRE | Red Flag Warning - Small Fires | 2036 | 1.0506e-06 | 1.0506e-06 | 0.087211 | 0.040679 | 0.0017655 | 0.044766 | 0 | 0 | 0.0011019 | 9.1625e-08 | 0 | 9.1625e-08 | 9.1625e-08 | 0 | 9.1625e-08 | 0 | 2.8369e-07 | 6.2185e-07 | 0 | 6.2185e-07 | [17 empty] | 7.3.3.17.5 (Remote Grid) Updates to grid topology to minimize risk of ignition in HFTDs Remote GridWLDFREquipment / facility failureAggregated | WLDFR | HFTD - Distribution - Tier 2 - 3QU CoRE ¦ 1QU LoRE | Non-Red Flag Warning - Small Fires | Equipment / facility failure | Aggregated | 2036 | 0.0016915 | 489.6273 | 0.82821 | 2036 | Mitigation | 0.95 | 45 | 0 | esc | 0.00097009 | 1.6409e-06 | 0.00097009 | 1.6409e-06
[35 empty] | 7.3.3.17.6 Updates to grid topology to minimize risk of ignition in HFTDs Butte County Rebuild | WLDFR | HFTD - Distribution - Tier 2 - 4QU CoRE ¦ 2QU LoRE | 2056 | 0.093663 | 0 | 0 | 0 | 0 |  |  |  |  | 0 | 0 | 0 | 0 | 0 |  | 0 | 0 | 0 | Column23: 0; Column24: 0; Column25: 0; Column26: 0; Column27: 0; Column28: 0; Column29: 0.00072232; Column30: 0.034859; Column31: 0; Column32: 0.034859; Column33: 0.003265 | WLDFR | HFTD - Distribution - Tier 3 - 4QU CoRE ¦ 1QU LoRE | Red Flag Warning - Small Fires | 2037 | 1.0506e-06 | 1.0506e-06 | 0.087211 | 0.040679 | 0.0017655 | 0.044766 | 0 | 0 | 0.0011019 | 9.1625e-08 | 0 | 9.1625e-08 | 9.1625e-08 | 0 | 9.1625e-08 | 0 | 2.9592e-07 | 6.4866e-07 | 0 | 6.4866e-07 | [17 empty] | 7.3.3.17.5 (Remote Grid) Updates to grid topology to minimize risk of ignition in HFTDs Remote GridWLDFREquipment / facility failureAggregated | WLDFR | HFTD - Distribution - Tier 2 - 3QU CoRE ¦ 1QU LoRE | Non-Red Flag Warning - Small Fires | Equipment / facility failure | Aggregated | 2037 | 0.0016915 | 489.6273 | 0.82821 | 2037 | Mitigation | 0.95 | 45 | 0 | esc | 0.00097009 | 1.6409e-06 | 0.00097009 | 1.6409e-06
[35 empty] | 7.3.3.17.6 Updates to grid topology to minimize risk of ignition in HFTDs Butte County Rebuild | WLDFR | HFTD - Distribution - Tier 2 - 4QU CoRE ¦ 2QU LoRE | 2057 | 0.087535 | 0 | 0 | 0 | 0 |  |  |  |  | 0 | 0 | 0 | 0 | 0 |  | 0 | 0 | 0 | Column23: 0; Column24: 0; Column25: 0; Column26: 0; Column27: 0; Column28: 0; Column29: 0.00072232; Column30: 0.034859; Column31: 0; Column32: 0.034859; Column33: 0.0030514 | WLDFR | HFTD - Distribution - Tier 3 - 4QU CoRE ¦ 1QU LoRE | Red Flag Warning - Small Fires | 2038 | 1.0506e-06 | 1.0506e-06 | 0.091184 | 0.042438 | 0.0018418 | 0.046905 | 0 | 0 | 0.0011019 | 9.5799e-08 | 0 | 9.5799e-08 | 9.5799e-08 | 0 | 9.5799e-08 | 0 | 2.9592e-07 | 6.4866e-07 | 0 | 6.4866e-07 | [17 empty] | 7.3.3.17.5 (Remote Grid) Updates to grid topology to minimize risk of ignition in HFTDs Remote GridWLDFREquipment / facility failureAggregated | WLDFR | HFTD - Distribution - Tier 2 - 3QU CoRE ¦ 1QU LoRE | Non-Red Flag Warning - Small Fires | Equipment / facility failure | Aggregated | 2038 | 0.0016915 | 489.6273 | 0.82821 | 2038 | Mitigation | 0.95 | 45 | 0 | esc | 0.00097009 | 1.6409e-06 | 0.00097009 | 1.6409e-06
[35 empty] | 7.3.3.17.6 Updates to grid topology to minimize risk of ignition in HFTDs Butte County Rebuild | WLDFR | HFTD - Distribution - Tier 2 - 4QU CoRE ¦ 2QU LoRE | 2058 | 0.081809 | 0 | 0 | 0 | 0 |  |  |  |  | 0 | 0 | 0 | 0 | 0 |  | 0 | 0 | 0 | Column23: 0; Column24: 0; Column25: 0; Column26: 0; Column27: 0; Column28: 0; Column29: 0.00072232; Column30: 0.036521; Column31: 0; Column32: 0.036521; Column33: 0.0029877 | WLDFR | HFTD - Distribution - Tier 3 - 4QU CoRE ¦ 1QU LoRE | Red Flag Warning - Small Fires | 2039 | 1.0506e-06 | 1.0506e-06 | 0.091184 | 0.042438 | 0.0018418 | 0.046905 | 0 | 0 | 0.0011019 | 9.5799e-08 | 0 | 9.5799e-08 | 9.5799e-08 | 0 | 9.5799e-08 | 0 | 2.9592e-07 | 6.4866e-07 | 0 | 6.4866e-07 | [17 empty] | 7.3.3.17.5 (Remote Grid) Updates to grid topology to minimize risk of ignition in HFTDs Remote GridWLDFREquipment / facility failureAggregated | WLDFR | HFTD - Distribution - Tier 2 - 3QU CoRE ¦ 1QU LoRE | Non-Red Flag Warning - Small Fires | Equipment / facility failure | Aggregated | 2039 | 0.0016915 | 489.6273 | 0.82821 | 2039 | Mitigation | 0.95 | 45 | 0 | esc | 0.00097009 | 1.6409e-06 | 0.00097009 | 1.6409e-06
[35 empty] | 7.3.3.17.6 Updates to grid topology to minimize risk of ignition in HFTDs Butte County Rebuild | WLDFR | HFTD - Distribution - Tier 2 - 4QU CoRE ¦ 2QU LoRE | 2059 | 0.076457 | 0 | 0 | 0 | 0 |  |  |  |  | 0 | 0 | 0 | 0 | 0 |  | 0 | 0 | 0 | Column23: 0; Column24: 0; Column25: 0; Column26: 0; Column27: 0; Column28: 0; Column29: 0.00072232; Column30: 0.036521; Column31: 0; Column32: 0.036521; Column33: 0.0027923 | WLDFR | HFTD - Distribution - Tier 3 - 4QU CoRE ¦ 1QU LoRE | Red Flag Warning - Small Fires | 2040 | 1.0506e-06 | 1.0506e-06 | 0.091184 | 0.042438 | 0.0018418 | 0.046905 | 0 | 0 | 0.0011019 | 9.5799e-08 | 0 | 9.5799e-08 | 9.5799e-08 | 0 | 9.5799e-08 | 0 | 2.9592e-07 | 6.4866e-07 | 0 | 6.4866e-07 | [17 empty] | 7.3.3.17.5 (Remote Grid) Updates to grid topology to minimize risk of ignition in HFTDs Remote GridWLDFREquipment / facility failureAggregated | WLDFR | HFTD - Distribution - Tier 2 - 3QU CoRE ¦ 1QU LoRE | Non-Red Flag Warning - Small Fires | Equipment / facility failure | Aggregated | 2040 | 0.0016915 | 489.6273 | 0.82821 | 2040 | Mitigation | 0.95 | 45 | 0 | esc | 0.00097009 | 1.6409e-06 | 0.00097009 | 1.6409e-06
[35 empty] | 7.3.3.17.6 Updates to grid topology to minimize risk of ignition in HFTDs Butte County Rebuild | WLDFR | HFTD - Distribution - Tier 2 - 4QU CoRE ¦ 2QU LoRE | 2060 | 0.071455 | 0 | 0 | 0 | 0 |  |  |  |  | 0 | 0 | 0 | 0 | 0 |  | 0 | 0 | 0 | Column23: 0; Column24: 0; Column25: 0; Column26: 0; Column27: 0; Column28: 0; Column29: 0.00072232; Column30: 0.036521; Column31: 0; Column32: 0.036521; Column33: 0.0026096 | WLDFR | HFTD - Distribution - Tier 3 - 4QU CoRE ¦ 1QU LoRE | Red Flag Warning - Small Fires | 2041 | 1.0506e-06 | 1.0506e-06 | 0.091184 | 0.042438 | 0.0018418 | 0.046905 | 0 | 0 | 0.0011019 | 9.5799e-08 | 0 | 9.5799e-08 | 9.5799e-08 | 0 | 9.5799e-08 | 0 | 2.9592e-07 | 6.4866e-07 | 0 | 6.4866e-07 | [17 empty] | 7.3.3.17.5 (Remote Grid) Updates to grid topology to minimize risk of ignition in HFTDs Remote GridWLDFREquipment / facility failureAggregated | WLDFR | HFTD - Distribution - Tier 2 - 3QU CoRE ¦ 1QU LoRE | Non-Red Flag Warning - Small Fires | Equipment / facility failure | Aggregated | 2041 | 0.0016915 | 489.6273 | 0.82821 | 2041 | Mitigation | 0.95 | 45 | 0 | esc | 0.00097009 | 1.6409e-06 | 0.00097009 | 1.6409e-06
[35 empty] | 7.3.3.17.6 Updates to grid topology to minimize risk of ignition in HFTDs Butte County Rebuild | WLDFR | HFTD - Distribution - Tier 2 - 4QU CoRE ¦ 2QU LoRE | 2061 | 0.06678 | 0 | 0 | 0 | 0 |  |  |  |  | 0 | 0 | 0 | 0 | 0 |  | 0 | 0 | 0 | Column23: 0; Column24: 0; Column25: 0; Column26: 0; Column27: 0; Column28: 0; Column29: 0.00072232; Column30: 0.036521; Column31: 0; Column32: 0.036521; Column33: 0.0024389 | WLDFR | HFTD - Distribution - Tier 3 - 4QU CoRE ¦ 1QU LoRE | Red Flag Warning - Small Fires | 2042 | 1.0506e-06 | 1.0506e-06 | 0.091184 | 0.042438 | 0.0018418 | 0.046905 | 0 | 0 | 0.0011019 | 9.5799e-08 | 0 | 9.5799e-08 | 9.5799e-08 | 0 | 9.5799e-08 | 0 | 3.094e-07 | 6.7821e-07 | 0 | 6.7821e-07 | [17 empty] | 7.3.3.17.5 (Remote Grid) Updates to grid topology to minimize risk of ignition in HFTDs Remote GridWLDFREquipment / facility failureAggregated | WLDFR | HFTD - Distribution - Tier 2 - 3QU CoRE ¦ 1QU LoRE | Non-Red Flag Warning - Small Fires | Equipment / facility failure | Aggregated | 2042 | 0.0016915 | 489.6273 | 0.82821 | 2042 | Mitigation | 0.95 | 45 | 0 | esc | 0.00097009 | 1.6409e-06 | 0.00097009 | 1.6409e-06
[35 empty] | 7.3.3.17.6 Updates to grid topology to minimize risk of ignition in HFTDs Butte County Rebuild | WLDFR | HFTD - Distribution - Tier 2 - 4QU CoRE ¦ 2QU LoRE | 2062 | 0.062412 | 0 | 0 | 0 | 0 |  |  |  |  | 0 | 0 | 0 | 0 | 0 |  | 0 | 0 | 0 | Column23: 0; Column24: 0; Column25: 0; Column26: 0; Column27: 0; Column28: 0; Column29: 0.00072232; Column30: 0.036521; Column31: 0; Column32: 0.036521; Column33: 0.0022793 | WLDFR | HFTD - Distribution - Tier 3 - 4QU CoRE ¦ 1QU LoRE | Red Flag Warning - Small Fires | 2043 | 1.0506e-06 | 1.0506e-06 | 0.095486 | 0.044306 | 0.0019228 | 0.049257 | 0 | 0 | 0.0011019 | 1.0032e-07 | 0 | 1.0032e-07 | 1.0032e-07 | 0 | 1.0032e-07 | 0 | 3.094e-07 | 6.7821e-07 | 0 | 6.7821e-07 | [17 empty] | 7.3.3.17.5 (Remote Grid) Updates to grid topology to minimize risk of ignition in HFTDs Remote GridWLDFREquipment / facility failureAggregated | WLDFR | HFTD - Distribution - Tier 2 - 3QU CoRE ¦ 1QU LoRE | Non-Red Flag Warning - Small Fires | Equipment / facility failure | Aggregated | 2043 | 0.0016915 | 489.6273 | 0.82821 | 2043 | Mitigation | 0.95 | 45 | 0 | esc | 0.00097009 | 1.6409e-06 | 0.00097009 | 1.6409e-06
[35 empty] | 7.3.3.17.6 Updates to grid topology to minimize risk of ignition in HFTDs Butte County Rebuild | WLDFR | HFTD - Distribution - Tier 2 - 4QU CoRE ¦ 2QU LoRE | 2063 | 0.058329 | 0 | 0 | 0 | 0 |  |  |  |  | 0 | 0 | 0 | 0 | 0 |  | 0 | 0 | 0 | Column23: 0; Column24: 0; Column25: 0; Column26: 0; Column27: 0; Column28: 0; Column29: 0.00072232; Column30: 0.038195; Column31: 0; Column32: 0.038195; Column33: 0.0022279 | WLDFR | HFTD - Distribution - Tier 3 - 4QU CoRE ¦ 1QU LoRE | Red Flag Warning - Small Fires | 2044 | 1.0506e-06 | 1.0506e-06 | 0.095486 | 0.044306 | 0.0019228 | 0.049257 | 0 | 0 | 0.0011019 | 1.0032e-07 | 0 | 1.0032e-07 | 1.0032e-07 | 0 | 1.0032e-07 | 0 | 3.094e-07 | 6.7821e-07 | 0 | 6.7821e-07 | [17 empty] | 7.3.3.17.5 (Remote Grid) Updates to grid topology to minimize risk of ignition in HFTDs Remote GridWLDFREquipment / facility failureAggregated | WLDFR | HFTD - Distribution - Tier 2 - 3QU CoRE ¦ 1QU LoRE | Non-Red Flag Warning - Small Fires | Equipment / facility failure | Aggregated | 2044 | 0.0016915 | 489.6273 | 0.82821 | 2044 | Mitigation | 0.95 | 45 | 0 | esc | 0.00097009 | 1.6409e-06 | 0.00097009 | 1.6409e-06
[35 empty] | 7.3.3.17.6 Updates to grid topology to minimize risk of ignition in HFTDs Butte County Rebuild | WLDFR | HFTD - Distribution - Tier 2 - 4QU CoRE ¦ 2QU LoRE | 2064 | 0.054513 | 0 | 0 | 0 | 0 |  |  |  |  | 0 | 0 | 0 | 0 | 0 |  | 0 | 0 | 0 | Column23: 0; Column24: 0; Column25: 0; Column26: 0; Column27: 0; Column28: 0; Column29: 0.00072232; Column30: 0.038195; Column31: 0; Column32: 0.038195; Column33: 0.0020821 | WLDFR | HFTD - Distribution - Tier 3 - 4QU CoRE ¦ 1QU LoRE | Red Flag Warning - Small Fires | 2045 | 1.0506e-06 | 1.0506e-06 | 0.095486 | 0.044306 | 0.0019228 | 0.049257 | 0 | 0 | 0.0011019 | 1.0032e-07 | 0 | 1.0032e-07 | 1.0032e-07 | 0 | 1.0032e-07 | 0 | 3.094e-07 | 6.7821e-07 | 0 | 6.7821e-07 | [17 empty] | 7.3.3.17.5 (Remote Grid) Updates to grid topology to minimize risk of ignition in HFTDs Remote GridWLDFREquipment / facility failureAggregated | WLDFR | HFTD - Distribution - Tier 2 - 3QU CoRE ¦ 1QU LoRE | Non-Red Flag Warning - Small Fires | Equipment / facility failure | Aggregated | 2045 | 0.0016915 | 489.6273 | 0.82821 | 2045 | Mitigation | 0.95 | 45 | 0 | esc | 0.00097009 | 1.6409e-06 | 0.00097009 | 1.6409e-06
[35 empty] | 7.3.3.17.6 Updates to grid topology to minimize risk of ignition in HFTDs Butte County Rebuild | WLDFR | HFTD - Distribution - Tier 2 - 4QU CoRE ¦ 2QU LoRE | 2065 | 0.050946 | 0 | 0 | 0 | 0 |  |  |  |  | 0 | 0 | 0 | 0 | 0 |  | 0 | 0 | 0 | Column23: 0; Column24: 0; Column25: 0; Column26: 0; Column27: 0; Column28: 0; Column29: 0.00072232; Column30: 0.038195; Column31: 0; Column32: 0.038195; Column33: 0.0019459 | WLDFR | HFTD - Distribution - Tier 3 - 4QU CoRE ¦ 1QU LoRE | Red Flag Warning - Small Fires | 2046 | 1.0506e-06 | 1.0506e-06 | 0.095486 | 0.044306 | 0.0019228 | 0.049257 | 0 | 0 | 0.0011019 | 1.0032e-07 | 0 | 1.0032e-07 | 1.0032e-07 | 0 | 1.0032e-07 | 0 | 3.094e-07 | 6.7821e-07 | 0 | 6.7821e-07 | [17 empty] | 7.3.3.17.5 (Remote Grid) Updates to grid topology to minimize risk of ignition in HFTDs Remote GridWLDFREquipment / facility failureAggregated | WLDFR | HFTD - Distribution - Tier 2 - 3QU CoRE ¦ 1QU LoRE | Non-Red Flag Warning - Small Fires | Equipment / facility failure | Aggregated | 2046 | 0.0016915 | 489.6273 | 0.82821 | 2046 | Mitigation | 0.95 | 45 | 0 | esc | 0.00097009 | 1.6409e-06 | 0.00097009 | 1.6409e-06
[35 empty] | 7.3.3.17.6 Updates to grid topology to minimize risk of ignition in HFTDs Butte County Rebuild | WLDFR | HFTD - Distribution - Tier 2 - 4QU CoRE ¦ 2QU LoRE | 2066 | 0.047613 | 0 | 0 | 0 | 0 |  |  |  |  | 0 | 0 | 0 | 0 | 0 |  | 0 | 0 | 0 | Column23: 0; Column24: 0; Column25: 0; Column26: 0; Column27: 0; Column28: 0; Column29: 0.00072232; Column30: 0.038195; Column31: 0; Column32: 0.038195; Column33: 0.0018186 | WLDFR | HFTD - Distribution - Tier 3 - 4QU CoRE ¦ 1QU LoRE | Red Flag Warning - Small Fires | 2047 | 1.0506e-06 | 1.0506e-06 | 0.095486 | 0.044306 | 0.0019228 | 0.049257 | 0 | 0 | 0.0011019 | 1.0032e-07 | 0 | 1.0032e-07 | 1.0032e-07 | 0 | 1.0032e-07 | 0 | 3.2399e-07 | 7.102e-07 | 0 | 7.102e-07 | [17 empty] | 7.3.3.17.5 (Remote Grid) Updates to grid topology to minimize risk of ignition in HFTDs Remote GridWLDFREquipment / facility failureAggregated | WLDFR | HFTD - Distribution - Tier 2 - 3QU CoRE ¦ 1QU LoRE | Non-Red Flag Warning - Small Fires | Equipment / facility failure | Aggregated | 2047 | 0.0016915 | 489.6273 | 0.82821 | 2047 | Mitigation | 0.95 | 45 | 0 | esc | 0.00097009 | 1.6409e-06 | 0.00097009 | 1.6409e-06
[35 empty] | 7.3.3.17.6 Updates to grid topology to minimize risk of ignition in HFTDs Butte County Rebuild | WLDFR | HFTD - Distribution - Tier 2 - 4QU CoRE ¦ 2QU LoRE | 2067 | 0.044499 | 0 | 0 | 0 | 0 |  |  |  |  | 0 | 0 | 0 | 0 | 0 |  | 0 | 0 | 0 | Column23: 0; Column24: 0; Column25: 0; Column26: 0; Column27: 0; Column28: 0; Column29: 0.00072232; Column30: 0.038195; Column31: 0; Column32: 0.038195; Column33: 0.0016996 | WLDFR | HFTD - Distribution - Tier 3 - 4QU CoRE ¦ 1QU LoRE | Red Flag Warning - Small Fires | 2048 | 1.0506e-06 | 1.0506e-06 | 0.10007 | 0.04626 | 0.0020076 | 0.051804 | 0 | 0 | 0.0011019 | 1.0514e-07 | 0 | 1.0514e-07 | 1.0514e-07 | 0 | 1.0514e-07 | 0 | 3.2399e-07 | 7.102e-07 | 0 | 7.102e-07 | [17 empty] | 7.3.3.17.5 (Remote Grid) Updates to grid topology to minimize risk of ignition in HFTDs Remote GridWLDFREquipment / facility failureAggregated | WLDFR | HFTD - Distribution - Tier 2 - 3QU CoRE ¦ 1QU LoRE | Non-Red Flag Warning - Small Fires | Equipment / facility failure | Aggregated | 2048 | 0.0016915 | 489.6273 | 0.82821 | 2048 | Mitigation | 0.95 | 45 | 0 | esc | 0.00097009 | 1.6409e-06 | 0.00097009 | 1.6409e-06
[35 empty] | 7.3.3.17.6 Updates to grid topology to minimize risk of ignition in HFTDs Butte County Rebuild | WLDFR | HFTD - Distribution - Tier 2 - 4QU CoRE ¦ 2QU LoRE | 2068 | 0.041587 | 0 | 0 | 0 | 0 |  |  |  |  | 0 | 0 | 0 | 0 | 0 |  | 0 | 0 | 0 | Column23: 0; Column24: 0; Column25: 0; Column26: 0; Column27: 0; Column28: 0; Column29: 0.00072232; Column30: 0.039863; Column31: 0; Column32: 0.039863; Column33: 0.0016578 | WLDFR | HFTD - Distribution - Tier 3 - 4QU CoRE ¦ 1QU LoRE | Red Flag Warning - Small Fires | 2049 | 1.0506e-06 | 1.0506e-06 | 0.10007 | 0.04626 | 0.0020076 | 0.051804 | 0 | 0 | 0.0011019 | 1.0514e-07 | 0 | 1.0514e-07 | 1.0514e-07 | 0 | 1.0514e-07 | 0 | 3.2399e-07 | 7.102e-07 | 0 | 7.102e-07 | [17 empty] | 7.3.3.17.5 (Remote Grid) Updates to grid topology to minimize risk of ignition in HFTDs Remote GridWLDFREquipment / facility failureAggregated | WLDFR | HFTD - Distribution - Tier 2 - 3QU CoRE ¦ 1QU LoRE | Non-Red Flag Warning - Small Fires | Equipment / facility failure | Aggregated | 2049 | 0.0016915 | 489.6273 | 0.82821 | 2049 | Mitigation | 0.95 | 45 | 0 | esc | 0.00097009 | 1.6409e-06 | 0.00097009 | 1.6409e-06
[35 empty] | 7.3.3.17.6 Updates to grid topology to minimize risk of ignition in HFTDs Butte County Rebuild | WLDFR | HFTD - Distribution - Tier 2 - 4QU CoRE ¦ 2QU LoRE | 2069 | 0.038867 | 0 | 0 | 0 | 0 |  |  |  |  | 0 | 0 | 0 | 0 | 0 |  | 0 | 0 | 0 | Column23: 0; Column24: 0; Column25: 0; Column26: 0; Column27: 0; Column28: 0; Column29: 0.00072232; Column30: 0.039863; Column31: 0; Column32: 0.039863; Column33: 0.0015493 | WLDFR | HFTD - Distribution - Tier 3 - 4QU CoRE ¦ 1QU LoRE | Red Flag Warning - Small Fires | 2050 | 1.0506e-06 | 1.0506e-06 | 0.10007 | 0.04626 | 0.0020076 | 0.051804 | 0 | 0 | 0.0011019 | 1.0514e-07 | 0 | 1.0514e-07 | 1.0514e-07 | 0 | 1.0514e-07 | 0 | 3.2399e-07 | 7.102e-07 | 0 | 7.102e-07 | [17 empty] | 7.3.3.17.5 (Remote Grid) Updates to grid topology to minimize risk of ignition in HFTDs Remote GridWLDFREquipment / facility failureAggregated | WLDFR | HFTD - Distribution - Tier 2 - 3QU CoRE ¦ 1QU LoRE | Non-Red Flag Warning - Small Fires | Equipment / facility failure | Aggregated | 2050 | 0.0016915 | 489.6273 | 0.82821 | 2050 | Mitigation | 0.95 | 45 | 0 | esc | 0.00097009 | 1.6409e-06 | 0.00097009 | 1.6409e-06
[35 empty] | 7.3.3.17.6 Updates to grid topology to minimize risk of ignition in HFTDs Butte County Rebuild | WLDFR | HFTD - Distribution - Tier 2 - 4QU CoRE ¦ 2QU LoRE | 2070 | 0.036324 | 0 | 0 | 0 | 0 |  |  |  |  | 0 | 0 | 0 | 0 | 0 |  | 0 | 0 | 0 | Column23: 0; Column24: 0; Column25: 0; Column26: 0; Column27: 0; Column28: 0; Column29: 0.00072232; Column30: 0.039863; Column31: 0; Column32: 0.039863; Column33: 0.001448 | WLDFR | HFTD - Distribution - Tier 3 - 4QU CoRE ¦ 1QU LoRE | Red Flag Warning - Small Fires | 2051 | 1.0506e-06 | 1.0506e-06 | 0.10007 | 0.04626 | 0.0020076 | 0.051804 | 0 | 0 | 0.0011019 | 1.0514e-07 | 0 | 1.0514e-07 | 1.0514e-07 | 0 | 1.0514e-07 | 0 | 3.2399e-07 | 7.102e-07 | 0 | 7.102e-07 | [17 empty] | 7.3.3.17.5 (Remote Grid) Updates to grid topology to minimize risk of ignition in HFTDs Remote GridWLDFREquipment / facility failureAggregated | WLDFR | HFTD - Distribution - Tier 2 - 3QU CoRE ¦ 1QU LoRE | Non-Red Flag Warning - Small Fires | Equipment / facility failure | Aggregated | 2051 | 0.0016915 | 489.6273 | 0.82821 | 2051 | Mitigation | 0.95 | 45 | 0 | esc | 0.00097009 | 1.6409e-06 | 0.00097009 | 1.6409e-06
[35 empty] | 7.3.3.17.6 Updates to grid topology to minimize risk of ignition in HFTDs Butte County Rebuild | WLDFR | HFTD - Distribution - Tier 2 - 4QU CoRE ¦ 2QU LoRE | 2071 | 0.033948 | 0 | 0 | 0 | 0 |  |  |  |  | 0 | 0 | 0 | 0 | 0 |  | 0 | 0 | 0 | Column23: 0; Column24: 0; Column25: 0; Column26: 0; Column27: 0; Column28: 0; Column29: 0.00072232; Column30: 0.039863; Column31: 0; Column32: 0.039863; Column33: 0.0013533 | WLDFR | HFTD - Distribution - Tier 3 - 4QU CoRE ¦ 1QU LoRE | Red Flag Warning - Small Fires | 2052 | 1.0506e-06 | 1.0506e-06 | 0.10007 | 0.04626 | 0.0020076 | 0.051804 | 0 | 0 | 0.0011019 | 1.0514e-07 | 0 | 1.0514e-07 | 1.0514e-07 | 0 | 1.0514e-07 | 0 | 3.3956e-07 | 7.4431e-07 | 0 | 7.4431e-07 | [17 empty] | 7.3.3.17.5 (Remote Grid) Updates to grid topology to minimize risk of ignition in HFTDs Remote GridWLDFREquipment / facility failureAggregated | WLDFR | HFTD - Distribution - Tier 2 - 3QU CoRE ¦ 1QU LoRE | Non-Red Flag Warning - Small Fires | Equipment / facility failure | Aggregated | 2052 | 0.0016915 | 489.6273 | 0.82821 | 2052 | Mitigation | 0.95 | 45 | 0 | esc | 0.00097009 | 1.6409e-06 | 0.00097009 | 1.6409e-06
[35 empty] | 7.3.3.17.6 Updates to grid topology to minimize risk of ignition in HFTDs Butte County Rebuild | WLDFR | HFTD - Distribution - Tier 2 - 4QU CoRE ¦ 2QU LoRE | 2072 | 0.031727 | 0 | 0 | 0 | 0 |  |  |  |  | 0 | 0 | 0 | 0 | 0 |  | 0 | 0 | 0 | Column23: 0; Column24: 0; Column25: 0; Column26: 0; Column27: 0; Column28: 0; Column29: 0.00072232; Column30: 0.039863; Column31: 0; Column32: 0.039863; Column33: 0.0012647 | WLDFR | HFTD - Distribution - Tier 3 - 4QU CoRE ¦ 1QU LoRE | Red Flag Warning - Small Fires | 2053 | 1.0506e-06 | 1.0506e-06 | 0.10489 | 0.048274 | 0.002095 | 0.054525 | 0 | 0 | 0.0011019 | 1.102e-07 | 0 | 1.102e-07 | 1.102e-07 | 0 | 1.102e-07 | 0 | 3.3956e-07 | 7.4431e-07 | 0 | 7.4431e-07 | [17 empty] | 7.3.3.17.5 (Remote Grid) Updates to grid topology to minimize risk of ignition in HFTDs Remote GridWLDFREquipment / facility failureAggregated | WLDFR | HFTD - Distribution - Tier 2 - 3QU CoRE ¦ 1QU LoRE | Non-Red Flag Warning - Small Fires | Equipment / facility failure | Aggregated | 2053 | 0.0016915 | 489.6273 | 0.82821 | 2053 | Mitigation | 0.95 | 45 | 0 | esc | 0.00097009 | 1.6409e-06 | 0.00097009 | 1.6409e-06
[35 empty] | 7.3.3.17.6 Updates to grid topology to minimize risk of ignition in HFTDs Butte County Rebuild | WLDFR | HFTD - Distribution - Tier 2 - 4QU CoRE ¦ 2QU LoRE | 2073 | 0.029651 | 0 | 0 | 0 | 0 |  |  |  |  | 0 | 0 | 0 | 0 | 0 |  | 0 | 0 | 0 | Column23: 0; Column24: 0; Column25: 0; Column26: 0; Column27: 0; Column28: 0; Column29: 0.00072232; Column30: 0.041503; Column31: 0; Column32: 0.041503; Column33: 0.0012306 | WLDFR | HFTD - Distribution - Tier 3 - 4QU CoRE ¦ 1QU LoRE | Red Flag Warning - Small Fires | 2054 | 1.0506e-06 | 1.0506e-06 | 0.10489 | 0.048274 | 0.002095 | 0.054525 | 0 | 0 | 0.0011019 | 1.102e-07 | 0 | 1.102e-07 | 1.102e-07 | 0 | 1.102e-07 | 0 | 3.3956e-07 | 7.4431e-07 | 0 | 7.4431e-07 | [17 empty] | 7.3.3.17.5 (Remote Grid) Updates to grid topology to minimize risk of ignition in HFTDs Remote GridWLDFREquipment / facility failureAggregated | WLDFR | HFTD - Distribution - Tier 2 - 3QU CoRE ¦ 1QU LoRE | Non-Red Flag Warning - Small Fires | Equipment / facility failure | Aggregated | 2054 | 0.0016915 | 489.6273 | 0.82821 | 2054 | Mitigation | 0.95 | 45 | 0 | esc | 0.00097009 | 1.6409e-06 | 0.00097009 | 1.6409e-06
[35 empty] | 7.3.3.17.6 Updates to grid topology to minimize risk of ignition in HFTDs Butte County Rebuild | WLDFR | HFTD - Distribution - Tier 2 - 4QU CoRE ¦ 2QU LoRE | 2074 | 0.027711 | 0 | 0 | 0 | 0 |  |  |  |  | 0 | 0 | 0 | 0 | 0 |  | 0 | 0 | 0 | Column23: 0; Column24: 0; Column25: 0; Column26: 0; Column27: 0; Column28: 0; Column29: 0.00072232; Column30: 0.041503; Column31: 0; Column32: 0.041503; Column33: 0.0011501 | WLDFR | HFTD - Distribution - Tier 3 - 4QU CoRE ¦ 1QU LoRE | Red Flag Warning - Small Fires | 2055 | 1.0506e-06 | 1.0506e-06 | 0.10489 | 0.048274 | 0.002095 | 0.054525 | 0 | 0 | 0.0011019 | 1.102e-07 | 0 | 1.102e-07 | 1.102e-07 | 0 | 1.102e-07 | 0 | 3.3956e-07 | 7.4431e-07 | 0 | 7.4431e-07 | [17 empty] | 7.3.3.17.5 (Remote Grid) Updates to grid topology to minimize risk of ignition in HFTDs Remote GridWLDFREquipment / facility failureAggregated | WLDFR | HFTD - Distribution - Tier 2 - 3QU CoRE ¦ 1QU LoRE | Non-Red Flag Warning - Small Fires | Equipment / facility failure | Aggregated | 2055 | 0.0016915 | 489.6273 | 0.82821 | 2055 | Mitigation | 0.95 | 45 | 0 | esc | 0.00097009 | 1.6409e-06 | 0.00097009 | 1.6409e-06
[35 empty] | 7.3.3.17.6 Updates to grid topology to minimize risk of ignition in HFTDs Butte County Rebuild | WLDFR | HFTD - Distribution - Tier 2 - 4QU CoRE ¦ 2QU LoRE | 2075 | 0.025899 | 0 | 0 | 0 | 0 |  |  |  |  | 0 | 0 | 0 | 0 | 0 |  | 0 | 0 | 0 | Column23: 0; Column24: 0; Column25: 0; Column26: 0; Column27: 0; Column28: 0; Column29: 0.00072232; Column30: 0.041503; Column31: 0; Column32: 0.041503; Column33: 0.0010749 | WLDFR | HFTD - Distribution - Tier 3 - 4QU CoRE ¦ 1QU LoRE | Red Flag Warning - Small Fires | 2056 | 1.0506e-06 | 1.0506e-06 | 0.10489 | 0.048274 | 0.002095 | 0.054525 | 0 | 0 | 0.0011019 | 1.102e-07 | 0 | 1.102e-07 | 1.102e-07 | 0 | 1.102e-07 | 0 | 3.3956e-07 | 7.4431e-07 | 0 | 7.4431e-07 | [17 empty] | 7.3.3.17.5 (Remote Grid) Updates to grid topology to minimize risk of ignition in HFTDs Remote GridWLDFREquipment / facility failureAggregated | WLDFR | HFTD - Distribution - Tier 2 - 3QU CoRE ¦ 1QU LoRE | Non-Red Flag Warning - Small Fires | Equipment / facility failure | Aggregated | 2056 | 0.0016915 | 489.6273 | 0.82821 | 2056 | Mitigation | 0.95 | 45 | 0 | esc | 0.00097009 | 1.6409e-06 | 0.00097009 | 1.6409e-06
[35 empty] | 7.3.3.17.6 Updates to grid topology to minimize risk of ignition in HFTDs Butte County Rebuild | WLDFR | HFTD - Distribution - Tier 2 - 4QU CoRE ¦ 2QU LoRE | 2076 | 0.024204 | 0 | 0 | 0 | 0 |  |  |  |  | 0 | 0 | 0 | 0 | 0 |  | 0 | 0 | 0 | Column23: 0; Column24: 0; Column25: 0; Column26: 0; Column27: 0; Column28: 0; Column29: 0.00072232; Column30: 0.041503; Column31: 0; Column32: 0.041503; Column33: 0.0010045 | WLDFR | HFTD - Distribution - Tier 3 - 4QU CoRE ¦ 1QU LoRE | Red Flag Warning - Small Fires | 2057 | 1.0506e-06 | 1.0506e-06 | 0.10489 | 0.048274 | 0.002095 | 0.054525 | 0 | 0 | 0.0011019 | 1.102e-07 | 0 | 1.102e-07 | 1.102e-07 | 0 | 1.102e-07 | 0 | 3.5592e-07 | 7.8018e-07 | 0 | 7.8018e-07 | [17 empty] | 7.3.3.17.5 (Remote Grid) Updates to grid topology to minimize risk of ignition in HFTDs Remote GridWLDFREquipment / facility failureAggregated | WLDFR | HFTD - Distribution - Tier 2 - 3QU CoRE ¦ 1QU LoRE | Non-Red Flag Warning - Small Fires | Equipment / facility failure | Aggregated | 2057 | 0.0016915 | 489.6273 | 0.82821 | 2057 | Mitigation | 0.95 | 45 | 0 | esc | 0.00097009 | 1.6409e-06 | 0.00097009 | 1.6409e-06
[35 empty] | 7.3.3.17.6 Updates to grid topology to minimize risk of ignition in HFTDs Butte County Rebuild | WLDFR | HFTD - Distribution - Tier 2 - 4QU CoRE ¦ 2QU LoRE | 2077 | 0.022621 | 0 | 0 | 0 | 0 |  |  |  |  | 0 | 0 | 0 | 0 | 0 |  | 0 | 0 | 0 | Column23: 0; Column24: 0; Column25: 0; Column26: 0; Column27: 0; Column28: 0; Column29: 0.00072232; Column30: 0.041503; Column31: 0; Column32: 0.041503; Column33: 0.00093883 | WLDFR | HFTD - Distribution - Tier 3 - 4QU CoRE ¦ 1QU LoRE | Red Flag Warning - Small Fires | 2058 | 1.0506e-06 | 1.0506e-06 | 0.1099 | 0.050325 | 0.0021839 | 0.057393 | 0 | 0 | 0.0011019 | 1.1546e-07 | 0 | 1.1546e-07 | 1.1546e-07 | 0 | 1.1546e-07 | 0 | 3.5592e-07 | 7.8018e-07 | 0 | 7.8018e-07 | [17 empty] | 7.3.3.17.5 (Remote Grid) Updates to grid topology to minimize risk of ignition in HFTDs Remote GridWLDFREquipment / facility failureAggregated | WLDFR | HFTD - Distribution - Tier 2 - 3QU CoRE ¦ 1QU LoRE | Non-Red Flag Warning - Small Fires | Equipment / facility failure | Aggregated | 2058 | 0.0016915 | 489.6273 | 0.82821 | 2058 | Mitigation | 0.95 | 45 | 0 | esc | 0.00097009 | 1.6409e-06 | 0.00097009 | 1.6409e-06
[35 empty] | 7.3.3.17.6 Updates to grid topology to minimize risk of ignition in HFTDs Butte County Rebuild | WLDFR | HFTD - Distribution - Tier 2 - 4QU CoRE ¦ 3QU LoRE | 2023 | 0.87344 | 0 | 0 | 0 | 0 |  |  |  |  | 0 | 0 | 0 | 0 | 0 |  | 0 | 0 | 0 | Column23: 0; Column24: 0; Column25: 0; Column26: 0; Column27: 0; Column28: 0; Column29: 0.00083215; Column30: 0.029354; Column31: 0; Column32: 0.029354; Column33: 0.025639 | WLDFR | HFTD - Distribution - Tier 3 - 4QU CoRE ¦ 1QU LoRE | Red Flag Warning - Small Fires | 2059 | 1.0506e-06 | 1.0506e-06 | 0.1099 | 0.050325 | 0.0021839 | 0.057393 | 0 | 0 | 0.0011019 | 1.1546e-07 | 0 | 1.1546e-07 | 1.1546e-07 | 0 | 1.1546e-07 | 0 | 3.5592e-07 | 7.8018e-07 | 0 | 7.8018e-07 | [17 empty] | 7.3.3.17.5 (Remote Grid) Updates to grid topology to minimize risk of ignition in HFTDs Remote GridWLDFREquipment / facility failureAggregated | WLDFR | HFTD - Distribution - Tier 2 - 3QU CoRE ¦ 1QU LoRE | Non-Red Flag Warning - Small Fires | Equipment / facility failure | Aggregated | 2059 | 0.0016915 | 489.6273 | 0.82821 | 2059 | Mitigation | 0.95 | 45 | 0 | esc | 0.00097009 | 1.6409e-06 | 0.00097009 | 1.6409e-06
[35 empty] | 7.3.3.17.6 Updates to grid topology to minimize risk of ignition in HFTDs Butte County Rebuild | WLDFR | HFTD - Distribution - Tier 2 - 4QU CoRE ¦ 3QU LoRE | 2024 | 0.8163 | 0 | 0 | 0 | 0 |  |  |  |  | 0 | 0 | 0 | 0 | 0 |  | 0 | 0 | 0 | Column23: 0; Column24: 0; Column25: 0; Column26: 0; Column27: 0; Column28: 0; Column29: 0.00083215; Column30: 0.029354; Column31: 0; Column32: 0.029354; Column33: 0.023962 | WLDFR | HFTD - Distribution - Tier 3 - 4QU CoRE ¦ 1QU LoRE | Red Flag Warning - Small Fires | 2060 | 1.0506e-06 | 1.0506e-06 | 0.1099 | 0.050325 | 0.0021839 | 0.057393 | 0 | 0 | 0.0011019 | 1.1546e-07 | 0 | 1.1546e-07 | 1.1546e-07 | 0 | 1.1546e-07 | 0 | 3.5592e-07 | 7.8018e-07 | 0 | 7.8018e-07 | [17 empty] | 7.3.3.17.5 (Remote Grid) Updates to grid topology to minimize risk of ignition in HFTDs Remote GridWLDFREquipment / facility failureAggregated | WLDFR | HFTD - Distribution - Tier 2 - 3QU CoRE ¦ 1QU LoRE | Non-Red Flag Warning - Small Fires | Equipment / facility failure | Aggregated | 2060 | 0.0016915 | 489.6273 | 0.82821 | 2060 | Mitigation | 0.95 | 45 | 0 | esc | 0.00097009 | 1.6409e-06 | 0.00097009 | 1.6409e-06
[35 empty] | 7.3.3.17.6 Updates to grid topology to minimize risk of ignition in HFTDs Butte County Rebuild | WLDFR | HFTD - Distribution - Tier 2 - 4QU CoRE ¦ 3QU LoRE | 2025 | 0.7629 | 0 | 0 | 0 | 0 |  |  |  |  | 0 | 0 | 0 | 0 | 0 |  | 0 | 0 | 0 | Column23: 0; Column24: 0; Column25: 0; Column26: 0; Column27: 0; Column28: 0; Column29: 0.00083215; Column30: 0.029354; Column31: 0; Column32: 0.029354; Column33: 0.022394 | WLDFR | HFTD - Distribution - Tier 3 - 4QU CoRE ¦ 1QU LoRE | Red Flag Warning - Small Fires | 2061 | 1.0506e-06 | 1.0506e-06 | 0.1099 | 0.050325 | 0.0021839 | 0.057393 | 0 | 0 | 0.0011019 | 1.1546e-07 | 0 | 1.1546e-07 | 1.1546e-07 | 0 | 1.1546e-07 | 0 | 3.5592e-07 | 7.8018e-07 | 0 | 7.8018e-07 | [17 empty] | 7.3.3.17.5 (Remote Grid) Updates to grid topology to minimize risk of ignition in HFTDs Remote GridWLDFREquipment / facility failureAggregated | WLDFR | HFTD - Distribution - Tier 2 - 3QU CoRE ¦ 1QU LoRE | Non-Red Flag Warning - Small Fires | Equipment / facility failure | Aggregated | 2061 | 0.0016915 | 489.6273 | 0.82821 | 2061 | Mitigation | 0.95 | 45 | 0 | esc | 0.00097009 | 1.6409e-06 | 0.00097009 | 1.6409e-06
[35 empty] | 7.3.3.17.6 Updates to grid topology to minimize risk of ignition in HFTDs Butte County Rebuild | WLDFR | HFTD - Distribution - Tier 2 - 4QU CoRE ¦ 3QU LoRE | 2026 | 0.71299 | 0 | 0 | 0 | 0 |  |  |  |  | 0 | 0 | 0 | 0 | 0 |  | 0 | 0 | 0 | Column23: 0; Column24: 0; Column25: 0; Column26: 0; Column27: 0; Column28: 0; Column29: 0.00083215; Column30: 0.029354; Column31: 0; Column32: 0.029354; Column33: 0.020929 | WLDFR | HFTD - Distribution - Tier 3 - 4QU CoRE ¦ 1QU LoRE | Red Flag Warning - Small Fires | 2062 | 1.0506e-06 | 1.0506e-06 | 0.1099 | 0.050325 | 0.0021839 | 0.057393 | 0 | 0 | 0.0011019 | 1.1546e-07 | 0 | 1.1546e-07 | 1.1546e-07 | 0 | 1.1546e-07 | 0 | 3.7291e-07 | 8.1743e-07 | 0 | 8.1743e-07 | [17 empty] | 7.3.3.17.5 (Remote Grid) Updates to grid topology to minimize risk of ignition in HFTDs Remote GridWLDFREquipment / facility failureAggregated | WLDFR | HFTD - Distribution - Tier 2 - 3QU CoRE ¦ 1QU LoRE | Non-Red Flag Warning - Small Fires | Equipment / facility failure | Aggregated | 2062 | 0.0016915 | 489.6273 | 0.82821 | 2062 | Mitigation | 0.95 | 45 | 0 | esc | 0.00097009 | 1.6409e-06 | 0.00097009 | 1.6409e-06
[35 empty] | 7.3.3.17.6 Updates to grid topology to minimize risk of ignition in HFTDs Butte County Rebuild | WLDFR | HFTD - Distribution - Tier 2 - 4QU CoRE ¦ 3QU LoRE | 2027 | 0.66634 | 0 | 0 | 0 | 0 |  |  |  |  | 0 | 0 | 0 | 0 | 0 |  | 0 | 0 | 0 | Column23: 0; Column24: 0; Column25: 0; Column26: 0; Column27: 0; Column28: 0; Column29: 0.00083215; Column30: 0.029354; Column31: 0; Column32: 0.029354; Column33: 0.01956 | WLDFR | HFTD - Distribution - Tier 3 - 4QU CoRE ¦ 1QU LoRE | Red Flag Warning - Small Fires | 2063 | 1.0506e-06 | 1.0506e-06 | 0.11504 | 0.052388 | 0.0022734 | 0.060377 | 0 | 0 | 0.0011019 | 1.2086e-07 | 0 | 1.2086e-07 | 1.2086e-07 | 0 | 1.2086e-07 | 0 | 3.7291e-07 | 8.1743e-07 | 0 | 8.1743e-07 | [17 empty] | 7.3.3.17.5 (Remote Grid) Updates to grid topology to minimize risk of ignition in HFTDs Remote GridWLDFREquipment / facility failureAggregated | WLDFR | HFTD - Distribution - Tier 2 - 3QU CoRE ¦ 1QU LoRE | Non-Red Flag Warning - Small Fires | Equipment / facility failure | Aggregated | 2063 | 0.0016915 | 489.6273 | 0.82821 | 2063 | Mitigation | 0.95 | 45 | 0 | esc | 0.00097009 | 1.6409e-06 | 0.00097009 | 1.6409e-06
[35 empty] | 7.3.3.17.6 Updates to grid topology to minimize risk of ignition in HFTDs Butte County Rebuild | WLDFR | HFTD - Distribution - Tier 2 - 4QU CoRE ¦ 3QU LoRE | 2028 | 0.62275 | 0 | 0 | 0 | 0 |  |  |  |  | 0 | 0 | 0 | 0 | 0 |  | 0 | 0 | 0 | Column23: 0; Column24: 0; Column25: 0; Column26: 0; Column27: 0; Column28: 0; Column29: 0.00083215; Column30: 0.030662; Column31: 0; Column32: 0.030662; Column33: 0.019095 | WLDFR | HFTD - Distribution - Tier 3 - 4QU CoRE ¦ 1QU LoRE | Red Flag Warning - Small Fires | 2064 | 1.0506e-06 | 1.0506e-06 | 0.11504 | 0.052388 | 0.0022734 | 0.060377 | 0 | 0 | 0.0011019 | 1.2086e-07 | 0 | 1.2086e-07 | 1.2086e-07 | 0 | 1.2086e-07 | 0 | 3.7291e-07 | 8.1743e-07 | 0 | 8.1743e-07 | [17 empty] | 7.3.3.17.5 (Remote Grid) Updates to grid topology to minimize risk of ignition in HFTDs Remote GridWLDFREquipment / facility failureAggregated | WLDFR | HFTD - Distribution - Tier 2 - 3QU CoRE ¦ 1QU LoRE | Non-Red Flag Warning - Small Fires | Equipment / facility failure | Aggregated | 2064 | 0.0016915 | 489.6273 | 0.82821 | 2064 | Mitigation | 0.95 | 45 | 0 | esc | 0.00097009 | 1.6409e-06 | 0.00097009 | 1.6409e-06
[35 empty] | 7.3.3.17.6 Updates to grid topology to minimize risk of ignition in HFTDs Butte County Rebuild | WLDFR | HFTD - Distribution - Tier 2 - 4QU CoRE ¦ 3QU LoRE | 2029 | 0.58201 | 0 | 0 | 0 | 0 |  |  |  |  | 0 | 0 | 0 | 0 | 0 |  | 0 | 0 | 0 | Column23: 0; Column24: 0; Column25: 0; Column26: 0; Column27: 0; Column28: 0; Column29: 0.00083215; Column30: 0.030662; Column31: 0; Column32: 0.030662; Column33: 0.017845 | WLDFR | HFTD - Distribution - Tier 3 - 4QU CoRE ¦ 1QU LoRE | Red Flag Warning - Small Fires | 2065 | 1.0506e-06 | 1.0506e-06 | 0.11504 | 0.052388 | 0.0022734 | 0.060377 | 0 | 0 | 0.0011019 | 1.2086e-07 | 0 | 1.2086e-07 | 1.2086e-07 | 0 | 1.2086e-07 | 0 | 3.7291e-07 | 8.1743e-07 | 0 | 8.1743e-07 | [17 empty] | 7.3.3.17.5 (Remote Grid) Updates to grid topology to minimize risk of ignition in HFTDs Remote GridWLDFREquipment / facility failureAggregated | WLDFR | HFTD - Distribution - Tier 2 - 3QU CoRE ¦ 1QU LoRE | Non-Red Flag Warning - Small Fires | Equipment / facility failure | Aggregated | 2065 | 0.0016915 | 489.6273 | 0.82821 | 2065 | Mitigation | 0.95 | 45 | 0 | esc | 0.00097009 | 1.6409e-06 | 0.00097009 | 1.6409e-06
[35 empty] | 7.3.3.17.6 Updates to grid topology to minimize risk of ignition in HFTDs Butte County Rebuild | WLDFR | HFTD - Distribution - Tier 2 - 4QU CoRE ¦ 3QU LoRE | 2030 | 0.54393 | 0 | 0 | 0 | 0 |  |  |  |  | 0 | 0 | 0 | 0 | 0 |  | 0 | 0 | 0 | Column23: 0; Column24: 0; Column25: 0; Column26: 0; Column27: 0; Column28: 0; Column29: 0.00083215; Column30: 0.030662; Column31: 0; Column32: 0.030662; Column33: 0.016678 | WLDFR | HFTD - Distribution - Tier 3 - 4QU CoRE ¦ 1QU LoRE | Red Flag Warning - Small Fires | 2066 | 1.0506e-06 | 1.0506e-06 | 0.11504 | 0.052388 | 0.0022734 | 0.060377 | 0 | 0 | 0.0011019 | 1.2086e-07 | 0 | 1.2086e-07 | 1.2086e-07 | 0 | 1.2086e-07 | 0 | 3.7291e-07 | 8.1743e-07 | 0 | 8.1743e-07 | [17 empty] | 7.3.3.17.5 (Remote Grid) Updates to grid topology to minimize risk of ignition in HFTDs Remote GridWLDFREquipment / facility failureAggregated | WLDFR | HFTD - Distribution - Tier 2 - 3QU CoRE ¦ 1QU LoRE | Non-Red Flag Warning - Small Fires | Equipment / facility failure | Aggregated | 2066 | 0.0016915 | 489.6273 | 0.82821 | 2066 | Mitigation | 0.95 | 45 | 0 | esc | 0.00097009 | 1.6409e-06 | 0.00097009 | 1.6409e-06
[35 empty] | 7.3.3.17.6 Updates to grid topology to minimize risk of ignition in HFTDs Butte County Rebuild | WLDFR | HFTD - Distribution - Tier 2 - 4QU CoRE ¦ 3QU LoRE | 2031 | 0.50835 | 0 | 0 | 0 | 0 |  |  |  |  | 0 | 0 | 0 | 0 | 0 |  | 0 | 0 | 0 | Column23: 0; Column24: 0; Column25: 0; Column26: 0; Column27: 0; Column28: 0; Column29: 0.00083215; Column30: 0.030662; Column31: 0; Column32: 0.030662; Column33: 0.015587 | WLDFR | HFTD - Distribution - Tier 3 - 4QU CoRE ¦ 1QU LoRE | Red Flag Warning - Small Fires | 2067 | 0 | 1.0506e-06 | 0.11504 | 0.052388 | 0.0022734 | 0.060377 | 0 | 0 | 0.0011019 | 0 | 0 | 0 | 1.2086e-07 | 0 | 1.2086e-07 | 0 | 3.9034e-07 | 8.5563e-07 | 0 | 8.5563e-07 | [17 empty] | 7.3.3.17.5 (Remote Grid) Updates to grid topology to minimize risk of ignition in HFTDs Remote GridWLDFREquipment / facility failureAggregated | WLDFR | HFTD - Distribution - Tier 2 - 3QU CoRE ¦ 1QU LoRE | Non-Red Flag Warning - Small Fires | Equipment / facility failure | Aggregated | 2067 | 0.0016915 | 489.6273 | 0.82821 | 2067 | Mitigation | 0.95 | 45 | 0 | esc | 0 | 0 | 0.00097009 | 1.6409e-06
[35 empty] | 7.3.3.17.6 Updates to grid topology to minimize risk of ignition in HFTDs Butte County Rebuild | WLDFR | HFTD - Distribution - Tier 2 - 4QU CoRE ¦ 3QU LoRE | 2032 | 0.47509 | 0 | 0 | 0 | 0 |  |  |  |  | 0 | 0 | 0 | 0 | 0 |  | 0 | 0 | 0 | Column23: 0; Column24: 0; Column25: 0; Column26: 0; Column27: 0; Column28: 0; Column29: 0.00083215; Column30: 0.030662; Column31: 0; Column32: 0.030662; Column33: 0.014567 | WLDFR | HFTD - Distribution - Tier 3 - 4QU CoRE ¦ 2QU LoRE | Non-Red Flag Warning - Catastrophic Fires | 2022 | 3.4025e-10 | 0 | 14146.1306 | 222.2294 | 8585.7228 | 5338.1784 | 0 | 0 | 4.2208e-07 | 4.8133e-06 | 0 | 4.8133e-06 | 0 | 0 | 0 | 0 | 3.9034e-07 | 8.5563e-07 | 0 | 8.5563e-07 | [17 empty] | 7.3.3.17.5 (Remote Grid) Updates to grid topology to minimize risk of ignition in HFTDs Remote GridWLDFRVegetation ContactAggregated | WLDFR | HFTD - Distribution - Tier 2 - 3QU CoRE ¦ 1QU LoRE | Non-Red Flag Warning - Small Fires | Vegetation Contact | Aggregated | 2022 | 0.0043481 | 489.6273 | 2.1289 | 2022 | Mitigation | 0.95 | 45 | 0 | esc | 0.00097009 | 4.218e-06 | 0 | 0
[35 empty] | 7.3.3.17.6 Updates to grid topology to minimize risk of ignition in HFTDs Butte County Rebuild | WLDFR | HFTD - Distribution - Tier 2 - 4QU CoRE ¦ 3QU LoRE | 2033 | 0.44401 | 0 | 0 | 0 | 0 |  |  |  |  | 0 | 0 | 0 | 0 | 0 |  | 0 | 0 | 0 | Column23: 0; Column24: 0; Column25: 0; Column26: 0; Column27: 0; Column28: 0; Column29: 0.00083215; Column30: 0.032115; Column31: 0; Column32: 0.032115; Column33: 0.014259 | WLDFR | HFTD - Distribution - Tier 3 - 4QU CoRE ¦ 2QU LoRE | Non-Red Flag Warning - Catastrophic Fires | 2023 | 3.4025e-10 | 3.4025e-10 | 14664.6376 | 233.2301 | 8896.516 | 5534.8915 | 0 | 0 | 4.2208e-07 | 4.9897e-06 | 0 | 4.9897e-06 | 4.9897e-06 | 0 | 4.9897e-06 | 0 | 3.9034e-07 | 8.5563e-07 | 0 | 8.5563e-07 | [17 empty] | 7.3.3.17.5 (Remote Grid) Updates to grid topology to minimize risk of ignition in HFTDs Remote GridWLDFRVegetation ContactAggregated | WLDFR | HFTD - Distribution - Tier 2 - 3QU CoRE ¦ 1QU LoRE | Non-Red Flag Warning - Small Fires | Vegetation Contact | Aggregated | 2023 | 0.0043481 | 489.6273 | 2.1289 | 2023 | Mitigation | 0.95 | 45 | 0 | esc | 0.00097009 | 4.218e-06 | 0.00097009 | 4.218e-06
[35 empty] | 7.3.3.17.6 Updates to grid topology to minimize risk of ignition in HFTDs Butte County Rebuild | WLDFR | HFTD - Distribution - Tier 2 - 4QU CoRE ¦ 3QU LoRE | 2034 | 0.41496 | 0 | 0 | 0 | 0 |  |  |  |  | 0 | 0 | 0 | 0 | 0 |  | 0 | 0 | 0 | Column23: 0; Column24: 0; Column25: 0; Column26: 0; Column27: 0; Column28: 0; Column29: 0.00083215; Column30: 0.032115; Column31: 0; Column32: 0.032115; Column33: 0.013326 | WLDFR | HFTD - Distribution - Tier 3 - 4QU CoRE ¦ 2QU LoRE | Non-Red Flag Warning - Catastrophic Fires | 2024 | 3.4025e-10 | 3.4025e-10 | 14664.6376 | 233.2301 | 8896.516 | 5534.8915 | 0 | 0 | 4.2208e-07 | 4.9897e-06 | 0 | 4.9897e-06 | 4.9897e-06 | 0 | 4.9897e-06 | 0 | 3.9034e-07 | 8.5563e-07 | 0 | 8.5563e-07 | [17 empty] | 7.3.3.17.5 (Remote Grid) Updates to grid topology to minimize risk of ignition in HFTDs Remote GridWLDFRVegetation ContactAggregated | WLDFR | HFTD - Distribution - Tier 2 - 3QU CoRE ¦ 1QU LoRE | Non-Red Flag Warning - Small Fires | Vegetation Contact | Aggregated | 2024 | 0.0043481 | 489.6273 | 2.1289 | 2024 | Mitigation | 0.95 | 45 | 0 | esc | 0.00097009 | 4.218e-06 | 0.00097009 | 4.218e-06
[35 empty] | 7.3.3.17.6 Updates to grid topology to minimize risk of ignition in HFTDs Butte County Rebuild | WLDFR | HFTD - Distribution - Tier 2 - 4QU CoRE ¦ 3QU LoRE | 2035 | 0.38782 | 0 | 0 | 0 | 0 |  |  |  |  | 0 | 0 | 0 | 0 | 0 |  | 0 | 0 | 0 | Column23: 0; Column24: 0; Column25: 0; Column26: 0; Column27: 0; Column28: 0; Column29: 0.00083215; Column30: 0.032115; Column31: 0; Column32: 0.032115; Column33: 0.012455 | WLDFR | HFTD - Distribution - Tier 3 - 4QU CoRE ¦ 2QU LoRE | Non-Red Flag Warning - Catastrophic Fires | 2025 | 3.4025e-10 | 3.4025e-10 | 14664.6376 | 233.2301 | 8896.516 | 5534.8915 | 0 | 0 | 4.2208e-07 | 4.9897e-06 | 0 | 4.9897e-06 | 4.9897e-06 | 0 | 4.9897e-06 | 0 | 3.9034e-07 | 8.5563e-07 | 0 | 8.5563e-07 | [17 empty] | 7.3.3.17.5 (Remote Grid) Updates to grid topology to minimize risk of ignition in HFTDs Remote GridWLDFRVegetation ContactAggregated | WLDFR | HFTD - Distribution - Tier 2 - 3QU CoRE ¦ 1QU LoRE | Non-Red Flag Warning - Small Fires | Vegetation Contact | Aggregated | 2025 | 0.0043481 | 489.6273 | 2.1289 | 2025 | Mitigation | 0.95 | 45 | 0 | esc | 0.00097009 | 4.218e-06 | 0.00097009 | 4.218e-06
[35 empty] | 7.3.3.17.6 Updates to grid topology to minimize risk of ignition in HFTDs Butte County Rebuild | WLDFR | HFTD - Distribution - Tier 2 - 4QU CoRE ¦ 3QU LoRE | 2036 | 0.36245 | 0 | 0 | 0 | 0 |  |  |  |  | 0 | 0 | 0 | 0 | 0 |  | 0 | 0 | 0 | Column23: 0; Column24: 0; Column25: 0; Column26: 0; Column27: 0; Column28: 0; Column29: 0.00083215; Column30: 0.032115; Column31: 0; Column32: 0.032115; Column33: 0.01164 | WLDFR | HFTD - Distribution - Tier 3 - 4QU CoRE ¦ 2QU LoRE | Non-Red Flag Warning - Catastrophic Fires | 2026 | 3.4025e-10 | 3.4025e-10 | 14664.6376 | 233.2301 | 8896.516 | 5534.8915 | 0 | 0 | 4.2208e-07 | 4.9897e-06 | 0 | 4.9897e-06 | 4.9897e-06 | 0 | 4.9897e-06 | 0 | 4.0799e-07 | 8.9433e-07 | 0 | 8.9433e-07 | [17 empty] | 7.3.3.17.5 (Remote Grid) Updates to grid topology to minimize risk of ignition in HFTDs Remote GridWLDFRVegetation ContactAggregated | WLDFR | HFTD - Distribution - Tier 2 - 3QU CoRE ¦ 1QU LoRE | Non-Red Flag Warning - Small Fires | Vegetation Contact | Aggregated | 2026 | 0.0043481 | 489.6273 | 2.1289 | 2026 | Mitigation | 0.95 | 45 | 0 | esc | 0.00097009 | 4.218e-06 | 0.00097009 | 4.218e-06
[35 empty] | 7.3.3.17.6 Updates to grid topology to minimize risk of ignition in HFTDs Butte County Rebuild | WLDFR | HFTD - Distribution - Tier 2 - 4QU CoRE ¦ 3QU LoRE | 2037 | 0.33873 | 0 | 0 | 0 | 0 |  |  |  |  | 0 | 0 | 0 | 0 | 0 |  | 0 | 0 | 0 | Column23: 0; Column24: 0; Column25: 0; Column26: 0; Column27: 0; Column28: 0; Column29: 0.00083215; Column30: 0.032115; Column31: 0; Column32: 0.032115; Column33: 0.010878 | WLDFR | HFTD - Distribution - Tier 3 - 4QU CoRE ¦ 2QU LoRE | Non-Red Flag Warning - Catastrophic Fires | 2027 | 3.4025e-10 | 3.4025e-10 | 14664.6376 | 233.2301 | 8896.516 | 5534.8915 | 0 | 0 | 4.2208e-07 | 4.9897e-06 | 0 | 4.9897e-06 | 4.9897e-06 | 0 | 4.9897e-06 | 0 | 4.0799e-07 | 8.9433e-07 | 0 | 8.9433e-07 | [17 empty] | 7.3.3.17.5 (Remote Grid) Updates to grid topology to minimize risk of ignition in HFTDs Remote GridWLDFRVegetation ContactAggregated | WLDFR | HFTD - Distribution - Tier 2 - 3QU CoRE ¦ 1QU LoRE | Non-Red Flag Warning - Small Fires | Vegetation Contact | Aggregated | 2027 | 0.0043481 | 489.6273 | 2.1289 | 2027 | Mitigation | 0.95 | 45 | 0 | esc | 0.00097009 | 4.218e-06 | 0.00097009 | 4.218e-06
[35 empty] | 7.3.3.17.6 Updates to grid topology to minimize risk of ignition in HFTDs Butte County Rebuild | WLDFR | HFTD - Distribution - Tier 2 - 4QU CoRE ¦ 3QU LoRE | 2038 | 0.31657 | 0 | 0 | 0 | 0 |  |  |  |  | 0 | 0 | 0 | 0 | 0 |  | 0 | 0 | 0 | Column23: 0; Column24: 0; Column25: 0; Column26: 0; Column27: 0; Column28: 0; Column29: 0.00083215; Column30: 0.033692; Column31: 0; Column32: 0.033692; Column33: 0.010666 | WLDFR | HFTD - Distribution - Tier 3 - 4QU CoRE ¦ 2QU LoRE | Non-Red Flag Warning - Catastrophic Fires | 2028 | 3.4025e-10 | 3.4025e-10 | 15317.9909 | 247.273 | 9287.6491 | 5783.0689 | 0 | 0 | 4.2208e-07 | 5.212e-06 | 0 | 5.212e-06 | 5.212e-06 | 0 | 5.212e-06 | 0 | 4.0799e-07 | 8.9433e-07 | 0 | 8.9433e-07 | [17 empty] | 7.3.3.17.5 (Remote Grid) Updates to grid topology to minimize risk of ignition in HFTDs Remote GridWLDFRVegetation ContactAggregated | WLDFR | HFTD - Distribution - Tier 2 - 3QU CoRE ¦ 1QU LoRE | Non-Red Flag Warning - Small Fires | Vegetation Contact | Aggregated | 2028 | 0.0043481 | 489.6273 | 2.1289 | 2028 | Mitigation | 0.95 | 45 | 0 | esc | 0.00097009 | 4.218e-06 | 0.00097009 | 4.218e-06
[35 empty] | 7.3.3.17.6 Updates to grid topology to minimize risk of ignition in HFTDs Butte County Rebuild | WLDFR | HFTD - Distribution - Tier 2 - 4QU CoRE ¦ 3QU LoRE | 2039 | 0.29586 | 0 | 0 | 0 | 0 |  |  |  |  | 0 | 0 | 0 | 0 | 0 |  | 0 | 0 | 0 | Column23: 0; Column24: 0; Column25: 0; Column26: 0; Column27: 0; Column28: 0; Column29: 0.00083215; Column30: 0.033692; Column31: 0; Column32: 0.033692; Column33: 0.0099681 | WLDFR | HFTD - Distribution - Tier 3 - 4QU CoRE ¦ 2QU LoRE | Non-Red Flag Warning - Catastrophic Fires | 2029 | 3.4025e-10 | 3.4025e-10 | 15317.9909 | 247.273 | 9287.6491 | 5783.0689 | 0 | 0 | 4.2208e-07 | 5.212e-06 | 0 | 5.212e-06 | 5.212e-06 | 0 | 5.212e-06 | 0 | 0 | 8.9433e-07 | 0 | 8.9433e-07 | [17 empty] | 7.3.3.17.5 (Remote Grid) Updates to grid topology to minimize risk of ignition in HFTDs Remote GridWLDFRVegetation ContactAggregated | WLDFR | HFTD - Distribution - Tier 2 - 3QU CoRE ¦ 1QU LoRE | Non-Red Flag Warning - Small Fires | Vegetation Contact | Aggregated | 2029 | 0.0043481 | 489.6273 | 2.1289 | 2029 | Mitigation | 0.95 | 45 | 0 | esc | 0.00097009 | 4.218e-06 | 0.00097009 | 4.218e-06
[35 empty] | 7.3.3.17.6 Updates to grid topology to minimize risk of ignition in HFTDs Butte County Rebuild | WLDFR | HFTD - Distribution - Tier 2 - 4QU CoRE ¦ 3QU LoRE | 2040 | 0.27651 | 0 | 0 | 0 | 0 |  |  |  |  | 0 | 0 | 0 | 0 | 0 |  | 0 | 0 | 0 | Column23: 0; Column24: 0; Column25: 0; Column26: 0; Column27: 0; Column28: 0; Column29: 0.00083215; Column30: 0.033692; Column31: 0; Column32: 0.033692; Column33: 0.009316 | WLDFR | HFTD - Distribution - Tier 3 - 4QU CoRE ¦ 2QU LoRE | Non-Red Flag Warning - Catastrophic Fires | 2030 | 3.4025e-10 | 3.4025e-10 | 15317.9909 | 247.273 | 9287.6491 | 5783.0689 | 0 | 0 | 4.2208e-07 | 5.212e-06 | 0 | 5.212e-06 | 5.212e-06 | 0 | 5.212e-06 | 0 | 0 | 0 | 0 | 0 | [17 empty] | 7.3.3.17.5 (Remote Grid) Updates to grid topology to minimize risk of ignition in HFTDs Remote GridWLDFRVegetation ContactAggregated | WLDFR | HFTD - Distribution - Tier 2 - 3QU CoRE ¦ 1QU LoRE | Non-Red Flag Warning - Small Fires | Vegetation Contact | Aggregated | 2030 | 0.0043481 | 489.6273 | 2.1289 | 2030 | Mitigation | 0.95 | 45 | 0 | esc | 0.00097009 | 4.218e-06 | 0.00097009 | 4.218e-06
[35 empty] | 7.3.3.17.6 Updates to grid topology to minimize risk of ignition in HFTDs Butte County Rebuild | WLDFR | HFTD - Distribution - Tier 2 - 4QU CoRE ¦ 3QU LoRE | 2041 | 0.25842 | 0 | 0 | 0 | 0 |  |  |  |  | 0 | 0 | 0 | 0 | 0 |  | 0 | 0 | 0 | Column23: 0; Column24: 0; Column25: 0; Column26: 0; Column27: 0; Column28: 0; Column29: 0.00083215; Column30: 0.033692; Column31: 0; Column32: 0.033692; Column33: 0.0087066 | WLDFR | HFTD - Distribution - Tier 3 - 4QU CoRE ¦ 2QU LoRE | Non-Red Flag Warning - Catastrophic Fires | 2031 | 3.4025e-10 | 3.4025e-10 | 15317.9909 | 247.273 | 9287.6491 | 5783.0689 | 0 | 0 | 4.2208e-07 | 5.212e-06 | 0 | 5.212e-06 | 5.212e-06 | 0 | 5.212e-06 | 0 | 3.5881e-05 | 0 | 0 | 0 | [17 empty] | 7.3.3.17.5 (Remote Grid) Updates to grid topology to minimize risk of ignition in HFTDs Remote GridWLDFRVegetation ContactAggregated | WLDFR | HFTD - Distribution - Tier 2 - 3QU CoRE ¦ 1QU LoRE | Non-Red Flag Warning - Small Fires | Vegetation Contact | Aggregated | 2031 | 0.0043481 | 489.6273 | 2.1289 | 2031 | Mitigation | 0.95 | 45 | 0 | esc | 0.00097009 | 4.218e-06 | 0.00097009 | 4.218e-06
[35 empty] | 7.3.3.17.6 Updates to grid topology to minimize risk of ignition in HFTDs Butte County Rebuild | WLDFR | HFTD - Distribution - Tier 2 - 4QU CoRE ¦ 3QU LoRE | 2042 | 0.24151 | 0 | 0 | 0 | 0 |  |  |  |  | 0 | 0 | 0 | 0 | 0 |  | 0 | 0 | 0 | Column23: 0; Column24: 0; Column25: 0; Column26: 0; Column27: 0; Column28: 0; Column29: 0.00083215; Column30: 0.033692; Column31: 0; Column32: 0.033692; Column33: 0.008137 | WLDFR | HFTD - Distribution - Tier 3 - 4QU CoRE ¦ 2QU LoRE | Non-Red Flag Warning - Catastrophic Fires | 2032 | 3.4025e-10 | 3.4025e-10 | 15317.9909 | 247.273 | 9287.6491 | 5783.0689 | 0 | 0 | 4.2208e-07 | 5.212e-06 | 0 | 5.212e-06 | 5.212e-06 | 0 | 5.212e-06 | 0 | 3.7197e-05 | 8.1536e-05 | 0 | 8.1536e-05 | [17 empty] | 7.3.3.17.5 (Remote Grid) Updates to grid topology to minimize risk of ignition in HFTDs Remote GridWLDFRVegetation ContactAggregated | WLDFR | HFTD - Distribution - Tier 2 - 3QU CoRE ¦ 1QU LoRE | Non-Red Flag Warning - Small Fires | Vegetation Contact | Aggregated | 2032 | 0.0043481 | 489.6273 | 2.1289 | 2032 | Mitigation | 0.95 | 45 | 0 | esc | 0.00097009 | 4.218e-06 | 0.00097009 | 4.218e-06
[35 empty] | 7.3.3.17.6 Updates to grid topology to minimize risk of ignition in HFTDs Butte County Rebuild | WLDFR | HFTD - Distribution - Tier 2 - 4QU CoRE ¦ 3QU LoRE | 2043 | 0.22571 | 0 | 0 | 0 | 0 |  |  |  |  | 0 | 0 | 0 | 0 | 0 |  | 0 | 0 | 0 | Column23: 0; Column24: 0; Column25: 0; Column26: 0; Column27: 0; Column28: 0; Column29: 0.00083215; Column30: 0.035372; Column31: 0; Column32: 0.035372; Column33: 0.0079838 | WLDFR | HFTD - Distribution - Tier 3 - 4QU CoRE ¦ 2QU LoRE | Non-Red Flag Warning - Catastrophic Fires | 2033 | 3.4025e-10 | 3.4025e-10 | 16044.1264 | 263.1074 | 9721.74 | 6059.2791 | 0 | 0 | 4.2208e-07 | 5.4591e-06 | 0 | 5.4591e-06 | 5.4591e-06 | 0 | 5.4591e-06 | 0 | 3.7197e-05 | 8.1536e-05 | 0 | 8.1536e-05 | [17 empty] | 7.3.3.17.5 (Remote Grid) Updates to grid topology to minimize risk of ignition in HFTDs Remote GridWLDFRVegetation ContactAggregated | WLDFR | HFTD - Distribution - Tier 2 - 3QU CoRE ¦ 1QU LoRE | Non-Red Flag Warning - Small Fires | Vegetation Contact | Aggregated | 2033 | 0.0043481 | 489.6273 | 2.1289 | 2033 | Mitigation | 0.95 | 45 | 0 | esc | 0.00097009 | 4.218e-06 | 0.00097009 | 4.218e-06
[35 empty] | 7.3.3.17.6 Updates to grid topology to minimize risk of ignition in HFTDs Butte County Rebuild | WLDFR | HFTD - Distribution - Tier 2 - 4QU CoRE ¦ 3QU LoRE | 2044 | 0.21095 | 0 | 0 | 0 | 0 |  |  |  |  | 0 | 0 | 0 | 0 | 0 |  | 0 | 0 | 0 | Column23: 0; Column24: 0; Column25: 0; Column26: 0; Column27: 0; Column28: 0; Column29: 0.00083215; Column30: 0.035372; Column31: 0; Column32: 0.035372; Column33: 0.0074615 | WLDFR | HFTD - Distribution - Tier 3 - 4QU CoRE ¦ 2QU LoRE | Non-Red Flag Warning - Catastrophic Fires | 2034 | 3.4025e-10 | 3.4025e-10 | 16044.1264 | 263.1074 | 9721.74 | 6059.2791 | 0 | 0 | 4.2208e-07 | 5.4591e-06 | 0 | 5.4591e-06 | 5.4591e-06 | 0 | 5.4591e-06 | 0 | 3.7197e-05 | 8.1536e-05 | 0 | 8.1536e-05 | [17 empty] | 7.3.3.17.5 (Remote Grid) Updates to grid topology to minimize risk of ignition in HFTDs Remote GridWLDFRVegetation ContactAggregated | WLDFR | HFTD - Distribution - Tier 2 - 3QU CoRE ¦ 1QU LoRE | Non-Red Flag Warning - Small Fires | Vegetation Contact | Aggregated | 2034 | 0.0043481 | 489.6273 | 2.1289 | 2034 | Mitigation | 0.95 | 45 | 0 | esc | 0.00097009 | 4.218e-06 | 0.00097009 | 4.218e-06
[35 empty] | 7.3.3.17.6 Updates to grid topology to minimize risk of ignition in HFTDs Butte County Rebuild | WLDFR | HFTD - Distribution - Tier 2 - 4QU CoRE ¦ 3QU LoRE | 2045 | 0.19715 | 0 | 0 | 0 | 0 |  |  |  |  | 0 | 0 | 0 | 0 | 0 |  | 0 | 0 | 0 | Column23: 0; Column24: 0; Column25: 0; Column26: 0; Column27: 0; Column28: 0; Column29: 0.00083215; Column30: 0.035372; Column31: 0; Column32: 0.035372; Column33: 0.0069734 | WLDFR | HFTD - Distribution - Tier 3 - 4QU CoRE ¦ 2QU LoRE | Non-Red Flag Warning - Catastrophic Fires | 2035 | 3.4025e-10 | 3.4025e-10 | 16044.1264 | 263.1074 | 9721.74 | 6059.2791 | 0 | 0 | 4.2208e-07 | 5.4591e-06 | 0 | 5.4591e-06 | 5.4591e-06 | 0 | 5.4591e-06 | 0 | 3.7197e-05 | 8.1536e-05 | 0 | 8.1536e-05 | [17 empty] | 7.3.3.17.5 (Remote Grid) Updates to grid topology to minimize risk of ignition in HFTDs Remote GridWLDFRVegetation ContactAggregated | WLDFR | HFTD - Distribution - Tier 2 - 3QU CoRE ¦ 1QU LoRE | Non-Red Flag Warning - Small Fires | Vegetation Contact | Aggregated | 2035 | 0.0043481 | 489.6273 | 2.1289 | 2035 | Mitigation | 0.95 | 45 | 0 | esc | 0.00097009 | 4.218e-06 | 0.00097009 | 4.218e-06
[35 empty] | 7.3.3.17.6 Updates to grid topology to minimize risk of ignition in HFTDs Butte County Rebuild | WLDFR | HFTD - Distribution - Tier 2 - 4QU CoRE ¦ 3QU LoRE | 2046 | 0.18425 | 0 | 0 | 0 | 0 |  |  |  |  | 0 | 0 | 0 | 0 | 0 |  | 0 | 0 | 0 | Column23: 0; Column24: 0; Column25: 0; Column26: 0; Column27: 0; Column28: 0; Column29: 0.00083215; Column30: 0.035372; Column31: 0; Column32: 0.035372; Column33: 0.0065172 | WLDFR | HFTD - Distribution - Tier 3 - 4QU CoRE ¦ 2QU LoRE | Non-Red Flag Warning - Catastrophic Fires | 2036 | 3.4025e-10 | 3.4025e-10 | 16044.1264 | 263.1074 | 9721.74 | 6059.2791 | 0 | 0 | 4.2208e-07 | 5.4591e-06 | 0 | 5.4591e-06 | 5.4591e-06 | 0 | 5.4591e-06 | 0 | 3.7197e-05 | 8.1536e-05 | 0 | 8.1536e-05 | [17 empty] | 7.3.3.17.5 (Remote Grid) Updates to grid topology to minimize risk of ignition in HFTDs Remote GridWLDFRVegetation ContactAggregated | WLDFR | HFTD - Distribution - Tier 2 - 3QU CoRE ¦ 1QU LoRE | Non-Red Flag Warning - Small Fires | Vegetation Contact | Aggregated | 2036 | 0.0043481 | 489.6273 | 2.1289 | 2036 | Mitigation | 0.95 | 45 | 0 | esc | 0.00097009 | 4.218e-06 | 0.00097009 | 4.218e-06
[35 empty] | 7.3.3.17.6 Updates to grid topology to minimize risk of ignition in HFTDs Butte County Rebuild | WLDFR | HFTD - Distribution - Tier 2 - 4QU CoRE ¦ 3QU LoRE | 2047 | 0.1722 | 0 | 0 | 0 | 0 |  |  |  |  | 0 | 0 | 0 | 0 | 0 |  | 0 | 0 | 0 | Column23: 0; Column24: 0; Column25: 0; Column26: 0; Column27: 0; Column28: 0; Column29: 0.00083215; Column30: 0.035372; Column31: 0; Column32: 0.035372; Column33: 0.0060908 | WLDFR | HFTD - Distribution - Tier 3 - 4QU CoRE ¦ 2QU LoRE | Non-Red Flag Warning - Catastrophic Fires | 2037 | 3.4025e-10 | 3.4025e-10 | 16044.1264 | 263.1074 | 9721.74 | 6059.2791 | 0 | 0 | 4.2208e-07 | 5.4591e-06 | 0 | 5.4591e-06 | 5.4591e-06 | 0 | 5.4591e-06 | 0 | 3.8854e-05 | 8.5169e-05 | 0 | 8.5169e-05 | [17 empty] | 7.3.3.17.5 (Remote Grid) Updates to grid topology to minimize risk of ignition in HFTDs Remote GridWLDFRVegetation ContactAggregated | WLDFR | HFTD - Distribution - Tier 2 - 3QU CoRE ¦ 1QU LoRE | Non-Red Flag Warning - Small Fires | Vegetation Contact | Aggregated | 2037 | 0.0043481 | 489.6273 | 2.1289 | 2037 | Mitigation | 0.95 | 45 | 0 | esc | 0.00097009 | 4.218e-06 | 0.00097009 | 4.218e-06
[35 empty] | 7.3.3.17.6 Updates to grid topology to minimize risk of ignition in HFTDs Butte County Rebuild | WLDFR | HFTD - Distribution - Tier 2 - 4QU CoRE ¦ 3QU LoRE | 2048 | 0.16093 | 0 | 0 | 0 | 0 |  |  |  |  | 0 | 0 | 0 | 0 | 0 |  | 0 | 0 | 0 | Column23: 0; Column24: 0; Column25: 0; Column26: 0; Column27: 0; Column28: 0; Column29: 0.00083215; Column30: 0.037133; Column31: 0; Column32: 0.037133; Column33: 0.0059758 | WLDFR | HFTD - Distribution - Tier 3 - 4QU CoRE ¦ 2QU LoRE | Non-Red Flag Warning - Catastrophic Fires | 2038 | 3.4025e-10 | 3.4025e-10 | 16832.3912 | 280.5544 | 10192.2718 | 6359.5651 | 0 | 0 | 4.2208e-07 | 5.7273e-06 | 0 | 5.7273e-06 | 5.7273e-06 | 0 | 5.7273e-06 | 0 | 3.8854e-05 | 8.5169e-05 | 0 | 8.5169e-05 | [17 empty] | 7.3.3.17.5 (Remote Grid) Updates to grid topology to minimize risk of ignition in HFTDs Remote GridWLDFRVegetation ContactAggregated | WLDFR | HFTD - Distribution - Tier 2 - 3QU CoRE ¦ 1QU LoRE | Non-Red Flag Warning - Small Fires | Vegetation Contact | Aggregated | 2038 | 0.0043481 | 489.6273 | 2.1289 | 2038 | Mitigation | 0.95 | 45 | 0 | esc | 0.00097009 | 4.218e-06 | 0.00097009 | 4.218e-06
[35 empty] | 7.3.3.17.6 Updates to grid topology to minimize risk of ignition in HFTDs Butte County Rebuild | WLDFR | HFTD - Distribution - Tier 2 - 4QU CoRE ¦ 3QU LoRE | 2049 | 0.1504 | 0 | 0 | 0 | 0 |  |  |  |  | 0 | 0 | 0 | 0 | 0 |  | 0 | 0 | 0 | Column23: 0; Column24: 0; Column25: 0; Column26: 0; Column27: 0; Column28: 0; Column29: 0.00083215; Column30: 0.037133; Column31: 0; Column32: 0.037133; Column33: 0.0055848 | WLDFR | HFTD - Distribution - Tier 3 - 4QU CoRE ¦ 2QU LoRE | Non-Red Flag Warning - Catastrophic Fires | 2039 | 3.4025e-10 | 3.4025e-10 | 16832.3912 | 280.5544 | 10192.2718 | 6359.5651 | 0 | 0 | 4.2208e-07 | 5.7273e-06 | 0 | 5.7273e-06 | 5.7273e-06 | 0 | 5.7273e-06 | 0 | 3.8854e-05 | 8.5169e-05 | 0 | 8.5169e-05 | [17 empty] | 7.3.3.17.5 (Remote Grid) Updates to grid topology to minimize risk of ignition in HFTDs Remote GridWLDFRVegetation ContactAggregated | WLDFR | HFTD - Distribution - Tier 2 - 3QU CoRE ¦ 1QU LoRE | Non-Red Flag Warning - Small Fires | Vegetation Contact | Aggregated | 2039 | 0.0043481 | 489.6273 | 2.1289 | 2039 | Mitigation | 0.95 | 45 | 0 | esc | 0.00097009 | 4.218e-06 | 0.00097009 | 4.218e-06
[35 empty] | 7.3.3.17.6 Updates to grid topology to minimize risk of ignition in HFTDs Butte County Rebuild | WLDFR | HFTD - Distribution - Tier 2 - 4QU CoRE ¦ 3QU LoRE | 2050 | 0.14056 | 0 | 0 | 0 | 0 |  |  |  |  | 0 | 0 | 0 | 0 | 0 |  | 0 | 0 | 0 | Column23: 0; Column24: 0; Column25: 0; Column26: 0; Column27: 0; Column28: 0; Column29: 0.00083215; Column30: 0.037133; Column31: 0; Column32: 0.037133; Column33: 0.0052195 | WLDFR | HFTD - Distribution - Tier 3 - 4QU CoRE ¦ 2QU LoRE | Non-Red Flag Warning - Catastrophic Fires | 2040 | 3.4025e-10 | 3.4025e-10 | 16832.3912 | 280.5544 | 10192.2718 | 6359.5651 | 0 | 0 | 4.2208e-07 | 5.7273e-06 | 0 | 5.7273e-06 | 5.7273e-06 | 0 | 5.7273e-06 | 0 | 3.8854e-05 | 8.5169e-05 | 0 | 8.5169e-05 | [17 empty] | 7.3.3.17.5 (Remote Grid) Updates to grid topology to minimize risk of ignition in HFTDs Remote GridWLDFRVegetation ContactAggregated | WLDFR | HFTD - Distribution - Tier 2 - 3QU CoRE ¦ 1QU LoRE | Non-Red Flag Warning - Small Fires | Vegetation Contact | Aggregated | 2040 | 0.0043481 | 489.6273 | 2.1289 | 2040 | Mitigation | 0.95 | 45 | 0 | esc | 0.00097009 | 4.218e-06 | 0.00097009 | 4.218e-06
[35 empty] | 7.3.3.17.6 Updates to grid topology to minimize risk of ignition in HFTDs Butte County Rebuild | WLDFR | HFTD - Distribution - Tier 2 - 4QU CoRE ¦ 3QU LoRE | 2051 | 0.13137 | 0 | 0 | 0 | 0 |  |  |  |  | 0 | 0 | 0 | 0 | 0 |  | 0 | 0 | 0 | Column23: 0; Column24: 0; Column25: 0; Column26: 0; Column27: 0; Column28: 0; Column29: 0.00083215; Column30: 0.037133; Column31: 0; Column32: 0.037133; Column33: 0.004878 | WLDFR | HFTD - Distribution - Tier 3 - 4QU CoRE ¦ 2QU LoRE | Non-Red Flag Warning - Catastrophic Fires | 2041 | 3.4025e-10 | 3.4025e-10 | 16832.3912 | 280.5544 | 10192.2718 | 6359.5651 | 0 | 0 | 4.2208e-07 | 5.7273e-06 | 0 | 5.7273e-06 | 5.7273e-06 | 0 | 5.7273e-06 | 0 | 3.8854e-05 | 8.5169e-05 | 0 | 8.5169e-05 | [17 empty] | 7.3.3.17.5 (Remote Grid) Updates to grid topology to minimize risk of ignition in HFTDs Remote GridWLDFRVegetation ContactAggregated | WLDFR | HFTD - Distribution - Tier 2 - 3QU CoRE ¦ 1QU LoRE | Non-Red Flag Warning - Small Fires | Vegetation Contact | Aggregated | 2041 | 0.0043481 | 489.6273 | 2.1289 | 2041 | Mitigation | 0.95 | 45 | 0 | esc | 0.00097009 | 4.218e-06 | 0.00097009 | 4.218e-06
[35 empty] | 7.3.3.17.6 Updates to grid topology to minimize risk of ignition in HFTDs Butte County Rebuild | WLDFR | HFTD - Distribution - Tier 2 - 4QU CoRE ¦ 3QU LoRE | 2052 | 0.12277 | 0 | 0 | 0 | 0 |  |  |  |  | 0 | 0 | 0 | 0 | 0 |  | 0 | 0 | 0 | Column23: 0; Column24: 0; Column25: 0; Column26: 0; Column27: 0; Column28: 0; Column29: 0.00083215; Column30: 0.037133; Column31: 0; Column32: 0.037133; Column33: 0.0045589 | WLDFR | HFTD - Distribution - Tier 3 - 4QU CoRE ¦ 2QU LoRE | Non-Red Flag Warning - Catastrophic Fires | 2042 | 3.4025e-10 | 3.4025e-10 | 16832.3912 | 280.5544 | 10192.2718 | 6359.5651 | 0 | 0 | 4.2208e-07 | 5.7273e-06 | 0 | 5.7273e-06 | 5.7273e-06 | 0 | 5.7273e-06 | 0 | 4.0696e-05 | 8.9206e-05 | 0 | 8.9206e-05 | [17 empty] | 7.3.3.17.5 (Remote Grid) Updates to grid topology to minimize risk of ignition in HFTDs Remote GridWLDFRVegetation ContactAggregated | WLDFR | HFTD - Distribution - Tier 2 - 3QU CoRE ¦ 1QU LoRE | Non-Red Flag Warning - Small Fires | Vegetation Contact | Aggregated | 2042 | 0.0043481 | 489.6273 | 2.1289 | 2042 | Mitigation | 0.95 | 45 | 0 | esc | 0.00097009 | 4.218e-06 | 0.00097009 | 4.218e-06
[35 empty] | 7.3.3.17.6 Updates to grid topology to minimize risk of ignition in HFTDs Butte County Rebuild | WLDFR | HFTD - Distribution - Tier 2 - 4QU CoRE ¦ 3QU LoRE | 2053 | 0.11474 | 0 | 0 | 0 | 0 |  |  |  |  | 0 | 0 | 0 | 0 | 0 |  | 0 | 0 | 0 | Column23: 0; Column24: 0; Column25: 0; Column26: 0; Column27: 0; Column28: 0; Column29: 0.00083215; Column30: 0.038953; Column31: 0; Column32: 0.038953; Column33: 0.0044695 | WLDFR | HFTD - Distribution - Tier 3 - 4QU CoRE ¦ 2QU LoRE | Non-Red Flag Warning - Catastrophic Fires | 2043 | 3.4025e-10 | 3.4025e-10 | 17672.0852 | 299.42 | 10692.7362 | 6679.929 | 0 | 0 | 4.2208e-07 | 6.013e-06 | 0 | 6.013e-06 | 6.013e-06 | 0 | 6.013e-06 | 0 | 4.0696e-05 | 8.9206e-05 | 0 | 8.9206e-05 | [17 empty] | 7.3.3.17.5 (Remote Grid) Updates to grid topology to minimize risk of ignition in HFTDs Remote GridWLDFRVegetation ContactAggregated | WLDFR | HFTD - Distribution - Tier 2 - 3QU CoRE ¦ 1QU LoRE | Non-Red Flag Warning - Small Fires | Vegetation Contact | Aggregated | 2043 | 0.0043481 | 489.6273 | 2.1289 | 2043 | Mitigation | 0.95 | 45 | 0 | esc | 0.00097009 | 4.218e-06 | 0.00097009 | 4.218e-06
[35 empty] | 7.3.3.17.6 Updates to grid topology to minimize risk of ignition in HFTDs Butte County Rebuild | WLDFR | HFTD - Distribution - Tier 2 - 4QU CoRE ¦ 3QU LoRE | 2054 | 0.10723 | 0 | 0 | 0 | 0 |  |  |  |  | 0 | 0 | 0 | 0 | 0 |  | 0 | 0 | 0 | Column23: 0; Column24: 0; Column25: 0; Column26: 0; Column27: 0; Column28: 0; Column29: 0.00083215; Column30: 0.038953; Column31: 0; Column32: 0.038953; Column33: 0.0041771 | WLDFR | HFTD - Distribution - Tier 3 - 4QU CoRE ¦ 2QU LoRE | Non-Red Flag Warning - Catastrophic Fires | 2044 | 3.4025e-10 | 3.4025e-10 | 17672.0852 | 299.42 | 10692.7362 | 6679.929 | 0 | 0 | 4.2208e-07 | 6.013e-06 | 0 | 6.013e-06 | 6.013e-06 | 0 | 6.013e-06 | 0 | 4.0696e-05 | 8.9206e-05 | 0 | 8.9206e-05 | [17 empty] | 7.3.3.17.5 (Remote Grid) Updates to grid topology to minimize risk of ignition in HFTDs Remote GridWLDFRVegetation ContactAggregated | WLDFR | HFTD - Distribution - Tier 2 - 3QU CoRE ¦ 1QU LoRE | Non-Red Flag Warning - Small Fires | Vegetation Contact | Aggregated | 2044 | 0.0043481 | 489.6273 | 2.1289 | 2044 | Mitigation | 0.95 | 45 | 0 | esc | 0.00097009 | 4.218e-06 | 0.00097009 | 4.218e-06
[35 empty] | 7.3.3.17.6 Updates to grid topology to minimize risk of ignition in HFTDs Butte County Rebuild | WLDFR | HFTD - Distribution - Tier 2 - 4QU CoRE ¦ 3QU LoRE | 2055 | 0.10022 | 0 | 0 | 0 | 0 |  |  |  |  | 0 | 0 | 0 | 0 | 0 |  | 0 | 0 | 0 | Column23: 0; Column24: 0; Column25: 0; Column26: 0; Column27: 0; Column28: 0; Column29: 0.00083215; Column30: 0.038953; Column31: 0; Column32: 0.038953; Column33: 0.0039038 | WLDFR | HFTD - Distribution - Tier 3 - 4QU CoRE ¦ 2QU LoRE | Non-Red Flag Warning - Catastrophic Fires | 2045 | 3.4025e-10 | 3.4025e-10 | 17672.0852 | 299.42 | 10692.7362 | 6679.929 | 0 | 0 | 4.2208e-07 | 6.013e-06 | 0 | 6.013e-06 | 6.013e-06 | 0 | 6.013e-06 | 0 | 4.0696e-05 | 8.9206e-05 | 0 | 8.9206e-05 | [17 empty] | 7.3.3.17.5 (Remote Grid) Updates to grid topology to minimize risk of ignition in HFTDs Remote GridWLDFRVegetation ContactAggregated | WLDFR | HFTD - Distribution - Tier 2 - 3QU CoRE ¦ 1QU LoRE | Non-Red Flag Warning - Small Fires | Vegetation Contact | Aggregated | 2045 | 0.0043481 | 489.6273 | 2.1289 | 2045 | Mitigation | 0.95 | 45 | 0 | esc | 0.00097009 | 4.218e-06 | 0.00097009 | 4.218e-06
[35 empty] | 7.3.3.17.6 Updates to grid topology to minimize risk of ignition in HFTDs Butte County Rebuild | WLDFR | HFTD - Distribution - Tier 2 - 4QU CoRE ¦ 3QU LoRE | 2056 | 0.093663 | 0 | 0 | 0 | 0 |  |  |  |  | 0 | 0 | 0 | 0 | 0 |  | 0 | 0 | 0 | Column23: 0; Column24: 0; Column25: 0; Column26: 0; Column27: 0; Column28: 0; Column29: 0.00083215; Column30: 0.038953; Column31: 0; Column32: 0.038953; Column33: 0.0036484 | WLDFR | HFTD - Distribution - Tier 3 - 4QU CoRE ¦ 2QU LoRE | Non-Red Flag Warning - Catastrophic Fires | 2046 | 3.4025e-10 | 3.4025e-10 | 17672.0852 | 299.42 | 10692.7362 | 6679.929 | 0 | 0 | 4.2208e-07 | 6.013e-06 | 0 | 6.013e-06 | 6.013e-06 | 0 | 6.013e-06 | 0 | 4.0696e-05 | 8.9206e-05 | 0 | 8.9206e-05 | [17 empty] | 7.3.3.17.5 (Remote Grid) Updates to grid topology to minimize risk of ignition in HFTDs Remote GridWLDFRVegetation ContactAggregated | WLDFR | HFTD - Distribution - Tier 2 - 3QU CoRE ¦ 1QU LoRE | Non-Red Flag Warning - Small Fires | Vegetation Contact | Aggregated | 2046 | 0.0043481 | 489.6273 | 2.1289 | 2046 | Mitigation | 0.95 | 45 | 0 | esc | 0.00097009 | 4.218e-06 | 0.00097009 | 4.218e-06
[35 empty] | 7.3.3.17.6 Updates to grid topology to minimize risk of ignition in HFTDs Butte County Rebuild | WLDFR | HFTD - Distribution - Tier 2 - 4QU CoRE ¦ 3QU LoRE | 2057 | 0.087535 | 0 | 0 | 0 | 0 |  |  |  |  | 0 | 0 | 0 | 0 | 0 |  | 0 | 0 | 0 | Column23: 0; Column24: 0; Column25: 0; Column26: 0; Column27: 0; Column28: 0; Column29: 0.00083215; Column30: 0.038953; Column31: 0; Column32: 0.038953; Column33: 0.0034097 | WLDFR | HFTD - Distribution - Tier 3 - 4QU CoRE ¦ 2QU LoRE | Non-Red Flag Warning - Catastrophic Fires | 2047 | 3.4025e-10 | 3.4025e-10 | 17672.0852 | 299.42 | 10692.7362 | 6679.929 | 0 | 0 | 4.2208e-07 | 6.013e-06 | 0 | 6.013e-06 | 6.013e-06 | 0 | 6.013e-06 | 0 | 4.2695e-05 | 9.3589e-05 | 0 | 9.3589e-05 | [17 empty] | 7.3.3.17.5 (Remote Grid) Updates to grid topology to minimize risk of ignition in HFTDs Remote GridWLDFRVegetation ContactAggregated | WLDFR | HFTD - Distribution - Tier 2 - 3QU CoRE ¦ 1QU LoRE | Non-Red Flag Warning - Small Fires | Vegetation Contact | Aggregated | 2047 | 0.0043481 | 489.6273 | 2.1289 | 2047 | Mitigation | 0.95 | 45 | 0 | esc | 0.00097009 | 4.218e-06 | 0.00097009 | 4.218e-06
[35 empty] | 7.3.3.17.6 Updates to grid topology to minimize risk of ignition in HFTDs Butte County Rebuild | WLDFR | HFTD - Distribution - Tier 2 - 4QU CoRE ¦ 3QU LoRE | 2058 | 0.081809 | 0 | 0 | 0 | 0 |  |  |  |  | 0 | 0 | 0 | 0 | 0 |  | 0 | 0 | 0 | Column23: 0; Column24: 0; Column25: 0; Column26: 0; Column27: 0; Column28: 0; Column29: 0.00083215; Column30: 0.04081; Column31: 0; Column32: 0.04081; Column33: 0.0033386 | WLDFR | HFTD - Distribution - Tier 3 - 4QU CoRE ¦ 2QU LoRE | Non-Red Flag Warning - Catastrophic Fires | 2048 | 3.4025e-10 | 3.4025e-10 | 18552.3348 | 319.4911 | 11216.5626 | 7016.281 | 0 | 0 | 4.2208e-07 | 6.3125e-06 | 0 | 6.3125e-06 | 6.3125e-06 | 0 | 6.3125e-06 | 0 | 4.2695e-05 | 9.3589e-05 | 0 | 9.3589e-05 | [17 empty] | 7.3.3.17.5 (Remote Grid) Updates to grid topology to minimize risk of ignition in HFTDs Remote GridWLDFRVegetation ContactAggregated | WLDFR | HFTD - Distribution - Tier 2 - 3QU CoRE ¦ 1QU LoRE | Non-Red Flag Warning - Small Fires | Vegetation Contact | Aggregated | 2048 | 0.0043481 | 489.6273 | 2.1289 | 2048 | Mitigation | 0.95 | 45 | 0 | esc | 0.00097009 | 4.218e-06 | 0.00097009 | 4.218e-06
[35 empty] | 7.3.3.17.6 Updates to grid topology to minimize risk of ignition in HFTDs Butte County Rebuild | WLDFR | HFTD - Distribution - Tier 2 - 4QU CoRE ¦ 3QU LoRE | 2059 | 0.076457 | 0 | 0 | 0 | 0 |  |  |  |  | 0 | 0 | 0 | 0 | 0 |  | 0 | 0 | 0 | Column23: 0; Column24: 0; Column25: 0; Column26: 0; Column27: 0; Column28: 0; Column29: 0.00083215; Column30: 0.04081; Column31: 0; Column32: 0.04081; Column33: 0.0031202 | WLDFR | HFTD - Distribution - Tier 3 - 4QU CoRE ¦ 2QU LoRE | Non-Red Flag Warning - Catastrophic Fires | 2049 | 3.4025e-10 | 3.4025e-10 | 18552.3348 | 319.4911 | 11216.5626 | 7016.281 | 0 | 0 | 4.2208e-07 | 6.3125e-06 | 0 | 6.3125e-06 | 6.3125e-06 | 0 | 6.3125e-06 | 0 | 4.2695e-05 | 9.3589e-05 | 0 | 9.3589e-05 | [17 empty] | 7.3.3.17.5 (Remote Grid) Updates to grid topology to minimize risk of ignition in HFTDs Remote GridWLDFRVegetation ContactAggregated | WLDFR | HFTD - Distribution - Tier 2 - 3QU CoRE ¦ 1QU LoRE | Non-Red Flag Warning - Small Fires | Vegetation Contact | Aggregated | 2049 | 0.0043481 | 489.6273 | 2.1289 | 2049 | Mitigation | 0.95 | 45 | 0 | esc | 0.00097009 | 4.218e-06 | 0.00097009 | 4.218e-06
[35 empty] | 7.3.3.17.6 Updates to grid topology to minimize risk of ignition in HFTDs Butte County Rebuild | WLDFR | HFTD - Distribution - Tier 2 - 4QU CoRE ¦ 3QU LoRE | 2060 | 0.071455 | 0 | 0 | 0 | 0 |  |  |  |  | 0 | 0 | 0 | 0 | 0 |  | 0 | 0 | 0 | Column23: 0; Column24: 0; Column25: 0; Column26: 0; Column27: 0; Column28: 0; Column29: 0.00083215; Column30: 0.04081; Column31: 0; Column32: 0.04081; Column33: 0.0029161 | WLDFR | HFTD - Distribution - Tier 3 - 4QU CoRE ¦ 2QU LoRE | Non-Red Flag Warning - Catastrophic Fires | 2050 | 3.4025e-10 | 3.4025e-10 | 18552.3348 | 319.4911 | 11216.5626 | 7016.281 | 0 | 0 | 4.2208e-07 | 6.3125e-06 | 0 | 6.3125e-06 | 6.3125e-06 | 0 | 6.3125e-06 | 0 | 4.2695e-05 | 9.3589e-05 | 0 | 9.3589e-05 | [17 empty] | 7.3.3.17.5 (Remote Grid) Updates to grid topology to minimize risk of ignition in HFTDs Remote GridWLDFRVegetation ContactAggregated | WLDFR | HFTD - Distribution - Tier 2 - 3QU CoRE ¦ 1QU LoRE | Non-Red Flag Warning - Small Fires | Vegetation Contact | Aggregated | 2050 | 0.0043481 | 489.6273 | 2.1289 | 2050 | Mitigation | 0.95 | 45 | 0 | esc | 0.00097009 | 4.218e-06 | 0.00097009 | 4.218e-06
[35 empty] | 7.3.3.17.6 Updates to grid topology to minimize risk of ignition in HFTDs Butte County Rebuild | WLDFR | HFTD - Distribution - Tier 2 - 4QU CoRE ¦ 3QU LoRE | 2061 | 0.06678 | 0 | 0 | 0 | 0 |  |  |  |  | 0 | 0 | 0 | 0 | 0 |  | 0 | 0 | 0 | Column23: 0; Column24: 0; Column25: 0; Column26: 0; Column27: 0; Column28: 0; Column29: 0.00083215; Column30: 0.04081; Column31: 0; Column32: 0.04081; Column33: 0.0027253 | WLDFR | HFTD - Distribution - Tier 3 - 4QU CoRE ¦ 2QU LoRE | Non-Red Flag Warning - Catastrophic Fires | 2051 | 3.4025e-10 | 3.4025e-10 | 18552.3348 | 319.4911 | 11216.5626 | 7016.281 | 0 | 0 | 4.2208e-07 | 6.3125e-06 | 0 | 6.3125e-06 | 6.3125e-06 | 0 | 6.3125e-06 | 0 | 4.2695e-05 | 9.3589e-05 | 0 | 9.3589e-05 | [17 empty] | 7.3.3.17.5 (Remote Grid) Updates to grid topology to minimize risk of ignition in HFTDs Remote GridWLDFRVegetation ContactAggregated | WLDFR | HFTD - Distribution - Tier 2 - 3QU CoRE ¦ 1QU LoRE | Non-Red Flag Warning - Small Fires | Vegetation Contact | Aggregated | 2051 | 0.0043481 | 489.6273 | 2.1289 | 2051 | Mitigation | 0.95 | 45 | 0 | esc | 0.00097009 | 4.218e-06 | 0.00097009 | 4.218e-06
[35 empty] | 7.3.3.17.6 Updates to grid topology to minimize risk of ignition in HFTDs Butte County Rebuild | WLDFR | HFTD - Distribution - Tier 2 - 4QU CoRE ¦ 3QU LoRE | 2062 | 0.062412 | 0 | 0 | 0 | 0 |  |  |  |  | 0 | 0 | 0 | 0 | 0 |  | 0 | 0 | 0 | Column23: 0; Column24: 0; Column25: 0; Column26: 0; Column27: 0; Column28: 0; Column29: 0.00083215; Column30: 0.04081; Column31: 0; Column32: 0.04081; Column33: 0.002547 | WLDFR | HFTD - Distribution - Tier 3 - 4QU CoRE ¦ 2QU LoRE | Non-Red Flag Warning - Catastrophic Fires | 2052 | 3.4025e-10 | 3.4025e-10 | 18552.3348 | 319.4911 | 11216.5626 | 7016.281 | 0 | 0 | 4.2208e-07 | 6.3125e-06 | 0 | 6.3125e-06 | 6.3125e-06 | 0 | 6.3125e-06 | 0 | 4.4825e-05 | 9.8257e-05 | 0 | 9.8257e-05 | [17 empty] | 7.3.3.17.5 (Remote Grid) Updates to grid topology to minimize risk of ignition in HFTDs Remote GridWLDFRVegetation ContactAggregated | WLDFR | HFTD - Distribution - Tier 2 - 3QU CoRE ¦ 1QU LoRE | Non-Red Flag Warning - Small Fires | Vegetation Contact | Aggregated | 2052 | 0.0043481 | 489.6273 | 2.1289 | 2052 | Mitigation | 0.95 | 45 | 0 | esc | 0.00097009 | 4.218e-06 | 0.00097009 | 4.218e-06
[35 empty] | 7.3.3.17.6 Updates to grid topology to minimize risk of ignition in HFTDs Butte County Rebuild | WLDFR | HFTD - Distribution - Tier 2 - 4QU CoRE ¦ 3QU LoRE | 2063 | 0.058329 | 0 | 0 | 0 | 0 |  |  |  |  | 0 | 0 | 0 | 0 | 0 |  | 0 | 0 | 0 | Column23: 0; Column24: 0; Column25: 0; Column26: 0; Column27: 0; Column28: 0; Column29: 0.00083215; Column30: 0.042681; Column31: 0; Column32: 0.042681; Column33: 0.0024895 | WLDFR | HFTD - Distribution - Tier 3 - 4QU CoRE ¦ 2QU LoRE | Non-Red Flag Warning - Catastrophic Fires | 2053 | 3.4025e-10 | 3.4025e-10 | 19462.1283 | 340.5356 | 11757.1413 | 7364.4514 | 0 | 0 | 4.2208e-07 | 6.622e-06 | 0 | 6.622e-06 | 6.622e-06 | 0 | 6.622e-06 | 0 | 4.4825e-05 | 9.8257e-05 | 0 | 9.8257e-05 | [17 empty] | 7.3.3.17.5 (Remote Grid) Updates to grid topology to minimize risk of ignition in HFTDs Remote GridWLDFRVegetation ContactAggregated | WLDFR | HFTD - Distribution - Tier 2 - 3QU CoRE ¦ 1QU LoRE | Non-Red Flag Warning - Small Fires | Vegetation Contact | Aggregated | 2053 | 0.0043481 | 489.6273 | 2.1289 | 2053 | Mitigation | 0.95 | 45 | 0 | esc | 0.00097009 | 4.218e-06 | 0.00097009 | 4.218e-06
[35 empty] | 7.3.3.17.6 Updates to grid topology to minimize risk of ignition in HFTDs Butte County Rebuild | WLDFR | HFTD - Distribution - Tier 2 - 4QU CoRE ¦ 3QU LoRE | 2064 | 0.054513 | 0 | 0 | 0 | 0 |  |  |  |  | 0 | 0 | 0 | 0 | 0 |  | 0 | 0 | 0 | Column23: 0; Column24: 0; Column25: 0; Column26: 0; Column27: 0; Column28: 0; Column29: 0.00083215; Column30: 0.042681; Column31: 0; Column32: 0.042681; Column33: 0.0023267 | WLDFR | HFTD - Distribution - Tier 3 - 4QU CoRE ¦ 2QU LoRE | Non-Red Flag Warning - Catastrophic Fires | 2054 | 3.4025e-10 | 3.4025e-10 | 19462.1283 | 340.5356 | 11757.1413 | 7364.4514 | 0 | 0 | 4.2208e-07 | 6.622e-06 | 0 | 6.622e-06 | 6.622e-06 | 0 | 6.622e-06 | 0 | 4.4825e-05 | 9.8257e-05 | 0 | 9.8257e-05 | [17 empty] | 7.3.3.17.5 (Remote Grid) Updates to grid topology to minimize risk of ignition in HFTDs Remote GridWLDFRVegetation ContactAggregated | WLDFR | HFTD - Distribution - Tier 2 - 3QU CoRE ¦ 1QU LoRE | Non-Red Flag Warning - Small Fires | Vegetation Contact | Aggregated | 2054 | 0.0043481 | 489.6273 | 2.1289 | 2054 | Mitigation | 0.95 | 45 | 0 | esc | 0.00097009 | 4.218e-06 | 0.00097009 | 4.218e-06
[35 empty] | 7.3.3.17.6 Updates to grid topology to minimize risk of ignition in HFTDs Butte County Rebuild | WLDFR | HFTD - Distribution - Tier 2 - 4QU CoRE ¦ 3QU LoRE | 2065 | 0.050946 | 0 | 0 | 0 | 0 |  |  |  |  | 0 | 0 | 0 | 0 | 0 |  | 0 | 0 | 0 | Column23: 0; Column24: 0; Column25: 0; Column26: 0; Column27: 0; Column28: 0; Column29: 0.00083215; Column30: 0.042681; Column31: 0; Column32: 0.042681; Column33: 0.0021745 | WLDFR | HFTD - Distribution - Tier 3 - 4QU CoRE ¦ 2QU LoRE | Non-Red Flag Warning - Catastrophic Fires | 2055 | 3.4025e-10 | 3.4025e-10 | 19462.1283 | 340.5356 | 11757.1413 | 7364.4514 | 0 | 0 | 4.2208e-07 | 6.622e-06 | 0 | 6.622e-06 | 6.622e-06 | 0 | 6.622e-06 | 0 | 4.4825e-05 | 9.8257e-05 | 0 | 9.8257e-05 | [17 empty] | 7.3.3.17.5 (Remote Grid) Updates to grid topology to minimize risk of ignition in HFTDs Remote GridWLDFRVegetation ContactAggregated | WLDFR | HFTD - Distribution - Tier 2 - 3QU CoRE ¦ 1QU LoRE | Non-Red Flag Warning - Small Fires | Vegetation Contact | Aggregated | 2055 | 0.0043481 | 489.6273 | 2.1289 | 2055 | Mitigation | 0.95 | 45 | 0 | esc | 0.00097009 | 4.218e-06 | 0.00097009 | 4.218e-06
[35 empty] | 7.3.3.17.6 Updates to grid topology to minimize risk of ignition in HFTDs Butte County Rebuild | WLDFR | HFTD - Distribution - Tier 2 - 4QU CoRE ¦ 3QU LoRE | 2066 | 0.047613 | 0 | 0 | 0 | 0 |  |  |  |  | 0 | 0 | 0 | 0 | 0 |  | 0 | 0 | 0 | Column23: 0; Column24: 0; Column25: 0; Column26: 0; Column27: 0; Column28: 0; Column29: 0.00083215; Column30: 0.042681; Column31: 0; Column32: 0.042681; Column33: 0.0020322 | WLDFR | HFTD - Distribution - Tier 3 - 4QU CoRE ¦ 2QU LoRE | Non-Red Flag Warning - Catastrophic Fires | 2056 | 3.4025e-10 | 3.4025e-10 | 19462.1283 | 340.5356 | 11757.1413 | 7364.4514 | 0 | 0 | 4.2208e-07 | 6.622e-06 | 0 | 6.622e-06 | 6.622e-06 | 0 | 6.622e-06 | 0 | 4.4825e-05 | 9.8257e-05 | 0 | 9.8257e-05 | [17 empty] | 7.3.3.17.5 (Remote Grid) Updates to grid topology to minimize risk of ignition in HFTDs Remote GridWLDFRVegetation ContactAggregated | WLDFR | HFTD - Distribution - Tier 2 - 3QU CoRE ¦ 1QU LoRE | Non-Red Flag Warning - Small Fires | Vegetation Contact | Aggregated | 2056 | 0.0043481 | 489.6273 | 2.1289 | 2056 | Mitigation | 0.95 | 45 | 0 | esc | 0.00097009 | 4.218e-06 | 0.00097009 | 4.218e-06
[35 empty] | 7.3.3.17.6 Updates to grid topology to minimize risk of ignition in HFTDs Butte County Rebuild | WLDFR | HFTD - Distribution - Tier 2 - 4QU CoRE ¦ 3QU LoRE | 2067 | 0.044499 | 0 | 0 | 0 | 0 |  |  |  |  | 0 | 0 | 0 | 0 | 0 |  | 0 | 0 | 0 | Column23: 0; Column24: 0; Column25: 0; Column26: 0; Column27: 0; Column28: 0; Column29: 0.00083215; Column30: 0.042681; Column31: 0; Column32: 0.042681; Column33: 0.0018993 | WLDFR | HFTD - Distribution - Tier 3 - 4QU CoRE ¦ 2QU LoRE | Non-Red Flag Warning - Catastrophic Fires | 2057 | 3.4025e-10 | 3.4025e-10 | 19462.1283 | 340.5356 | 11757.1413 | 7364.4514 | 0 | 0 | 4.2208e-07 | 6.622e-06 | 0 | 6.622e-06 | 6.622e-06 | 0 | 6.622e-06 | 0 | 4.7058e-05 | 0.00010315 | 0 | 0.00010315 | [17 empty] | 7.3.3.17.5 (Remote Grid) Updates to grid topology to minimize risk of ignition in HFTDs Remote GridWLDFRVegetation ContactAggregated | WLDFR | HFTD - Distribution - Tier 2 - 3QU CoRE ¦ 1QU LoRE | Non-Red Flag Warning - Small Fires | Vegetation Contact | Aggregated | 2057 | 0.0043481 | 489.6273 | 2.1289 | 2057 | Mitigation | 0.95 | 45 | 0 | esc | 0.00097009 | 4.218e-06 | 0.00097009 | 4.218e-06
[35 empty] | 7.3.3.17.6 Updates to grid topology to minimize risk of ignition in HFTDs Butte County Rebuild | WLDFR | HFTD - Distribution - Tier 2 - 4QU CoRE ¦ 3QU LoRE | 2068 | 0.041587 | 0 | 0 | 0 | 0 |  |  |  |  | 0 | 0 | 0 | 0 | 0 |  | 0 | 0 | 0 | Column23: 0; Column24: 0; Column25: 0; Column26: 0; Column27: 0; Column28: 0; Column29: 0.00083215; Column30: 0.044545; Column31: 0; Column32: 0.044545; Column33: 0.0018525 | WLDFR | HFTD - Distribution - Tier 3 - 4QU CoRE ¦ 2QU LoRE | Non-Red Flag Warning - Catastrophic Fires | 2058 | 3.4025e-10 | 3.4025e-10 | 20390.4035 | 362.3049 | 12307.8747 | 7720.2238 | 0 | 0 | 4.2208e-07 | 6.9379e-06 | 0 | 6.9379e-06 | 6.9379e-06 | 0 | 6.9379e-06 | 0 | 4.7058e-05 | 0.00010315 | 0 | 0.00010315 | [17 empty] | 7.3.3.17.5 (Remote Grid) Updates to grid topology to minimize risk of ignition in HFTDs Remote GridWLDFRVegetation ContactAggregated | WLDFR | HFTD - Distribution - Tier 2 - 3QU CoRE ¦ 1QU LoRE | Non-Red Flag Warning - Small Fires | Vegetation Contact | Aggregated | 2058 | 0.0043481 | 489.6273 | 2.1289 | 2058 | Mitigation | 0.95 | 45 | 0 | esc | 0.00097009 | 4.218e-06 | 0.00097009 | 4.218e-06
[35 empty] | 7.3.3.17.6 Updates to grid topology to minimize risk of ignition in HFTDs Butte County Rebuild | WLDFR | HFTD - Distribution - Tier 2 - 4QU CoRE ¦ 3QU LoRE | 2069 | 0.038867 | 0 | 0 | 0 | 0 |  |  |  |  | 0 | 0 | 0 | 0 | 0 |  | 0 | 0 | 0 | Column23: 0; Column24: 0; Column25: 0; Column26: 0; Column27: 0; Column28: 0; Column29: 0.00083215; Column30: 0.044545; Column31: 0; Column32: 0.044545; Column33: 0.0017313 | WLDFR | HFTD - Distribution - Tier 3 - 4QU CoRE ¦ 2QU LoRE | Non-Red Flag Warning - Catastrophic Fires | 2059 | 3.4025e-10 | 3.4025e-10 | 20390.4035 | 362.3049 | 12307.8747 | 7720.2238 | 0 | 0 | 4.2208e-07 | 6.9379e-06 | 0 | 6.9379e-06 | 6.9379e-06 | 0 | 6.9379e-06 | 0 | 4.7058e-05 | 0.00010315 | 0 | 0.00010315 | [17 empty] | 7.3.3.17.5 (Remote Grid) Updates to grid topology to minimize risk of ignition in HFTDs Remote GridWLDFRVegetation ContactAggregated | WLDFR | HFTD - Distribution - Tier 2 - 3QU CoRE ¦ 1QU LoRE | Non-Red Flag Warning - Small Fires | Vegetation Contact | Aggregated | 2059 | 0.0043481 | 489.6273 | 2.1289 | 2059 | Mitigation | 0.95 | 45 | 0 | esc | 0.00097009 | 4.218e-06 | 0.00097009 | 4.218e-06
[35 empty] | 7.3.3.17.6 Updates to grid topology to minimize risk of ignition in HFTDs Butte County Rebuild | WLDFR | HFTD - Distribution - Tier 2 - 4QU CoRE ¦ 3QU LoRE | 2070 | 0.036324 | 0 | 0 | 0 | 0 |  |  |  |  | 0 | 0 | 0 | 0 | 0 |  | 0 | 0 | 0 | Column23: 0; Column24: 0; Column25: 0; Column26: 0; Column27: 0; Column28: 0; Column29: 0.00083215; Column30: 0.044545; Column31: 0; Column32: 0.044545; Column33: 0.001618 | WLDFR | HFTD - Distribution - Tier 3 - 4QU CoRE ¦ 2QU LoRE | Non-Red Flag Warning - Catastrophic Fires | 2060 | 3.4025e-10 | 3.4025e-10 | 20390.4035 | 362.3049 | 12307.8747 | 7720.2238 | 0 | 0 | 4.2208e-07 | 6.9379e-06 | 0 | 6.9379e-06 | 6.9379e-06 | 0 | 6.9379e-06 | 0 | 4.7058e-05 | 0.00010315 | 0 | 0.00010315 | [17 empty] | 7.3.3.17.5 (Remote Grid) Updates to grid topology to minimize risk of ignition in HFTDs Remote GridWLDFRVegetation ContactAggregated | WLDFR | HFTD - Distribution - Tier 2 - 3QU CoRE ¦ 1QU LoRE | Non-Red Flag Warning - Small Fires | Vegetation Contact | Aggregated | 2060 | 0.0043481 | 489.6273 | 2.1289 | 2060 | Mitigation | 0.95 | 45 | 0 | esc | 0.00097009 | 4.218e-06 | 0.00097009 | 4.218e-06
[35 empty] | 7.3.3.17.6 Updates to grid topology to minimize risk of ignition in HFTDs Butte County Rebuild | WLDFR | HFTD - Distribution - Tier 2 - 4QU CoRE ¦ 3QU LoRE | 2071 | 0.033948 | 0 | 0 | 0 | 0 |  |  |  |  | 0 | 0 | 0 | 0 | 0 |  | 0 | 0 | 0 | Column23: 0; Column24: 0; Column25: 0; Column26: 0; Column27: 0; Column28: 0; Column29: 0.00083215; Column30: 0.044545; Column31: 0; Column32: 0.044545; Column33: 0.0015122 | WLDFR | HFTD - Distribution - Tier 3 - 4QU CoRE ¦ 2QU LoRE | Non-Red Flag Warning - Catastrophic Fires | 2061 | 3.4025e-10 | 3.4025e-10 | 20390.4035 | 362.3049 | 12307.8747 | 7720.2238 | 0 | 0 | 4.2208e-07 | 6.9379e-06 | 0 | 6.9379e-06 | 6.9379e-06 | 0 | 6.9379e-06 | 0 | 4.7058e-05 | 0.00010315 | 0 | 0.00010315 | [17 empty] | 7.3.3.17.5 (Remote Grid) Updates to grid topology to minimize risk of ignition in HFTDs Remote GridWLDFRVegetation ContactAggregated | WLDFR | HFTD - Distribution - Tier 2 - 3QU CoRE ¦ 1QU LoRE | Non-Red Flag Warning - Small Fires | Vegetation Contact | Aggregated | 2061 | 0.0043481 | 489.6273 | 2.1289 | 2061 | Mitigation | 0.95 | 45 | 0 | esc | 0.00097009 | 4.218e-06 | 0.00097009 | 4.218e-06
[35 empty] | 7.3.3.17.6 Updates to grid topology to minimize risk of ignition in HFTDs Butte County Rebuild | WLDFR | HFTD - Distribution - Tier 2 - 4QU CoRE ¦ 3QU LoRE | 2072 | 0.031727 | 0 | 0 | 0 | 0 |  |  |  |  | 0 | 0 | 0 | 0 | 0 |  | 0 | 0 | 0 | Column23: 0; Column24: 0; Column25: 0; Column26: 0; Column27: 0; Column28: 0; Column29: 0.00083215; Column30: 0.044545; Column31: 0; Column32: 0.044545; Column33: 0.0014133 | WLDFR | HFTD - Distribution - Tier 3 - 4QU CoRE ¦ 2QU LoRE | Non-Red Flag Warning - Catastrophic Fires | 2062 | 3.4025e-10 | 3.4025e-10 | 20390.4035 | 362.3049 | 12307.8747 | 7720.2238 | 0 | 0 | 4.2208e-07 | 6.9379e-06 | 0 | 6.9379e-06 | 6.9379e-06 | 0 | 6.9379e-06 | 0 | 4.9365e-05 | 0.00010821 | 0 | 0.00010821 | [17 empty] | 7.3.3.17.5 (Remote Grid) Updates to grid topology to minimize risk of ignition in HFTDs Remote GridWLDFRVegetation ContactAggregated | WLDFR | HFTD - Distribution - Tier 2 - 3QU CoRE ¦ 1QU LoRE | Non-Red Flag Warning - Small Fires | Vegetation Contact | Aggregated | 2062 | 0.0043481 | 489.6273 | 2.1289 | 2062 | Mitigation | 0.95 | 45 | 0 | esc | 0.00097009 | 4.218e-06 | 0.00097009 | 4.218e-06
[35 empty] | 7.3.3.17.6 Updates to grid topology to minimize risk of ignition in HFTDs Butte County Rebuild | WLDFR | HFTD - Distribution - Tier 2 - 4QU CoRE ¦ 3QU LoRE | 2073 | 0.029651 | 0 | 0 | 0 | 0 |  |  |  |  | 0 | 0 | 0 | 0 | 0 |  | 0 | 0 | 0 | Column23: 0; Column24: 0; Column25: 0; Column26: 0; Column27: 0; Column28: 0; Column29: 0.00083215; Column30: 0.046377; Column31: 0; Column32: 0.046377; Column33: 0.0013751 | WLDFR | HFTD - Distribution - Tier 3 - 4QU CoRE ¦ 2QU LoRE | Non-Red Flag Warning - Catastrophic Fires | 2063 | 3.4025e-10 | 3.4025e-10 | 21325.9188 | 384.5316 | 12862.0997 | 8079.2876 | 0 | 0 | 4.2208e-07 | 7.2562e-06 | 0 | 7.2562e-06 | 7.2562e-06 | 0 | 7.2562e-06 | 0 | 4.9365e-05 | 0.00010821 | 0 | 0.00010821 | [17 empty] | 7.3.3.17.5 (Remote Grid) Updates to grid topology to minimize risk of ignition in HFTDs Remote GridWLDFRVegetation ContactAggregated | WLDFR | HFTD - Distribution - Tier 2 - 3QU CoRE ¦ 1QU LoRE | Non-Red Flag Warning - Small Fires | Vegetation Contact | Aggregated | 2063 | 0.0043481 | 489.6273 | 2.1289 | 2063 | Mitigation | 0.95 | 45 | 0 | esc | 0.00097009 | 4.218e-06 | 0.00097009 | 4.218e-06
[35 empty] | 7.3.3.17.6 Updates to grid topology to minimize risk of ignition in HFTDs Butte County Rebuild | WLDFR | HFTD - Distribution - Tier 2 - 4QU CoRE ¦ 3QU LoRE | 2074 | 0.027711 | 0 | 0 | 0 | 0 |  |  |  |  | 0 | 0 | 0 | 0 | 0 |  | 0 | 0 | 0 | Column23: 0; Column24: 0; Column25: 0; Column26: 0; Column27: 0; Column28: 0; Column29: 0.00083215; Column30: 0.046377; Column31: 0; Column32: 0.046377; Column33: 0.0012852 | WLDFR | HFTD - Distribution - Tier 3 - 4QU CoRE ¦ 2QU LoRE | Non-Red Flag Warning - Catastrophic Fires | 2064 | 3.4025e-10 | 3.4025e-10 | 21325.9188 | 384.5316 | 12862.0997 | 8079.2876 | 0 | 0 | 4.2208e-07 | 7.2562e-06 | 0 | 7.2562e-06 | 7.2562e-06 | 0 | 7.2562e-06 | 0 | 4.9365e-05 | 0.00010821 | 0 | 0.00010821 | [17 empty] | 7.3.3.17.5 (Remote Grid) Updates to grid topology to minimize risk of ignition in HFTDs Remote GridWLDFRVegetation ContactAggregated | WLDFR | HFTD - Distribution - Tier 2 - 3QU CoRE ¦ 1QU LoRE | Non-Red Flag Warning - Small Fires | Vegetation Contact | Aggregated | 2064 | 0.0043481 | 489.6273 | 2.1289 | 2064 | Mitigation | 0.95 | 45 | 0 | esc | 0.00097009 | 4.218e-06 | 0.00097009 | 4.218e-06
[35 empty] | 7.3.3.17.6 Updates to grid topology to minimize risk of ignition in HFTDs Butte County Rebuild | WLDFR | HFTD - Distribution - Tier 2 - 4QU CoRE ¦ 3QU LoRE | 2075 | 0.025899 | 0 | 0 | 0 | 0 |  |  |  |  | 0 | 0 | 0 | 0 | 0 |  | 0 | 0 | 0 | Column23: 0; Column24: 0; Column25: 0; Column26: 0; Column27: 0; Column28: 0; Column29: 0.00083215; Column30: 0.046377; Column31: 0; Column32: 0.046377; Column33: 0.0012011 | WLDFR | HFTD - Distribution - Tier 3 - 4QU CoRE ¦ 2QU LoRE | Non-Red Flag Warning - Catastrophic Fires | 2065 | 3.4025e-10 | 3.4025e-10 | 21325.9188 | 384.5316 | 12862.0997 | 8079.2876 | 0 | 0 | 4.2208e-07 | 7.2562e-06 | 0 | 7.2562e-06 | 7.2562e-06 | 0 | 7.2562e-06 | 0 | 4.9365e-05 | 0.00010821 | 0 | 0.00010821 | [17 empty] | 7.3.3.17.5 (Remote Grid) Updates to grid topology to minimize risk of ignition in HFTDs Remote GridWLDFRVegetation ContactAggregated | WLDFR | HFTD - Distribution - Tier 2 - 3QU CoRE ¦ 1QU LoRE | Non-Red Flag Warning - Small Fires | Vegetation Contact | Aggregated | 2065 | 0.0043481 | 489.6273 | 2.1289 | 2065 | Mitigation | 0.95 | 45 | 0 | esc | 0.00097009 | 4.218e-06 | 0.00097009 | 4.218e-06
[35 empty] | 7.3.3.17.6 Updates to grid topology to minimize risk of ignition in HFTDs Butte County Rebuild | WLDFR | HFTD - Distribution - Tier 2 - 4QU CoRE ¦ 3QU LoRE | 2076 | 0.024204 | 0 | 0 | 0 | 0 |  |  |  |  | 0 | 0 | 0 | 0 | 0 |  | 0 | 0 | 0 | Column23: 0; Column24: 0; Column25: 0; Column26: 0; Column27: 0; Column28: 0; Column29: 0.00083215; Column30: 0.046377; Column31: 0; Column32: 0.046377; Column33: 0.0011225 | WLDFR | HFTD - Distribution - Tier 3 - 4QU CoRE ¦ 2QU LoRE | Non-Red Flag Warning - Catastrophic Fires | 2066 | 3.4025e-10 | 3.4025e-10 | 21325.9188 | 384.5316 | 12862.0997 | 8079.2876 | 0 | 0 | 4.2208e-07 | 7.2562e-06 | 0 | 7.2562e-06 | 7.2562e-06 | 0 | 7.2562e-06 | 0 | 4.9365e-05 | 0.00010821 | 0 | 0.00010821 | [17 empty] | 7.3.3.17.5 (Remote Grid) Updates to grid topology to minimize risk of ignition in HFTDs Remote GridWLDFRVegetation ContactAggregated | WLDFR | HFTD - Distribution - Tier 2 - 3QU CoRE ¦ 1QU LoRE | Non-Red Flag Warning - Small Fires | Vegetation Contact | Aggregated | 2066 | 0.0043481 | 489.6273 | 2.1289 | 2066 | Mitigation | 0.95 | 45 | 0 | esc | 0.00097009 | 4.218e-06 | 0.00097009 | 4.218e-06
[35 empty] | 7.3.3.17.6 Updates to grid topology to minimize risk of ignition in HFTDs Butte County Rebuild | WLDFR | HFTD - Distribution - Tier 2 - 4QU CoRE ¦ 3QU LoRE | 2077 | 0.022621 | 0 | 0 | 0 | 0 |  |  |  |  | 0 | 0 | 0 | 0 | 0 |  | 0 | 0 | 0 | Column23: 0; Column24: 0; Column25: 0; Column26: 0; Column27: 0; Column28: 0; Column29: 0.00083215; Column30: 0.046377; Column31: 0; Column32: 0.046377; Column33: 0.0010491 | WLDFR | HFTD - Distribution - Tier 3 - 4QU CoRE ¦ 2QU LoRE | Non-Red Flag Warning - Catastrophic Fires | 2067 | 0 | 3.4025e-10 | 21325.9188 | 384.5316 | 12862.0997 | 8079.2876 | 0 | 0 | 4.2208e-07 | 0 | 0 | 0 | 7.2562e-06 | 0 | 7.2562e-06 | 0 | 5.172e-05 | 0.00011337 | 0 | 0.00011337 | [17 empty] | 7.3.3.17.5 (Remote Grid) Updates to grid topology to minimize risk of ignition in HFTDs Remote GridWLDFRVegetation ContactAggregated | WLDFR | HFTD - Distribution - Tier 2 - 3QU CoRE ¦ 1QU LoRE | Non-Red Flag Warning - Small Fires | Vegetation Contact | Aggregated | 2067 | 0.0043481 | 489.6273 | 2.1289 | 2067 | Mitigation | 0.95 | 45 | 0 | esc | 0 | 0 | 0.00097009 | 4.218e-06
[35 empty] | 7.3.3.17.6 Updates to grid topology to minimize risk of ignition in HFTDs Butte County Rebuild | WLDFR | HFTD - Distribution - Tier 2 - 4QU CoRE ¦ 4QU LoRE | 2023 | 0.87344 | 0 | 0 | 0 | 0 |  |  |  |  | 0 | 0 | 0 | 0 | 0 |  | 0 | 0 | 0 | Column23: 0; Column24: 0; Column25: 0; Column26: 0; Column27: 0; Column28: 0; Column29: 0.00058802; Column30: 0.020056; Column31: 0; Column32: 0.020056; Column33: 0.017518 | WLDFR | HFTD - Distribution - Tier 3 - 4QU CoRE ¦ 2QU LoRE | Non-Red Flag Warning - Destructive Fires | 2022 | 4.6145e-10 | 0 | 8807.9522 | 222.2294 | 8585.7228 | 0 | 0 | 0 | 5.2532e-07 | 4.0645e-06 | 0 | 4.0645e-06 | 0 | 0 | 0 | 0 | 5.172e-05 | 0.00011337 | 0 | 0.00011337 | [17 empty] | 7.3.3.17.5 (Remote Grid) Updates to grid topology to minimize risk of ignition in HFTDs Remote GridWLDFRWire-to-wire contactAggregated | WLDFR | HFTD - Distribution - Tier 2 - 3QU CoRE ¦ 1QU LoRE | Non-Red Flag Warning - Small Fires | Wire-to-wire contact | Aggregated | 2022 | 0.0012363 | 489.6273 | 0.60535 | 2022 | Mitigation | 0.95 | 45 | 0 | esc | 0.00097009 | 1.1994e-06 | 0 | 0
[35 empty] | 7.3.3.17.6 Updates to grid topology to minimize risk of ignition in HFTDs Butte County Rebuild | WLDFR | HFTD - Distribution - Tier 2 - 4QU CoRE ¦ 4QU LoRE | 2024 | 0.8163 | 0 | 0 | 0 | 0 |  |  |  |  | 0 | 0 | 0 | 0 | 0 |  | 0 | 0 | 0 | Column23: 0; Column24: 0; Column25: 0; Column26: 0; Column27: 0; Column28: 0; Column29: 0.00058802; Column30: 0.020056; Column31: 0; Column32: 0.020056; Column33: 0.016372 | WLDFR | HFTD - Distribution - Tier 3 - 4QU CoRE ¦ 2QU LoRE | Non-Red Flag Warning - Destructive Fires | 2023 | 4.6145e-10 | 4.6145e-10 | 9129.7461 | 233.2301 | 8896.516 | 0 | 0 | 0 | 5.2532e-07 | 4.2129e-06 | 0 | 4.2129e-06 | 4.2129e-06 | 0 | 4.2129e-06 | 0 | 5.172e-05 | 0.00011337 | 0 | 0.00011337 | [17 empty] | 7.3.3.17.5 (Remote Grid) Updates to grid topology to minimize risk of ignition in HFTDs Remote GridWLDFRWire-to-wire contactAggregated | WLDFR | HFTD - Distribution - Tier 2 - 3QU CoRE ¦ 1QU LoRE | Non-Red Flag Warning - Small Fires | Wire-to-wire contact | Aggregated | 2023 | 0.0012363 | 489.6273 | 0.60535 | 2023 | Mitigation | 0.95 | 45 | 0 | esc | 0.00097009 | 1.1994e-06 | 0.00097009 | 1.1994e-06
[35 empty] | 7.3.3.17.6 Updates to grid topology to minimize risk of ignition in HFTDs Butte County Rebuild | WLDFR | HFTD - Distribution - Tier 2 - 4QU CoRE ¦ 4QU LoRE | 2025 | 0.7629 | 0 | 0 | 0 | 0 |  |  |  |  | 0 | 0 | 0 | 0 | 0 |  | 0 | 0 | 0 | Column23: 0; Column24: 0; Column25: 0; Column26: 0; Column27: 0; Column28: 0; Column29: 0.00058802; Column30: 0.020056; Column31: 0; Column32: 0.020056; Column33: 0.015301 | WLDFR | HFTD - Distribution - Tier 3 - 4QU CoRE ¦ 2QU LoRE | Non-Red Flag Warning - Destructive Fires | 2024 | 4.6145e-10 | 4.6145e-10 | 9129.7461 | 233.2301 | 8896.516 | 0 | 0 | 0 | 5.2532e-07 | 4.2129e-06 | 0 | 4.2129e-06 | 4.2129e-06 | 0 | 4.2129e-06 | 0 | 5.172e-05 | 0.00011337 | 0 | 0.00011337 | [17 empty] | 7.3.3.17.5 (Remote Grid) Updates to grid topology to minimize risk of ignition in HFTDs Remote GridWLDFRWire-to-wire contactAggregated | WLDFR | HFTD - Distribution - Tier 2 - 3QU CoRE ¦ 1QU LoRE | Non-Red Flag Warning - Small Fires | Wire-to-wire contact | Aggregated | 2024 | 0.0012363 | 489.6273 | 0.60535 | 2024 | Mitigation | 0.95 | 45 | 0 | esc | 0.00097009 | 1.1994e-06 | 0.00097009 | 1.1994e-06
[35 empty] | 7.3.3.17.6 Updates to grid topology to minimize risk of ignition in HFTDs Butte County Rebuild | WLDFR | HFTD - Distribution - Tier 2 - 4QU CoRE ¦ 4QU LoRE | 2026 | 0.71299 | 0 | 0 | 0 | 0 |  |  |  |  | 0 | 0 | 0 | 0 | 0 |  | 0 | 0 | 0 | Column23: 0; Column24: 0; Column25: 0; Column26: 0; Column27: 0; Column28: 0; Column29: 0.00058802; Column30: 0.020056; Column31: 0; Column32: 0.020056; Column33: 0.0143 | WLDFR | HFTD - Distribution - Tier 3 - 4QU CoRE ¦ 2QU LoRE | Non-Red Flag Warning - Destructive Fires | 2025 | 4.6145e-10 | 4.6145e-10 | 9129.7461 | 233.2301 | 8896.516 | 0 | 0 | 0 | 5.2532e-07 | 4.2129e-06 | 0 | 4.2129e-06 | 4.2129e-06 | 0 | 4.2129e-06 | 0 | 5.172e-05 | 0.00011337 | 0 | 0.00011337 | [17 empty] | 7.3.3.17.5 (Remote Grid) Updates to grid topology to minimize risk of ignition in HFTDs Remote GridWLDFRWire-to-wire contactAggregated | WLDFR | HFTD - Distribution - Tier 2 - 3QU CoRE ¦ 1QU LoRE | Non-Red Flag Warning - Small Fires | Wire-to-wire contact | Aggregated | 2025 | 0.0012363 | 489.6273 | 0.60535 | 2025 | Mitigation | 0.95 | 45 | 0 | esc | 0.00097009 | 1.1994e-06 | 0.00097009 | 1.1994e-06
[35 empty] | 7.3.3.17.6 Updates to grid topology to minimize risk of ignition in HFTDs Butte County Rebuild | WLDFR | HFTD - Distribution - Tier 2 - 4QU CoRE ¦ 4QU LoRE | 2027 | 0.66634 | 0 | 0 | 0 | 0 |  |  |  |  | 0 | 0 | 0 | 0 | 0 |  | 0 | 0 | 0 | Column23: 0; Column24: 0; Column25: 0; Column26: 0; Column27: 0; Column28: 0; Column29: 0.00058802; Column30: 0.020056; Column31: 0; Column32: 0.020056; Column33: 0.013364 | WLDFR | HFTD - Distribution - Tier 3 - 4QU CoRE ¦ 2QU LoRE | Non-Red Flag Warning - Destructive Fires | 2026 | 4.6145e-10 | 4.6145e-10 | 9129.7461 | 233.2301 | 8896.516 | 0 | 0 | 0 | 5.2532e-07 | 4.2129e-06 | 0 | 4.2129e-06 | 4.2129e-06 | 0 | 4.2129e-06 | 0 | 5.4093e-05 | 0.00011857 | 0 | 0.00011857 | [17 empty] | 7.3.3.17.5 (Remote Grid) Updates to grid topology to minimize risk of ignition in HFTDs Remote GridWLDFRWire-to-wire contactAggregated | WLDFR | HFTD - Distribution - Tier 2 - 3QU CoRE ¦ 1QU LoRE | Non-Red Flag Warning - Small Fires | Wire-to-wire contact | Aggregated | 2026 | 0.0012363 | 489.6273 | 0.60535 | 2026 | Mitigation | 0.95 | 45 | 0 | esc | 0.00097009 | 1.1994e-06 | 0.00097009 | 1.1994e-06
[35 empty] | 7.3.3.17.6 Updates to grid topology to minimize risk of ignition in HFTDs Butte County Rebuild | WLDFR | HFTD - Distribution - Tier 2 - 4QU CoRE ¦ 4QU LoRE | 2028 | 0.62275 | 0 | 0 | 0 | 0 |  |  |  |  | 0 | 0 | 0 | 0 | 0 |  | 0 | 0 | 0 | Column23: 0; Column24: 0; Column25: 0; Column26: 0; Column27: 0; Column28: 0; Column29: 0.00058802; Column30: 0.02095; Column31: 0; Column32: 0.02095; Column33: 0.013046 | WLDFR | HFTD - Distribution - Tier 3 - 4QU CoRE ¦ 2QU LoRE | Non-Red Flag Warning - Destructive Fires | 2027 | 4.6145e-10 | 4.6145e-10 | 9129.7461 | 233.2301 | 8896.516 | 0 | 0 | 0 | 5.2532e-07 | 4.2129e-06 | 0 | 4.2129e-06 | 4.2129e-06 | 0 | 4.2129e-06 | 0 | 5.4093e-05 | 0.00011857 | 0 | 0.00011857 | [17 empty] | 7.3.3.17.5 (Remote Grid) Updates to grid topology to minimize risk of ignition in HFTDs Remote GridWLDFRWire-to-wire contactAggregated | WLDFR | HFTD - Distribution - Tier 2 - 3QU CoRE ¦ 1QU LoRE | Non-Red Flag Warning - Small Fires | Wire-to-wire contact | Aggregated | 2027 | 0.0012363 | 489.6273 | 0.60535 | 2027 | Mitigation | 0.95 | 45 | 0 | esc | 0.00097009 | 1.1994e-06 | 0.00097009 | 1.1994e-06
[35 empty] | 7.3.3.17.6 Updates to grid topology to minimize risk of ignition in HFTDs Butte County Rebuild | WLDFR | HFTD - Distribution - Tier 2 - 4QU CoRE ¦ 4QU LoRE | 2029 | 0.58201 | 0 | 0 | 0 | 0 |  |  |  |  | 0 | 0 | 0 | 0 | 0 |  | 0 | 0 | 0 | Column23: 0; Column24: 0; Column25: 0; Column26: 0; Column27: 0; Column28: 0; Column29: 0.00058802; Column30: 0.02095; Column31: 0; Column32: 0.02095; Column33: 0.012193 | WLDFR | HFTD - Distribution - Tier 3 - 4QU CoRE ¦ 2QU LoRE | Non-Red Flag Warning - Destructive Fires | 2028 | 4.6145e-10 | 4.6145e-10 | 9534.9221 | 247.273 | 9287.6491 | 0 | 0 | 0 | 5.2532e-07 | 4.3999e-06 | 0 | 4.3999e-06 | 4.3999e-06 | 0 | 4.3999e-06 | 0 | 5.4093e-05 | 0.00011857 | 0 | 0.00011857 | [17 empty] | 7.3.3.17.5 (Remote Grid) Updates to grid topology to minimize risk of ignition in HFTDs Remote GridWLDFRWire-to-wire contactAggregated | WLDFR | HFTD - Distribution - Tier 2 - 3QU CoRE ¦ 1QU LoRE | Non-Red Flag Warning - Small Fires | Wire-to-wire contact | Aggregated | 2028 | 0.0012363 | 489.6273 | 0.60535 | 2028 | Mitigation | 0.95 | 45 | 0 | esc | 0.00097009 | 1.1994e-06 | 0.00097009 | 1.1994e-06
[35 empty] | 7.3.3.17.6 Updates to grid topology to minimize risk of ignition in HFTDs Butte County Rebuild | WLDFR | HFTD - Distribution - Tier 2 - 4QU CoRE ¦ 4QU LoRE | 2030 | 0.54393 | 0 | 0 | 0 | 0 |  |  |  |  | 0 | 0 | 0 | 0 | 0 |  | 0 | 0 | 0 | Column23: 0; Column24: 0; Column25: 0; Column26: 0; Column27: 0; Column28: 0; Column29: 0.00058802; Column30: 0.02095; Column31: 0; Column32: 0.02095; Column33: 0.011395 | WLDFR | HFTD - Distribution - Tier 3 - 4QU CoRE ¦ 2QU LoRE | Non-Red Flag Warning - Destructive Fires | 2029 | 4.6145e-10 | 4.6145e-10 | 9534.9221 | 247.273 | 9287.6491 | 0 | 0 | 0 | 5.2532e-07 | 4.3999e-06 | 0 | 4.3999e-06 | 4.3999e-06 | 0 | 4.3999e-06 | 0 | 5.4093e-05 | 0.00011857 | 0 | 0.00011857 | [17 empty] | 7.3.3.17.5 (Remote Grid) Updates to grid topology to minimize risk of ignition in HFTDs Remote GridWLDFRWire-to-wire contactAggregated | WLDFR | HFTD - Distribution - Tier 2 - 3QU CoRE ¦ 1QU LoRE | Non-Red Flag Warning - Small Fires | Wire-to-wire contact | Aggregated | 2029 | 0.0012363 | 489.6273 | 0.60535 | 2029 | Mitigation | 0.95 | 45 | 0 | esc | 0.00097009 | 1.1994e-06 | 0.00097009 | 1.1994e-06
[35 empty] | 7.3.3.17.6 Updates to grid topology to minimize risk of ignition in HFTDs Butte County Rebuild | WLDFR | HFTD - Distribution - Tier 2 - 4QU CoRE ¦ 4QU LoRE | 2031 | 0.50835 | 0 | 0 | 0 | 0 |  |  |  |  | 0 | 0 | 0 | 0 | 0 |  | 0 | 0 | 0 | Column23: 0; Column24: 0; Column25: 0; Column26: 0; Column27: 0; Column28: 0; Column29: 0.00058802; Column30: 0.02095; Column31: 0; Column32: 0.02095; Column33: 0.01065 | WLDFR | HFTD - Distribution - Tier 3 - 4QU CoRE ¦ 2QU LoRE | Non-Red Flag Warning - Destructive Fires | 2030 | 4.6145e-10 | 4.6145e-10 | 9534.9221 | 247.273 | 9287.6491 | 0 | 0 | 0 | 5.2532e-07 | 4.3999e-06 | 0 | 4.3999e-06 | 4.3999e-06 | 0 | 4.3999e-06 | 0 | 5.4093e-05 | 0.00011857 | 0 | 0.00011857 | [17 empty] | 7.3.3.17.5 (Remote Grid) Updates to grid topology to minimize risk of ignition in HFTDs Remote GridWLDFRWire-to-wire contactAggregated | WLDFR | HFTD - Distribution - Tier 2 - 3QU CoRE ¦ 1QU LoRE | Non-Red Flag Warning - Small Fires | Wire-to-wire contact | Aggregated | 2030 | 0.0012363 | 489.6273 | 0.60535 | 2030 | Mitigation | 0.95 | 45 | 0 | esc | 0.00097009 | 1.1994e-06 | 0.00097009 | 1.1994e-06
[35 empty] | 7.3.3.17.6 Updates to grid topology to minimize risk of ignition in HFTDs Butte County Rebuild | WLDFR | HFTD - Distribution - Tier 2 - 4QU CoRE ¦ 4QU LoRE | 2032 | 0.47509 | 0 | 0 | 0 | 0 |  |  |  |  | 0 | 0 | 0 | 0 | 0 |  | 0 | 0 | 0 | Column23: 0; Column24: 0; Column25: 0; Column26: 0; Column27: 0; Column28: 0; Column29: 0.00058802; Column30: 0.02095; Column31: 0; Column32: 0.02095; Column33: 0.0099531 | WLDFR | HFTD - Distribution - Tier 3 - 4QU CoRE ¦ 2QU LoRE | Non-Red Flag Warning - Destructive Fires | 2031 | 4.6145e-10 | 4.6145e-10 | 9534.9221 | 247.273 | 9287.6491 | 0 | 0 | 0 | 5.2532e-07 | 4.3999e-06 | 0 | 4.3999e-06 | 4.3999e-06 | 0 | 4.3999e-06 | 0 | 5.6456e-05 | 0.00012375 | 0 | 0.00012375 | [17 empty] | 7.3.3.17.5 (Remote Grid) Updates to grid topology to minimize risk of ignition in HFTDs Remote GridWLDFRWire-to-wire contactAggregated | WLDFR | HFTD - Distribution - Tier 2 - 3QU CoRE ¦ 1QU LoRE | Non-Red Flag Warning - Small Fires | Wire-to-wire contact | Aggregated | 2031 | 0.0012363 | 489.6273 | 0.60535 | 2031 | Mitigation | 0.95 | 45 | 0 | esc | 0.00097009 | 1.1994e-06 | 0.00097009 | 1.1994e-06
[35 empty] | 7.3.3.17.6 Updates to grid topology to minimize risk of ignition in HFTDs Butte County Rebuild | WLDFR | HFTD - Distribution - Tier 2 - 4QU CoRE ¦ 4QU LoRE | 2033 | 0.44401 | 0 | 0 | 0 | 0 |  |  |  |  | 0 | 0 | 0 | 0 | 0 |  | 0 | 0 | 0 | Column23: 0; Column24: 0; Column25: 0; Column26: 0; Column27: 0; Column28: 0; Column29: 0.00058802; Column30: 0.021942; Column31: 0; Column32: 0.021942; Column33: 0.0097427 | WLDFR | HFTD - Distribution - Tier 3 - 4QU CoRE ¦ 2QU LoRE | Non-Red Flag Warning - Destructive Fires | 2032 | 4.6145e-10 | 4.6145e-10 | 9534.9221 | 247.273 | 9287.6491 | 0 | 0 | 0 | 5.2532e-07 | 4.3999e-06 | 0 | 4.3999e-06 | 4.3999e-06 | 0 | 4.3999e-06 | 0 | 5.6456e-05 | 0.00012375 | 0 | 0.00012375 | [17 empty] | 7.3.3.17.5 (Remote Grid) Updates to grid topology to minimize risk of ignition in HFTDs Remote GridWLDFRWire-to-wire contactAggregated | WLDFR | HFTD - Distribution - Tier 2 - 3QU CoRE ¦ 1QU LoRE | Non-Red Flag Warning - Small Fires | Wire-to-wire contact | Aggregated | 2032 | 0.0012363 | 489.6273 | 0.60535 | 2032 | Mitigation | 0.95 | 45 | 0 | esc | 0.00097009 | 1.1994e-06 | 0.00097009 | 1.1994e-06
[35 empty] | 7.3.3.17.6 Updates to grid topology to minimize risk of ignition in HFTDs Butte County Rebuild | WLDFR | HFTD - Distribution - Tier 2 - 4QU CoRE ¦ 4QU LoRE | 2034 | 0.41496 | 0 | 0 | 0 | 0 |  |  |  |  | 0 | 0 | 0 | 0 | 0 |  | 0 | 0 | 0 | Column23: 0; Column24: 0; Column25: 0; Column26: 0; Column27: 0; Column28: 0; Column29: 0.00058802; Column30: 0.021942; Column31: 0; Column32: 0.021942; Column33: 0.0091053 | WLDFR | HFTD - Distribution - Tier 3 - 4QU CoRE ¦ 2QU LoRE | Non-Red Flag Warning - Destructive Fires | 2033 | 4.6145e-10 | 4.6145e-10 | 9984.8474 | 263.1074 | 9721.74 | 0 | 0 | 0 | 5.2532e-07 | 4.6075e-06 | 0 | 4.6075e-06 | 4.6075e-06 | 0 | 4.6075e-06 | 0 | 5.6456e-05 | 0.00012375 | 0 | 0.00012375 | [17 empty] | 7.3.3.17.5 (Remote Grid) Updates to grid topology to minimize risk of ignition in HFTDs Remote GridWLDFRWire-to-wire contactAggregated | WLDFR | HFTD - Distribution - Tier 2 - 3QU CoRE ¦ 1QU LoRE | Non-Red Flag Warning - Small Fires | Wire-to-wire contact | Aggregated | 2033 | 0.0012363 | 489.6273 | 0.60535 | 2033 | Mitigation | 0.95 | 45 | 0 | esc | 0.00097009 | 1.1994e-06 | 0.00097009 | 1.1994e-06
[35 empty] | 7.3.3.17.6 Updates to grid topology to minimize risk of ignition in HFTDs Butte County Rebuild | WLDFR | HFTD - Distribution - Tier 2 - 4QU CoRE ¦ 4QU LoRE | 2035 | 0.38782 | 0 | 0 | 0 | 0 |  |  |  |  | 0 | 0 | 0 | 0 | 0 |  | 0 | 0 | 0 | Column23: 0; Column24: 0; Column25: 0; Column26: 0; Column27: 0; Column28: 0; Column29: 0.00058802; Column30: 0.021942; Column31: 0; Column32: 0.021942; Column33: 0.0085096 | WLDFR | HFTD - Distribution - Tier 3 - 4QU CoRE ¦ 2QU LoRE | Non-Red Flag Warning - Destructive Fires | 2034 | 4.6145e-10 | 4.6145e-10 | 9984.8474 | 263.1074 | 9721.74 | 0 | 0 | 0 | 5.2532e-07 | 4.6075e-06 | 0 | 4.6075e-06 | 4.6075e-06 | 0 | 4.6075e-06 | 0 | 0 | 0.00012375 | 0 | 0.00012375 | [17 empty] | 7.3.3.17.5 (Remote Grid) Updates to grid topology to minimize risk of ignition in HFTDs Remote GridWLDFRWire-to-wire contactAggregated | WLDFR | HFTD - Distribution - Tier 2 - 3QU CoRE ¦ 1QU LoRE | Non-Red Flag Warning - Small Fires | Wire-to-wire contact | Aggregated | 2034 | 0.0012363 | 489.6273 | 0.60535 | 2034 | Mitigation | 0.95 | 45 | 0 | esc | 0.00097009 | 1.1994e-06 | 0.00097009 | 1.1994e-06
[35 empty] | 7.3.3.17.6 Updates to grid topology to minimize risk of ignition in HFTDs Butte County Rebuild | WLDFR | HFTD - Distribution - Tier 2 - 4QU CoRE ¦ 4QU LoRE | 2036 | 0.36245 | 0 | 0 | 0 | 0 |  |  |  |  | 0 | 0 | 0 | 0 | 0 |  | 0 | 0 | 0 | Column23: 0; Column24: 0; Column25: 0; Column26: 0; Column27: 0; Column28: 0; Column29: 0.00058802; Column30: 0.021942; Column31: 0; Column32: 0.021942; Column33: 0.0079529 | WLDFR | HFTD - Distribution - Tier 3 - 4QU CoRE ¦ 2QU LoRE | Non-Red Flag Warning - Destructive Fires | 2035 | 4.6145e-10 | 4.6145e-10 | 9984.8474 | 263.1074 | 9721.74 | 0 | 0 | 0 | 5.2532e-07 | 4.6075e-06 | 0 | 4.6075e-06 | 4.6075e-06 | 0 | 4.6075e-06 | 0 | 0 | 0 | 0 | 0 | [17 empty] | 7.3.3.17.5 (Remote Grid) Updates to grid topology to minimize risk of ignition in HFTDs Remote GridWLDFRWire-to-wire contactAggregated | WLDFR | HFTD - Distribution - Tier 2 - 3QU CoRE ¦ 1QU LoRE | Non-Red Flag Warning - Small Fires | Wire-to-wire contact | Aggregated | 2035 | 0.0012363 | 489.6273 | 0.60535 | 2035 | Mitigation | 0.95 | 45 | 0 | esc | 0.00097009 | 1.1994e-06 | 0.00097009 | 1.1994e-06
[35 empty] | 7.3.3.17.6 Updates to grid topology to minimize risk of ignition in HFTDs Butte County Rebuild | WLDFR | HFTD - Distribution - Tier 2 - 4QU CoRE ¦ 4QU LoRE | 2037 | 0.33873 | 0 | 0 | 0 | 0 |  |  |  |  | 0 | 0 | 0 | 0 | 0 |  | 0 | 0 | 0 | Column23: 0; Column24: 0; Column25: 0; Column26: 0; Column27: 0; Column28: 0; Column29: 0.00058802; Column30: 0.021942; Column31: 0; Column32: 0.021942; Column33: 0.0074327 | WLDFR | HFTD - Distribution - Tier 3 - 4QU CoRE ¦ 2QU LoRE | Non-Red Flag Warning - Destructive Fires | 2036 | 4.6145e-10 | 4.6145e-10 | 9984.8474 | 263.1074 | 9721.74 | 0 | 0 | 0 | 5.2532e-07 | 4.6075e-06 | 0 | 4.6075e-06 | 4.6075e-06 | 0 | 4.6075e-06 | 0 | 2.838e-05 | 0 | 0 | 0 | [17 empty] | 7.3.3.17.5 (Remote Grid) Updates to grid topology to minimize risk of ignition in HFTDs Remote GridWLDFRWire-to-wire contactAggregated | WLDFR | HFTD - Distribution - Tier 2 - 3QU CoRE ¦ 1QU LoRE | Non-Red Flag Warning - Small Fires | Wire-to-wire contact | Aggregated | 2036 | 0.0012363 | 489.6273 | 0.60535 | 2036 | Mitigation | 0.95 | 45 | 0 | esc | 0.00097009 | 1.1994e-06 | 0.00097009 | 1.1994e-06
[35 empty] | 7.3.3.17.6 Updates to grid topology to minimize risk of ignition in HFTDs Butte County Rebuild | WLDFR | HFTD - Distribution - Tier 2 - 4QU CoRE ¦ 4QU LoRE | 2038 | 0.31657 | 0 | 0 | 0 | 0 |  |  |  |  | 0 | 0 | 0 | 0 | 0 |  | 0 | 0 | 0 | Column23: 0; Column24: 0; Column25: 0; Column26: 0; Column27: 0; Column28: 0; Column29: 0.00058802; Column30: 0.02302; Column31: 0; Column32: 0.02302; Column33: 0.0072875 | WLDFR | HFTD - Distribution - Tier 3 - 4QU CoRE ¦ 2QU LoRE | Non-Red Flag Warning - Destructive Fires | 2037 | 4.6145e-10 | 4.6145e-10 | 9984.8474 | 263.1074 | 9721.74 | 0 | 0 | 0 | 5.2532e-07 | 4.6075e-06 | 0 | 4.6075e-06 | 4.6075e-06 | 0 | 4.6075e-06 | 0 | 2.9417e-05 | 6.4482e-05 | 0 | 6.4482e-05 | [17 empty] | 7.3.3.17.5 (Remote Grid) Updates to grid topology to minimize risk of ignition in HFTDs Remote GridWLDFRWire-to-wire contactAggregated | WLDFR | HFTD - Distribution - Tier 2 - 3QU CoRE ¦ 1QU LoRE | Non-Red Flag Warning - Small Fires | Wire-to-wire contact | Aggregated | 2037 | 0.0012363 | 489.6273 | 0.60535 | 2037 | Mitigation | 0.95 | 45 | 0 | esc | 0.00097009 | 1.1994e-06 | 0.00097009 | 1.1994e-06
[35 empty] | 7.3.3.17.6 Updates to grid topology to minimize risk of ignition in HFTDs Butte County Rebuild | WLDFR | HFTD - Distribution - Tier 2 - 4QU CoRE ¦ 4QU LoRE | 2039 | 0.29586 | 0 | 0 | 0 | 0 |  |  |  |  | 0 | 0 | 0 | 0 | 0 |  | 0 | 0 | 0 | Column23: 0; Column24: 0; Column25: 0; Column26: 0; Column27: 0; Column28: 0; Column29: 0.00058802; Column30: 0.02302; Column31: 0; Column32: 0.02302; Column33: 0.0068108 | WLDFR | HFTD - Distribution - Tier 3 - 4QU CoRE ¦ 2QU LoRE | Non-Red Flag Warning - Destructive Fires | 2038 | 4.6145e-10 | 4.6145e-10 | 10472.8261 | 280.5544 | 10192.2718 | 0 | 0 | 0 | 5.2532e-07 | 4.8327e-06 | 0 | 4.8327e-06 | 4.8327e-06 | 0 | 4.8327e-06 | 0 | 2.9417e-05 | 6.4482e-05 | 0 | 6.4482e-05 | [17 empty] | 7.3.3.17.5 (Remote Grid) Updates to grid topology to minimize risk of ignition in HFTDs Remote GridWLDFRWire-to-wire contactAggregated | WLDFR | HFTD - Distribution - Tier 2 - 3QU CoRE ¦ 1QU LoRE | Non-Red Flag Warning - Small Fires | Wire-to-wire contact | Aggregated | 2038 | 0.0012363 | 489.6273 | 0.60535 | 2038 | Mitigation | 0.95 | 45 | 0 | esc | 0.00097009 | 1.1994e-06 | 0.00097009 | 1.1994e-06
[35 empty] | 7.3.3.17.6 Updates to grid topology to minimize risk of ignition in HFTDs Butte County Rebuild | WLDFR | HFTD - Distribution - Tier 2 - 4QU CoRE ¦ 4QU LoRE | 2040 | 0.27651 | 0 | 0 | 0 | 0 |  |  |  |  | 0 | 0 | 0 | 0 | 0 |  | 0 | 0 | 0 | Column23: 0; Column24: 0; Column25: 0; Column26: 0; Column27: 0; Column28: 0; Column29: 0.00058802; Column30: 0.02302; Column31: 0; Column32: 0.02302; Column33: 0.0063652 | WLDFR | HFTD - Distribution - Tier 3 - 4QU CoRE ¦ 2QU LoRE | Non-Red Flag Warning - Destructive Fires | 2039 | 4.6145e-10 | 4.6145e-10 | 10472.8261 | 280.5544 | 10192.2718 | 0 | 0 | 0 | 5.2532e-07 | 4.8327e-06 | 0 | 4.8327e-06 | 4.8327e-06 | 0 | 4.8327e-06 | 0 | 2.9417e-05 | 6.4482e-05 | 0 | 6.4482e-05 | [17 empty] | 7.3.3.17.5 (Remote Grid) Updates to grid topology to minimize risk of ignition in HFTDs Remote GridWLDFRWire-to-wire contactAggregated | WLDFR | HFTD - Distribution - Tier 2 - 3QU CoRE ¦ 1QU LoRE | Non-Red Flag Warning - Small Fires | Wire-to-wire contact | Aggregated | 2039 | 0.0012363 | 489.6273 | 0.60535 | 2039 | Mitigation | 0.95 | 45 | 0 | esc | 0.00097009 | 1.1994e-06 | 0.00097009 | 1.1994e-06
[35 empty] | 7.3.3.17.6 Updates to grid topology to minimize risk of ignition in HFTDs Butte County Rebuild | WLDFR | HFTD - Distribution - Tier 2 - 4QU CoRE ¦ 4QU LoRE | 2041 | 0.25842 | 0 | 0 | 0 | 0 |  |  |  |  | 0 | 0 | 0 | 0 | 0 |  | 0 | 0 | 0 | Column23: 0; Column24: 0; Column25: 0; Column26: 0; Column27: 0; Column28: 0; Column29: 0.00058802; Column30: 0.02302; Column31: 0; Column32: 0.02302; Column33: 0.0059488 | WLDFR | HFTD - Distribution - Tier 3 - 4QU CoRE ¦ 2QU LoRE | Non-Red Flag Warning - Destructive Fires | 2040 | 4.6145e-10 | 4.6145e-10 | 10472.8261 | 280.5544 | 10192.2718 | 0 | 0 | 0 | 5.2532e-07 | 4.8327e-06 | 0 | 4.8327e-06 | 4.8327e-06 | 0 | 4.8327e-06 | 0 | 2.9417e-05 | 6.4482e-05 | 0 | 6.4482e-05 | [17 empty] | 7.3.3.17.5 (Remote Grid) Updates to grid topology to minimize risk of ignition in HFTDs Remote GridWLDFRWire-to-wire contactAggregated | WLDFR | HFTD - Distribution - Tier 2 - 3QU CoRE ¦ 1QU LoRE | Non-Red Flag Warning - Small Fires | Wire-to-wire contact | Aggregated | 2040 | 0.0012363 | 489.6273 | 0.60535 | 2040 | Mitigation | 0.95 | 45 | 0 | esc | 0.00097009 | 1.1994e-06 | 0.00097009 | 1.1994e-06
[35 empty] | 7.3.3.17.6 Updates to grid topology to minimize risk of ignition in HFTDs Butte County Rebuild | WLDFR | HFTD - Distribution - Tier 2 - 4QU CoRE ¦ 4QU LoRE | 2042 | 0.24151 | 0 | 0 | 0 | 0 |  |  |  |  | 0 | 0 | 0 | 0 | 0 |  | 0 | 0 | 0 | Column23: 0; Column24: 0; Column25: 0; Column26: 0; Column27: 0; Column28: 0; Column29: 0.00058802; Column30: 0.02302; Column31: 0; Column32: 0.02302; Column33: 0.0055596 | WLDFR | HFTD - Distribution - Tier 3 - 4QU CoRE ¦ 2QU LoRE | Non-Red Flag Warning - Destructive Fires | 2041 | 4.6145e-10 | 4.6145e-10 | 10472.8261 | 280.5544 | 10192.2718 | 0 | 0 | 0 | 5.2532e-07 | 4.8327e-06 | 0 | 4.8327e-06 | 4.8327e-06 | 0 | 4.8327e-06 | 0 | 2.9417e-05 | 6.4482e-05 | 0 | 6.4482e-05 | [17 empty] | 7.3.3.17.5 (Remote Grid) Updates to grid topology to minimize risk of ignition in HFTDs Remote GridWLDFRWire-to-wire contactAggregated | WLDFR | HFTD - Distribution - Tier 2 - 3QU CoRE ¦ 1QU LoRE | Non-Red Flag Warning - Small Fires | Wire-to-wire contact | Aggregated | 2041 | 0.0012363 | 489.6273 | 0.60535 | 2041 | Mitigation | 0.95 | 45 | 0 | esc | 0.00097009 | 1.1994e-06 | 0.00097009 | 1.1994e-06
[35 empty] | 7.3.3.17.6 Updates to grid topology to minimize risk of ignition in HFTDs Butte County Rebuild | WLDFR | HFTD - Distribution - Tier 2 - 4QU CoRE ¦ 4QU LoRE | 2043 | 0.22571 | 0 | 0 | 0 | 0 |  |  |  |  | 0 | 0 | 0 | 0 | 0 |  | 0 | 0 | 0 | Column23: 0; Column24: 0; Column25: 0; Column26: 0; Column27: 0; Column28: 0; Column29: 0.00058802; Column30: 0.024168; Column31: 0; Column32: 0.024168; Column33: 0.005455 | WLDFR | HFTD - Distribution - Tier 3 - 4QU CoRE ¦ 2QU LoRE | Non-Red Flag Warning - Destructive Fires | 2042 | 4.6145e-10 | 4.6145e-10 | 10472.8261 | 280.5544 | 10192.2718 | 0 | 0 | 0 | 5.2532e-07 | 4.8327e-06 | 0 | 4.8327e-06 | 4.8327e-06 | 0 | 4.8327e-06 | 0 | 3.0722e-05 | 6.7344e-05 | 0 | 6.7344e-05 | [17 empty] | 7.3.3.17.5 (Remote Grid) Updates to grid topology to minimize risk of ignition in HFTDs Remote GridWLDFRWire-to-wire contactAggregated | WLDFR | HFTD - Distribution - Tier 2 - 3QU CoRE ¦ 1QU LoRE | Non-Red Flag Warning - Small Fires | Wire-to-wire contact | Aggregated | 2042 | 0.0012363 | 489.6273 | 0.60535 | 2042 | Mitigation | 0.95 | 45 | 0 | esc | 0.00097009 | 1.1994e-06 | 0.00097009 | 1.1994e-06
[35 empty] | 7.3.3.17.6 Updates to grid topology to minimize risk of ignition in HFTDs Butte County Rebuild | WLDFR | HFTD - Distribution - Tier 2 - 4QU CoRE ¦ 4QU LoRE | 2044 | 0.21095 | 0 | 0 | 0 | 0 |  |  |  |  | 0 | 0 | 0 | 0 | 0 |  | 0 | 0 | 0 | Column23: 0; Column24: 0; Column25: 0; Column26: 0; Column27: 0; Column28: 0; Column29: 0.00058802; Column30: 0.024168; Column31: 0; Column32: 0.024168; Column33: 0.0050981 | WLDFR | HFTD - Distribution - Tier 3 - 4QU CoRE ¦ 2QU LoRE | Non-Red Flag Warning - Destructive Fires | 2043 | 4.6145e-10 | 4.6145e-10 | 10992.1562 | 299.42 | 10692.7362 | 0 | 0 | 0 | 5.2532e-07 | 5.0724e-06 | 0 | 5.0724e-06 | 5.0724e-06 | 0 | 5.0724e-06 | 0 | 3.0722e-05 | 6.7344e-05 | 0 | 6.7344e-05 | [17 empty] | 7.3.3.17.5 (Remote Grid) Updates to grid topology to minimize risk of ignition in HFTDs Remote GridWLDFRWire-to-wire contactAggregated | WLDFR | HFTD - Distribution - Tier 2 - 3QU CoRE ¦ 1QU LoRE | Non-Red Flag Warning - Small Fires | Wire-to-wire contact | Aggregated | 2043 | 0.0012363 | 489.6273 | 0.60535 | 2043 | Mitigation | 0.95 | 45 | 0 | esc | 0.00097009 | 1.1994e-06 | 0.00097009 | 1.1994e-06
[35 empty] | 7.3.3.17.6 Updates to grid topology to minimize risk of ignition in HFTDs Butte County Rebuild | WLDFR | HFTD - Distribution - Tier 2 - 4QU CoRE ¦ 4QU LoRE | 2045 | 0.19715 | 0 | 0 | 0 | 0 |  |  |  |  | 0 | 0 | 0 | 0 | 0 |  | 0 | 0 | 0 | Column23: 0; Column24: 0; Column25: 0; Column26: 0; Column27: 0; Column28: 0; Column29: 0.00058802; Column30: 0.024168; Column31: 0; Column32: 0.024168; Column33: 0.0047646 | WLDFR | HFTD - Distribution - Tier 3 - 4QU CoRE ¦ 2QU LoRE | Non-Red Flag Warning - Destructive Fires | 2044 | 4.6145e-10 | 4.6145e-10 | 10992.1562 | 299.42 | 10692.7362 | 0 | 0 | 0 | 5.2532e-07 | 5.0724e-06 | 0 | 5.0724e-06 | 5.0724e-06 | 0 | 5.0724e-06 | 0 | 3.0722e-05 | 6.7344e-05 | 0 | 6.7344e-05 | [17 empty] | 7.3.3.17.5 (Remote Grid) Updates to grid topology to minimize risk of ignition in HFTDs Remote GridWLDFRWire-to-wire contactAggregated | WLDFR | HFTD - Distribution - Tier 2 - 3QU CoRE ¦ 1QU LoRE | Non-Red Flag Warning - Small Fires | Wire-to-wire contact | Aggregated | 2044 | 0.0012363 | 489.6273 | 0.60535 | 2044 | Mitigation | 0.95 | 45 | 0 | esc | 0.00097009 | 1.1994e-06 | 0.00097009 | 1.1994e-06
[35 empty] | 7.3.3.17.6 Updates to grid topology to minimize risk of ignition in HFTDs Butte County Rebuild | WLDFR | HFTD - Distribution - Tier 2 - 4QU CoRE ¦ 4QU LoRE | 2046 | 0.18425 | 0 | 0 | 0 | 0 |  |  |  |  | 0 | 0 | 0 | 0 | 0 |  | 0 | 0 | 0 | Column23: 0; Column24: 0; Column25: 0; Column26: 0; Column27: 0; Column28: 0; Column29: 0.00058802; Column30: 0.024168; Column31: 0; Column32: 0.024168; Column33: 0.0044529 | WLDFR | HFTD - Distribution - Tier 3 - 4QU CoRE ¦ 2QU LoRE | Non-Red Flag Warning - Destructive Fires | 2045 | 4.6145e-10 | 4.6145e-10 | 10992.1562 | 299.42 | 10692.7362 | 0 | 0 | 0 | 5.2532e-07 | 5.0724e-06 | 0 | 5.0724e-06 | 5.0724e-06 | 0 | 5.0724e-06 | 0 | 3.0722e-05 | 6.7344e-05 | 0 | 6.7344e-05 | [17 empty] | 7.3.3.17.5 (Remote Grid) Updates to grid topology to minimize risk of ignition in HFTDs Remote GridWLDFRWire-to-wire contactAggregated | WLDFR | HFTD - Distribution - Tier 2 - 3QU CoRE ¦ 1QU LoRE | Non-Red Flag Warning - Small Fires | Wire-to-wire contact | Aggregated | 2045 | 0.0012363 | 489.6273 | 0.60535 | 2045 | Mitigation | 0.95 | 45 | 0 | esc | 0.00097009 | 1.1994e-06 | 0.00097009 | 1.1994e-06
[35 empty] | 7.3.3.17.6 Updates to grid topology to minimize risk of ignition in HFTDs Butte County Rebuild | WLDFR | HFTD - Distribution - Tier 2 - 4QU CoRE ¦ 4QU LoRE | 2047 | 0.1722 | 0 | 0 | 0 | 0 |  |  |  |  | 0 | 0 | 0 | 0 | 0 |  | 0 | 0 | 0 | Column23: 0; Column24: 0; Column25: 0; Column26: 0; Column27: 0; Column28: 0; Column29: 0.00058802; Column30: 0.024168; Column31: 0; Column32: 0.024168; Column33: 0.0041616 | WLDFR | HFTD - Distribution - Tier 3 - 4QU CoRE ¦ 2QU LoRE | Non-Red Flag Warning - Destructive Fires | 2046 | 4.6145e-10 | 4.6145e-10 | 10992.1562 | 299.42 | 10692.7362 | 0 | 0 | 0 | 5.2532e-07 | 5.0724e-06 | 0 | 5.0724e-06 | 5.0724e-06 | 0 | 5.0724e-06 | 0 | 3.0722e-05 | 6.7344e-05 | 0 | 6.7344e-05 | [17 empty] | 7.3.3.17.5 (Remote Grid) Updates to grid topology to minimize risk of ignition in HFTDs Remote GridWLDFRWire-to-wire contactAggregated | WLDFR | HFTD - Distribution - Tier 2 - 3QU CoRE ¦ 1QU LoRE | Non-Red Flag Warning - Small Fires | Wire-to-wire contact | Aggregated | 2046 | 0.0012363 | 489.6273 | 0.60535 | 2046 | Mitigation | 0.95 | 45 | 0 | esc | 0.00097009 | 1.1994e-06 | 0.00097009 | 1.1994e-06
[35 empty] | 7.3.3.17.6 Updates to grid topology to minimize risk of ignition in HFTDs Butte County Rebuild | WLDFR | HFTD - Distribution - Tier 2 - 4QU CoRE ¦ 4QU LoRE | 2048 | 0.16093 | 0 | 0 | 0 | 0 |  |  |  |  | 0 | 0 | 0 | 0 | 0 |  | 0 | 0 | 0 | Column23: 0; Column24: 0; Column25: 0; Column26: 0; Column27: 0; Column28: 0; Column29: 0.00058802; Column30: 0.025371; Column31: 0; Column32: 0.025371; Column33: 0.004083 | WLDFR | HFTD - Distribution - Tier 3 - 4QU CoRE ¦ 2QU LoRE | Non-Red Flag Warning - Destructive Fires | 2047 | 4.6145e-10 | 4.6145e-10 | 10992.1562 | 299.42 | 10692.7362 | 0 | 0 | 0 | 5.2532e-07 | 5.0724e-06 | 0 | 5.0724e-06 | 5.0724e-06 | 0 | 5.0724e-06 | 0 | 3.2172e-05 | 7.0522e-05 | 0 | 7.0522e-05 | [17 empty] | 7.3.3.17.5 (Remote Grid) Updates to grid topology to minimize risk of ignition in HFTDs Remote GridWLDFRWire-to-wire contactAggregated | WLDFR | HFTD - Distribution - Tier 2 - 3QU CoRE ¦ 1QU LoRE | Non-Red Flag Warning - Small Fires | Wire-to-wire contact | Aggregated | 2047 | 0.0012363 | 489.6273 | 0.60535 | 2047 | Mitigation | 0.95 | 45 | 0 | esc | 0.00097009 | 1.1994e-06 | 0.00097009 | 1.1994e-06
[35 empty] | 7.3.3.17.6 Updates to grid topology to minimize risk of ignition in HFTDs Butte County Rebuild | WLDFR | HFTD - Distribution - Tier 2 - 4QU CoRE ¦ 4QU LoRE | 2049 | 0.1504 | 0 | 0 | 0 | 0 |  |  |  |  | 0 | 0 | 0 | 0 | 0 |  | 0 | 0 | 0 | Column23: 0; Column24: 0; Column25: 0; Column26: 0; Column27: 0; Column28: 0; Column29: 0.00058802; Column30: 0.025371; Column31: 0; Column32: 0.025371; Column33: 0.0038159 | WLDFR | HFTD - Distribution - Tier 3 - 4QU CoRE ¦ 2QU LoRE | Non-Red Flag Warning - Destructive Fires | 2048 | 4.6145e-10 | 4.6145e-10 | 11536.0538 | 319.4911 | 11216.5626 | 0 | 0 | 0 | 5.2532e-07 | 5.3233e-06 | 0 | 5.3233e-06 | 5.3233e-06 | 0 | 5.3233e-06 | 0 | 3.2172e-05 | 7.0522e-05 | 0 | 7.0522e-05 | [17 empty] | 7.3.3.17.5 (Remote Grid) Updates to grid topology to minimize risk of ignition in HFTDs Remote GridWLDFRWire-to-wire contactAggregated | WLDFR | HFTD - Distribution - Tier 2 - 3QU CoRE ¦ 1QU LoRE | Non-Red Flag Warning - Small Fires | Wire-to-wire contact | Aggregated | 2048 | 0.0012363 | 489.6273 | 0.60535 | 2048 | Mitigation | 0.95 | 45 | 0 | esc | 0.00097009 | 1.1994e-06 | 0.00097009 | 1.1994e-06
[35 empty] | 7.3.3.17.6 Updates to grid topology to minimize risk of ignition in HFTDs Butte County Rebuild | WLDFR | HFTD - Distribution - Tier 2 - 4QU CoRE ¦ 4QU LoRE | 2050 | 0.14056 | 0 | 0 | 0 | 0 |  |  |  |  | 0 | 0 | 0 | 0 | 0 |  | 0 | 0 | 0 | Column23: 0; Column24: 0; Column25: 0; Column26: 0; Column27: 0; Column28: 0; Column29: 0.00058802; Column30: 0.025371; Column31: 0; Column32: 0.025371; Column33: 0.0035662 | WLDFR | HFTD - Distribution - Tier 3 - 4QU CoRE ¦ 2QU LoRE | Non-Red Flag Warning - Destructive Fires | 2049 | 4.6145e-10 | 4.6145e-10 | 11536.0538 | 319.4911 | 11216.5626 | 0 | 0 | 0 | 5.2532e-07 | 5.3233e-06 | 0 | 5.3233e-06 | 5.3233e-06 | 0 | 5.3233e-06 | 0 | 3.2172e-05 | 7.0522e-05 | 0 | 7.0522e-05 | [17 empty] | 7.3.3.17.5 (Remote Grid) Updates to grid topology to minimize risk of ignition in HFTDs Remote GridWLDFRWire-to-wire contactAggregated | WLDFR | HFTD - Distribution - Tier 2 - 3QU CoRE ¦ 1QU LoRE | Non-Red Flag Warning - Small Fires | Wire-to-wire contact | Aggregated | 2049 | 0.0012363 | 489.6273 | 0.60535 | 2049 | Mitigation | 0.95 | 45 | 0 | esc | 0.00097009 | 1.1994e-06 | 0.00097009 | 1.1994e-06
[35 empty] | 7.3.3.17.6 Updates to grid topology to minimize risk of ignition in HFTDs Butte County Rebuild | WLDFR | HFTD - Distribution - Tier 2 - 4QU CoRE ¦ 4QU LoRE | 2051 | 0.13137 | 0 | 0 | 0 | 0 |  |  |  |  | 0 | 0 | 0 | 0 | 0 |  | 0 | 0 | 0 | Column23: 0; Column24: 0; Column25: 0; Column26: 0; Column27: 0; Column28: 0; Column29: 0.00058802; Column30: 0.025371; Column31: 0; Column32: 0.025371; Column33: 0.0033329 | WLDFR | HFTD - Distribution - Tier 3 - 4QU CoRE ¦ 2QU LoRE | Non-Red Flag Warning - Destructive Fires | 2050 | 4.6145e-10 | 4.6145e-10 | 11536.0538 | 319.4911 | 11216.5626 | 0 | 0 | 0 | 5.2532e-07 | 5.3233e-06 | 0 | 5.3233e-06 | 5.3233e-06 | 0 | 5.3233e-06 | 0 | 3.2172e-05 | 7.0522e-05 | 0 | 7.0522e-05 | [17 empty] | 7.3.3.17.5 (Remote Grid) Updates to grid topology to minimize risk of ignition in HFTDs Remote GridWLDFRWire-to-wire contactAggregated | WLDFR | HFTD - Distribution - Tier 2 - 3QU CoRE ¦ 1QU LoRE | Non-Red Flag Warning - Small Fires | Wire-to-wire contact | Aggregated | 2050 | 0.0012363 | 489.6273 | 0.60535 | 2050 | Mitigation | 0.95 | 45 | 0 | esc | 0.00097009 | 1.1994e-06 | 0.00097009 | 1.1994e-06
[35 empty] | 7.3.3.17.6 Updates to grid topology to minimize risk of ignition in HFTDs Butte County Rebuild | WLDFR | HFTD - Distribution - Tier 2 - 4QU CoRE ¦ 4QU LoRE | 2052 | 0.12277 | 0 | 0 | 0 | 0 |  |  |  |  | 0 | 0 | 0 | 0 | 0 |  | 0 | 0 | 0 | Column23: 0; Column24: 0; Column25: 0; Column26: 0; Column27: 0; Column28: 0; Column29: 0.00058802; Column30: 0.025371; Column31: 0; Column32: 0.025371; Column33: 0.0031149 | WLDFR | HFTD - Distribution - Tier 3 - 4QU CoRE ¦ 2QU LoRE | Non-Red Flag Warning - Destructive Fires | 2051 | 4.6145e-10 | 4.6145e-10 | 11536.0538 | 319.4911 | 11216.5626 | 0 | 0 | 0 | 5.2532e-07 | 5.3233e-06 | 0 | 5.3233e-06 | 5.3233e-06 | 0 | 5.3233e-06 | 0 | 3.2172e-05 | 7.0522e-05 | 0 | 7.0522e-05 | [17 empty] | 7.3.3.17.5 (Remote Grid) Updates to grid topology to minimize risk of ignition in HFTDs Remote GridWLDFRWire-to-wire contactAggregated | WLDFR | HFTD - Distribution - Tier 2 - 3QU CoRE ¦ 1QU LoRE | Non-Red Flag Warning - Small Fires | Wire-to-wire contact | Aggregated | 2051 | 0.0012363 | 489.6273 | 0.60535 | 2051 | Mitigation | 0.95 | 45 | 0 | esc | 0.00097009 | 1.1994e-06 | 0.00097009 | 1.1994e-06
[35 empty] | 7.3.3.17.6 Updates to grid topology to minimize risk of ignition in HFTDs Butte County Rebuild | WLDFR | HFTD - Distribution - Tier 2 - 4QU CoRE ¦ 4QU LoRE | 2053 | 0.11474 | 0 | 0 | 0 | 0 |  |  |  |  | 0 | 0 | 0 | 0 | 0 |  | 0 | 0 | 0 | Column23: 0; Column24: 0; Column25: 0; Column26: 0; Column27: 0; Column28: 0; Column29: 0.00058802; Column30: 0.026615; Column31: 0; Column32: 0.026615; Column33: 0.0030538 | WLDFR | HFTD - Distribution - Tier 3 - 4QU CoRE ¦ 2QU LoRE | Non-Red Flag Warning - Destructive Fires | 2052 | 4.6145e-10 | 4.6145e-10 | 11536.0538 | 319.4911 | 11216.5626 | 0 | 0 | 0 | 5.2532e-07 | 5.3233e-06 | 0 | 5.3233e-06 | 5.3233e-06 | 0 | 5.3233e-06 | 0 | 3.3744e-05 | 7.3968e-05 | 0 | 7.3968e-05 | [17 empty] | 7.3.3.17.5 (Remote Grid) Updates to grid topology to minimize risk of ignition in HFTDs Remote GridWLDFRWire-to-wire contactAggregated | WLDFR | HFTD - Distribution - Tier 2 - 3QU CoRE ¦ 1QU LoRE | Non-Red Flag Warning - Small Fires | Wire-to-wire contact | Aggregated | 2052 | 0.0012363 | 489.6273 | 0.60535 | 2052 | Mitigation | 0.95 | 45 | 0 | esc | 0.00097009 | 1.1994e-06 | 0.00097009 | 1.1994e-06
[35 empty] | 7.3.3.17.6 Updates to grid topology to minimize risk of ignition in HFTDs Butte County Rebuild | WLDFR | HFTD - Distribution - Tier 2 - 4QU CoRE ¦ 4QU LoRE | 2054 | 0.10723 | 0 | 0 | 0 | 0 |  |  |  |  | 0 | 0 | 0 | 0 | 0 |  | 0 | 0 | 0 | Column23: 0; Column24: 0; Column25: 0; Column26: 0; Column27: 0; Column28: 0; Column29: 0.00058802; Column30: 0.026615; Column31: 0; Column32: 0.026615; Column33: 0.002854 | WLDFR | HFTD - Distribution - Tier 3 - 4QU CoRE ¦ 2QU LoRE | Non-Red Flag Warning - Destructive Fires | 2053 | 4.6145e-10 | 4.6145e-10 | 12097.6769 | 340.5356 | 11757.1413 | 0 | 0 | 0 | 5.2532e-07 | 5.5825e-06 | 0 | 5.5825e-06 | 5.5825e-06 | 0 | 5.5825e-06 | 0 | 3.3744e-05 | 7.3968e-05 | 0 | 7.3968e-05 | [17 empty] | 7.3.3.17.5 (Remote Grid) Updates to grid topology to minimize risk of ignition in HFTDs Remote GridWLDFRWire-to-wire contactAggregated | WLDFR | HFTD - Distribution - Tier 2 - 3QU CoRE ¦ 1QU LoRE | Non-Red Flag Warning - Small Fires | Wire-to-wire contact | Aggregated | 2053 | 0.0012363 | 489.6273 | 0.60535 | 2053 | Mitigation | 0.95 | 45 | 0 | esc | 0.00097009 | 1.1994e-06 | 0.00097009 | 1.1994e-06
[35 empty] | 7.3.3.17.6 Updates to grid topology to minimize risk of ignition in HFTDs Butte County Rebuild | WLDFR | HFTD - Distribution - Tier 2 - 4QU CoRE ¦ 4QU LoRE | 2055 | 0.10022 | 0 | 0 | 0 | 0 |  |  |  |  | 0 | 0 | 0 | 0 | 0 |  | 0 | 0 | 0 | Column23: 0; Column24: 0; Column25: 0; Column26: 0; Column27: 0; Column28: 0; Column29: 0.00058802; Column30: 0.026615; Column31: 0; Column32: 0.026615; Column33: 0.0026673 | WLDFR | HFTD - Distribution - Tier 3 - 4QU CoRE ¦ 2QU LoRE | Non-Red Flag Warning - Destructive Fires | 2054 | 4.6145e-10 | 4.6145e-10 | 12097.6769 | 340.5356 | 11757.1413 | 0 | 0 | 0 | 5.2532e-07 | 5.5825e-06 | 0 | 5.5825e-06 | 5.5825e-06 | 0 | 5.5825e-06 | 0 | 3.3744e-05 | 7.3968e-05 | 0 | 7.3968e-05 | [17 empty] | 7.3.3.17.5 (Remote Grid) Updates to grid topology to minimize risk of ignition in HFTDs Remote GridWLDFRWire-to-wire contactAggregated | WLDFR | HFTD - Distribution - Tier 2 - 3QU CoRE ¦ 1QU LoRE | Non-Red Flag Warning - Small Fires | Wire-to-wire contact | Aggregated | 2054 | 0.0012363 | 489.6273 | 0.60535 | 2054 | Mitigation | 0.95 | 45 | 0 | esc | 0.00097009 | 1.1994e-06 | 0.00097009 | 1.1994e-06
[35 empty] | 7.3.3.17.6 Updates to grid topology to minimize risk of ignition in HFTDs Butte County Rebuild | WLDFR | HFTD - Distribution - Tier 2 - 4QU CoRE ¦ 4QU LoRE | 2056 | 0.093663 | 0 | 0 | 0 | 0 |  |  |  |  | 0 | 0 | 0 | 0 | 0 |  | 0 | 0 | 0 | Column23: 0; Column24: 0; Column25: 0; Column26: 0; Column27: 0; Column28: 0; Column29: 0.00058802; Column30: 0.026615; Column31: 0; Column32: 0.026615; Column33: 0.0024928 | WLDFR | HFTD - Distribution - Tier 3 - 4QU CoRE ¦ 2QU LoRE | Non-Red Flag Warning - Destructive Fires | 2055 | 4.6145e-10 | 4.6145e-10 | 12097.6769 | 340.5356 | 11757.1413 | 0 | 0 | 0 | 5.2532e-07 | 5.5825e-06 | 0 | 5.5825e-06 | 5.5825e-06 | 0 | 5.5825e-06 | 0 | 3.3744e-05 | 7.3968e-05 | 0 | 7.3968e-05 | [17 empty] | 7.3.3.17.5 (Remote Grid) Updates to grid topology to minimize risk of ignition in HFTDs Remote GridWLDFRWire-to-wire contactAggregated | WLDFR | HFTD - Distribution - Tier 2 - 3QU CoRE ¦ 1QU LoRE | Non-Red Flag Warning - Small Fires | Wire-to-wire contact | Aggregated | 2055 | 0.0012363 | 489.6273 | 0.60535 | 2055 | Mitigation | 0.95 | 45 | 0 | esc | 0.00097009 | 1.1994e-06 | 0.00097009 | 1.1994e-06
[35 empty] | 7.3.3.17.6 Updates to grid topology to minimize risk of ignition in HFTDs Butte County Rebuild | WLDFR | HFTD - Distribution - Tier 2 - 4QU CoRE ¦ 4QU LoRE | 2057 | 0.087535 | 0 | 0 | 0 | 0 |  |  |  |  | 0 | 0 | 0 | 0 | 0 |  | 0 | 0 | 0 | Column23: 0; Column24: 0; Column25: 0; Column26: 0; Column27: 0; Column28: 0; Column29: 0.00058802; Column30: 0.026615; Column31: 0; Column32: 0.026615; Column33: 0.0023297 | WLDFR | HFTD - Distribution - Tier 3 - 4QU CoRE ¦ 2QU LoRE | Non-Red Flag Warning - Destructive Fires | 2056 | 4.6145e-10 | 4.6145e-10 | 12097.6769 | 340.5356 | 11757.1413 | 0 | 0 | 0 | 5.2532e-07 | 5.5825e-06 | 0 | 5.5825e-06 | 5.5825e-06 | 0 | 5.5825e-06 | 0 | 3.3744e-05 | 7.3968e-05 | 0 | 7.3968e-05 | [17 empty] | 7.3.3.17.5 (Remote Grid) Updates to grid topology to minimize risk of ignition in HFTDs Remote GridWLDFRWire-to-wire contactAggregated | WLDFR | HFTD - Distribution - Tier 2 - 3QU CoRE ¦ 1QU LoRE | Non-Red Flag Warning - Small Fires | Wire-to-wire contact | Aggregated | 2056 | 0.0012363 | 489.6273 | 0.60535 | 2056 | Mitigation | 0.95 | 45 | 0 | esc | 0.00097009 | 1.1994e-06 | 0.00097009 | 1.1994e-06
[35 empty] | 7.3.3.17.6 Updates to grid topology to minimize risk of ignition in HFTDs Butte County Rebuild | WLDFR | HFTD - Distribution - Tier 2 - 4QU CoRE ¦ 4QU LoRE | 2058 | 0.081809 | 0 | 0 | 0 | 0 |  |  |  |  | 0 | 0 | 0 | 0 | 0 |  | 0 | 0 | 0 | Column23: 0; Column24: 0; Column25: 0; Column26: 0; Column27: 0; Column28: 0; Column29: 0.00058802; Column30: 0.027884; Column31: 0; Column32: 0.027884; Column33: 0.0022811 | WLDFR | HFTD - Distribution - Tier 3 - 4QU CoRE ¦ 2QU LoRE | Non-Red Flag Warning - Destructive Fires | 2057 | 4.6145e-10 | 4.6145e-10 | 12097.6769 | 340.5356 | 11757.1413 | 0 | 0 | 0 | 5.2532e-07 | 5.5825e-06 | 0 | 5.5825e-06 | 5.5825e-06 | 0 | 5.5825e-06 | 0 | 3.5418e-05 | 7.7636e-05 | 0 | 7.7636e-05 | [17 empty] | 7.3.3.17.5 (Remote Grid) Updates to grid topology to minimize risk of ignition in HFTDs Remote GridWLDFRWire-to-wire contactAggregated | WLDFR | HFTD - Distribution - Tier 2 - 3QU CoRE ¦ 1QU LoRE | Non-Red Flag Warning - Small Fires | Wire-to-wire contact | Aggregated | 2057 | 0.0012363 | 489.6273 | 0.60535 | 2057 | Mitigation | 0.95 | 45 | 0 | esc | 0.00097009 | 1.1994e-06 | 0.00097009 | 1.1994e-06
[35 empty] | 7.3.3.17.6 Updates to grid topology to minimize risk of ignition in HFTDs Butte County Rebuild | WLDFR | HFTD - Distribution - Tier 2 - 4QU CoRE ¦ 4QU LoRE | 2059 | 0.076457 | 0 | 0 | 0 | 0 |  |  |  |  | 0 | 0 | 0 | 0 | 0 |  | 0 | 0 | 0 | Column23: 0; Column24: 0; Column25: 0; Column26: 0; Column27: 0; Column28: 0; Column29: 0.00058802; Column30: 0.027884; Column31: 0; Column32: 0.027884; Column33: 0.0021319 | WLDFR | HFTD - Distribution - Tier 3 - 4QU CoRE ¦ 2QU LoRE | Non-Red Flag Warning - Destructive Fires | 2058 | 4.6145e-10 | 4.6145e-10 | 12670.1796 | 362.3049 | 12307.8747 | 0 | 0 | 0 | 5.2532e-07 | 5.8467e-06 | 0 | 5.8467e-06 | 5.8467e-06 | 0 | 5.8467e-06 | 0 | 3.5418e-05 | 7.7636e-05 | 0 | 7.7636e-05 | [17 empty] | 7.3.3.17.5 (Remote Grid) Updates to grid topology to minimize risk of ignition in HFTDs Remote GridWLDFRWire-to-wire contactAggregated | WLDFR | HFTD - Distribution - Tier 2 - 3QU CoRE ¦ 1QU LoRE | Non-Red Flag Warning - Small Fires | Wire-to-wire contact | Aggregated | 2058 | 0.0012363 | 489.6273 | 0.60535 | 2058 | Mitigation | 0.95 | 45 | 0 | esc | 0.00097009 | 1.1994e-06 | 0.00097009 | 1.1994e-06
[35 empty] | 7.3.3.17.6 Updates to grid topology to minimize risk of ignition in HFTDs Butte County Rebuild | WLDFR | HFTD - Distribution - Tier 2 - 4QU CoRE ¦ 4QU LoRE | 2060 | 0.071455 | 0 | 0 | 0 | 0 |  |  |  |  | 0 | 0 | 0 | 0 | 0 |  | 0 | 0 | 0 | Column23: 0; Column24: 0; Column25: 0; Column26: 0; Column27: 0; Column28: 0; Column29: 0.00058802; Column30: 0.027884; Column31: 0; Column32: 0.027884; Column33: 0.0019924 | WLDFR | HFTD - Distribution - Tier 3 - 4QU CoRE ¦ 2QU LoRE | Non-Red Flag Warning - Destructive Fires | 2059 | 4.6145e-10 | 4.6145e-10 | 12670.1796 | 362.3049 | 12307.8747 | 0 | 0 | 0 | 5.2532e-07 | 5.8467e-06 | 0 | 5.8467e-06 | 5.8467e-06 | 0 | 5.8467e-06 | 0 | 3.5418e-05 | 7.7636e-05 | 0 | 7.7636e-05 | [17 empty] | 7.3.3.17.5 (Remote Grid) Updates to grid topology to minimize risk of ignition in HFTDs Remote GridWLDFRWire-to-wire contactAggregated | WLDFR | HFTD - Distribution - Tier 2 - 3QU CoRE ¦ 1QU LoRE | Non-Red Flag Warning - Small Fires | Wire-to-wire contact | Aggregated | 2059 | 0.0012363 | 489.6273 | 0.60535 | 2059 | Mitigation | 0.95 | 45 | 0 | esc | 0.00097009 | 1.1994e-06 | 0.00097009 | 1.1994e-06
[35 empty] | 7.3.3.17.6 Updates to grid topology to minimize risk of ignition in HFTDs Butte County Rebuild | WLDFR | HFTD - Distribution - Tier 2 - 4QU CoRE ¦ 4QU LoRE | 2061 | 0.06678 | 0 | 0 | 0 | 0 |  |  |  |  | 0 | 0 | 0 | 0 | 0 |  | 0 | 0 | 0 | Column23: 0; Column24: 0; Column25: 0; Column26: 0; Column27: 0; Column28: 0; Column29: 0.00058802; Column30: 0.027884; Column31: 0; Column32: 0.027884; Column33: 0.0018621 | WLDFR | HFTD - Distribution - Tier 3 - 4QU CoRE ¦ 2QU LoRE | Non-Red Flag Warning - Destructive Fires | 2060 | 4.6145e-10 | 4.6145e-10 | 12670.1796 | 362.3049 | 12307.8747 | 0 | 0 | 0 | 5.2532e-07 | 5.8467e-06 | 0 | 5.8467e-06 | 5.8467e-06 | 0 | 5.8467e-06 | 0 | 3.5418e-05 | 7.7636e-05 | 0 | 7.7636e-05 | [17 empty] | 7.3.3.17.5 (Remote Grid) Updates to grid topology to minimize risk of ignition in HFTDs Remote GridWLDFRWire-to-wire contactAggregated | WLDFR | HFTD - Distribution - Tier 2 - 3QU CoRE ¦ 1QU LoRE | Non-Red Flag Warning - Small Fires | Wire-to-wire contact | Aggregated | 2060 | 0.0012363 | 489.6273 | 0.60535 | 2060 | Mitigation | 0.95 | 45 | 0 | esc | 0.00097009 | 1.1994e-06 | 0.00097009 | 1.1994e-06
[35 empty] | 7.3.3.17.6 Updates to grid topology to minimize risk of ignition in HFTDs Butte County Rebuild | WLDFR | HFTD - Distribution - Tier 2 - 4QU CoRE ¦ 4QU LoRE | 2062 | 0.062412 | 0 | 0 | 0 | 0 |  |  |  |  | 0 | 0 | 0 | 0 | 0 |  | 0 | 0 | 0 | Column23: 0; Column24: 0; Column25: 0; Column26: 0; Column27: 0; Column28: 0; Column29: 0.00058802; Column30: 0.027884; Column31: 0; Column32: 0.027884; Column33: 0.0017403 | WLDFR | HFTD - Distribution - Tier 3 - 4QU CoRE ¦ 2QU LoRE | Non-Red Flag Warning - Destructive Fires | 2061 | 4.6145e-10 | 4.6145e-10 | 12670.1796 | 362.3049 | 12307.8747 | 0 | 0 | 0 | 5.2532e-07 | 5.8467e-06 | 0 | 5.8467e-06 | 5.8467e-06 | 0 | 5.8467e-06 | 0 | 3.5418e-05 | 7.7636e-05 | 0 | 7.7636e-05 | [17 empty] | 7.3.3.17.5 (Remote Grid) Updates to grid topology to minimize risk of ignition in HFTDs Remote GridWLDFRWire-to-wire contactAggregated | WLDFR | HFTD - Distribution - Tier 2 - 3QU CoRE ¦ 1QU LoRE | Non-Red Flag Warning - Small Fires | Wire-to-wire contact | Aggregated | 2061 | 0.0012363 | 489.6273 | 0.60535 | 2061 | Mitigation | 0.95 | 45 | 0 | esc | 0.00097009 | 1.1994e-06 | 0.00097009 | 1.1994e-06
[35 empty] | 7.3.3.17.6 Updates to grid topology to minimize risk of ignition in HFTDs Butte County Rebuild | WLDFR | HFTD - Distribution - Tier 2 - 4QU CoRE ¦ 4QU LoRE | 2063 | 0.058329 | 0 | 0 | 0 | 0 |  |  |  |  | 0 | 0 | 0 | 0 | 0 |  | 0 | 0 | 0 | Column23: 0; Column24: 0; Column25: 0; Column26: 0; Column27: 0; Column28: 0; Column29: 0.00058802; Column30: 0.029163; Column31: 0; Column32: 0.029163; Column33: 0.001701 | WLDFR | HFTD - Distribution - Tier 3 - 4QU CoRE ¦ 2QU LoRE | Non-Red Flag Warning - Destructive Fires | 2062 | 4.6145e-10 | 4.6145e-10 | 12670.1796 | 362.3049 | 12307.8747 | 0 | 0 | 0 | 5.2532e-07 | 5.8467e-06 | 0 | 5.8467e-06 | 5.8467e-06 | 0 | 5.8467e-06 | 0 | 3.717e-05 | 8.1478e-05 | 0 | 8.1478e-05 | [17 empty] | 7.3.3.17.5 (Remote Grid) Updates to grid topology to minimize risk of ignition in HFTDs Remote GridWLDFRWire-to-wire contactAggregated | WLDFR | HFTD - Distribution - Tier 2 - 3QU CoRE ¦ 1QU LoRE | Non-Red Flag Warning - Small Fires | Wire-to-wire contact | Aggregated | 2062 | 0.0012363 | 489.6273 | 0.60535 | 2062 | Mitigation | 0.95 | 45 | 0 | esc | 0.00097009 | 1.1994e-06 | 0.00097009 | 1.1994e-06
[35 empty] | 7.3.3.17.6 Updates to grid topology to minimize risk of ignition in HFTDs Butte County Rebuild | WLDFR | HFTD - Distribution - Tier 2 - 4QU CoRE ¦ 4QU LoRE | 2064 | 0.054513 | 0 | 0 | 0 | 0 |  |  |  |  | 0 | 0 | 0 | 0 | 0 |  | 0 | 0 | 0 | Column23: 0; Column24: 0; Column25: 0; Column26: 0; Column27: 0; Column28: 0; Column29: 0.00058802; Column30: 0.029163; Column31: 0; Column32: 0.029163; Column33: 0.0015897 | WLDFR | HFTD - Distribution - Tier 3 - 4QU CoRE ¦ 2QU LoRE | Non-Red Flag Warning - Destructive Fires | 2063 | 4.6145e-10 | 4.6145e-10 | 13246.6313 | 384.5316 | 12862.0997 | 0 | 0 | 0 | 5.2532e-07 | 6.1127e-06 | 0 | 6.1127e-06 | 6.1127e-06 | 0 | 6.1127e-06 | 0 | 3.717e-05 | 8.1478e-05 | 0 | 8.1478e-05 | [17 empty] | 7.3.3.17.5 (Remote Grid) Updates to grid topology to minimize risk of ignition in HFTDs Remote GridWLDFRWire-to-wire contactAggregated | WLDFR | HFTD - Distribution - Tier 2 - 3QU CoRE ¦ 1QU LoRE | Non-Red Flag Warning - Small Fires | Wire-to-wire contact | Aggregated | 2063 | 0.0012363 | 489.6273 | 0.60535 | 2063 | Mitigation | 0.95 | 45 | 0 | esc | 0.00097009 | 1.1994e-06 | 0.00097009 | 1.1994e-06
[35 empty] | 7.3.3.17.6 Updates to grid topology to minimize risk of ignition in HFTDs Butte County Rebuild | WLDFR | HFTD - Distribution - Tier 2 - 4QU CoRE ¦ 4QU LoRE | 2065 | 0.050946 | 0 | 0 | 0 | 0 |  |  |  |  | 0 | 0 | 0 | 0 | 0 |  | 0 | 0 | 0 | Column23: 0; Column24: 0; Column25: 0; Column26: 0; Column27: 0; Column28: 0; Column29: 0.00058802; Column30: 0.029163; Column31: 0; Column32: 0.029163; Column33: 0.0014857 | WLDFR | HFTD - Distribution - Tier 3 - 4QU CoRE ¦ 2QU LoRE | Non-Red Flag Warning - Destructive Fires | 2064 | 4.6145e-10 | 4.6145e-10 | 13246.6313 | 384.5316 | 12862.0997 | 0 | 0 | 0 | 5.2532e-07 | 6.1127e-06 | 0 | 6.1127e-06 | 6.1127e-06 | 0 | 6.1127e-06 | 0 | 3.717e-05 | 8.1478e-05 | 0 | 8.1478e-05 | [17 empty] | 7.3.3.17.5 (Remote Grid) Updates to grid topology to minimize risk of ignition in HFTDs Remote GridWLDFRWire-to-wire contactAggregated | WLDFR | HFTD - Distribution - Tier 2 - 3QU CoRE ¦ 1QU LoRE | Non-Red Flag Warning - Small Fires | Wire-to-wire contact | Aggregated | 2064 | 0.0012363 | 489.6273 | 0.60535 | 2064 | Mitigation | 0.95 | 45 | 0 | esc | 0.00097009 | 1.1994e-06 | 0.00097009 | 1.1994e-06
[35 empty] | 7.3.3.17.6 Updates to grid topology to minimize risk of ignition in HFTDs Butte County Rebuild | WLDFR | HFTD - Distribution - Tier 2 - 4QU CoRE ¦ 4QU LoRE | 2066 | 0.047613 | 0 | 0 | 0 | 0 |  |  |  |  | 0 | 0 | 0 | 0 | 0 |  | 0 | 0 | 0 | Column23: 0; Column24: 0; Column25: 0; Column26: 0; Column27: 0; Column28: 0; Column29: 0.00058802; Column30: 0.029163; Column31: 0; Column32: 0.029163; Column33: 0.0013885 | WLDFR | HFTD - Distribution - Tier 3 - 4QU CoRE ¦ 2QU LoRE | Non-Red Flag Warning - Destructive Fires | 2065 | 4.6145e-10 | 4.6145e-10 | 13246.6313 | 384.5316 | 12862.0997 | 0 | 0 | 0 | 5.2532e-07 | 6.1127e-06 | 0 | 6.1127e-06 | 6.1127e-06 | 0 | 6.1127e-06 | 0 | 3.717e-05 | 8.1478e-05 | 0 | 8.1478e-05 | [17 empty] | 7.3.3.17.5 (Remote Grid) Updates to grid topology to minimize risk of ignition in HFTDs Remote GridWLDFRWire-to-wire contactAggregated | WLDFR | HFTD - Distribution - Tier 2 - 3QU CoRE ¦ 1QU LoRE | Non-Red Flag Warning - Small Fires | Wire-to-wire contact | Aggregated | 2065 | 0.0012363 | 489.6273 | 0.60535 | 2065 | Mitigation | 0.95 | 45 | 0 | esc | 0.00097009 | 1.1994e-06 | 0.00097009 | 1.1994e-06
[35 empty] | 7.3.3.17.6 Updates to grid topology to minimize risk of ignition in HFTDs Butte County Rebuild | WLDFR | HFTD - Distribution - Tier 2 - 4QU CoRE ¦ 4QU LoRE | 2067 | 0.044499 | 0 | 0 | 0 | 0 |  |  |  |  | 0 | 0 | 0 | 0 | 0 |  | 0 | 0 | 0 | Column23: 0; Column24: 0; Column25: 0; Column26: 0; Column27: 0; Column28: 0; Column29: 0.00058802; Column30: 0.029163; Column31: 0; Column32: 0.029163; Column33: 0.0012977 | WLDFR | HFTD - Distribution - Tier 3 - 4QU CoRE ¦ 2QU LoRE | Non-Red Flag Warning - Destructive Fires | 2066 | 4.6145e-10 | 4.6145e-10 | 13246.6313 | 384.5316 | 12862.0997 | 0 | 0 | 0 | 5.2532e-07 | 6.1127e-06 | 0 | 6.1127e-06 | 6.1127e-06 | 0 | 6.1127e-06 | 0 | 3.717e-05 | 8.1478e-05 | 0 | 8.1478e-05 | [17 empty] | 7.3.3.17.5 (Remote Grid) Updates to grid topology to minimize risk of ignition in HFTDs Remote GridWLDFRWire-to-wire contactAggregated | WLDFR | HFTD - Distribution - Tier 2 - 3QU CoRE ¦ 1QU LoRE | Non-Red Flag Warning - Small Fires | Wire-to-wire contact | Aggregated | 2066 | 0.0012363 | 489.6273 | 0.60535 | 2066 | Mitigation | 0.95 | 45 | 0 | esc | 0.00097009 | 1.1994e-06 | 0.00097009 | 1.1994e-06
[35 empty] | 7.3.3.17.6 Updates to grid topology to minimize risk of ignition in HFTDs Butte County Rebuild | WLDFR | HFTD - Distribution - Tier 2 - 4QU CoRE ¦ 4QU LoRE | 2068 | 0.041587 | 0 | 0 | 0 | 0 |  |  |  |  | 0 | 0 | 0 | 0 | 0 |  | 0 | 0 | 0 | Column23: 0; Column24: 0; Column25: 0; Column26: 0; Column27: 0; Column28: 0; Column29: 0.00058802; Column30: 0.030436; Column31: 0; Column32: 0.030436; Column33: 0.0012658 | WLDFR | HFTD - Distribution - Tier 3 - 4QU CoRE ¦ 2QU LoRE | Non-Red Flag Warning - Destructive Fires | 2067 | 0 | 4.6145e-10 | 13246.6313 | 384.5316 | 12862.0997 | 0 | 0 | 0 | 5.2532e-07 | 0 | 0 | 0 | 6.1127e-06 | 0 | 6.1127e-06 | 0 | 3.898e-05 | 8.5444e-05 | 0 | 8.5444e-05 | [17 empty] | 7.3.3.17.5 (Remote Grid) Updates to grid topology to minimize risk of ignition in HFTDs Remote GridWLDFRWire-to-wire contactAggregated | WLDFR | HFTD - Distribution - Tier 2 - 3QU CoRE ¦ 1QU LoRE | Non-Red Flag Warning - Small Fires | Wire-to-wire contact | Aggregated | 2067 | 0.0012363 | 489.6273 | 0.60535 | 2067 | Mitigation | 0.95 | 45 | 0 | esc | 0 | 0 | 0.00097009 | 1.1994e-06
[35 empty] | 7.3.3.17.6 Updates to grid topology to minimize risk of ignition in HFTDs Butte County Rebuild | WLDFR | HFTD - Distribution - Tier 2 - 4QU CoRE ¦ 4QU LoRE | 2069 | 0.038867 | 0 | 0 | 0 | 0 |  |  |  |  | 0 | 0 | 0 | 0 | 0 |  | 0 | 0 | 0 | Column23: 0; Column24: 0; Column25: 0; Column26: 0; Column27: 0; Column28: 0; Column29: 0.00058802; Column30: 0.030436; Column31: 0; Column32: 0.030436; Column33: 0.0011829 | WLDFR | HFTD - Distribution - Tier 3 - 4QU CoRE ¦ 2QU LoRE | Non-Red Flag Warning - Large Fires | 2022 | 1.1594e-08 | 0 | 5.2406 | 0.69642 | 2.942 | 1.6022 | 0 | 0 | 1.288e-05 | 6.076e-08 | 0 | 6.076e-08 | 0 | 0 | 0 | 0 | 3.898e-05 | 8.5444e-05 | 0 | 8.5444e-05 | [17 empty] | 7.3.3.17.5 (Remote Grid) Updates to grid topology to minimize risk of ignition in HFTDs Remote GridWLDFREquipment / facility failureAggregated | WLDFR | HFTD - Distribution - Tier 2 - 3QU CoRE ¦ 1QU LoRE | Red Flag Warning - Catastrophic Fires | Equipment / facility failure | Aggregated | 2022 | 1.8482e-05 | 489.6273 | 0.0090494 | 2022 | Mitigation | 0.95 | 45 | 0 | esc | 0.00097009 | 1.7929e-08 | 0 | 0
[35 empty] | 7.3.3.17.6 Updates to grid topology to minimize risk of ignition in HFTDs Butte County Rebuild | WLDFR | HFTD - Distribution - Tier 2 - 4QU CoRE ¦ 4QU LoRE | 2070 | 0.036324 | 0 | 0 | 0 | 0 |  |  |  |  | 0 | 0 | 0 | 0 | 0 |  | 0 | 0 | 0 | Column23: 0; Column24: 0; Column25: 0; Column26: 0; Column27: 0; Column28: 0; Column29: 0.00058802; Column30: 0.030436; Column31: 0; Column32: 0.030436; Column33: 0.0011056 | WLDFR | HFTD - Distribution - Tier 3 - 4QU CoRE ¦ 2QU LoRE | Non-Red Flag Warning - Large Fires | 2023 | 1.1594e-08 | 1.1594e-08 | 5.475 | 0.71896 | 3.0715 | 1.6846 | 0 | 0 | 1.288e-05 | 6.3478e-08 | 0 | 6.3478e-08 | 6.3478e-08 | 0 | 6.3478e-08 | 0 | 3.898e-05 | 8.5444e-05 | 0 | 8.5444e-05 | [17 empty] | 7.3.3.17.5 (Remote Grid) Updates to grid topology to minimize risk of ignition in HFTDs Remote GridWLDFREquipment / facility failureAggregated | WLDFR | HFTD - Distribution - Tier 2 - 3QU CoRE ¦ 1QU LoRE | Red Flag Warning - Catastrophic Fires | Equipment / facility failure | Aggregated | 2023 | 1.8482e-05 | 489.6273 | 0.0090494 | 2023 | Mitigation | 0.95 | 45 | 0 | esc | 0.00097009 | 1.7929e-08 | 0.00097009 | 1.7929e-08
[35 empty] | 7.3.3.17.6 Updates to grid topology to minimize risk of ignition in HFTDs Butte County Rebuild | WLDFR | HFTD - Distribution - Tier 2 - 4QU CoRE ¦ 4QU LoRE | 2071 | 0.033948 | 0 | 0 | 0 | 0 |  |  |  |  | 0 | 0 | 0 | 0 | 0 |  | 0 | 0 | 0 | Column23: 0; Column24: 0; Column25: 0; Column26: 0; Column27: 0; Column28: 0; Column29: 0.00058802; Column30: 0.030436; Column31: 0; Column32: 0.030436; Column33: 0.0010332 | WLDFR | HFTD - Distribution - Tier 3 - 4QU CoRE ¦ 2QU LoRE | Non-Red Flag Warning - Large Fires | 2024 | 1.1594e-08 | 1.1594e-08 | 5.475 | 0.71896 | 3.0715 | 1.6846 | 0 | 0 | 1.288e-05 | 6.3478e-08 | 0 | 6.3478e-08 | 6.3478e-08 | 0 | 6.3478e-08 | 0 | 3.898e-05 | 8.5444e-05 | 0 | 8.5444e-05 | [17 empty] | 7.3.3.17.5 (Remote Grid) Updates to grid topology to minimize risk of ignition in HFTDs Remote GridWLDFREquipment / facility failureAggregated | WLDFR | HFTD - Distribution - Tier 2 - 3QU CoRE ¦ 1QU LoRE | Red Flag Warning - Catastrophic Fires | Equipment / facility failure | Aggregated | 2024 | 1.8482e-05 | 489.6273 | 0.0090494 | 2024 | Mitigation | 0.95 | 45 | 0 | esc | 0.00097009 | 1.7929e-08 | 0.00097009 | 1.7929e-08
[35 empty] | 7.3.3.17.6 Updates to grid topology to minimize risk of ignition in HFTDs Butte County Rebuild | WLDFR | HFTD - Distribution - Tier 2 - 4QU CoRE ¦ 4QU LoRE | 2072 | 0.031727 | 0 | 0 | 0 | 0 |  |  |  |  | 0 | 0 | 0 | 0 | 0 |  | 0 | 0 | 0 | Column23: 0; Column24: 0; Column25: 0; Column26: 0; Column27: 0; Column28: 0; Column29: 0.00058802; Column30: 0.030436; Column31: 0; Column32: 0.030436; Column33: 0.00096564 | WLDFR | HFTD - Distribution - Tier 3 - 4QU CoRE ¦ 2QU LoRE | Non-Red Flag Warning - Large Fires | 2025 | 1.1594e-08 | 1.1594e-08 | 5.475 | 0.71896 | 3.0715 | 1.6846 | 0 | 0 | 1.288e-05 | 6.3478e-08 | 0 | 6.3478e-08 | 6.3478e-08 | 0 | 6.3478e-08 | 0 | 3.898e-05 | 8.5444e-05 | 0 | 8.5444e-05 | [17 empty] | 7.3.3.17.5 (Remote Grid) Updates to grid topology to minimize risk of ignition in HFTDs Remote GridWLDFREquipment / facility failureAggregated | WLDFR | HFTD - Distribution - Tier 2 - 3QU CoRE ¦ 1QU LoRE | Red Flag Warning - Catastrophic Fires | Equipment / facility failure | Aggregated | 2025 | 1.8482e-05 | 489.6273 | 0.0090494 | 2025 | Mitigation | 0.95 | 45 | 0 | esc | 0.00097009 | 1.7929e-08 | 0.00097009 | 1.7929e-08
[35 empty] | 7.3.3.17.6 Updates to grid topology to minimize risk of ignition in HFTDs Butte County Rebuild | WLDFR | HFTD - Distribution - Tier 2 - 4QU CoRE ¦ 4QU LoRE | 2073 | 0.029651 | 0 | 0 | 0 | 0 |  |  |  |  | 0 | 0 | 0 | 0 | 0 |  | 0 | 0 | 0 | Column23: 0; Column24: 0; Column25: 0; Column26: 0; Column27: 0; Column28: 0; Column29: 0.00058802; Column30: 0.031688; Column31: 0; Column32: 0.031688; Column33: 0.0009396 | WLDFR | HFTD - Distribution - Tier 3 - 4QU CoRE ¦ 2QU LoRE | Non-Red Flag Warning - Large Fires | 2026 | 1.1594e-08 | 1.1594e-08 | 5.475 | 0.71896 | 3.0715 | 1.6846 | 0 | 0 | 1.288e-05 | 6.3478e-08 | 0 | 6.3478e-08 | 6.3478e-08 | 0 | 6.3478e-08 | 0 | 4.0824e-05 | 8.9488e-05 | 0 | 8.9488e-05 | [17 empty] | 7.3.3.17.5 (Remote Grid) Updates to grid topology to minimize risk of ignition in HFTDs Remote GridWLDFREquipment / facility failureAggregated | WLDFR | HFTD - Distribution - Tier 2 - 3QU CoRE ¦ 1QU LoRE | Red Flag Warning - Catastrophic Fires | Equipment / facility failure | Aggregated | 2026 | 1.8482e-05 | 489.6273 | 0.0090494 | 2026 | Mitigation | 0.95 | 45 | 0 | esc | 0.00097009 | 1.7929e-08 | 0.00097009 | 1.7929e-08
[35 empty] | 7.3.3.17.6 Updates to grid topology to minimize risk of ignition in HFTDs Butte County Rebuild | WLDFR | HFTD - Distribution - Tier 2 - 4QU CoRE ¦ 4QU LoRE | 2074 | 0.027711 | 0 | 0 | 0 | 0 |  |  |  |  | 0 | 0 | 0 | 0 | 0 |  | 0 | 0 | 0 | Column23: 0; Column24: 0; Column25: 0; Column26: 0; Column27: 0; Column28: 0; Column29: 0.00058802; Column30: 0.031688; Column31: 0; Column32: 0.031688; Column33: 0.00087813 | WLDFR | HFTD - Distribution - Tier 3 - 4QU CoRE ¦ 2QU LoRE | Non-Red Flag Warning - Large Fires | 2027 | 1.1594e-08 | 1.1594e-08 | 5.475 | 0.71896 | 3.0715 | 1.6846 | 0 | 0 | 1.288e-05 | 6.3478e-08 | 0 | 6.3478e-08 | 6.3478e-08 | 0 | 6.3478e-08 | 0 | 4.0824e-05 | 8.9488e-05 | 0 | 8.9488e-05 | [17 empty] | 7.3.3.17.5 (Remote Grid) Updates to grid topology to minimize risk of ignition in HFTDs Remote GridWLDFREquipment / facility failureAggregated | WLDFR | HFTD - Distribution - Tier 2 - 3QU CoRE ¦ 1QU LoRE | Red Flag Warning - Catastrophic Fires | Equipment / facility failure | Aggregated | 2027 | 1.8482e-05 | 489.6273 | 0.0090494 | 2027 | Mitigation | 0.95 | 45 | 0 | esc | 0.00097009 | 1.7929e-08 | 0.00097009 | 1.7929e-08
[35 empty] | 7.3.3.17.6 Updates to grid topology to minimize risk of ignition in HFTDs Butte County Rebuild | WLDFR | HFTD - Distribution - Tier 2 - 4QU CoRE ¦ 4QU LoRE | 2075 | 0.025899 | 0 | 0 | 0 | 0 |  |  |  |  | 0 | 0 | 0 | 0 | 0 |  | 0 | 0 | 0 | Column23: 0; Column24: 0; Column25: 0; Column26: 0; Column27: 0; Column28: 0; Column29: 0.00058802; Column30: 0.031688; Column31: 0; Column32: 0.031688; Column33: 0.00082068 | WLDFR | HFTD - Distribution - Tier 3 - 4QU CoRE ¦ 2QU LoRE | Non-Red Flag Warning - Large Fires | 2028 | 1.1594e-08 | 1.1594e-08 | 5.777 | 0.74734 | 3.238 | 1.7917 | 0 | 0 | 1.288e-05 | 6.6979e-08 | 0 | 6.6979e-08 | 6.6979e-08 | 0 | 6.6979e-08 | 0 | 4.0824e-05 | 8.9488e-05 | 0 | 8.9488e-05 | [17 empty] | 7.3.3.17.5 (Remote Grid) Updates to grid topology to minimize risk of ignition in HFTDs Remote GridWLDFREquipment / facility failureAggregated | WLDFR | HFTD - Distribution - Tier 2 - 3QU CoRE ¦ 1QU LoRE | Red Flag Warning - Catastrophic Fires | Equipment / facility failure | Aggregated | 2028 | 1.8482e-05 | 489.6273 | 0.0090494 | 2028 | Mitigation | 0.95 | 45 | 0 | esc | 0.00097009 | 1.7929e-08 | 0.00097009 | 1.7929e-08
[35 empty] | 7.3.3.17.6 Updates to grid topology to minimize risk of ignition in HFTDs Butte County Rebuild | WLDFR | HFTD - Distribution - Tier 2 - 4QU CoRE ¦ 4QU LoRE | 2076 | 0.024204 | 0 | 0 | 0 | 0 |  |  |  |  | 0 | 0 | 0 | 0 | 0 |  | 0 | 0 | 0 | Column23: 0; Column24: 0; Column25: 0; Column26: 0; Column27: 0; Column28: 0; Column29: 0.00058802; Column30: 0.031688; Column31: 0; Column32: 0.031688; Column33: 0.00076699 | WLDFR | HFTD - Distribution - Tier 3 - 4QU CoRE ¦ 2QU LoRE | Non-Red Flag Warning - Large Fires | 2029 | 1.1594e-08 | 1.1594e-08 | 5.777 | 0.74734 | 3.238 | 1.7917 | 0 | 0 | 1.288e-05 | 6.6979e-08 | 0 | 6.6979e-08 | 6.6979e-08 | 0 | 6.6979e-08 | 0 | 4.0824e-05 | 8.9488e-05 | 0 | 8.9488e-05 | [17 empty] | 7.3.3.17.5 (Remote Grid) Updates to grid topology to minimize risk of ignition in HFTDs Remote GridWLDFREquipment / facility failureAggregated | WLDFR | HFTD - Distribution - Tier 2 - 3QU CoRE ¦ 1QU LoRE | Red Flag Warning - Catastrophic Fires | Equipment / facility failure | Aggregated | 2029 | 1.8482e-05 | 489.6273 | 0.0090494 | 2029 | Mitigation | 0.95 | 45 | 0 | esc | 0.00097009 | 1.7929e-08 | 0.00097009 | 1.7929e-08
[35 empty] | 7.3.3.17.6 Updates to grid topology to minimize risk of ignition in HFTDs Butte County Rebuild | WLDFR | HFTD - Distribution - Tier 2 - 4QU CoRE ¦ 4QU LoRE | 2077 | 0.022621 | 0 | 0 | 0 | 0 |  |  |  |  | 0 | 0 | 0 | 0 | 0 |  | 0 | 0 | 0 | Column23: 0; Column24: 0; Column25: 0; Column26: 0; Column27: 0; Column28: 0; Column29: 0.00058802; Column30: 0.031688; Column31: 0; Column32: 0.031688; Column33: 0.00071682 | WLDFR | HFTD - Distribution - Tier 3 - 4QU CoRE ¦ 2QU LoRE | Non-Red Flag Warning - Large Fires | 2030 | 1.1594e-08 | 1.1594e-08 | 5.777 | 0.74734 | 3.238 | 1.7917 | 0 | 0 | 1.288e-05 | 6.6979e-08 | 0 | 6.6979e-08 | 6.6979e-08 | 0 | 6.6979e-08 | 0 | 4.0824e-05 | 8.9488e-05 | 0 | 8.9488e-05 | [17 empty] | 7.3.3.17.5 (Remote Grid) Updates to grid topology to minimize risk of ignition in HFTDs Remote GridWLDFREquipment / facility failureAggregated | WLDFR | HFTD - Distribution - Tier 2 - 3QU CoRE ¦ 1QU LoRE | Red Flag Warning - Catastrophic Fires | Equipment / facility failure | Aggregated | 2030 | 1.8482e-05 | 489.6273 | 0.0090494 | 2030 | Mitigation | 0.95 | 45 | 0 | esc | 0.00097009 | 1.7929e-08 | 0.00097009 | 1.7929e-08
[35 empty] | 7.3.3.17.6 Updates to grid topology to minimize risk of ignition in HFTDs Butte County Rebuild | WLDFR | HFTD - Distribution - Tier 2 - 4QU CoRE ¦ 5QU LoRE | 2023 | 0.87344 | 0 | 0 | 0 | 0 |  |  |  |  | 0 | 0 | 0 | 0 | 0 |  | 0 | 0 | 0 | Column23: 0; Column24: 0; Column25: 0; Column26: 0; Column27: 0; Column28: 0; Column29: 0.00025915; Column30: 0.010037; Column31: 0; Column32: 0.010037; Column33: 0.0087667 | WLDFR | HFTD - Distribution - Tier 3 - 4QU CoRE ¦ 2QU LoRE | Non-Red Flag Warning - Large Fires | 2031 | 1.1594e-08 | 1.1594e-08 | 5.777 | 0.74734 | 3.238 | 1.7917 | 0 | 0 | 1.288e-05 | 6.6979e-08 | 0 | 6.6979e-08 | 6.6979e-08 | 0 | 6.6979e-08 | 0 | 4.2682e-05 | 9.3559e-05 | 0 | 9.3559e-05 | [17 empty] | 7.3.3.17.5 (Remote Grid) Updates to grid topology to minimize risk of ignition in HFTDs Remote GridWLDFREquipment / facility failureAggregated | WLDFR | HFTD - Distribution - Tier 2 - 3QU CoRE ¦ 1QU LoRE | Red Flag Warning - Catastrophic Fires | Equipment / facility failure | Aggregated | 2031 | 1.8482e-05 | 489.6273 | 0.0090494 | 2031 | Mitigation | 0.95 | 45 | 0 | esc | 0.00097009 | 1.7929e-08 | 0.00097009 | 1.7929e-08
[35 empty] | 7.3.3.17.6 Updates to grid topology to minimize risk of ignition in HFTDs Butte County Rebuild | WLDFR | HFTD - Distribution - Tier 2 - 4QU CoRE ¦ 5QU LoRE | 2024 | 0.8163 | 0 | 0 | 0 | 0 |  |  |  |  | 0 | 0 | 0 | 0 | 0 |  | 0 | 0 | 0 | Column23: 0; Column24: 0; Column25: 0; Column26: 0; Column27: 0; Column28: 0; Column29: 0.00025915; Column30: 0.010037; Column31: 0; Column32: 0.010037; Column33: 0.0081932 | WLDFR | HFTD - Distribution - Tier 3 - 4QU CoRE ¦ 2QU LoRE | Non-Red Flag Warning - Large Fires | 2032 | 1.1594e-08 | 1.1594e-08 | 5.777 | 0.74734 | 3.238 | 1.7917 | 0 | 0 | 1.288e-05 | 6.6979e-08 | 0 | 6.6979e-08 | 6.6979e-08 | 0 | 6.6979e-08 | 0 | 4.2682e-05 | 9.3559e-05 | 0 | 9.3559e-05 | [17 empty] | 7.3.3.17.5 (Remote Grid) Updates to grid topology to minimize risk of ignition in HFTDs Remote GridWLDFREquipment / facility failureAggregated | WLDFR | HFTD - Distribution - Tier 2 - 3QU CoRE ¦ 1QU LoRE | Red Flag Warning - Catastrophic Fires | Equipment / facility failure | Aggregated | 2032 | 1.8482e-05 | 489.6273 | 0.0090494 | 2032 | Mitigation | 0.95 | 45 | 0 | esc | 0.00097009 | 1.7929e-08 | 0.00097009 | 1.7929e-08
[35 empty] | 7.3.3.17.6 Updates to grid topology to minimize risk of ignition in HFTDs Butte County Rebuild | WLDFR | HFTD - Distribution - Tier 2 - 4QU CoRE ¦ 5QU LoRE | 2025 | 0.7629 | 0 | 0 | 0 | 0 |  |  |  |  | 0 | 0 | 0 | 0 | 0 |  | 0 | 0 | 0 | Column23: 0; Column24: 0; Column25: 0; Column26: 0; Column27: 0; Column28: 0; Column29: 0.00025915; Column30: 0.010037; Column31: 0; Column32: 0.010037; Column33: 0.0076572 | WLDFR | HFTD - Distribution - Tier 3 - 4QU CoRE ¦ 2QU LoRE | Non-Red Flag Warning - Large Fires | 2033 | 1.1594e-08 | 1.1594e-08 | 6.1205 | 0.77885 | 3.4265 | 1.9151 | 0 | 0 | 1.288e-05 | 7.0962e-08 | 0 | 7.0962e-08 | 7.0962e-08 | 0 | 7.0962e-08 | 0 | 4.2682e-05 | 9.3559e-05 | 0 | 9.3559e-05 | [17 empty] | 7.3.3.17.5 (Remote Grid) Updates to grid topology to minimize risk of ignition in HFTDs Remote GridWLDFREquipment / facility failureAggregated | WLDFR | HFTD - Distribution - Tier 2 - 3QU CoRE ¦ 1QU LoRE | Red Flag Warning - Catastrophic Fires | Equipment / facility failure | Aggregated | 2033 | 1.8482e-05 | 489.6273 | 0.0090494 | 2033 | Mitigation | 0.95 | 45 | 0 | esc | 0.00097009 | 1.7929e-08 | 0.00097009 | 1.7929e-08
[35 empty] | 7.3.3.17.6 Updates to grid topology to minimize risk of ignition in HFTDs Butte County Rebuild | WLDFR | HFTD - Distribution - Tier 2 - 4QU CoRE ¦ 5QU LoRE | 2026 | 0.71299 | 0 | 0 | 0 | 0 |  |  |  |  | 0 | 0 | 0 | 0 | 0 |  | 0 | 0 | 0 | Column23: 0; Column24: 0; Column25: 0; Column26: 0; Column27: 0; Column28: 0; Column29: 0.00025915; Column30: 0.010037; Column31: 0; Column32: 0.010037; Column33: 0.0071562 | WLDFR | HFTD - Distribution - Tier 3 - 4QU CoRE ¦ 2QU LoRE | Non-Red Flag Warning - Large Fires | 2034 | 1.1594e-08 | 1.1594e-08 | 6.1205 | 0.77885 | 3.4265 | 1.9151 | 0 | 0 | 1.288e-05 | 7.0962e-08 | 0 | 7.0962e-08 | 7.0962e-08 | 0 | 7.0962e-08 | 0 | 4.2682e-05 | 9.3559e-05 | 0 | 9.3559e-05 | [17 empty] | 7.3.3.17.5 (Remote Grid) Updates to grid topology to minimize risk of ignition in HFTDs Remote GridWLDFREquipment / facility failureAggregated | WLDFR | HFTD - Distribution - Tier 2 - 3QU CoRE ¦ 1QU LoRE | Red Flag Warning - Catastrophic Fires | Equipment / facility failure | Aggregated | 2034 | 1.8482e-05 | 489.6273 | 0.0090494 | 2034 | Mitigation | 0.95 | 45 | 0 | esc | 0.00097009 | 1.7929e-08 | 0.00097009 | 1.7929e-08
[35 empty] | 7.3.3.17.6 Updates to grid topology to minimize risk of ignition in HFTDs Butte County Rebuild | WLDFR | HFTD - Distribution - Tier 2 - 4QU CoRE ¦ 5QU LoRE | 2027 | 0.66634 | 0 | 0 | 0 | 0 |  |  |  |  | 0 | 0 | 0 | 0 | 0 |  | 0 | 0 | 0 | Column23: 0; Column24: 0; Column25: 0; Column26: 0; Column27: 0; Column28: 0; Column29: 0.00025915; Column30: 0.010037; Column31: 0; Column32: 0.010037; Column33: 0.0066881 | WLDFR | HFTD - Distribution - Tier 3 - 4QU CoRE ¦ 2QU LoRE | Non-Red Flag Warning - Large Fires | 2035 | 1.1594e-08 | 1.1594e-08 | 6.1205 | 0.77885 | 3.4265 | 1.9151 | 0 | 0 | 1.288e-05 | 7.0962e-08 | 0 | 7.0962e-08 | 7.0962e-08 | 0 | 7.0962e-08 | 0 | 4.2682e-05 | 9.3559e-05 | 0 | 9.3559e-05 | [17 empty] | 7.3.3.17.5 (Remote Grid) Updates to grid topology to minimize risk of ignition in HFTDs Remote GridWLDFREquipment / facility failureAggregated | WLDFR | HFTD - Distribution - Tier 2 - 3QU CoRE ¦ 1QU LoRE | Red Flag Warning - Catastrophic Fires | Equipment / facility failure | Aggregated | 2035 | 1.8482e-05 | 489.6273 | 0.0090494 | 2035 | Mitigation | 0.95 | 45 | 0 | esc | 0.00097009 | 1.7929e-08 | 0.00097009 | 1.7929e-08
[35 empty] | 7.3.3.17.6 Updates to grid topology to minimize risk of ignition in HFTDs Butte County Rebuild | WLDFR | HFTD - Distribution - Tier 2 - 4QU CoRE ¦ 5QU LoRE | 2028 | 0.62275 | 0 | 0 | 0 | 0 |  |  |  |  | 0 | 0 | 0 | 0 | 0 |  | 0 | 0 | 0 | Column23: 0; Column24: 0; Column25: 0; Column26: 0; Column27: 0; Column28: 0; Column29: 0.00025915; Column30: 0.010484; Column31: 0; Column32: 0.010484; Column33: 0.0065289 | WLDFR | HFTD - Distribution - Tier 3 - 4QU CoRE ¦ 2QU LoRE | Non-Red Flag Warning - Large Fires | 2036 | 1.1594e-08 | 1.1594e-08 | 6.1205 | 0.77885 | 3.4265 | 1.9151 | 0 | 0 | 1.288e-05 | 7.0962e-08 | 0 | 7.0962e-08 | 7.0962e-08 | 0 | 7.0962e-08 | 0 | 4.453e-05 | 9.761e-05 | 0 | 9.761e-05 | [17 empty] | 7.3.3.17.5 (Remote Grid) Updates to grid topology to minimize risk of ignition in HFTDs Remote GridWLDFREquipment / facility failureAggregated | WLDFR | HFTD - Distribution - Tier 2 - 3QU CoRE ¦ 1QU LoRE | Red Flag Warning - Catastrophic Fires | Equipment / facility failure | Aggregated | 2036 | 1.8482e-05 | 489.6273 | 0.0090494 | 2036 | Mitigation | 0.95 | 45 | 0 | esc | 0.00097009 | 1.7929e-08 | 0.00097009 | 1.7929e-08
[35 empty] | 7.3.3.17.6 Updates to grid topology to minimize risk of ignition in HFTDs Butte County Rebuild | WLDFR | HFTD - Distribution - Tier 2 - 4QU CoRE ¦ 5QU LoRE | 2029 | 0.58201 | 0 | 0 | 0 | 0 |  |  |  |  | 0 | 0 | 0 | 0 | 0 |  | 0 | 0 | 0 | Column23: 0; Column24: 0; Column25: 0; Column26: 0; Column27: 0; Column28: 0; Column29: 0.00025915; Column30: 0.010484; Column31: 0; Column32: 0.010484; Column33: 0.0061018 | WLDFR | HFTD - Distribution - Tier 3 - 4QU CoRE ¦ 2QU LoRE | Non-Red Flag Warning - Large Fires | 2037 | 1.1594e-08 | 1.1594e-08 | 6.1205 | 0.77885 | 3.4265 | 1.9151 | 0 | 0 | 1.288e-05 | 7.0962e-08 | 0 | 7.0962e-08 | 7.0962e-08 | 0 | 7.0962e-08 | 0 | 4.453e-05 | 9.761e-05 | 0 | 9.761e-05 | [17 empty] | 7.3.3.17.5 (Remote Grid) Updates to grid topology to minimize risk of ignition in HFTDs Remote GridWLDFREquipment / facility failureAggregated | WLDFR | HFTD - Distribution - Tier 2 - 3QU CoRE ¦ 1QU LoRE | Red Flag Warning - Catastrophic Fires | Equipment / facility failure | Aggregated | 2037 | 1.8482e-05 | 489.6273 | 0.0090494 | 2037 | Mitigation | 0.95 | 45 | 0 | esc | 0.00097009 | 1.7929e-08 | 0.00097009 | 1.7929e-08
[35 empty] | 7.3.3.17.6 Updates to grid topology to minimize risk of ignition in HFTDs Butte County Rebuild | WLDFR | HFTD - Distribution - Tier 2 - 4QU CoRE ¦ 5QU LoRE | 2030 | 0.54393 | 0 | 0 | 0 | 0 |  |  |  |  | 0 | 0 | 0 | 0 | 0 |  | 0 | 0 | 0 | Column23: 0; Column24: 0; Column25: 0; Column26: 0; Column27: 0; Column28: 0; Column29: 0.00025915; Column30: 0.010484; Column31: 0; Column32: 0.010484; Column33: 0.0057026 | WLDFR | HFTD - Distribution - Tier 3 - 4QU CoRE ¦ 2QU LoRE | Non-Red Flag Warning - Large Fires | 2038 | 1.1594e-08 | 1.1594e-08 | 6.5028 | 0.81304 | 3.6355 | 2.0543 | 0 | 0 | 1.288e-05 | 7.5394e-08 | 0 | 7.5394e-08 | 7.5394e-08 | 0 | 7.5394e-08 | 0 | 4.453e-05 | 9.761e-05 | 0 | 9.761e-05 | [17 empty] | 7.3.3.17.5 (Remote Grid) Updates to grid topology to minimize risk of ignition in HFTDs Remote GridWLDFREquipment / facility failureAggregated | WLDFR | HFTD - Distribution - Tier 2 - 3QU CoRE ¦ 1QU LoRE | Red Flag Warning - Catastrophic Fires | Equipment / facility failure | Aggregated | 2038 | 1.8482e-05 | 489.6273 | 0.0090494 | 2038 | Mitigation | 0.95 | 45 | 0 | esc | 0.00097009 | 1.7929e-08 | 0.00097009 | 1.7929e-08
[35 empty] | 7.3.3.17.6 Updates to grid topology to minimize risk of ignition in HFTDs Butte County Rebuild | WLDFR | HFTD - Distribution - Tier 2 - 4QU CoRE ¦ 5QU LoRE | 2031 | 0.50835 | 0 | 0 | 0 | 0 |  |  |  |  | 0 | 0 | 0 | 0 | 0 |  | 0 | 0 | 0 | Column23: 0; Column24: 0; Column25: 0; Column26: 0; Column27: 0; Column28: 0; Column29: 0.00025915; Column30: 0.010484; Column31: 0; Column32: 0.010484; Column33: 0.0053295 | WLDFR | HFTD - Distribution - Tier 3 - 4QU CoRE ¦ 2QU LoRE | Non-Red Flag Warning - Large Fires | 2039 | 1.1594e-08 | 1.1594e-08 | 6.5028 | 0.81304 | 3.6355 | 2.0543 | 0 | 0 | 1.288e-05 | 7.5394e-08 | 0 | 7.5394e-08 | 7.5394e-08 | 0 | 7.5394e-08 | 0 | 0 | 9.761e-05 | 0 | 9.761e-05 | [17 empty] | 7.3.3.17.5 (Remote Grid) Updates to grid topology to minimize risk of ignition in HFTDs Remote GridWLDFREquipment / facility failureAggregated | WLDFR | HFTD - Distribution - Tier 2 - 3QU CoRE ¦ 1QU LoRE | Red Flag Warning - Catastrophic Fires | Equipment / facility failure | Aggregated | 2039 | 1.8482e-05 | 489.6273 | 0.0090494 | 2039 | Mitigation | 0.95 | 45 | 0 | esc | 0.00097009 | 1.7929e-08 | 0.00097009 | 1.7929e-08
[35 empty] | 7.3.3.17.6 Updates to grid topology to minimize risk of ignition in HFTDs Butte County Rebuild | WLDFR | HFTD - Distribution - Tier 2 - 4QU CoRE ¦ 5QU LoRE | 2032 | 0.47509 | 0 | 0 | 0 | 0 |  |  |  |  | 0 | 0 | 0 | 0 | 0 |  | 0 | 0 | 0 | Column23: 0; Column24: 0; Column25: 0; Column26: 0; Column27: 0; Column28: 0; Column29: 0.00025915; Column30: 0.010484; Column31: 0; Column32: 0.010484; Column33: 0.0049809 | WLDFR | HFTD - Distribution - Tier 3 - 4QU CoRE ¦ 2QU LoRE | Non-Red Flag Warning - Large Fires | 2040 | 1.1594e-08 | 1.1594e-08 | 6.5028 | 0.81304 | 3.6355 | 2.0543 | 0 | 0 | 1.288e-05 | 7.5394e-08 | 0 | 7.5394e-08 | 7.5394e-08 | 0 | 7.5394e-08 | 0 | 0 | 0 | 0 | 0 | [17 empty] | 7.3.3.17.5 (Remote Grid) Updates to grid topology to minimize risk of ignition in HFTDs Remote GridWLDFREquipment / facility failureAggregated | WLDFR | HFTD - Distribution - Tier 2 - 3QU CoRE ¦ 1QU LoRE | Red Flag Warning - Catastrophic Fires | Equipment / facility failure | Aggregated | 2040 | 1.8482e-05 | 489.6273 | 0.0090494 | 2040 | Mitigation | 0.95 | 45 | 0 | esc | 0.00097009 | 1.7929e-08 | 0.00097009 | 1.7929e-08
[35 empty] | 7.3.3.17.6 Updates to grid topology to minimize risk of ignition in HFTDs Butte County Rebuild | WLDFR | HFTD - Distribution - Tier 2 - 4QU CoRE ¦ 5QU LoRE | 2033 | 0.44401 | 0 | 0 | 0 | 0 |  |  |  |  | 0 | 0 | 0 | 0 | 0 |  | 0 | 0 | 0 | Column23: 0; Column24: 0; Column25: 0; Column26: 0; Column27: 0; Column28: 0; Column29: 0.00025915; Column30: 0.010981; Column31: 0; Column32: 0.010981; Column33: 0.0048756 | WLDFR | HFTD - Distribution - Tier 3 - 4QU CoRE ¦ 2QU LoRE | Non-Red Flag Warning - Large Fires | 2041 | 1.1594e-08 | 1.1594e-08 | 6.5028 | 0.81304 | 3.6355 | 2.0543 | 0 | 0 | 1.288e-05 | 7.5394e-08 | 0 | 7.5394e-08 | 7.5394e-08 | 0 | 7.5394e-08 | 0 | 2.7822e-07 | 0 | 0 | 0 | [17 empty] | 7.3.3.17.5 (Remote Grid) Updates to grid topology to minimize risk of ignition in HFTDs Remote GridWLDFREquipment / facility failureAggregated | WLDFR | HFTD - Distribution - Tier 2 - 3QU CoRE ¦ 1QU LoRE | Red Flag Warning - Catastrophic Fires | Equipment / facility failure | Aggregated | 2041 | 1.8482e-05 | 489.6273 | 0.0090494 | 2041 | Mitigation | 0.95 | 45 | 0 | esc | 0.00097009 | 1.7929e-08 | 0.00097009 | 1.7929e-08
[35 empty] | 7.3.3.17.6 Updates to grid topology to minimize risk of ignition in HFTDs Butte County Rebuild | WLDFR | HFTD - Distribution - Tier 2 - 4QU CoRE ¦ 5QU LoRE | 2034 | 0.41496 | 0 | 0 | 0 | 0 |  |  |  |  | 0 | 0 | 0 | 0 | 0 |  | 0 | 0 | 0 | Column23: 0; Column24: 0; Column25: 0; Column26: 0; Column27: 0; Column28: 0; Column29: 0.00025915; Column30: 0.010981; Column31: 0; Column32: 0.010981; Column33: 0.0045566 | WLDFR | HFTD - Distribution - Tier 3 - 4QU CoRE ¦ 2QU LoRE | Non-Red Flag Warning - Large Fires | 2042 | 1.1594e-08 | 1.1594e-08 | 6.5028 | 0.81304 | 3.6355 | 2.0543 | 0 | 0 | 1.288e-05 | 7.5394e-08 | 0 | 7.5394e-08 | 7.5394e-08 | 0 | 7.5394e-08 | 0 | 2.9067e-07 | 6.3715e-07 | 0 | 6.3715e-07 | [17 empty] | 7.3.3.17.5 (Remote Grid) Updates to grid topology to minimize risk of ignition in HFTDs Remote GridWLDFREquipment / facility failureAggregated | WLDFR | HFTD - Distribution - Tier 2 - 3QU CoRE ¦ 1QU LoRE | Red Flag Warning - Catastrophic Fires | Equipment / facility failure | Aggregated | 2042 | 1.8482e-05 | 489.6273 | 0.0090494 | 2042 | Mitigation | 0.95 | 45 | 0 | esc | 0.00097009 | 1.7929e-08 | 0.00097009 | 1.7929e-08
[35 empty] | 7.3.3.17.6 Updates to grid topology to minimize risk of ignition in HFTDs Butte County Rebuild | WLDFR | HFTD - Distribution - Tier 2 - 4QU CoRE ¦ 5QU LoRE | 2035 | 0.38782 | 0 | 0 | 0 | 0 |  |  |  |  | 0 | 0 | 0 | 0 | 0 |  | 0 | 0 | 0 | Column23: 0; Column24: 0; Column25: 0; Column26: 0; Column27: 0; Column28: 0; Column29: 0.00025915; Column30: 0.010981; Column31: 0; Column32: 0.010981; Column33: 0.0042585 | WLDFR | HFTD - Distribution - Tier 3 - 4QU CoRE ¦ 2QU LoRE | Non-Red Flag Warning - Large Fires | 2043 | 1.1594e-08 | 1.1594e-08 | 6.9209 | 0.84944 | 3.8632 | 2.2083 | 0 | 0 | 1.288e-05 | 8.0242e-08 | 0 | 8.0242e-08 | 8.0242e-08 | 0 | 8.0242e-08 | 0 | 2.9067e-07 | 6.3715e-07 | 0 | 6.3715e-07 | [17 empty] | 7.3.3.17.5 (Remote Grid) Updates to grid topology to minimize risk of ignition in HFTDs Remote GridWLDFREquipment / facility failureAggregated | WLDFR | HFTD - Distribution - Tier 2 - 3QU CoRE ¦ 1QU LoRE | Red Flag Warning - Catastrophic Fires | Equipment / facility failure | Aggregated | 2043 | 1.8482e-05 | 489.6273 | 0.0090494 | 2043 | Mitigation | 0.95 | 45 | 0 | esc | 0.00097009 | 1.7929e-08 | 0.00097009 | 1.7929e-08
[35 empty] | 7.3.3.17.6 Updates to grid topology to minimize risk of ignition in HFTDs Butte County Rebuild | WLDFR | HFTD - Distribution - Tier 2 - 4QU CoRE ¦ 5QU LoRE | 2036 | 0.36245 | 0 | 0 | 0 | 0 |  |  |  |  | 0 | 0 | 0 | 0 | 0 |  | 0 | 0 | 0 | Column23: 0; Column24: 0; Column25: 0; Column26: 0; Column27: 0; Column28: 0; Column29: 0.00025915; Column30: 0.010981; Column31: 0; Column32: 0.010981; Column33: 0.0039799 | WLDFR | HFTD - Distribution - Tier 3 - 4QU CoRE ¦ 2QU LoRE | Non-Red Flag Warning - Large Fires | 2044 | 1.1594e-08 | 1.1594e-08 | 6.9209 | 0.84944 | 3.8632 | 2.2083 | 0 | 0 | 1.288e-05 | 8.0242e-08 | 0 | 8.0242e-08 | 8.0242e-08 | 0 | 8.0242e-08 | 0 | 2.9067e-07 | 6.3715e-07 | 0 | 6.3715e-07 | [17 empty] | 7.3.3.17.5 (Remote Grid) Updates to grid topology to minimize risk of ignition in HFTDs Remote GridWLDFREquipment / facility failureAggregated | WLDFR | HFTD - Distribution - Tier 2 - 3QU CoRE ¦ 1QU LoRE | Red Flag Warning - Catastrophic Fires | Equipment / facility failure | Aggregated | 2044 | 1.8482e-05 | 489.6273 | 0.0090494 | 2044 | Mitigation | 0.95 | 45 | 0 | esc | 0.00097009 | 1.7929e-08 | 0.00097009 | 1.7929e-08
[35 empty] | 7.3.3.17.6 Updates to grid topology to minimize risk of ignition in HFTDs Butte County Rebuild | WLDFR | HFTD - Distribution - Tier 2 - 4QU CoRE ¦ 5QU LoRE | 2037 | 0.33873 | 0 | 0 | 0 | 0 |  |  |  |  | 0 | 0 | 0 | 0 | 0 |  | 0 | 0 | 0 | Column23: 0; Column24: 0; Column25: 0; Column26: 0; Column27: 0; Column28: 0; Column29: 0.00025915; Column30: 0.010981; Column31: 0; Column32: 0.010981; Column33: 0.0037196 | WLDFR | HFTD - Distribution - Tier 3 - 4QU CoRE ¦ 2QU LoRE | Non-Red Flag Warning - Large Fires | 2045 | 1.1594e-08 | 1.1594e-08 | 6.9209 | 0.84944 | 3.8632 | 2.2083 | 0 | 0 | 1.288e-05 | 8.0242e-08 | 0 | 8.0242e-08 | 8.0242e-08 | 0 | 8.0242e-08 | 0 | 2.9067e-07 | 6.3715e-07 | 0 | 6.3715e-07 | [17 empty] | 7.3.3.17.5 (Remote Grid) Updates to grid topology to minimize risk of ignition in HFTDs Remote GridWLDFREquipment / facility failureAggregated | WLDFR | HFTD - Distribution - Tier 2 - 3QU CoRE ¦ 1QU LoRE | Red Flag Warning - Catastrophic Fires | Equipment / facility failure | Aggregated | 2045 | 1.8482e-05 | 489.6273 | 0.0090494 | 2045 | Mitigation | 0.95 | 45 | 0 | esc | 0.00097009 | 1.7929e-08 | 0.00097009 | 1.7929e-08
[35 empty] | 7.3.3.17.6 Updates to grid topology to minimize risk of ignition in HFTDs Butte County Rebuild | WLDFR | HFTD - Distribution - Tier 2 - 4QU CoRE ¦ 5QU LoRE | 2038 | 0.31657 | 0 | 0 | 0 | 0 |  |  |  |  | 0 | 0 | 0 | 0 | 0 |  | 0 | 0 | 0 | Column23: 0; Column24: 0; Column25: 0; Column26: 0; Column27: 0; Column28: 0; Column29: 0.00025915; Column30: 0.01152; Column31: 0; Column32: 0.01152; Column33: 0.0036469 | WLDFR | HFTD - Distribution - Tier 3 - 4QU CoRE ¦ 2QU LoRE | Non-Red Flag Warning - Large Fires | 2046 | 1.1594e-08 | 1.1594e-08 | 6.9209 | 0.84944 | 3.8632 | 2.2083 | 0 | 0 | 1.288e-05 | 8.0242e-08 | 0 | 8.0242e-08 | 8.0242e-08 | 0 | 8.0242e-08 | 0 | 2.9067e-07 | 6.3715e-07 | 0 | 6.3715e-07 | [17 empty] | 7.3.3.17.5 (Remote Grid) Updates to grid topology to minimize risk of ignition in HFTDs Remote GridWLDFREquipment / facility failureAggregated | WLDFR | HFTD - Distribution - Tier 2 - 3QU CoRE ¦ 1QU LoRE | Red Flag Warning - Catastrophic Fires | Equipment / facility failure | Aggregated | 2046 | 1.8482e-05 | 489.6273 | 0.0090494 | 2046 | Mitigation | 0.95 | 45 | 0 | esc | 0.00097009 | 1.7929e-08 | 0.00097009 | 1.7929e-08
[35 empty] | 7.3.3.17.6 Updates to grid topology to minimize risk of ignition in HFTDs Butte County Rebuild | WLDFR | HFTD - Distribution - Tier 2 - 4QU CoRE ¦ 5QU LoRE | 2039 | 0.29586 | 0 | 0 | 0 | 0 |  |  |  |  | 0 | 0 | 0 | 0 | 0 |  | 0 | 0 | 0 | Column23: 0; Column24: 0; Column25: 0; Column26: 0; Column27: 0; Column28: 0; Column29: 0.00025915; Column30: 0.01152; Column31: 0; Column32: 0.01152; Column33: 0.0034083 | WLDFR | HFTD - Distribution - Tier 3 - 4QU CoRE ¦ 2QU LoRE | Non-Red Flag Warning - Large Fires | 2047 | 1.1594e-08 | 1.1594e-08 | 6.9209 | 0.84944 | 3.8632 | 2.2083 | 0 | 0 | 1.288e-05 | 8.0242e-08 | 0 | 8.0242e-08 | 8.0242e-08 | 0 | 8.0242e-08 | 0 | 3.067e-07 | 6.7229e-07 | 0 | 6.7229e-07 | [17 empty] | 7.3.3.17.5 (Remote Grid) Updates to grid topology to minimize risk of ignition in HFTDs Remote GridWLDFREquipment / facility failureAggregated | WLDFR | HFTD - Distribution - Tier 2 - 3QU CoRE ¦ 1QU LoRE | Red Flag Warning - Catastrophic Fires | Equipment / facility failure | Aggregated | 2047 | 1.8482e-05 | 489.6273 | 0.0090494 | 2047 | Mitigation | 0.95 | 45 | 0 | esc | 0.00097009 | 1.7929e-08 | 0.00097009 | 1.7929e-08
[35 empty] | 7.3.3.17.6 Updates to grid topology to minimize risk of ignition in HFTDs Butte County Rebuild | WLDFR | HFTD - Distribution - Tier 2 - 4QU CoRE ¦ 5QU LoRE | 2040 | 0.27651 | 0 | 0 | 0 | 0 |  |  |  |  | 0 | 0 | 0 | 0 | 0 |  | 0 | 0 | 0 | Column23: 0; Column24: 0; Column25: 0; Column26: 0; Column27: 0; Column28: 0; Column29: 0.00025915; Column30: 0.01152; Column31: 0; Column32: 0.01152; Column33: 0.0031854 | WLDFR | HFTD - Distribution - Tier 3 - 4QU CoRE ¦ 2QU LoRE | Non-Red Flag Warning - Large Fires | 2048 | 1.1594e-08 | 1.1594e-08 | 7.3713 | 0.88759 | 4.1075 | 2.3763 | 0 | 0 | 1.288e-05 | 8.5464e-08 | 0 | 8.5464e-08 | 8.5464e-08 | 0 | 8.5464e-08 | 0 | 3.067e-07 | 6.7229e-07 | 0 | 6.7229e-07 | [17 empty] | 7.3.3.17.5 (Remote Grid) Updates to grid topology to minimize risk of ignition in HFTDs Remote GridWLDFREquipment / facility failureAggregated | WLDFR | HFTD - Distribution - Tier 2 - 3QU CoRE ¦ 1QU LoRE | Red Flag Warning - Catastrophic Fires | Equipment / facility failure | Aggregated | 2048 | 1.8482e-05 | 489.6273 | 0.0090494 | 2048 | Mitigation | 0.95 | 45 | 0 | esc | 0.00097009 | 1.7929e-08 | 0.00097009 | 1.7929e-08
[35 empty] | 7.3.3.17.6 Updates to grid topology to minimize risk of ignition in HFTDs Butte County Rebuild | WLDFR | HFTD - Distribution - Tier 2 - 4QU CoRE ¦ 5QU LoRE | 2041 | 0.25842 | 0 | 0 | 0 | 0 |  |  |  |  | 0 | 0 | 0 | 0 | 0 |  | 0 | 0 | 0 | Column23: 0; Column24: 0; Column25: 0; Column26: 0; Column27: 0; Column28: 0; Column29: 0.00025915; Column30: 0.01152; Column31: 0; Column32: 0.01152; Column33: 0.002977 | WLDFR | HFTD - Distribution - Tier 3 - 4QU CoRE ¦ 2QU LoRE | Non-Red Flag Warning - Large Fires | 2049 | 1.1594e-08 | 1.1594e-08 | 7.3713 | 0.88759 | 4.1075 | 2.3763 | 0 | 0 | 1.288e-05 | 8.5464e-08 | 0 | 8.5464e-08 | 8.5464e-08 | 0 | 8.5464e-08 | 0 | 3.067e-07 | 6.7229e-07 | 0 | 6.7229e-07 | [17 empty] | 7.3.3.17.5 (Remote Grid) Updates to grid topology to minimize risk of ignition in HFTDs Remote GridWLDFREquipment / facility failureAggregated | WLDFR | HFTD - Distribution - Tier 2 - 3QU CoRE ¦ 1QU LoRE | Red Flag Warning - Catastrophic Fires | Equipment / facility failure | Aggregated | 2049 | 1.8482e-05 | 489.6273 | 0.0090494 | 2049 | Mitigation | 0.95 | 45 | 0 | esc | 0.00097009 | 1.7929e-08 | 0.00097009 | 1.7929e-08
[35 empty] | 7.3.3.17.6 Updates to grid topology to minimize risk of ignition in HFTDs Butte County Rebuild | WLDFR | HFTD - Distribution - Tier 2 - 4QU CoRE ¦ 5QU LoRE | 2042 | 0.24151 | 0 | 0 | 0 | 0 |  |  |  |  | 0 | 0 | 0 | 0 | 0 |  | 0 | 0 | 0 | Column23: 0; Column24: 0; Column25: 0; Column26: 0; Column27: 0; Column28: 0; Column29: 0.00025915; Column30: 0.01152; Column31: 0; Column32: 0.01152; Column33: 0.0027822 | WLDFR | HFTD - Distribution - Tier 3 - 4QU CoRE ¦ 2QU LoRE | Non-Red Flag Warning - Large Fires | 2050 | 1.1594e-08 | 1.1594e-08 | 7.3713 | 0.88759 | 4.1075 | 2.3763 | 0 | 0 | 1.288e-05 | 8.5464e-08 | 0 | 8.5464e-08 | 8.5464e-08 | 0 | 8.5464e-08 | 0 | 3.067e-07 | 6.7229e-07 | 0 | 6.7229e-07 | [17 empty] | 7.3.3.17.5 (Remote Grid) Updates to grid topology to minimize risk of ignition in HFTDs Remote GridWLDFREquipment / facility failureAggregated | WLDFR | HFTD - Distribution - Tier 2 - 3QU CoRE ¦ 1QU LoRE | Red Flag Warning - Catastrophic Fires | Equipment / facility failure | Aggregated | 2050 | 1.8482e-05 | 489.6273 | 0.0090494 | 2050 | Mitigation | 0.95 | 45 | 0 | esc | 0.00097009 | 1.7929e-08 | 0.00097009 | 1.7929e-08
[35 empty] | 7.3.3.17.6 Updates to grid topology to minimize risk of ignition in HFTDs Butte County Rebuild | WLDFR | HFTD - Distribution - Tier 2 - 4QU CoRE ¦ 5QU LoRE | 2043 | 0.22571 | 0 | 0 | 0 | 0 |  |  |  |  | 0 | 0 | 0 | 0 | 0 |  | 0 | 0 | 0 | Column23: 0; Column24: 0; Column25: 0; Column26: 0; Column27: 0; Column28: 0; Column29: 0.00025915; Column30: 0.012094; Column31: 0; Column32: 0.012094; Column33: 0.0027299 | WLDFR | HFTD - Distribution - Tier 3 - 4QU CoRE ¦ 2QU LoRE | Non-Red Flag Warning - Large Fires | 2051 | 1.1594e-08 | 1.1594e-08 | 7.3713 | 0.88759 | 4.1075 | 2.3763 | 0 | 0 | 1.288e-05 | 8.5464e-08 | 0 | 8.5464e-08 | 8.5464e-08 | 0 | 8.5464e-08 | 0 | 3.067e-07 | 6.7229e-07 | 0 | 6.7229e-07 | [17 empty] | 7.3.3.17.5 (Remote Grid) Updates to grid topology to minimize risk of ignition in HFTDs Remote GridWLDFREquipment / facility failureAggregated | WLDFR | HFTD - Distribution - Tier 2 - 3QU CoRE ¦ 1QU LoRE | Red Flag Warning - Catastrophic Fires | Equipment / facility failure | Aggregated | 2051 | 1.8482e-05 | 489.6273 | 0.0090494 | 2051 | Mitigation | 0.95 | 45 | 0 | esc | 0.00097009 | 1.7929e-08 | 0.00097009 | 1.7929e-08
[35 empty] | 7.3.3.17.6 Updates to grid topology to minimize risk of ignition in HFTDs Butte County Rebuild | WLDFR | HFTD - Distribution - Tier 2 - 4QU CoRE ¦ 5QU LoRE | 2044 | 0.21095 | 0 | 0 | 0 | 0 |  |  |  |  | 0 | 0 | 0 | 0 | 0 |  | 0 | 0 | 0 | Column23: 0; Column24: 0; Column25: 0; Column26: 0; Column27: 0; Column28: 0; Column29: 0.00025915; Column30: 0.012094; Column31: 0; Column32: 0.012094; Column33: 0.0025513 | WLDFR | HFTD - Distribution - Tier 3 - 4QU CoRE ¦ 2QU LoRE | Non-Red Flag Warning - Large Fires | 2052 | 1.1594e-08 | 1.1594e-08 | 7.3713 | 0.88759 | 4.1075 | 2.3763 | 0 | 0 | 1.288e-05 | 8.5464e-08 | 0 | 8.5464e-08 | 8.5464e-08 | 0 | 8.5464e-08 | 0 | 3.2494e-07 | 7.1227e-07 | 0 | 7.1227e-07 | [17 empty] | 7.3.3.17.5 (Remote Grid) Updates to grid topology to minimize risk of ignition in HFTDs Remote GridWLDFREquipment / facility failureAggregated | WLDFR | HFTD - Distribution - Tier 2 - 3QU CoRE ¦ 1QU LoRE | Red Flag Warning - Catastrophic Fires | Equipment / facility failure | Aggregated | 2052 | 1.8482e-05 | 489.6273 | 0.0090494 | 2052 | Mitigation | 0.95 | 45 | 0 | esc | 0.00097009 | 1.7929e-08 | 0.00097009 | 1.7929e-08
[35 empty] | 7.3.3.17.6 Updates to grid topology to minimize risk of ignition in HFTDs Butte County Rebuild | WLDFR | HFTD - Distribution - Tier 2 - 4QU CoRE ¦ 5QU LoRE | 2045 | 0.19715 | 0 | 0 | 0 | 0 |  |  |  |  | 0 | 0 | 0 | 0 | 0 |  | 0 | 0 | 0 | Column23: 0; Column24: 0; Column25: 0; Column26: 0; Column27: 0; Column28: 0; Column29: 0.00025915; Column30: 0.012094; Column31: 0; Column32: 0.012094; Column33: 0.0023844 | WLDFR | HFTD - Distribution - Tier 3 - 4QU CoRE ¦ 2QU LoRE | Non-Red Flag Warning - Large Fires | 2053 | 1.1594e-08 | 1.1594e-08 | 7.8503 | 0.92702 | 4.3664 | 2.5569 | 0 | 0 | 1.288e-05 | 9.1017e-08 | 0 | 9.1017e-08 | 9.1017e-08 | 0 | 9.1017e-08 | 0 | 3.2494e-07 | 7.1227e-07 | 0 | 7.1227e-07 | [17 empty] | 7.3.3.17.5 (Remote Grid) Updates to grid topology to minimize risk of ignition in HFTDs Remote GridWLDFREquipment / facility failureAggregated | WLDFR | HFTD - Distribution - Tier 2 - 3QU CoRE ¦ 1QU LoRE | Red Flag Warning - Catastrophic Fires | Equipment / facility failure | Aggregated | 2053 | 1.8482e-05 | 489.6273 | 0.0090494 | 2053 | Mitigation | 0.95 | 45 | 0 | esc | 0.00097009 | 1.7929e-08 | 0.00097009 | 1.7929e-08
[35 empty] | 7.3.3.17.6 Updates to grid topology to minimize risk of ignition in HFTDs Butte County Rebuild | WLDFR | HFTD - Distribution - Tier 2 - 4QU CoRE ¦ 5QU LoRE | 2046 | 0.18425 | 0 | 0 | 0 | 0 |  |  |  |  | 0 | 0 | 0 | 0 | 0 |  | 0 | 0 | 0 | Column23: 0; Column24: 0; Column25: 0; Column26: 0; Column27: 0; Column28: 0; Column29: 0.00025915; Column30: 0.012094; Column31: 0; Column32: 0.012094; Column33: 0.0022284 | WLDFR | HFTD - Distribution - Tier 3 - 4QU CoRE ¦ 2QU LoRE | Non-Red Flag Warning - Large Fires | 2054 | 1.1594e-08 | 1.1594e-08 | 7.8503 | 0.92702 | 4.3664 | 2.5569 | 0 | 0 | 1.288e-05 | 9.1017e-08 | 0 | 9.1017e-08 | 9.1017e-08 | 0 | 9.1017e-08 | 0 | 3.2494e-07 | 7.1227e-07 | 0 | 7.1227e-07 | [17 empty] | 7.3.3.17.5 (Remote Grid) Updates to grid topology to minimize risk of ignition in HFTDs Remote GridWLDFREquipment / facility failureAggregated | WLDFR | HFTD - Distribution - Tier 2 - 3QU CoRE ¦ 1QU LoRE | Red Flag Warning - Catastrophic Fires | Equipment / facility failure | Aggregated | 2054 | 1.8482e-05 | 489.6273 | 0.0090494 | 2054 | Mitigation | 0.95 | 45 | 0 | esc | 0.00097009 | 1.7929e-08 | 0.00097009 | 1.7929e-08
[35 empty] | 7.3.3.17.6 Updates to grid topology to minimize risk of ignition in HFTDs Butte County Rebuild | WLDFR | HFTD - Distribution - Tier 2 - 4QU CoRE ¦ 5QU LoRE | 2047 | 0.1722 | 0 | 0 | 0 | 0 |  |  |  |  | 0 | 0 | 0 | 0 | 0 |  | 0 | 0 | 0 | Column23: 0; Column24: 0; Column25: 0; Column26: 0; Column27: 0; Column28: 0; Column29: 0.00025915; Column30: 0.012094; Column31: 0; Column32: 0.012094; Column33: 0.0020826 | WLDFR | HFTD - Distribution - Tier 3 - 4QU CoRE ¦ 2QU LoRE | Non-Red Flag Warning - Large Fires | 2055 | 1.1594e-08 | 1.1594e-08 | 7.8503 | 0.92702 | 4.3664 | 2.5569 | 0 | 0 | 1.288e-05 | 9.1017e-08 | 0 | 9.1017e-08 | 9.1017e-08 | 0 | 9.1017e-08 | 0 | 3.2494e-07 | 7.1227e-07 | 0 | 7.1227e-07 | [17 empty] | 7.3.3.17.5 (Remote Grid) Updates to grid topology to minimize risk of ignition in HFTDs Remote GridWLDFREquipment / facility failureAggregated | WLDFR | HFTD - Distribution - Tier 2 - 3QU CoRE ¦ 1QU LoRE | Red Flag Warning - Catastrophic Fires | Equipment / facility failure | Aggregated | 2055 | 1.8482e-05 | 489.6273 | 0.0090494 | 2055 | Mitigation | 0.95 | 45 | 0 | esc | 0.00097009 | 1.7929e-08 | 0.00097009 | 1.7929e-08
[35 empty] | 7.3.3.17.6 Updates to grid topology to minimize risk of ignition in HFTDs Butte County Rebuild | WLDFR | HFTD - Distribution - Tier 2 - 4QU CoRE ¦ 5QU LoRE | 2048 | 0.16093 | 0 | 0 | 0 | 0 |  |  |  |  | 0 | 0 | 0 | 0 | 0 |  | 0 | 0 | 0 | Column23: 0; Column24: 0; Column25: 0; Column26: 0; Column27: 0; Column28: 0; Column29: 0.00025915; Column30: 0.012697; Column31: 0; Column32: 0.012697; Column33: 0.0020433 | WLDFR | HFTD - Distribution - Tier 3 - 4QU CoRE ¦ 2QU LoRE | Non-Red Flag Warning - Large Fires | 2056 | 1.1594e-08 | 1.1594e-08 | 7.8503 | 0.92702 | 4.3664 | 2.5569 | 0 | 0 | 1.288e-05 | 9.1017e-08 | 0 | 9.1017e-08 | 9.1017e-08 | 0 | 9.1017e-08 | 0 | 3.2494e-07 | 7.1227e-07 | 0 | 7.1227e-07 | [17 empty] | 7.3.3.17.5 (Remote Grid) Updates to grid topology to minimize risk of ignition in HFTDs Remote GridWLDFREquipment / facility failureAggregated | WLDFR | HFTD - Distribution - Tier 2 - 3QU CoRE ¦ 1QU LoRE | Red Flag Warning - Catastrophic Fires | Equipment / facility failure | Aggregated | 2056 | 1.8482e-05 | 489.6273 | 0.0090494 | 2056 | Mitigation | 0.95 | 45 | 0 | esc | 0.00097009 | 1.7929e-08 | 0.00097009 | 1.7929e-08
[35 empty] | 7.3.3.17.6 Updates to grid topology to minimize risk of ignition in HFTDs Butte County Rebuild | WLDFR | HFTD - Distribution - Tier 2 - 4QU CoRE ¦ 5QU LoRE | 2049 | 0.1504 | 0 | 0 | 0 | 0 |  |  |  |  | 0 | 0 | 0 | 0 | 0 |  | 0 | 0 | 0 | Column23: 0; Column24: 0; Column25: 0; Column26: 0; Column27: 0; Column28: 0; Column29: 0.00025915; Column30: 0.012697; Column31: 0; Column32: 0.012697; Column33: 0.0019096 | WLDFR | HFTD - Distribution - Tier 3 - 4QU CoRE ¦ 2QU LoRE | Non-Red Flag Warning - Large Fires | 2057 | 1.1594e-08 | 1.1594e-08 | 7.8503 | 0.92702 | 4.3664 | 2.5569 | 0 | 0 | 1.288e-05 | 9.1017e-08 | 0 | 9.1017e-08 | 9.1017e-08 | 0 | 9.1017e-08 | 0 | 3.4523e-07 | 7.5676e-07 | 0 | 7.5676e-07 | [17 empty] | 7.3.3.17.5 (Remote Grid) Updates to grid topology to minimize risk of ignition in HFTDs Remote GridWLDFREquipment / facility failureAggregated | WLDFR | HFTD - Distribution - Tier 2 - 3QU CoRE ¦ 1QU LoRE | Red Flag Warning - Catastrophic Fires | Equipment / facility failure | Aggregated | 2057 | 1.8482e-05 | 489.6273 | 0.0090494 | 2057 | Mitigation | 0.95 | 45 | 0 | esc | 0.00097009 | 1.7929e-08 | 0.00097009 | 1.7929e-08
[35 empty] | 7.3.3.17.6 Updates to grid topology to minimize risk of ignition in HFTDs Butte County Rebuild | WLDFR | HFTD - Distribution - Tier 2 - 4QU CoRE ¦ 5QU LoRE | 2050 | 0.14056 | 0 | 0 | 0 | 0 |  |  |  |  | 0 | 0 | 0 | 0 | 0 |  | 0 | 0 | 0 | Column23: 0; Column24: 0; Column25: 0; Column26: 0; Column27: 0; Column28: 0; Column29: 0.00025915; Column30: 0.012697; Column31: 0; Column32: 0.012697; Column33: 0.0017847 | WLDFR | HFTD - Distribution - Tier 3 - 4QU CoRE ¦ 2QU LoRE | Non-Red Flag Warning - Large Fires | 2058 | 1.1594e-08 | 1.1594e-08 | 8.3524 | 0.96727 | 4.6367 | 2.7484 | 0 | 0 | 1.288e-05 | 9.6838e-08 | 0 | 9.6838e-08 | 9.6838e-08 | 0 | 9.6838e-08 | 0 | 3.4523e-07 | 7.5676e-07 | 0 | 7.5676e-07 | [17 empty] | 7.3.3.17.5 (Remote Grid) Updates to grid topology to minimize risk of ignition in HFTDs Remote GridWLDFREquipment / facility failureAggregated | WLDFR | HFTD - Distribution - Tier 2 - 3QU CoRE ¦ 1QU LoRE | Red Flag Warning - Catastrophic Fires | Equipment / facility failure | Aggregated | 2058 | 1.8482e-05 | 489.6273 | 0.0090494 | 2058 | Mitigation | 0.95 | 45 | 0 | esc | 0.00097009 | 1.7929e-08 | 0.00097009 | 1.7929e-08
[35 empty] | 7.3.3.17.6 Updates to grid topology to minimize risk of ignition in HFTDs Butte County Rebuild | WLDFR | HFTD - Distribution - Tier 2 - 4QU CoRE ¦ 5QU LoRE | 2051 | 0.13137 | 0 | 0 | 0 | 0 |  |  |  |  | 0 | 0 | 0 | 0 | 0 |  | 0 | 0 | 0 | Column23: 0; Column24: 0; Column25: 0; Column26: 0; Column27: 0; Column28: 0; Column29: 0.00025915; Column30: 0.012697; Column31: 0; Column32: 0.012697; Column33: 0.0016679 | WLDFR | HFTD - Distribution - Tier 3 - 4QU CoRE ¦ 2QU LoRE | Non-Red Flag Warning - Large Fires | 2059 | 1.1594e-08 | 1.1594e-08 | 8.3524 | 0.96727 | 4.6367 | 2.7484 | 0 | 0 | 1.288e-05 | 9.6838e-08 | 0 | 9.6838e-08 | 9.6838e-08 | 0 | 9.6838e-08 | 0 | 3.4523e-07 | 7.5676e-07 | 0 | 7.5676e-07 | [17 empty] | 7.3.3.17.5 (Remote Grid) Updates to grid topology to minimize risk of ignition in HFTDs Remote GridWLDFREquipment / facility failureAggregated | WLDFR | HFTD - Distribution - Tier 2 - 3QU CoRE ¦ 1QU LoRE | Red Flag Warning - Catastrophic Fires | Equipment / facility failure | Aggregated | 2059 | 1.8482e-05 | 489.6273 | 0.0090494 | 2059 | Mitigation | 0.95 | 45 | 0 | esc | 0.00097009 | 1.7929e-08 | 0.00097009 | 1.7929e-08
[35 empty] | 7.3.3.17.6 Updates to grid topology to minimize risk of ignition in HFTDs Butte County Rebuild | WLDFR | HFTD - Distribution - Tier 2 - 4QU CoRE ¦ 5QU LoRE | 2052 | 0.12277 | 0 | 0 | 0 | 0 |  |  |  |  | 0 | 0 | 0 | 0 | 0 |  | 0 | 0 | 0 | Column23: 0; Column24: 0; Column25: 0; Column26: 0; Column27: 0; Column28: 0; Column29: 0.00025915; Column30: 0.012697; Column31: 0; Column32: 0.012697; Column33: 0.0015588 | WLDFR | HFTD - Distribution - Tier 3 - 4QU CoRE ¦ 2QU LoRE | Non-Red Flag Warning - Large Fires | 2060 | 1.1594e-08 | 1.1594e-08 | 8.3524 | 0.96727 | 4.6367 | 2.7484 | 0 | 0 | 1.288e-05 | 9.6838e-08 | 0 | 9.6838e-08 | 9.6838e-08 | 0 | 9.6838e-08 | 0 | 3.4523e-07 | 7.5676e-07 | 0 | 7.5676e-07 | [17 empty] | 7.3.3.17.5 (Remote Grid) Updates to grid topology to minimize risk of ignition in HFTDs Remote GridWLDFREquipment / facility failureAggregated | WLDFR | HFTD - Distribution - Tier 2 - 3QU CoRE ¦ 1QU LoRE | Red Flag Warning - Catastrophic Fires | Equipment / facility failure | Aggregated | 2060 | 1.8482e-05 | 489.6273 | 0.0090494 | 2060 | Mitigation | 0.95 | 45 | 0 | esc | 0.00097009 | 1.7929e-08 | 0.00097009 | 1.7929e-08
[35 empty] | 7.3.3.17.6 Updates to grid topology to minimize risk of ignition in HFTDs Butte County Rebuild | WLDFR | HFTD - Distribution - Tier 2 - 4QU CoRE ¦ 5QU LoRE | 2053 | 0.11474 | 0 | 0 | 0 | 0 |  |  |  |  | 0 | 0 | 0 | 0 | 0 |  | 0 | 0 | 0 | Column23: 0; Column24: 0; Column25: 0; Column26: 0; Column27: 0; Column28: 0; Column29: 0.00025915; Column30: 0.013319; Column31: 0; Column32: 0.013319; Column33: 0.0015282 | WLDFR | HFTD - Distribution - Tier 3 - 4QU CoRE ¦ 2QU LoRE | Non-Red Flag Warning - Large Fires | 2061 | 1.1594e-08 | 1.1594e-08 | 8.3524 | 0.96727 | 4.6367 | 2.7484 | 0 | 0 | 1.288e-05 | 9.6838e-08 | 0 | 9.6838e-08 | 9.6838e-08 | 0 | 9.6838e-08 | 0 | 3.4523e-07 | 7.5676e-07 | 0 | 7.5676e-07 | [17 empty] | 7.3.3.17.5 (Remote Grid) Updates to grid topology to minimize risk of ignition in HFTDs Remote GridWLDFREquipment / facility failureAggregated | WLDFR | HFTD - Distribution - Tier 2 - 3QU CoRE ¦ 1QU LoRE | Red Flag Warning - Catastrophic Fires | Equipment / facility failure | Aggregated | 2061 | 1.8482e-05 | 489.6273 | 0.0090494 | 2061 | Mitigation | 0.95 | 45 | 0 | esc | 0.00097009 | 1.7929e-08 | 0.00097009 | 1.7929e-08
[35 empty] | 7.3.3.17.6 Updates to grid topology to minimize risk of ignition in HFTDs Butte County Rebuild | WLDFR | HFTD - Distribution - Tier 2 - 4QU CoRE ¦ 5QU LoRE | 2054 | 0.10723 | 0 | 0 | 0 | 0 |  |  |  |  | 0 | 0 | 0 | 0 | 0 |  | 0 | 0 | 0 | Column23: 0; Column24: 0; Column25: 0; Column26: 0; Column27: 0; Column28: 0; Column29: 0.00025915; Column30: 0.013319; Column31: 0; Column32: 0.013319; Column33: 0.0014282 | WLDFR | HFTD - Distribution - Tier 3 - 4QU CoRE ¦ 2QU LoRE | Non-Red Flag Warning - Large Fires | 2062 | 1.1594e-08 | 1.1594e-08 | 8.3524 | 0.96727 | 4.6367 | 2.7484 | 0 | 0 | 1.288e-05 | 9.6838e-08 | 0 | 9.6838e-08 | 9.6838e-08 | 0 | 9.6838e-08 | 0 | 3.6743e-07 | 8.0541e-07 | 0 | 8.0541e-07 | [17 empty] | 7.3.3.17.5 (Remote Grid) Updates to grid topology to minimize risk of ignition in HFTDs Remote GridWLDFREquipment / facility failureAggregated | WLDFR | HFTD - Distribution - Tier 2 - 3QU CoRE ¦ 1QU LoRE | Red Flag Warning - Catastrophic Fires | Equipment / facility failure | Aggregated | 2062 | 1.8482e-05 | 489.6273 | 0.0090494 | 2062 | Mitigation | 0.95 | 45 | 0 | esc | 0.00097009 | 1.7929e-08 | 0.00097009 | 1.7929e-08
[35 empty] | 7.3.3.17.6 Updates to grid topology to minimize risk of ignition in HFTDs Butte County Rebuild | WLDFR | HFTD - Distribution - Tier 2 - 4QU CoRE ¦ 5QU LoRE | 2055 | 0.10022 | 0 | 0 | 0 | 0 |  |  |  |  | 0 | 0 | 0 | 0 | 0 |  | 0 | 0 | 0 | Column23: 0; Column24: 0; Column25: 0; Column26: 0; Column27: 0; Column28: 0; Column29: 0.00025915; Column30: 0.013319; Column31: 0; Column32: 0.013319; Column33: 0.0013348 | WLDFR | HFTD - Distribution - Tier 3 - 4QU CoRE ¦ 2QU LoRE | Non-Red Flag Warning - Large Fires | 2063 | 1.1594e-08 | 1.1594e-08 | 8.872 | 1.0079 | 4.9153 | 2.9488 | 0 | 0 | 1.288e-05 | 1.0286e-07 | 0 | 1.0286e-07 | 1.0286e-07 | 0 | 1.0286e-07 | 0 | 3.6743e-07 | 8.0541e-07 | 0 | 8.0541e-07 | [17 empty] | 7.3.3.17.5 (Remote Grid) Updates to grid topology to minimize risk of ignition in HFTDs Remote GridWLDFREquipment / facility failureAggregated | WLDFR | HFTD - Distribution - Tier 2 - 3QU CoRE ¦ 1QU LoRE | Red Flag Warning - Catastrophic Fires | Equipment / facility failure | Aggregated | 2063 | 1.8482e-05 | 489.6273 | 0.0090494 | 2063 | Mitigation | 0.95 | 45 | 0 | esc | 0.00097009 | 1.7929e-08 | 0.00097009 | 1.7929e-08
[35 empty] | 7.3.3.17.6 Updates to grid topology to minimize risk of ignition in HFTDs Butte County Rebuild | WLDFR | HFTD - Distribution - Tier 2 - 4QU CoRE ¦ 5QU LoRE | 2056 | 0.093663 | 0 | 0 | 0 | 0 |  |  |  |  | 0 | 0 | 0 | 0 | 0 |  | 0 | 0 | 0 | Column23: 0; Column24: 0; Column25: 0; Column26: 0; Column27: 0; Column28: 0; Column29: 0.00025915; Column30: 0.013319; Column31: 0; Column32: 0.013319; Column33: 0.0012475 | WLDFR | HFTD - Distribution - Tier 3 - 4QU CoRE ¦ 2QU LoRE | Non-Red Flag Warning - Large Fires | 2064 | 1.1594e-08 | 1.1594e-08 | 8.872 | 1.0079 | 4.9153 | 2.9488 | 0 | 0 | 1.288e-05 | 1.0286e-07 | 0 | 1.0286e-07 | 1.0286e-07 | 0 | 1.0286e-07 | 0 | 3.6743e-07 | 8.0541e-07 | 0 | 8.0541e-07 | [17 empty] | 7.3.3.17.5 (Remote Grid) Updates to grid topology to minimize risk of ignition in HFTDs Remote GridWLDFREquipment / facility failureAggregated | WLDFR | HFTD - Distribution - Tier 2 - 3QU CoRE ¦ 1QU LoRE | Red Flag Warning - Catastrophic Fires | Equipment / facility failure | Aggregated | 2064 | 1.8482e-05 | 489.6273 | 0.0090494 | 2064 | Mitigation | 0.95 | 45 | 0 | esc | 0.00097009 | 1.7929e-08 | 0.00097009 | 1.7929e-08
[35 empty] | 7.3.3.17.6 Updates to grid topology to minimize risk of ignition in HFTDs Butte County Rebuild | WLDFR | HFTD - Distribution - Tier 2 - 4QU CoRE ¦ 5QU LoRE | 2057 | 0.087535 | 0 | 0 | 0 | 0 |  |  |  |  | 0 | 0 | 0 | 0 | 0 |  | 0 | 0 | 0 | Column23: 0; Column24: 0; Column25: 0; Column26: 0; Column27: 0; Column28: 0; Column29: 0.00025915; Column30: 0.013319; Column31: 0; Column32: 0.013319; Column33: 0.0011659 | WLDFR | HFTD - Distribution - Tier 3 - 4QU CoRE ¦ 2QU LoRE | Non-Red Flag Warning - Large Fires | 2065 | 1.1594e-08 | 1.1594e-08 | 8.872 | 1.0079 | 4.9153 | 2.9488 | 0 | 0 | 1.288e-05 | 1.0286e-07 | 0 | 1.0286e-07 | 1.0286e-07 | 0 | 1.0286e-07 | 0 | 3.6743e-07 | 8.0541e-07 | 0 | 8.0541e-07 | [17 empty] | 7.3.3.17.5 (Remote Grid) Updates to grid topology to minimize risk of ignition in HFTDs Remote GridWLDFREquipment / facility failureAggregated | WLDFR | HFTD - Distribution - Tier 2 - 3QU CoRE ¦ 1QU LoRE | Red Flag Warning - Catastrophic Fires | Equipment / facility failure | Aggregated | 2065 | 1.8482e-05 | 489.6273 | 0.0090494 | 2065 | Mitigation | 0.95 | 45 | 0 | esc | 0.00097009 | 1.7929e-08 | 0.00097009 | 1.7929e-08
[35 empty] | 7.3.3.17.6 Updates to grid topology to minimize risk of ignition in HFTDs Butte County Rebuild | WLDFR | HFTD - Distribution - Tier 2 - 4QU CoRE ¦ 5QU LoRE | 2058 | 0.081809 | 0 | 0 | 0 | 0 |  |  |  |  | 0 | 0 | 0 | 0 | 0 |  | 0 | 0 | 0 | Column23: 0; Column24: 0; Column25: 0; Column26: 0; Column27: 0; Column28: 0; Column29: 0.00025915; Column30: 0.013954; Column31: 0; Column32: 0.013954; Column33: 0.0011416 | WLDFR | HFTD - Distribution - Tier 3 - 4QU CoRE ¦ 2QU LoRE | Non-Red Flag Warning - Large Fires | 2066 | 1.1594e-08 | 1.1594e-08 | 8.872 | 1.0079 | 4.9153 | 2.9488 | 0 | 0 | 1.288e-05 | 1.0286e-07 | 0 | 1.0286e-07 | 1.0286e-07 | 0 | 1.0286e-07 | 0 | 3.6743e-07 | 8.0541e-07 | 0 | 8.0541e-07 | [17 empty] | 7.3.3.17.5 (Remote Grid) Updates to grid topology to minimize risk of ignition in HFTDs Remote GridWLDFREquipment / facility failureAggregated | WLDFR | HFTD - Distribution - Tier 2 - 3QU CoRE ¦ 1QU LoRE | Red Flag Warning - Catastrophic Fires | Equipment / facility failure | Aggregated | 2066 | 1.8482e-05 | 489.6273 | 0.0090494 | 2066 | Mitigation | 0.95 | 45 | 0 | esc | 0.00097009 | 1.7929e-08 | 0.00097009 | 1.7929e-08
[35 empty] | 7.3.3.17.6 Updates to grid topology to minimize risk of ignition in HFTDs Butte County Rebuild | WLDFR | HFTD - Distribution - Tier 2 - 4QU CoRE ¦ 5QU LoRE | 2059 | 0.076457 | 0 | 0 | 0 | 0 |  |  |  |  | 0 | 0 | 0 | 0 | 0 |  | 0 | 0 | 0 | Column23: 0; Column24: 0; Column25: 0; Column26: 0; Column27: 0; Column28: 0; Column29: 0.00025915; Column30: 0.013954; Column31: 0; Column32: 0.013954; Column33: 0.0010669 | WLDFR | HFTD - Distribution - Tier 3 - 4QU CoRE ¦ 2QU LoRE | Non-Red Flag Warning - Large Fires | 2067 | 0 | 1.1594e-08 | 8.872 | 1.0079 | 4.9153 | 2.9488 | 0 | 0 | 1.288e-05 | 0 | 0 | 0 | 1.0286e-07 | 0 | 1.0286e-07 | 0 | 3.9134e-07 | 8.5783e-07 | 0 | 8.5783e-07 | [17 empty] | 7.3.3.17.5 (Remote Grid) Updates to grid topology to minimize risk of ignition in HFTDs Remote GridWLDFREquipment / facility failureAggregated | WLDFR | HFTD - Distribution - Tier 2 - 3QU CoRE ¦ 1QU LoRE | Red Flag Warning - Catastrophic Fires | Equipment / facility failure | Aggregated | 2067 | 1.8482e-05 | 489.6273 | 0.0090494 | 2067 | Mitigation | 0.95 | 45 | 0 | esc | 0 | 0 | 0.00097009 | 1.7929e-08
[35 empty] | 7.3.3.17.6 Updates to grid topology to minimize risk of ignition in HFTDs Butte County Rebuild | WLDFR | HFTD - Distribution - Tier 2 - 4QU CoRE ¦ 5QU LoRE | 2060 | 0.071455 | 0 | 0 | 0 | 0 |  |  |  |  | 0 | 0 | 0 | 0 | 0 |  | 0 | 0 | 0 | Column23: 0; Column24: 0; Column25: 0; Column26: 0; Column27: 0; Column28: 0; Column29: 0.00025915; Column30: 0.013954; Column31: 0; Column32: 0.013954; Column33: 0.00099707 | WLDFR | HFTD - Distribution - Tier 3 - 4QU CoRE ¦ 2QU LoRE | Non-Red Flag Warning - Small Fires | 2022 | 4.925e-06 | 0 | 0.077901 | 0.036425 | 0.0015809 | 0.039895 | 0 | 0 | 0.0053131 | 3.8366e-07 | 0 | 3.8366e-07 | 0 | 0 | 0 | 0 | 3.9134e-07 | 8.5783e-07 | 0 | 8.5783e-07 | [17 empty] | 7.3.3.17.5 (Remote Grid) Updates to grid topology to minimize risk of ignition in HFTDs Remote GridWLDFRVegetation ContactAggregated | WLDFR | HFTD - Distribution - Tier 2 - 3QU CoRE ¦ 1QU LoRE | Red Flag Warning - Catastrophic Fires | Vegetation Contact | Aggregated | 2022 | 3.6729e-05 | 489.6273 | 0.017984 | 2022 | Mitigation | 0.95 | 45 | 0 | esc | 0.00097009 | 3.5631e-08 | 0 | 0
[35 empty] | 7.3.3.17.6 Updates to grid topology to minimize risk of ignition in HFTDs Butte County Rebuild | WLDFR | HFTD - Distribution - Tier 2 - 4QU CoRE ¦ 5QU LoRE | 2061 | 0.06678 | 0 | 0 | 0 | 0 |  |  |  |  | 0 | 0 | 0 | 0 | 0 |  | 0 | 0 | 0 | Column23: 0; Column24: 0; Column25: 0; Column26: 0; Column27: 0; Column28: 0; Column29: 0.00025915; Column30: 0.013954; Column31: 0; Column32: 0.013954; Column33: 0.00093185 | WLDFR | HFTD - Distribution - Tier 3 - 4QU CoRE ¦ 2QU LoRE | Non-Red Flag Warning - Small Fires | 2023 | 4.925e-06 | 4.925e-06 | 0.080408 | 0.03759 | 0.0016314 | 0.041187 | 0 | 0 | 0.0053131 | 3.9601e-07 | 0 | 3.9601e-07 | 3.9601e-07 | 0 | 3.9601e-07 | 0 | 3.9134e-07 | 8.5783e-07 | 0 | 8.5783e-07 | [17 empty] | 7.3.3.17.5 (Remote Grid) Updates to grid topology to minimize risk of ignition in HFTDs Remote GridWLDFRVegetation ContactAggregated | WLDFR | HFTD - Distribution - Tier 2 - 3QU CoRE ¦ 1QU LoRE | Red Flag Warning - Catastrophic Fires | Vegetation Contact | Aggregated | 2023 | 3.6729e-05 | 489.6273 | 0.017984 | 2023 | Mitigation | 0.95 | 45 | 0 | esc | 0.00097009 | 3.5631e-08 | 0.00097009 | 3.5631e-08
[35 empty] | 7.3.3.17.6 Updates to grid topology to minimize risk of ignition in HFTDs Butte County Rebuild | WLDFR | HFTD - Distribution - Tier 2 - 4QU CoRE ¦ 5QU LoRE | 2062 | 0.062412 | 0 | 0 | 0 | 0 |  |  |  |  | 0 | 0 | 0 | 0 | 0 |  | 0 | 0 | 0 | Column23: 0; Column24: 0; Column25: 0; Column26: 0; Column27: 0; Column28: 0; Column29: 0.00025915; Column30: 0.013954; Column31: 0; Column32: 0.013954; Column33: 0.00087088 | WLDFR | HFTD - Distribution - Tier 3 - 4QU CoRE ¦ 2QU LoRE | Non-Red Flag Warning - Small Fires | 2024 | 4.925e-06 | 4.925e-06 | 0.080408 | 0.03759 | 0.0016314 | 0.041187 | 0 | 0 | 0.0053131 | 3.9601e-07 | 0 | 3.9601e-07 | 3.9601e-07 | 0 | 3.9601e-07 | 0 | 3.9134e-07 | 8.5783e-07 | 0 | 8.5783e-07 | [17 empty] | 7.3.3.17.5 (Remote Grid) Updates to grid topology to minimize risk of ignition in HFTDs Remote GridWLDFRVegetation ContactAggregated | WLDFR | HFTD - Distribution - Tier 2 - 3QU CoRE ¦ 1QU LoRE | Red Flag Warning - Catastrophic Fires | Vegetation Contact | Aggregated | 2024 | 3.6729e-05 | 489.6273 | 0.017984 | 2024 | Mitigation | 0.95 | 45 | 0 | esc | 0.00097009 | 3.5631e-08 | 0.00097009 | 3.5631e-08
[35 empty] | 7.3.3.17.6 Updates to grid topology to minimize risk of ignition in HFTDs Butte County Rebuild | WLDFR | HFTD - Distribution - Tier 2 - 4QU CoRE ¦ 5QU LoRE | 2063 | 0.058329 | 0 | 0 | 0 | 0 |  |  |  |  | 0 | 0 | 0 | 0 | 0 |  | 0 | 0 | 0 | Column23: 0; Column24: 0; Column25: 0; Column26: 0; Column27: 0; Column28: 0; Column29: 0.00025915; Column30: 0.014594; Column31: 0; Column32: 0.014594; Column33: 0.00085124 | WLDFR | HFTD - Distribution - Tier 3 - 4QU CoRE ¦ 2QU LoRE | Non-Red Flag Warning - Small Fires | 2025 | 4.925e-06 | 4.925e-06 | 0.080408 | 0.03759 | 0.0016314 | 0.041187 | 0 | 0 | 0.0053131 | 3.9601e-07 | 0 | 3.9601e-07 | 3.9601e-07 | 0 | 3.9601e-07 | 0 | 3.9134e-07 | 8.5783e-07 | 0 | 8.5783e-07 | [17 empty] | 7.3.3.17.5 (Remote Grid) Updates to grid topology to minimize risk of ignition in HFTDs Remote GridWLDFRVegetation ContactAggregated | WLDFR | HFTD - Distribution - Tier 2 - 3QU CoRE ¦ 1QU LoRE | Red Flag Warning - Catastrophic Fires | Vegetation Contact | Aggregated | 2025 | 3.6729e-05 | 489.6273 | 0.017984 | 2025 | Mitigation | 0.95 | 45 | 0 | esc | 0.00097009 | 3.5631e-08 | 0.00097009 | 3.5631e-08
[35 empty] | 7.3.3.17.6 Updates to grid topology to minimize risk of ignition in HFTDs Butte County Rebuild | WLDFR | HFTD - Distribution - Tier 2 - 4QU CoRE ¦ 5QU LoRE | 2064 | 0.054513 | 0 | 0 | 0 | 0 |  |  |  |  | 0 | 0 | 0 | 0 | 0 |  | 0 | 0 | 0 | Column23: 0; Column24: 0; Column25: 0; Column26: 0; Column27: 0; Column28: 0; Column29: 0.00025915; Column30: 0.014594; Column31: 0; Column32: 0.014594; Column33: 0.00079555 | WLDFR | HFTD - Distribution - Tier 3 - 4QU CoRE ¦ 2QU LoRE | Non-Red Flag Warning - Small Fires | 2026 | 4.925e-06 | 4.925e-06 | 0.080408 | 0.03759 | 0.0016314 | 0.041187 | 0 | 0 | 0.0053131 | 3.9601e-07 | 0 | 3.9601e-07 | 3.9601e-07 | 0 | 3.9601e-07 | 0 | 4.1677e-07 | 9.1357e-07 | 0 | 9.1357e-07 | [17 empty] | 7.3.3.17.5 (Remote Grid) Updates to grid topology to minimize risk of ignition in HFTDs Remote GridWLDFRVegetation ContactAggregated | WLDFR | HFTD - Distribution - Tier 2 - 3QU CoRE ¦ 1QU LoRE | Red Flag Warning - Catastrophic Fires | Vegetation Contact | Aggregated | 2026 | 3.6729e-05 | 489.6273 | 0.017984 | 2026 | Mitigation | 0.95 | 45 | 0 | esc | 0.00097009 | 3.5631e-08 | 0.00097009 | 3.5631e-08
[35 empty] | 7.3.3.17.6 Updates to grid topology to minimize risk of ignition in HFTDs Butte County Rebuild | WLDFR | HFTD - Distribution - Tier 2 - 4QU CoRE ¦ 5QU LoRE | 2065 | 0.050946 | 0 | 0 | 0 | 0 |  |  |  |  | 0 | 0 | 0 | 0 | 0 |  | 0 | 0 | 0 | Column23: 0; Column24: 0; Column25: 0; Column26: 0; Column27: 0; Column28: 0; Column29: 0.00025915; Column30: 0.014594; Column31: 0; Column32: 0.014594; Column33: 0.0007435 | WLDFR | HFTD - Distribution - Tier 3 - 4QU CoRE ¦ 2QU LoRE | Non-Red Flag Warning - Small Fires | 2027 | 4.925e-06 | 4.925e-06 | 0.080408 | 0.03759 | 0.0016314 | 0.041187 | 0 | 0 | 0.0053131 | 3.9601e-07 | 0 | 3.9601e-07 | 3.9601e-07 | 0 | 3.9601e-07 | 0 | 4.1677e-07 | 9.1357e-07 | 0 | 9.1357e-07 | [17 empty] | 7.3.3.17.5 (Remote Grid) Updates to grid topology to minimize risk of ignition in HFTDs Remote GridWLDFRVegetation ContactAggregated | WLDFR | HFTD - Distribution - Tier 2 - 3QU CoRE ¦ 1QU LoRE | Red Flag Warning - Catastrophic Fires | Vegetation Contact | Aggregated | 2027 | 3.6729e-05 | 489.6273 | 0.017984 | 2027 | Mitigation | 0.95 | 45 | 0 | esc | 0.00097009 | 3.5631e-08 | 0.00097009 | 3.5631e-08
[35 empty] | 7.3.3.17.6 Updates to grid topology to minimize risk of ignition in HFTDs Butte County Rebuild | WLDFR | HFTD - Distribution - Tier 2 - 4QU CoRE ¦ 5QU LoRE | 2066 | 0.047613 | 0 | 0 | 0 | 0 |  |  |  |  | 0 | 0 | 0 | 0 | 0 |  | 0 | 0 | 0 | Column23: 0; Column24: 0; Column25: 0; Column26: 0; Column27: 0; Column28: 0; Column29: 0.00025915; Column30: 0.014594; Column31: 0; Column32: 0.014594; Column33: 0.00069486 | WLDFR | HFTD - Distribution - Tier 3 - 4QU CoRE ¦ 2QU LoRE | Non-Red Flag Warning - Small Fires | 2028 | 4.925e-06 | 4.925e-06 | 0.083606 | 0.039055 | 0.001695 | 0.042856 | 0 | 0 | 0.0053131 | 4.1176e-07 | 0 | 4.1176e-07 | 4.1176e-07 | 0 | 4.1176e-07 | 0 | 4.1677e-07 | 9.1357e-07 | 0 | 9.1357e-07 | [17 empty] | 7.3.3.17.5 (Remote Grid) Updates to grid topology to minimize risk of ignition in HFTDs Remote GridWLDFRVegetation ContactAggregated | WLDFR | HFTD - Distribution - Tier 2 - 3QU CoRE ¦ 1QU LoRE | Red Flag Warning - Catastrophic Fires | Vegetation Contact | Aggregated | 2028 | 3.6729e-05 | 489.6273 | 0.017984 | 2028 | Mitigation | 0.95 | 45 | 0 | esc | 0.00097009 | 3.5631e-08 | 0.00097009 | 3.5631e-08
[35 empty] | 7.3.3.17.6 Updates to grid topology to minimize risk of ignition in HFTDs Butte County Rebuild | WLDFR | HFTD - Distribution - Tier 2 - 4QU CoRE ¦ 5QU LoRE | 2067 | 0.044499 | 0 | 0 | 0 | 0 |  |  |  |  | 0 | 0 | 0 | 0 | 0 |  | 0 | 0 | 0 | Column23: 0; Column24: 0; Column25: 0; Column26: 0; Column27: 0; Column28: 0; Column29: 0.00025915; Column30: 0.014594; Column31: 0; Column32: 0.014594; Column33: 0.0006494 | WLDFR | HFTD - Distribution - Tier 3 - 4QU CoRE ¦ 2QU LoRE | Non-Red Flag Warning - Small Fires | 2029 | 4.925e-06 | 4.925e-06 | 0.083606 | 0.039055 | 0.001695 | 0.042856 | 0 | 0 | 0.0053131 | 4.1176e-07 | 0 | 4.1176e-07 | 4.1176e-07 | 0 | 4.1176e-07 | 0 | 4.1677e-07 | 9.1357e-07 | 0 | 9.1357e-07 | [17 empty] | 7.3.3.17.5 (Remote Grid) Updates to grid topology to minimize risk of ignition in HFTDs Remote GridWLDFRVegetation ContactAggregated | WLDFR | HFTD - Distribution - Tier 2 - 3QU CoRE ¦ 1QU LoRE | Red Flag Warning - Catastrophic Fires | Vegetation Contact | Aggregated | 2029 | 3.6729e-05 | 489.6273 | 0.017984 | 2029 | Mitigation | 0.95 | 45 | 0 | esc | 0.00097009 | 3.5631e-08 | 0.00097009 | 3.5631e-08
[35 empty] | 7.3.3.17.6 Updates to grid topology to minimize risk of ignition in HFTDs Butte County Rebuild | WLDFR | HFTD - Distribution - Tier 2 - 4QU CoRE ¦ 5QU LoRE | 2068 | 0.041587 | 0 | 0 | 0 | 0 |  |  |  |  | 0 | 0 | 0 | 0 | 0 |  | 0 | 0 | 0 | Column23: 0; Column24: 0; Column25: 0; Column26: 0; Column27: 0; Column28: 0; Column29: 0.00025915; Column30: 0.015231; Column31: 0; Column32: 0.015231; Column33: 0.00063342 | WLDFR | HFTD - Distribution - Tier 3 - 4QU CoRE ¦ 2QU LoRE | Non-Red Flag Warning - Small Fires | 2030 | 4.925e-06 | 4.925e-06 | 0.083606 | 0.039055 | 0.001695 | 0.042856 | 0 | 0 | 0.0053131 | 4.1176e-07 | 0 | 4.1176e-07 | 4.1176e-07 | 0 | 4.1176e-07 | 0 | 4.1677e-07 | 9.1357e-07 | 0 | 9.1357e-07 | [17 empty] | 7.3.3.17.5 (Remote Grid) Updates to grid topology to minimize risk of ignition in HFTDs Remote GridWLDFRVegetation ContactAggregated | WLDFR | HFTD - Distribution - Tier 2 - 3QU CoRE ¦ 1QU LoRE | Red Flag Warning - Catastrophic Fires | Vegetation Contact | Aggregated | 2030 | 3.6729e-05 | 489.6273 | 0.017984 | 2030 | Mitigation | 0.95 | 45 | 0 | esc | 0.00097009 | 3.5631e-08 | 0.00097009 | 3.5631e-08
[35 empty] | 7.3.3.17.6 Updates to grid topology to minimize risk of ignition in HFTDs Butte County Rebuild | WLDFR | HFTD - Distribution - Tier 2 - 4QU CoRE ¦ 5QU LoRE | 2069 | 0.038867 | 0 | 0 | 0 | 0 |  |  |  |  | 0 | 0 | 0 | 0 | 0 |  | 0 | 0 | 0 | Column23: 0; Column24: 0; Column25: 0; Column26: 0; Column27: 0; Column28: 0; Column29: 0.00025915; Column30: 0.015231; Column31: 0; Column32: 0.015231; Column33: 0.00059198 | WLDFR | HFTD - Distribution - Tier 3 - 4QU CoRE ¦ 2QU LoRE | Non-Red Flag Warning - Small Fires | 2031 | 4.925e-06 | 4.925e-06 | 0.083606 | 0.039055 | 0.001695 | 0.042856 | 0 | 0 | 0.0053131 | 4.1176e-07 | 0 | 4.1176e-07 | 4.1176e-07 | 0 | 4.1176e-07 | 0 | 4.4342e-07 | 9.7199e-07 | 0 | 9.7199e-07 | [17 empty] | 7.3.3.17.5 (Remote Grid) Updates to grid topology to minimize risk of ignition in HFTDs Remote GridWLDFRVegetation ContactAggregated | WLDFR | HFTD - Distribution - Tier 2 - 3QU CoRE ¦ 1QU LoRE | Red Flag Warning - Catastrophic Fires | Vegetation Contact | Aggregated | 2031 | 3.6729e-05 | 489.6273 | 0.017984 | 2031 | Mitigation | 0.95 | 45 | 0 | esc | 0.00097009 | 3.5631e-08 | 0.00097009 | 3.5631e-08
[35 empty] | 7.3.3.17.6 Updates to grid topology to minimize risk of ignition in HFTDs Butte County Rebuild | WLDFR | HFTD - Distribution - Tier 2 - 4QU CoRE ¦ 5QU LoRE | 2070 | 0.036324 | 0 | 0 | 0 | 0 |  |  |  |  | 0 | 0 | 0 | 0 | 0 |  | 0 | 0 | 0 | Column23: 0; Column24: 0; Column25: 0; Column26: 0; Column27: 0; Column28: 0; Column29: 0.00025915; Column30: 0.015231; Column31: 0; Column32: 0.015231; Column33: 0.00055325 | WLDFR | HFTD - Distribution - Tier 3 - 4QU CoRE ¦ 2QU LoRE | Non-Red Flag Warning - Small Fires | 2032 | 4.925e-06 | 4.925e-06 | 0.083606 | 0.039055 | 0.001695 | 0.042856 | 0 | 0 | 0.0053131 | 4.1176e-07 | 0 | 4.1176e-07 | 4.1176e-07 | 0 | 4.1176e-07 | 0 | 4.4342e-07 | 9.7199e-07 | 0 | 9.7199e-07 | [17 empty] | 7.3.3.17.5 (Remote Grid) Updates to grid topology to minimize risk of ignition in HFTDs Remote GridWLDFRVegetation ContactAggregated | WLDFR | HFTD - Distribution - Tier 2 - 3QU CoRE ¦ 1QU LoRE | Red Flag Warning - Catastrophic Fires | Vegetation Contact | Aggregated | 2032 | 3.6729e-05 | 489.6273 | 0.017984 | 2032 | Mitigation | 0.95 | 45 | 0 | esc | 0.00097009 | 3.5631e-08 | 0.00097009 | 3.5631e-08
[35 empty] | 7.3.3.17.6 Updates to grid topology to minimize risk of ignition in HFTDs Butte County Rebuild | WLDFR | HFTD - Distribution - Tier 2 - 4QU CoRE ¦ 5QU LoRE | 2071 | 0.033948 | 0 | 0 | 0 | 0 |  |  |  |  | 0 | 0 | 0 | 0 | 0 |  | 0 | 0 | 0 | Column23: 0; Column24: 0; Column25: 0; Column26: 0; Column27: 0; Column28: 0; Column29: 0.00025915; Column30: 0.015231; Column31: 0; Column32: 0.015231; Column33: 0.00051706 | WLDFR | HFTD - Distribution - Tier 3 - 4QU CoRE ¦ 2QU LoRE | Non-Red Flag Warning - Small Fires | 2033 | 4.925e-06 | 4.925e-06 | 0.087211 | 0.040679 | 0.0017655 | 0.044766 | 0 | 0 | 0.0053131 | 4.2951e-07 | 0 | 4.2951e-07 | 4.2951e-07 | 0 | 4.2951e-07 | 0 | 4.4342e-07 | 9.7199e-07 | 0 | 9.7199e-07 | [17 empty] | 7.3.3.17.5 (Remote Grid) Updates to grid topology to minimize risk of ignition in HFTDs Remote GridWLDFRVegetation ContactAggregated | WLDFR | HFTD - Distribution - Tier 2 - 3QU CoRE ¦ 1QU LoRE | Red Flag Warning - Catastrophic Fires | Vegetation Contact | Aggregated | 2033 | 3.6729e-05 | 489.6273 | 0.017984 | 2033 | Mitigation | 0.95 | 45 | 0 | esc | 0.00097009 | 3.5631e-08 | 0.00097009 | 3.5631e-08
[35 empty] | 7.3.3.17.6 Updates to grid topology to minimize risk of ignition in HFTDs Butte County Rebuild | WLDFR | HFTD - Distribution - Tier 2 - 4QU CoRE ¦ 5QU LoRE | 2072 | 0.031727 | 0 | 0 | 0 | 0 |  |  |  |  | 0 | 0 | 0 | 0 | 0 |  | 0 | 0 | 0 | Column23: 0; Column24: 0; Column25: 0; Column26: 0; Column27: 0; Column28: 0; Column29: 0.00025915; Column30: 0.015231; Column31: 0; Column32: 0.015231; Column33: 0.00048323 | WLDFR | HFTD - Distribution - Tier 3 - 4QU CoRE ¦ 2QU LoRE | Non-Red Flag Warning - Small Fires | 2034 | 4.925e-06 | 4.925e-06 | 0.087211 | 0.040679 | 0.0017655 | 0.044766 | 0 | 0 | 0.0053131 | 4.2951e-07 | 0 | 4.2951e-07 | 4.2951e-07 | 0 | 4.2951e-07 | 0 | 4.4342e-07 | 9.7199e-07 | 0 | 9.7199e-07 | [17 empty] | 7.3.3.17.5 (Remote Grid) Updates to grid topology to minimize risk of ignition in HFTDs Remote GridWLDFRVegetation ContactAggregated | WLDFR | HFTD - Distribution - Tier 2 - 3QU CoRE ¦ 1QU LoRE | Red Flag Warning - Catastrophic Fires | Vegetation Contact | Aggregated | 2034 | 3.6729e-05 | 489.6273 | 0.017984 | 2034 | Mitigation | 0.95 | 45 | 0 | esc | 0.00097009 | 3.5631e-08 | 0.00097009 | 3.5631e-08
[35 empty] | 7.3.3.17.6 Updates to grid topology to minimize risk of ignition in HFTDs Butte County Rebuild | WLDFR | HFTD - Distribution - Tier 2 - 4QU CoRE ¦ 5QU LoRE | 2073 | 0.029651 | 0 | 0 | 0 | 0 |  |  |  |  | 0 | 0 | 0 | 0 | 0 |  | 0 | 0 | 0 | Column23: 0; Column24: 0; Column25: 0; Column26: 0; Column27: 0; Column28: 0; Column29: 0.00025915; Column30: 0.015858; Column31: 0; Column32: 0.015858; Column33: 0.0004702 | WLDFR | HFTD - Distribution - Tier 3 - 4QU CoRE ¦ 2QU LoRE | Non-Red Flag Warning - Small Fires | 2035 | 4.925e-06 | 4.925e-06 | 0.087211 | 0.040679 | 0.0017655 | 0.044766 | 0 | 0 | 0.0053131 | 4.2951e-07 | 0 | 4.2951e-07 | 4.2951e-07 | 0 | 4.2951e-07 | 0 | 4.4342e-07 | 9.7199e-07 | 0 | 9.7199e-07 | [17 empty] | 7.3.3.17.5 (Remote Grid) Updates to grid topology to minimize risk of ignition in HFTDs Remote GridWLDFRVegetation ContactAggregated | WLDFR | HFTD - Distribution - Tier 2 - 3QU CoRE ¦ 1QU LoRE | Red Flag Warning - Catastrophic Fires | Vegetation Contact | Aggregated | 2035 | 3.6729e-05 | 489.6273 | 0.017984 | 2035 | Mitigation | 0.95 | 45 | 0 | esc | 0.00097009 | 3.5631e-08 | 0.00097009 | 3.5631e-08
[35 empty] | 7.3.3.17.6 Updates to grid topology to minimize risk of ignition in HFTDs Butte County Rebuild | WLDFR | HFTD - Distribution - Tier 2 - 4QU CoRE ¦ 5QU LoRE | 2074 | 0.027711 | 0 | 0 | 0 | 0 |  |  |  |  | 0 | 0 | 0 | 0 | 0 |  | 0 | 0 | 0 | Column23: 0; Column24: 0; Column25: 0; Column26: 0; Column27: 0; Column28: 0; Column29: 0.00025915; Column30: 0.015858; Column31: 0; Column32: 0.015858; Column33: 0.00043944 | WLDFR | HFTD - Distribution - Tier 3 - 4QU CoRE ¦ 2QU LoRE | Non-Red Flag Warning - Small Fires | 2036 | 4.925e-06 | 4.925e-06 | 0.087211 | 0.040679 | 0.0017655 | 0.044766 | 0 | 0 | 0.0053131 | 4.2951e-07 | 0 | 4.2951e-07 | 4.2951e-07 | 0 | 4.2951e-07 | 0 | 4.7101e-07 | 1.0325e-06 | 0 | 1.0325e-06 | [17 empty] | 7.3.3.17.5 (Remote Grid) Updates to grid topology to minimize risk of ignition in HFTDs Remote GridWLDFRVegetation ContactAggregated | WLDFR | HFTD - Distribution - Tier 2 - 3QU CoRE ¦ 1QU LoRE | Red Flag Warning - Catastrophic Fires | Vegetation Contact | Aggregated | 2036 | 3.6729e-05 | 489.6273 | 0.017984 | 2036 | Mitigation | 0.95 | 45 | 0 | esc | 0.00097009 | 3.5631e-08 | 0.00097009 | 3.5631e-08
[35 empty] | 7.3.3.17.6 Updates to grid topology to minimize risk of ignition in HFTDs Butte County Rebuild | WLDFR | HFTD - Distribution - Tier 2 - 4QU CoRE ¦ 5QU LoRE | 2075 | 0.025899 | 0 | 0 | 0 | 0 |  |  |  |  | 0 | 0 | 0 | 0 | 0 |  | 0 | 0 | 0 | Column23: 0; Column24: 0; Column25: 0; Column26: 0; Column27: 0; Column28: 0; Column29: 0.00025915; Column30: 0.015858; Column31: 0; Column32: 0.015858; Column33: 0.00041069 | WLDFR | HFTD - Distribution - Tier 3 - 4QU CoRE ¦ 2QU LoRE | Non-Red Flag Warning - Small Fires | 2037 | 4.925e-06 | 4.925e-06 | 0.087211 | 0.040679 | 0.0017655 | 0.044766 | 0 | 0 | 0.0053131 | 4.2951e-07 | 0 | 4.2951e-07 | 4.2951e-07 | 0 | 4.2951e-07 | 0 | 4.7101e-07 | 1.0325e-06 | 0 | 1.0325e-06 | [17 empty] | 7.3.3.17.5 (Remote Grid) Updates to grid topology to minimize risk of ignition in HFTDs Remote GridWLDFRVegetation ContactAggregated | WLDFR | HFTD - Distribution - Tier 2 - 3QU CoRE ¦ 1QU LoRE | Red Flag Warning - Catastrophic Fires | Vegetation Contact | Aggregated | 2037 | 3.6729e-05 | 489.6273 | 0.017984 | 2037 | Mitigation | 0.95 | 45 | 0 | esc | 0.00097009 | 3.5631e-08 | 0.00097009 | 3.5631e-08
[35 empty] | 7.3.3.17.6 Updates to grid topology to minimize risk of ignition in HFTDs Butte County Rebuild | WLDFR | HFTD - Distribution - Tier 2 - 4QU CoRE ¦ 5QU LoRE | 2076 | 0.024204 | 0 | 0 | 0 | 0 |  |  |  |  | 0 | 0 | 0 | 0 | 0 |  | 0 | 0 | 0 | Column23: 0; Column24: 0; Column25: 0; Column26: 0; Column27: 0; Column28: 0; Column29: 0.00025915; Column30: 0.015858; Column31: 0; Column32: 0.015858; Column33: 0.00038382 | WLDFR | HFTD - Distribution - Tier 3 - 4QU CoRE ¦ 2QU LoRE | Non-Red Flag Warning - Small Fires | 2038 | 4.925e-06 | 4.925e-06 | 0.091184 | 0.042438 | 0.0018418 | 0.046905 | 0 | 0 | 0.0053131 | 4.4908e-07 | 0 | 4.4908e-07 | 4.4908e-07 | 0 | 4.4908e-07 | 0 | 4.7101e-07 | 1.0325e-06 | 0 | 1.0325e-06 | [17 empty] | 7.3.3.17.5 (Remote Grid) Updates to grid topology to minimize risk of ignition in HFTDs Remote GridWLDFRVegetation ContactAggregated | WLDFR | HFTD - Distribution - Tier 2 - 3QU CoRE ¦ 1QU LoRE | Red Flag Warning - Catastrophic Fires | Vegetation Contact | Aggregated | 2038 | 3.6729e-05 | 489.6273 | 0.017984 | 2038 | Mitigation | 0.95 | 45 | 0 | esc | 0.00097009 | 3.5631e-08 | 0.00097009 | 3.5631e-08
[35 empty] | 7.3.3.17.6 Updates to grid topology to minimize risk of ignition in HFTDs Butte County Rebuild | WLDFR | HFTD - Distribution - Tier 2 - 4QU CoRE ¦ 5QU LoRE | 2077 | 0.022621 | 0 | 0 | 0 | 0 |  |  |  |  | 0 | 0 | 0 | 0 | 0 |  | 0 | 0 | 0 | Column23: 0; Column24: 0; Column25: 0; Column26: 0; Column27: 0; Column28: 0; Column29: 0.00025915; Column30: 0.015858; Column31: 0; Column32: 0.015858; Column33: 0.00035871 | WLDFR | HFTD - Distribution - Tier 3 - 4QU CoRE ¦ 2QU LoRE | Non-Red Flag Warning - Small Fires | 2039 | 4.925e-06 | 4.925e-06 | 0.091184 | 0.042438 | 0.0018418 | 0.046905 | 0 | 0 | 0.0053131 | 4.4908e-07 | 0 | 4.4908e-07 | 4.4908e-07 | 0 | 4.4908e-07 | 0 | 4.7101e-07 | 1.0325e-06 | 0 | 1.0325e-06 | [17 empty] | 7.3.3.17.5 (Remote Grid) Updates to grid topology to minimize risk of ignition in HFTDs Remote GridWLDFRVegetation ContactAggregated | WLDFR | HFTD - Distribution - Tier 2 - 3QU CoRE ¦ 1QU LoRE | Red Flag Warning - Catastrophic Fires | Vegetation Contact | Aggregated | 2039 | 3.6729e-05 | 489.6273 | 0.017984 | 2039 | Mitigation | 0.95 | 45 | 0 | esc | 0.00097009 | 3.5631e-08 | 0.00097009 | 3.5631e-08
[35 empty] | 7.3.3.17.6 Updates to grid topology to minimize risk of ignition in HFTDs Butte County Rebuild | WLDFR | HFTD - Distribution - Tier 2 - 5QU CoRE ¦ 1QU LoRE | 2023 | 0.87344 | 0 | 0 | 0 | 0 |  |  |  |  | 0 | 0 | 0 | 0 | 0 |  | 0 | 0 | 0 | Column23: 0; Column24: 0; Column25: 0; Column26: 0; Column27: 0; Column28: 0; Column29: 0.0018565; Column30: 0.0085385; Column31: 0; Column32: 0.0085385; Column33: 0.0074578 | WLDFR | HFTD - Distribution - Tier 3 - 4QU CoRE ¦ 2QU LoRE | Non-Red Flag Warning - Small Fires | 2040 | 4.925e-06 | 4.925e-06 | 0.091184 | 0.042438 | 0.0018418 | 0.046905 | 0 | 0 | 0.0053131 | 4.4908e-07 | 0 | 4.4908e-07 | 4.4908e-07 | 0 | 4.4908e-07 | 0 | 4.7101e-07 | 1.0325e-06 | 0 | 1.0325e-06 | [17 empty] | 7.3.3.17.5 (Remote Grid) Updates to grid topology to minimize risk of ignition in HFTDs Remote GridWLDFRVegetation ContactAggregated | WLDFR | HFTD - Distribution - Tier 2 - 3QU CoRE ¦ 1QU LoRE | Red Flag Warning - Catastrophic Fires | Vegetation Contact | Aggregated | 2040 | 3.6729e-05 | 489.6273 | 0.017984 | 2040 | Mitigation | 0.95 | 45 | 0 | esc | 0.00097009 | 3.5631e-08 | 0.00097009 | 3.5631e-08
[35 empty] | 7.3.3.17.6 Updates to grid topology to minimize risk of ignition in HFTDs Butte County Rebuild | WLDFR | HFTD - Distribution - Tier 2 - 5QU CoRE ¦ 1QU LoRE | 2024 | 0.8163 | 0 | 0 | 0 | 0 |  |  |  |  | 0 | 0 | 0 | 0 | 0 |  | 0 | 0 | 0 | Column23: 0; Column24: 0; Column25: 0; Column26: 0; Column27: 0; Column28: 0; Column29: 0.0018565; Column30: 0.0085385; Column31: 0; Column32: 0.0085385; Column33: 0.0069699 | WLDFR | HFTD - Distribution - Tier 3 - 4QU CoRE ¦ 2QU LoRE | Non-Red Flag Warning - Small Fires | 2041 | 4.925e-06 | 4.925e-06 | 0.091184 | 0.042438 | 0.0018418 | 0.046905 | 0 | 0 | 0.0053131 | 4.4908e-07 | 0 | 4.4908e-07 | 4.4908e-07 | 0 | 4.4908e-07 | 0 | 4.9921e-07 | 1.0943e-06 | 0 | 1.0943e-06 | [17 empty] | 7.3.3.17.5 (Remote Grid) Updates to grid topology to minimize risk of ignition in HFTDs Remote GridWLDFRVegetation ContactAggregated | WLDFR | HFTD - Distribution - Tier 2 - 3QU CoRE ¦ 1QU LoRE | Red Flag Warning - Catastrophic Fires | Vegetation Contact | Aggregated | 2041 | 3.6729e-05 | 489.6273 | 0.017984 | 2041 | Mitigation | 0.95 | 45 | 0 | esc | 0.00097009 | 3.5631e-08 | 0.00097009 | 3.5631e-08
[35 empty] | 7.3.3.17.6 Updates to grid topology to minimize risk of ignition in HFTDs Butte County Rebuild | WLDFR | HFTD - Distribution - Tier 2 - 5QU CoRE ¦ 1QU LoRE | 2025 | 0.7629 | 0 | 0 | 0 | 0 |  |  |  |  | 0 | 0 | 0 | 0 | 0 |  | 0 | 0 | 0 | Column23: 0; Column24: 0; Column25: 0; Column26: 0; Column27: 0; Column28: 0; Column29: 0.0018565; Column30: 0.0085385; Column31: 0; Column32: 0.0085385; Column33: 0.006514 | WLDFR | HFTD - Distribution - Tier 3 - 4QU CoRE ¦ 2QU LoRE | Non-Red Flag Warning - Small Fires | 2042 | 4.925e-06 | 4.925e-06 | 0.091184 | 0.042438 | 0.0018418 | 0.046905 | 0 | 0 | 0.0053131 | 4.4908e-07 | 0 | 4.4908e-07 | 4.4908e-07 | 0 | 4.4908e-07 | 0 | 4.9921e-07 | 1.0943e-06 | 0 | 1.0943e-06 | [17 empty] | 7.3.3.17.5 (Remote Grid) Updates to grid topology to minimize risk of ignition in HFTDs Remote GridWLDFRVegetation ContactAggregated | WLDFR | HFTD - Distribution - Tier 2 - 3QU CoRE ¦ 1QU LoRE | Red Flag Warning - Catastrophic Fires | Vegetation Contact | Aggregated | 2042 | 3.6729e-05 | 489.6273 | 0.017984 | 2042 | Mitigation | 0.95 | 45 | 0 | esc | 0.00097009 | 3.5631e-08 | 0.00097009 | 3.5631e-08
[35 empty] | 7.3.3.17.6 Updates to grid topology to minimize risk of ignition in HFTDs Butte County Rebuild | WLDFR | HFTD - Distribution - Tier 2 - 5QU CoRE ¦ 1QU LoRE | 2026 | 0.71299 | 0 | 0 | 0 | 0 |  |  |  |  | 0 | 0 | 0 | 0 | 0 |  | 0 | 0 | 0 | Column23: 0; Column24: 0; Column25: 0; Column26: 0; Column27: 0; Column28: 0; Column29: 0.0018565; Column30: 0.0085385; Column31: 0; Column32: 0.0085385; Column33: 0.0060878 | WLDFR | HFTD - Distribution - Tier 3 - 4QU CoRE ¦ 2QU LoRE | Non-Red Flag Warning - Small Fires | 2043 | 4.925e-06 | 4.925e-06 | 0.095486 | 0.044306 | 0.0019228 | 0.049257 | 0 | 0 | 0.0053131 | 4.7027e-07 | 0 | 4.7027e-07 | 4.7027e-07 | 0 | 4.7027e-07 | 0 | 4.9921e-07 | 1.0943e-06 | 0 | 1.0943e-06 | [17 empty] | 7.3.3.17.5 (Remote Grid) Updates to grid topology to minimize risk of ignition in HFTDs Remote GridWLDFRVegetation ContactAggregated | WLDFR | HFTD - Distribution - Tier 2 - 3QU CoRE ¦ 1QU LoRE | Red Flag Warning - Catastrophic Fires | Vegetation Contact | Aggregated | 2043 | 3.6729e-05 | 489.6273 | 0.017984 | 2043 | Mitigation | 0.95 | 45 | 0 | esc | 0.00097009 | 3.5631e-08 | 0.00097009 | 3.5631e-08
[35 empty] | 7.3.3.17.6 Updates to grid topology to minimize risk of ignition in HFTDs Butte County Rebuild | WLDFR | HFTD - Distribution - Tier 2 - 5QU CoRE ¦ 1QU LoRE | 2027 | 0.66634 | 0 | 0 | 0 | 0 |  |  |  |  | 0 | 0 | 0 | 0 | 0 |  | 0 | 0 | 0 | Column23: 0; Column24: 0; Column25: 0; Column26: 0; Column27: 0; Column28: 0; Column29: 0.0018565; Column30: 0.0085385; Column31: 0; Column32: 0.0085385; Column33: 0.0056896 | WLDFR | HFTD - Distribution - Tier 3 - 4QU CoRE ¦ 2QU LoRE | Non-Red Flag Warning - Small Fires | 2044 | 4.925e-06 | 4.925e-06 | 0.095486 | 0.044306 | 0.0019228 | 0.049257 | 0 | 0 | 0.0053131 | 4.7027e-07 | 0 | 4.7027e-07 | 4.7027e-07 | 0 | 4.7027e-07 | 0 | 0 | 1.0943e-06 | 0 | 1.0943e-06 | [17 empty] | 7.3.3.17.5 (Remote Grid) Updates to grid topology to minimize risk of ignition in HFTDs Remote GridWLDFRVegetation ContactAggregated | WLDFR | HFTD - Distribution - Tier 2 - 3QU CoRE ¦ 1QU LoRE | Red Flag Warning - Catastrophic Fires | Vegetation Contact | Aggregated | 2044 | 3.6729e-05 | 489.6273 | 0.017984 | 2044 | Mitigation | 0.95 | 45 | 0 | esc | 0.00097009 | 3.5631e-08 | 0.00097009 | 3.5631e-08
[35 empty] | 7.3.3.17.6 Updates to grid topology to minimize risk of ignition in HFTDs Butte County Rebuild | WLDFR | HFTD - Distribution - Tier 2 - 5QU CoRE ¦ 1QU LoRE | 2028 | 0.62275 | 0 | 0 | 0 | 0 |  |  |  |  | 0 | 0 | 0 | 0 | 0 |  | 0 | 0 | 0 | Column23: 0; Column24: 0; Column25: 0; Column26: 0; Column27: 0; Column28: 0; Column29: 0.0018565; Column30: 0.0089183; Column31: 0; Column32: 0.0089183; Column33: 0.0055539 | WLDFR | HFTD - Distribution - Tier 3 - 4QU CoRE ¦ 2QU LoRE | Non-Red Flag Warning - Small Fires | 2045 | 4.925e-06 | 4.925e-06 | 0.095486 | 0.044306 | 0.0019228 | 0.049257 | 0 | 0 | 0.0053131 | 4.7027e-07 | 0 | 4.7027e-07 | 4.7027e-07 | 0 | 4.7027e-07 | 0 | 0 | 0 | 0 | 0 | [17 empty] | 7.3.3.17.5 (Remote Grid) Updates to grid topology to minimize risk of ignition in HFTDs Remote GridWLDFRVegetation ContactAggregated | WLDFR | HFTD - Distribution - Tier 2 - 3QU CoRE ¦ 1QU LoRE | Red Flag Warning - Catastrophic Fires | Vegetation Contact | Aggregated | 2045 | 3.6729e-05 | 489.6273 | 0.017984 | 2045 | Mitigation | 0.95 | 45 | 0 | esc | 0.00097009 | 3.5631e-08 | 0.00097009 | 3.5631e-08
[35 empty] | 7.3.3.17.6 Updates to grid topology to minimize risk of ignition in HFTDs Butte County Rebuild | WLDFR | HFTD - Distribution - Tier 2 - 5QU CoRE ¦ 1QU LoRE | 2029 | 0.58201 | 0 | 0 | 0 | 0 |  |  |  |  | 0 | 0 | 0 | 0 | 0 |  | 0 | 0 | 0 | Column23: 0; Column24: 0; Column25: 0; Column26: 0; Column27: 0; Column28: 0; Column29: 0.0018565; Column30: 0.0089183; Column31: 0; Column32: 0.0089183; Column33: 0.0051905 | WLDFR | HFTD - Distribution - Tier 3 - 4QU CoRE ¦ 2QU LoRE | Non-Red Flag Warning - Small Fires | 2046 | 4.925e-06 | 4.925e-06 | 0.095486 | 0.044306 | 0.0019228 | 0.049257 | 0 | 0 | 0.0053131 | 4.7027e-07 | 0 | 4.7027e-07 | 4.7027e-07 | 0 | 4.7027e-07 | 0 | 8.7729e-07 | 0 | 0 | 0 | [17 empty] | 7.3.3.17.5 (Remote Grid) Updates to grid topology to minimize risk of ignition in HFTDs Remote GridWLDFRVegetation ContactAggregated | WLDFR | HFTD - Distribution - Tier 2 - 3QU CoRE ¦ 1QU LoRE | Red Flag Warning - Catastrophic Fires | Vegetation Contact | Aggregated | 2046 | 3.6729e-05 | 489.6273 | 0.017984 | 2046 | Mitigation | 0.95 | 45 | 0 | esc | 0.00097009 | 3.5631e-08 | 0.00097009 | 3.5631e-08
[35 empty] | 7.3.3.17.6 Updates to grid topology to minimize risk of ignition in HFTDs Butte County Rebuild | WLDFR | HFTD - Distribution - Tier 2 - 5QU CoRE ¦ 1QU LoRE | 2030 | 0.54393 | 0 | 0 | 0 | 0 |  |  |  |  | 0 | 0 | 0 | 0 | 0 |  | 0 | 0 | 0 | Column23: 0; Column24: 0; Column25: 0; Column26: 0; Column27: 0; Column28: 0; Column29: 0.0018565; Column30: 0.0089183; Column31: 0; Column32: 0.0089183; Column33: 0.004851 | WLDFR | HFTD - Distribution - Tier 3 - 4QU CoRE ¦ 2QU LoRE | Non-Red Flag Warning - Small Fires | 2047 | 4.925e-06 | 4.925e-06 | 0.095486 | 0.044306 | 0.0019228 | 0.049257 | 0 | 0 | 0.0053131 | 4.7027e-07 | 0 | 4.7027e-07 | 4.7027e-07 | 0 | 4.7027e-07 | 0 | 9.0553e-07 | 1.9849e-06 | 0 | 1.9849e-06 | [17 empty] | 7.3.3.17.5 (Remote Grid) Updates to grid topology to minimize risk of ignition in HFTDs Remote GridWLDFRVegetation ContactAggregated | WLDFR | HFTD - Distribution - Tier 2 - 3QU CoRE ¦ 1QU LoRE | Red Flag Warning - Catastrophic Fires | Vegetation Contact | Aggregated | 2047 | 3.6729e-05 | 489.6273 | 0.017984 | 2047 | Mitigation | 0.95 | 45 | 0 | esc | 0.00097009 | 3.5631e-08 | 0.00097009 | 3.5631e-08
[35 empty] | 7.3.3.17.6 Updates to grid topology to minimize risk of ignition in HFTDs Butte County Rebuild | WLDFR | HFTD - Distribution - Tier 2 - 5QU CoRE ¦ 1QU LoRE | 2031 | 0.50835 | 0 | 0 | 0 | 0 |  |  |  |  | 0 | 0 | 0 | 0 | 0 |  | 0 | 0 | 0 | Column23: 0; Column24: 0; Column25: 0; Column26: 0; Column27: 0; Column28: 0; Column29: 0.0018565; Column30: 0.0089183; Column31: 0; Column32: 0.0089183; Column33: 0.0045336 | WLDFR | HFTD - Distribution - Tier 3 - 4QU CoRE ¦ 2QU LoRE | Non-Red Flag Warning - Small Fires | 2048 | 4.925e-06 | 4.925e-06 | 0.10007 | 0.04626 | 0.0020076 | 0.051804 | 0 | 0 | 0.0053131 | 4.9285e-07 | 0 | 4.9285e-07 | 4.9285e-07 | 0 | 4.9285e-07 | 0 | 9.0553e-07 | 1.9849e-06 | 0 | 1.9849e-06 | [17 empty] | 7.3.3.17.5 (Remote Grid) Updates to grid topology to minimize risk of ignition in HFTDs Remote GridWLDFRVegetation ContactAggregated | WLDFR | HFTD - Distribution - Tier 2 - 3QU CoRE ¦ 1QU LoRE | Red Flag Warning - Catastrophic Fires | Vegetation Contact | Aggregated | 2048 | 3.6729e-05 | 489.6273 | 0.017984 | 2048 | Mitigation | 0.95 | 45 | 0 | esc | 0.00097009 | 3.5631e-08 | 0.00097009 | 3.5631e-08
[35 empty] | 7.3.3.17.6 Updates to grid topology to minimize risk of ignition in HFTDs Butte County Rebuild | WLDFR | HFTD - Distribution - Tier 2 - 5QU CoRE ¦ 1QU LoRE | 2032 | 0.47509 | 0 | 0 | 0 | 0 |  |  |  |  | 0 | 0 | 0 | 0 | 0 |  | 0 | 0 | 0 | Column23: 0; Column24: 0; Column25: 0; Column26: 0; Column27: 0; Column28: 0; Column29: 0.0018565; Column30: 0.0089183; Column31: 0; Column32: 0.0089183; Column33: 0.004237 | WLDFR | HFTD - Distribution - Tier 3 - 4QU CoRE ¦ 2QU LoRE | Non-Red Flag Warning - Small Fires | 2049 | 4.925e-06 | 4.925e-06 | 0.10007 | 0.04626 | 0.0020076 | 0.051804 | 0 | 0 | 0.0053131 | 4.9285e-07 | 0 | 4.9285e-07 | 4.9285e-07 | 0 | 4.9285e-07 | 0 | 9.0553e-07 | 1.9849e-06 | 0 | 1.9849e-06 | [17 empty] | 7.3.3.17.5 (Remote Grid) Updates to grid topology to minimize risk of ignition in HFTDs Remote GridWLDFRVegetation ContactAggregated | WLDFR | HFTD - Distribution - Tier 2 - 3QU CoRE ¦ 1QU LoRE | Red Flag Warning - Catastrophic Fires | Vegetation Contact | Aggregated | 2049 | 3.6729e-05 | 489.6273 | 0.017984 | 2049 | Mitigation | 0.95 | 45 | 0 | esc | 0.00097009 | 3.5631e-08 | 0.00097009 | 3.5631e-08
[35 empty] | 7.3.3.17.6 Updates to grid topology to minimize risk of ignition in HFTDs Butte County Rebuild | WLDFR | HFTD - Distribution - Tier 2 - 5QU CoRE ¦ 1QU LoRE | 2033 | 0.44401 | 0 | 0 | 0 | 0 |  |  |  |  | 0 | 0 | 0 | 0 | 0 |  | 0 | 0 | 0 | Column23: 0; Column24: 0; Column25: 0; Column26: 0; Column27: 0; Column28: 0; Column29: 0.0018565; Column30: 0.0093406; Column31: 0; Column32: 0.0093406; Column33: 0.0041473 | WLDFR | HFTD - Distribution - Tier 3 - 4QU CoRE ¦ 2QU LoRE | Non-Red Flag Warning - Small Fires | 2050 | 4.925e-06 | 4.925e-06 | 0.10007 | 0.04626 | 0.0020076 | 0.051804 | 0 | 0 | 0.0053131 | 4.9285e-07 | 0 | 4.9285e-07 | 4.9285e-07 | 0 | 4.9285e-07 | 0 | 9.0553e-07 | 1.9849e-06 | 0 | 1.9849e-06 | [17 empty] | 7.3.3.17.5 (Remote Grid) Updates to grid topology to minimize risk of ignition in HFTDs Remote GridWLDFRVegetation ContactAggregated | WLDFR | HFTD - Distribution - Tier 2 - 3QU CoRE ¦ 1QU LoRE | Red Flag Warning - Catastrophic Fires | Vegetation Contact | Aggregated | 2050 | 3.6729e-05 | 489.6273 | 0.017984 | 2050 | Mitigation | 0.95 | 45 | 0 | esc | 0.00097009 | 3.5631e-08 | 0.00097009 | 3.5631e-08
[35 empty] | 7.3.3.17.6 Updates to grid topology to minimize risk of ignition in HFTDs Butte County Rebuild | WLDFR | HFTD - Distribution - Tier 2 - 5QU CoRE ¦ 1QU LoRE | 2034 | 0.41496 | 0 | 0 | 0 | 0 |  |  |  |  | 0 | 0 | 0 | 0 | 0 |  | 0 | 0 | 0 | Column23: 0; Column24: 0; Column25: 0; Column26: 0; Column27: 0; Column28: 0; Column29: 0.0018565; Column30: 0.0093406; Column31: 0; Column32: 0.0093406; Column33: 0.003876 | WLDFR | HFTD - Distribution - Tier 3 - 4QU CoRE ¦ 2QU LoRE | Non-Red Flag Warning - Small Fires | 2051 | 4.925e-06 | 4.925e-06 | 0.10007 | 0.04626 | 0.0020076 | 0.051804 | 0 | 0 | 0.0053131 | 4.9285e-07 | 0 | 4.9285e-07 | 4.9285e-07 | 0 | 4.9285e-07 | 0 | 9.0553e-07 | 1.9849e-06 | 0 | 1.9849e-06 | [17 empty] | 7.3.3.17.5 (Remote Grid) Updates to grid topology to minimize risk of ignition in HFTDs Remote GridWLDFRVegetation ContactAggregated | WLDFR | HFTD - Distribution - Tier 2 - 3QU CoRE ¦ 1QU LoRE | Red Flag Warning - Catastrophic Fires | Vegetation Contact | Aggregated | 2051 | 3.6729e-05 | 489.6273 | 0.017984 | 2051 | Mitigation | 0.95 | 45 | 0 | esc | 0.00097009 | 3.5631e-08 | 0.00097009 | 3.5631e-08
[35 empty] | 7.3.3.17.6 Updates to grid topology to minimize risk of ignition in HFTDs Butte County Rebuild | WLDFR | HFTD - Distribution - Tier 2 - 5QU CoRE ¦ 1QU LoRE | 2035 | 0.38782 | 0 | 0 | 0 | 0 |  |  |  |  | 0 | 0 | 0 | 0 | 0 |  | 0 | 0 | 0 | Column23: 0; Column24: 0; Column25: 0; Column26: 0; Column27: 0; Column28: 0; Column29: 0.0018565; Column30: 0.0093406; Column31: 0; Column32: 0.0093406; Column33: 0.0036224 | WLDFR | HFTD - Distribution - Tier 3 - 4QU CoRE ¦ 2QU LoRE | Non-Red Flag Warning - Small Fires | 2052 | 4.925e-06 | 4.925e-06 | 0.10007 | 0.04626 | 0.0020076 | 0.051804 | 0 | 0 | 0.0053131 | 4.9285e-07 | 0 | 4.9285e-07 | 4.9285e-07 | 0 | 4.9285e-07 | 0 | 9.4154e-07 | 2.0639e-06 | 0 | 2.0639e-06 | [17 empty] | 7.3.3.17.5 (Remote Grid) Updates to grid topology to minimize risk of ignition in HFTDs Remote GridWLDFRVegetation ContactAggregated | WLDFR | HFTD - Distribution - Tier 2 - 3QU CoRE ¦ 1QU LoRE | Red Flag Warning - Catastrophic Fires | Vegetation Contact | Aggregated | 2052 | 3.6729e-05 | 489.6273 | 0.017984 | 2052 | Mitigation | 0.95 | 45 | 0 | esc | 0.00097009 | 3.5631e-08 | 0.00097009 | 3.5631e-08
[35 empty] | 7.3.3.17.6 Updates to grid topology to minimize risk of ignition in HFTDs Butte County Rebuild | WLDFR | HFTD - Distribution - Tier 2 - 5QU CoRE ¦ 1QU LoRE | 2036 | 0.36245 | 0 | 0 | 0 | 0 |  |  |  |  | 0 | 0 | 0 | 0 | 0 |  | 0 | 0 | 0 | Column23: 0; Column24: 0; Column25: 0; Column26: 0; Column27: 0; Column28: 0; Column29: 0.0018565; Column30: 0.0093406; Column31: 0; Column32: 0.0093406; Column33: 0.0033855 | WLDFR | HFTD - Distribution - Tier 3 - 4QU CoRE ¦ 2QU LoRE | Non-Red Flag Warning - Small Fires | 2053 | 4.925e-06 | 4.925e-06 | 0.10489 | 0.048274 | 0.002095 | 0.054525 | 0 | 0 | 0.0053131 | 5.166e-07 | 0 | 5.166e-07 | 5.166e-07 | 0 | 5.166e-07 | 0 | 9.4154e-07 | 2.0639e-06 | 0 | 2.0639e-06 | [17 empty] | 7.3.3.17.5 (Remote Grid) Updates to grid topology to minimize risk of ignition in HFTDs Remote GridWLDFRVegetation ContactAggregated | WLDFR | HFTD - Distribution - Tier 2 - 3QU CoRE ¦ 1QU LoRE | Red Flag Warning - Catastrophic Fires | Vegetation Contact | Aggregated | 2053 | 3.6729e-05 | 489.6273 | 0.017984 | 2053 | Mitigation | 0.95 | 45 | 0 | esc | 0.00097009 | 3.5631e-08 | 0.00097009 | 3.5631e-08
[35 empty] | 7.3.3.17.6 Updates to grid topology to minimize risk of ignition in HFTDs Butte County Rebuild | WLDFR | HFTD - Distribution - Tier 2 - 5QU CoRE ¦ 1QU LoRE | 2037 | 0.33873 | 0 | 0 | 0 | 0 |  |  |  |  | 0 | 0 | 0 | 0 | 0 |  | 0 | 0 | 0 | Column23: 0; Column24: 0; Column25: 0; Column26: 0; Column27: 0; Column28: 0; Column29: 0.0018565; Column30: 0.0093406; Column31: 0; Column32: 0.0093406; Column33: 0.003164 | WLDFR | HFTD - Distribution - Tier 3 - 4QU CoRE ¦ 2QU LoRE | Non-Red Flag Warning - Small Fires | 2054 | 4.925e-06 | 4.925e-06 | 0.10489 | 0.048274 | 0.002095 | 0.054525 | 0 | 0 | 0.0053131 | 5.166e-07 | 0 | 5.166e-07 | 5.166e-07 | 0 | 5.166e-07 | 0 | 9.4154e-07 | 2.0639e-06 | 0 | 2.0639e-06 | [17 empty] | 7.3.3.17.5 (Remote Grid) Updates to grid topology to minimize risk of ignition in HFTDs Remote GridWLDFRVegetation ContactAggregated | WLDFR | HFTD - Distribution - Tier 2 - 3QU CoRE ¦ 1QU LoRE | Red Flag Warning - Catastrophic Fires | Vegetation Contact | Aggregated | 2054 | 3.6729e-05 | 489.6273 | 0.017984 | 2054 | Mitigation | 0.95 | 45 | 0 | esc | 0.00097009 | 3.5631e-08 | 0.00097009 | 3.5631e-08
[35 empty] | 7.3.3.17.6 Updates to grid topology to minimize risk of ignition in HFTDs Butte County Rebuild | WLDFR | HFTD - Distribution - Tier 2 - 5QU CoRE ¦ 1QU LoRE | 2038 | 0.31657 | 0 | 0 | 0 | 0 |  |  |  |  | 0 | 0 | 0 | 0 | 0 |  | 0 | 0 | 0 | Column23: 0; Column24: 0; Column25: 0; Column26: 0; Column27: 0; Column28: 0; Column29: 0.0018565; Column30: 0.0097992; Column31: 0; Column32: 0.0097992; Column33: 0.0031022 | WLDFR | HFTD - Distribution - Tier 3 - 4QU CoRE ¦ 2QU LoRE | Non-Red Flag Warning - Small Fires | 2055 | 4.925e-06 | 4.925e-06 | 0.10489 | 0.048274 | 0.002095 | 0.054525 | 0 | 0 | 0.0053131 | 5.166e-07 | 0 | 5.166e-07 | 5.166e-07 | 0 | 5.166e-07 | 0 | 9.4154e-07 | 2.0639e-06 | 0 | 2.0639e-06 | [17 empty] | 7.3.3.17.5 (Remote Grid) Updates to grid topology to minimize risk of ignition in HFTDs Remote GridWLDFRVegetation ContactAggregated | WLDFR | HFTD - Distribution - Tier 2 - 3QU CoRE ¦ 1QU LoRE | Red Flag Warning - Catastrophic Fires | Vegetation Contact | Aggregated | 2055 | 3.6729e-05 | 489.6273 | 0.017984 | 2055 | Mitigation | 0.95 | 45 | 0 | esc | 0.00097009 | 3.5631e-08 | 0.00097009 | 3.5631e-08
[35 empty] | 7.3.3.17.6 Updates to grid topology to minimize risk of ignition in HFTDs Butte County Rebuild | WLDFR | HFTD - Distribution - Tier 2 - 5QU CoRE ¦ 1QU LoRE | 2039 | 0.29586 | 0 | 0 | 0 | 0 |  |  |  |  | 0 | 0 | 0 | 0 | 0 |  | 0 | 0 | 0 | Column23: 0; Column24: 0; Column25: 0; Column26: 0; Column27: 0; Column28: 0; Column29: 0.0018565; Column30: 0.0097992; Column31: 0; Column32: 0.0097992; Column33: 0.0028992 | WLDFR | HFTD - Distribution - Tier 3 - 4QU CoRE ¦ 2QU LoRE | Non-Red Flag Warning - Small Fires | 2056 | 4.925e-06 | 4.925e-06 | 0.10489 | 0.048274 | 0.002095 | 0.054525 | 0 | 0 | 0.0053131 | 5.166e-07 | 0 | 5.166e-07 | 5.166e-07 | 0 | 5.166e-07 | 0 | 9.4154e-07 | 2.0639e-06 | 0 | 2.0639e-06 | [17 empty] | 7.3.3.17.5 (Remote Grid) Updates to grid topology to minimize risk of ignition in HFTDs Remote GridWLDFRVegetation ContactAggregated | WLDFR | HFTD - Distribution - Tier 2 - 3QU CoRE ¦ 1QU LoRE | Red Flag Warning - Catastrophic Fires | Vegetation Contact | Aggregated | 2056 | 3.6729e-05 | 489.6273 | 0.017984 | 2056 | Mitigation | 0.95 | 45 | 0 | esc | 0.00097009 | 3.5631e-08 | 0.00097009 | 3.5631e-08
[35 empty] | 7.3.3.17.6 Updates to grid topology to minimize risk of ignition in HFTDs Butte County Rebuild | WLDFR | HFTD - Distribution - Tier 2 - 5QU CoRE ¦ 1QU LoRE | 2040 | 0.27651 | 0 | 0 | 0 | 0 |  |  |  |  | 0 | 0 | 0 | 0 | 0 |  | 0 | 0 | 0 | Column23: 0; Column24: 0; Column25: 0; Column26: 0; Column27: 0; Column28: 0; Column29: 0.0018565; Column30: 0.0097992; Column31: 0; Column32: 0.0097992; Column33: 0.0027096 | WLDFR | HFTD - Distribution - Tier 3 - 4QU CoRE ¦ 2QU LoRE | Non-Red Flag Warning - Small Fires | 2057 | 4.925e-06 | 4.925e-06 | 0.10489 | 0.048274 | 0.002095 | 0.054525 | 0 | 0 | 0.0053131 | 5.166e-07 | 0 | 5.166e-07 | 5.166e-07 | 0 | 5.166e-07 | 0 | 9.8214e-07 | 2.1529e-06 | 0 | 2.1529e-06 | [17 empty] | 7.3.3.17.5 (Remote Grid) Updates to grid topology to minimize risk of ignition in HFTDs Remote GridWLDFRVegetation ContactAggregated | WLDFR | HFTD - Distribution - Tier 2 - 3QU CoRE ¦ 1QU LoRE | Red Flag Warning - Catastrophic Fires | Vegetation Contact | Aggregated | 2057 | 3.6729e-05 | 489.6273 | 0.017984 | 2057 | Mitigation | 0.95 | 45 | 0 | esc | 0.00097009 | 3.5631e-08 | 0.00097009 | 3.5631e-08
[35 empty] | 7.3.3.17.6 Updates to grid topology to minimize risk of ignition in HFTDs Butte County Rebuild | WLDFR | HFTD - Distribution - Tier 2 - 5QU CoRE ¦ 1QU LoRE | 2041 | 0.25842 | 0 | 0 | 0 | 0 |  |  |  |  | 0 | 0 | 0 | 0 | 0 |  | 0 | 0 | 0 | Column23: 0; Column24: 0; Column25: 0; Column26: 0; Column27: 0; Column28: 0; Column29: 0.0018565; Column30: 0.0097992; Column31: 0; Column32: 0.0097992; Column33: 0.0025323 | WLDFR | HFTD - Distribution - Tier 3 - 4QU CoRE ¦ 2QU LoRE | Non-Red Flag Warning - Small Fires | 2058 | 4.925e-06 | 4.925e-06 | 0.1099 | 0.050325 | 0.0021839 | 0.057393 | 0 | 0 | 0.0053131 | 5.4127e-07 | 0 | 5.4127e-07 | 5.4127e-07 | 0 | 5.4127e-07 | 0 | 9.8214e-07 | 2.1529e-06 | 0 | 2.1529e-06 | [17 empty] | 7.3.3.17.5 (Remote Grid) Updates to grid topology to minimize risk of ignition in HFTDs Remote GridWLDFRVegetation ContactAggregated | WLDFR | HFTD - Distribution - Tier 2 - 3QU CoRE ¦ 1QU LoRE | Red Flag Warning - Catastrophic Fires | Vegetation Contact | Aggregated | 2058 | 3.6729e-05 | 489.6273 | 0.017984 | 2058 | Mitigation | 0.95 | 45 | 0 | esc | 0.00097009 | 3.5631e-08 | 0.00097009 | 3.5631e-08
[35 empty] | 7.3.3.17.6 Updates to grid topology to minimize risk of ignition in HFTDs Butte County Rebuild | WLDFR | HFTD - Distribution - Tier 2 - 5QU CoRE ¦ 1QU LoRE | 2042 | 0.24151 | 0 | 0 | 0 | 0 |  |  |  |  | 0 | 0 | 0 | 0 | 0 |  | 0 | 0 | 0 | Column23: 0; Column24: 0; Column25: 0; Column26: 0; Column27: 0; Column28: 0; Column29: 0.0018565; Column30: 0.0097992; Column31: 0; Column32: 0.0097992; Column33: 0.0023666 | WLDFR | HFTD - Distribution - Tier 3 - 4QU CoRE ¦ 2QU LoRE | Non-Red Flag Warning - Small Fires | 2059 | 4.925e-06 | 4.925e-06 | 0.1099 | 0.050325 | 0.0021839 | 0.057393 | 0 | 0 | 0.0053131 | 5.4127e-07 | 0 | 5.4127e-07 | 5.4127e-07 | 0 | 5.4127e-07 | 0 | 9.8214e-07 | 2.1529e-06 | 0 | 2.1529e-06 | [17 empty] | 7.3.3.17.5 (Remote Grid) Updates to grid topology to minimize risk of ignition in HFTDs Remote GridWLDFRVegetation ContactAggregated | WLDFR | HFTD - Distribution - Tier 2 - 3QU CoRE ¦ 1QU LoRE | Red Flag Warning - Catastrophic Fires | Vegetation Contact | Aggregated | 2059 | 3.6729e-05 | 489.6273 | 0.017984 | 2059 | Mitigation | 0.95 | 45 | 0 | esc | 0.00097009 | 3.5631e-08 | 0.00097009 | 3.5631e-08
[35 empty] | 7.3.3.17.6 Updates to grid topology to minimize risk of ignition in HFTDs Butte County Rebuild | WLDFR | HFTD - Distribution - Tier 2 - 5QU CoRE ¦ 1QU LoRE | 2043 | 0.22571 | 0 | 0 | 0 | 0 |  |  |  |  | 0 | 0 | 0 | 0 | 0 |  | 0 | 0 | 0 | Column23: 0; Column24: 0; Column25: 0; Column26: 0; Column27: 0; Column28: 0; Column29: 0.0018565; Column30: 0.010288; Column31: 0; Column32: 0.010288; Column33: 0.0023221 | WLDFR | HFTD - Distribution - Tier 3 - 4QU CoRE ¦ 2QU LoRE | Non-Red Flag Warning - Small Fires | 2060 | 4.925e-06 | 4.925e-06 | 0.1099 | 0.050325 | 0.0021839 | 0.057393 | 0 | 0 | 0.0053131 | 5.4127e-07 | 0 | 5.4127e-07 | 5.4127e-07 | 0 | 5.4127e-07 | 0 | 9.8214e-07 | 2.1529e-06 | 0 | 2.1529e-06 | [17 empty] | 7.3.3.17.5 (Remote Grid) Updates to grid topology to minimize risk of ignition in HFTDs Remote GridWLDFRVegetation ContactAggregated | WLDFR | HFTD - Distribution - Tier 2 - 3QU CoRE ¦ 1QU LoRE | Red Flag Warning - Catastrophic Fires | Vegetation Contact | Aggregated | 2060 | 3.6729e-05 | 489.6273 | 0.017984 | 2060 | Mitigation | 0.95 | 45 | 0 | esc | 0.00097009 | 3.5631e-08 | 0.00097009 | 3.5631e-08
[35 empty] | 7.3.3.17.6 Updates to grid topology to minimize risk of ignition in HFTDs Butte County Rebuild | WLDFR | HFTD - Distribution - Tier 2 - 5QU CoRE ¦ 1QU LoRE | 2044 | 0.21095 | 0 | 0 | 0 | 0 |  |  |  |  | 0 | 0 | 0 | 0 | 0 |  | 0 | 0 | 0 | Column23: 0; Column24: 0; Column25: 0; Column26: 0; Column27: 0; Column28: 0; Column29: 0.0018565; Column30: 0.010288; Column31: 0; Column32: 0.010288; Column33: 0.0021702 | WLDFR | HFTD - Distribution - Tier 3 - 4QU CoRE ¦ 2QU LoRE | Non-Red Flag Warning - Small Fires | 2061 | 4.925e-06 | 4.925e-06 | 0.1099 | 0.050325 | 0.0021839 | 0.057393 | 0 | 0 | 0.0053131 | 5.4127e-07 | 0 | 5.4127e-07 | 5.4127e-07 | 0 | 5.4127e-07 | 0 | 9.8214e-07 | 2.1529e-06 | 0 | 2.1529e-06 | [17 empty] | 7.3.3.17.5 (Remote Grid) Updates to grid topology to minimize risk of ignition in HFTDs Remote GridWLDFRVegetation ContactAggregated | WLDFR | HFTD - Distribution - Tier 2 - 3QU CoRE ¦ 1QU LoRE | Red Flag Warning - Catastrophic Fires | Vegetation Contact | Aggregated | 2061 | 3.6729e-05 | 489.6273 | 0.017984 | 2061 | Mitigation | 0.95 | 45 | 0 | esc | 0.00097009 | 3.5631e-08 | 0.00097009 | 3.5631e-08
[35 empty] | 7.3.3.17.6 Updates to grid topology to minimize risk of ignition in HFTDs Butte County Rebuild | WLDFR | HFTD - Distribution - Tier 2 - 5QU CoRE ¦ 1QU LoRE | 2045 | 0.19715 | 0 | 0 | 0 | 0 |  |  |  |  | 0 | 0 | 0 | 0 | 0 |  | 0 | 0 | 0 | Column23: 0; Column24: 0; Column25: 0; Column26: 0; Column27: 0; Column28: 0; Column29: 0.0018565; Column30: 0.010288; Column31: 0; Column32: 0.010288; Column33: 0.0020282 | WLDFR | HFTD - Distribution - Tier 3 - 4QU CoRE ¦ 2QU LoRE | Non-Red Flag Warning - Small Fires | 2062 | 4.925e-06 | 4.925e-06 | 0.1099 | 0.050325 | 0.0021839 | 0.057393 | 0 | 0 | 0.0053131 | 5.4127e-07 | 0 | 5.4127e-07 | 5.4127e-07 | 0 | 5.4127e-07 | 0 | 1.0269e-06 | 2.2509e-06 | 0 | 2.2509e-06 | [17 empty] | 7.3.3.17.5 (Remote Grid) Updates to grid topology to minimize risk of ignition in HFTDs Remote GridWLDFRVegetation ContactAggregated | WLDFR | HFTD - Distribution - Tier 2 - 3QU CoRE ¦ 1QU LoRE | Red Flag Warning - Catastrophic Fires | Vegetation Contact | Aggregated | 2062 | 3.6729e-05 | 489.6273 | 0.017984 | 2062 | Mitigation | 0.95 | 45 | 0 | esc | 0.00097009 | 3.5631e-08 | 0.00097009 | 3.5631e-08
[35 empty] | 7.3.3.17.6 Updates to grid topology to minimize risk of ignition in HFTDs Butte County Rebuild | WLDFR | HFTD - Distribution - Tier 2 - 5QU CoRE ¦ 1QU LoRE | 2046 | 0.18425 | 0 | 0 | 0 | 0 |  |  |  |  | 0 | 0 | 0 | 0 | 0 |  | 0 | 0 | 0 | Column23: 0; Column24: 0; Column25: 0; Column26: 0; Column27: 0; Column28: 0; Column29: 0.0018565; Column30: 0.010288; Column31: 0; Column32: 0.010288; Column33: 0.0018955 | WLDFR | HFTD - Distribution - Tier 3 - 4QU CoRE ¦ 2QU LoRE | Non-Red Flag Warning - Small Fires | 2063 | 4.925e-06 | 4.925e-06 | 0.11504 | 0.052388 | 0.0022734 | 0.060377 | 0 | 0 | 0.0053131 | 5.6656e-07 | 0 | 5.6656e-07 | 5.6656e-07 | 0 | 5.6656e-07 | 0 | 1.0269e-06 | 2.2509e-06 | 0 | 2.2509e-06 | [17 empty] | 7.3.3.17.5 (Remote Grid) Updates to grid topology to minimize risk of ignition in HFTDs Remote GridWLDFRVegetation ContactAggregated | WLDFR | HFTD - Distribution - Tier 2 - 3QU CoRE ¦ 1QU LoRE | Red Flag Warning - Catastrophic Fires | Vegetation Contact | Aggregated | 2063 | 3.6729e-05 | 489.6273 | 0.017984 | 2063 | Mitigation | 0.95 | 45 | 0 | esc | 0.00097009 | 3.5631e-08 | 0.00097009 | 3.5631e-08
[35 empty] | 7.3.3.17.6 Updates to grid topology to minimize risk of ignition in HFTDs Butte County Rebuild | WLDFR | HFTD - Distribution - Tier 2 - 5QU CoRE ¦ 1QU LoRE | 2047 | 0.1722 | 0 | 0 | 0 | 0 |  |  |  |  | 0 | 0 | 0 | 0 | 0 |  | 0 | 0 | 0 | Column23: 0; Column24: 0; Column25: 0; Column26: 0; Column27: 0; Column28: 0; Column29: 0.0018565; Column30: 0.010288; Column31: 0; Column32: 0.010288; Column33: 0.0017715 | WLDFR | HFTD - Distribution - Tier 3 - 4QU CoRE ¦ 2QU LoRE | Non-Red Flag Warning - Small Fires | 2064 | 4.925e-06 | 4.925e-06 | 0.11504 | 0.052388 | 0.0022734 | 0.060377 | 0 | 0 | 0.0053131 | 5.6656e-07 | 0 | 5.6656e-07 | 5.6656e-07 | 0 | 5.6656e-07 | 0 | 1.0269e-06 | 2.2509e-06 | 0 | 2.2509e-06 | [17 empty] | 7.3.3.17.5 (Remote Grid) Updates to grid topology to minimize risk of ignition in HFTDs Remote GridWLDFRVegetation ContactAggregated | WLDFR | HFTD - Distribution - Tier 2 - 3QU CoRE ¦ 1QU LoRE | Red Flag Warning - Catastrophic Fires | Vegetation Contact | Aggregated | 2064 | 3.6729e-05 | 489.6273 | 0.017984 | 2064 | Mitigation | 0.95 | 45 | 0 | esc | 0.00097009 | 3.5631e-08 | 0.00097009 | 3.5631e-08
[35 empty] | 7.3.3.17.6 Updates to grid topology to minimize risk of ignition in HFTDs Butte County Rebuild | WLDFR | HFTD - Distribution - Tier 2 - 5QU CoRE ¦ 1QU LoRE | 2048 | 0.16093 | 0 | 0 | 0 | 0 |  |  |  |  | 0 | 0 | 0 | 0 | 0 |  | 0 | 0 | 0 | Column23: 0; Column24: 0; Column25: 0; Column26: 0; Column27: 0; Column28: 0; Column29: 0.0018565; Column30: 0.0108; Column31: 0; Column32: 0.0108; Column33: 0.0017381 | WLDFR | HFTD - Distribution - Tier 3 - 4QU CoRE ¦ 2QU LoRE | Non-Red Flag Warning - Small Fires | 2065 | 4.925e-06 | 4.925e-06 | 0.11504 | 0.052388 | 0.0022734 | 0.060377 | 0 | 0 | 0.0053131 | 5.6656e-07 | 0 | 5.6656e-07 | 5.6656e-07 | 0 | 5.6656e-07 | 0 | 1.0269e-06 | 2.2509e-06 | 0 | 2.2509e-06 | [17 empty] | 7.3.3.17.5 (Remote Grid) Updates to grid topology to minimize risk of ignition in HFTDs Remote GridWLDFRVegetation ContactAggregated | WLDFR | HFTD - Distribution - Tier 2 - 3QU CoRE ¦ 1QU LoRE | Red Flag Warning - Catastrophic Fires | Vegetation Contact | Aggregated | 2065 | 3.6729e-05 | 489.6273 | 0.017984 | 2065 | Mitigation | 0.95 | 45 | 0 | esc | 0.00097009 | 3.5631e-08 | 0.00097009 | 3.5631e-08
[35 empty] | 7.3.3.17.6 Updates to grid topology to minimize risk of ignition in HFTDs Butte County Rebuild | WLDFR | HFTD - Distribution - Tier 2 - 5QU CoRE ¦ 1QU LoRE | 2049 | 0.1504 | 0 | 0 | 0 | 0 |  |  |  |  | 0 | 0 | 0 | 0 | 0 |  | 0 | 0 | 0 | Column23: 0; Column24: 0; Column25: 0; Column26: 0; Column27: 0; Column28: 0; Column29: 0.0018565; Column30: 0.0108; Column31: 0; Column32: 0.0108; Column33: 0.0016244 | WLDFR | HFTD - Distribution - Tier 3 - 4QU CoRE ¦ 2QU LoRE | Non-Red Flag Warning - Small Fires | 2066 | 4.925e-06 | 4.925e-06 | 0.11504 | 0.052388 | 0.0022734 | 0.060377 | 0 | 0 | 0.0053131 | 5.6656e-07 | 0 | 5.6656e-07 | 5.6656e-07 | 0 | 5.6656e-07 | 0 | 1.0269e-06 | 2.2509e-06 | 0 | 2.2509e-06 | [17 empty] | 7.3.3.17.5 (Remote Grid) Updates to grid topology to minimize risk of ignition in HFTDs Remote GridWLDFRVegetation ContactAggregated | WLDFR | HFTD - Distribution - Tier 2 - 3QU CoRE ¦ 1QU LoRE | Red Flag Warning - Catastrophic Fires | Vegetation Contact | Aggregated | 2066 | 3.6729e-05 | 489.6273 | 0.017984 | 2066 | Mitigation | 0.95 | 45 | 0 | esc | 0.00097009 | 3.5631e-08 | 0.00097009 | 3.5631e-08
[35 empty] | 7.3.3.17.6 Updates to grid topology to minimize risk of ignition in HFTDs Butte County Rebuild | WLDFR | HFTD - Distribution - Tier 2 - 5QU CoRE ¦ 1QU LoRE | 2050 | 0.14056 | 0 | 0 | 0 | 0 |  |  |  |  | 0 | 0 | 0 | 0 | 0 |  | 0 | 0 | 0 | Column23: 0; Column24: 0; Column25: 0; Column26: 0; Column27: 0; Column28: 0; Column29: 0.0018565; Column30: 0.0108; Column31: 0; Column32: 0.0108; Column33: 0.0015181 | WLDFR | HFTD - Distribution - Tier 3 - 4QU CoRE ¦ 2QU LoRE | Non-Red Flag Warning - Small Fires | 2067 | 0 | 4.925e-06 | 0.11504 | 0.052388 | 0.0022734 | 0.060377 | 0 | 0 | 0.0053131 | 0 | 0 | 0 | 5.6656e-07 | 0 | 5.6656e-07 | 0 | 1.0753e-06 | 2.3571e-06 | 0 | 2.3571e-06 | [17 empty] | 7.3.3.17.5 (Remote Grid) Updates to grid topology to minimize risk of ignition in HFTDs Remote GridWLDFRVegetation ContactAggregated | WLDFR | HFTD - Distribution - Tier 2 - 3QU CoRE ¦ 1QU LoRE | Red Flag Warning - Catastrophic Fires | Vegetation Contact | Aggregated | 2067 | 3.6729e-05 | 489.6273 | 0.017984 | 2067 | Mitigation | 0.95 | 45 | 0 | esc | 0 | 0 | 0.00097009 | 3.5631e-08
[35 empty] | 7.3.3.17.6 Updates to grid topology to minimize risk of ignition in HFTDs Butte County Rebuild | WLDFR | HFTD - Distribution - Tier 2 - 5QU CoRE ¦ 1QU LoRE | 2051 | 0.13137 | 0 | 0 | 0 | 0 |  |  |  |  | 0 | 0 | 0 | 0 | 0 |  | 0 | 0 | 0 | Column23: 0; Column24: 0; Column25: 0; Column26: 0; Column27: 0; Column28: 0; Column29: 0.0018565; Column30: 0.0108; Column31: 0; Column32: 0.0108; Column33: 0.0014188 | WLDFR | HFTD - Distribution - Tier 3 - 4QU CoRE ¦ 2QU LoRE | Red Flag Warning - Catastrophic Fires | 2022 | 1.0544e-08 | 0 | 14146.1306 | 222.2294 | 8585.7228 | 5338.1784 | 0 | 0 | 1.087e-05 | 0.00014916 | 0 | 0.00014916 | 0 | 0 | 0 | 0 | 1.0753e-06 | 2.3571e-06 | 0 | 2.3571e-06 | [17 empty] | 7.3.3.17.5 (Remote Grid) Updates to grid topology to minimize risk of ignition in HFTDs Remote GridWLDFREquipment / facility failureAggregated | WLDFR | HFTD - Distribution - Tier 2 - 3QU CoRE ¦ 1QU LoRE | Red Flag Warning - Destructive Fires | Equipment / facility failure | Aggregated | 2022 | 4.3689e-06 | 489.6273 | 0.0021391 | 2022 | Mitigation | 0.95 | 45 | 0 | esc | 0.00097009 | 4.2382e-09 | 0 | 0
[35 empty] | 7.3.3.17.6 Updates to grid topology to minimize risk of ignition in HFTDs Butte County Rebuild | WLDFR | HFTD - Distribution - Tier 2 - 5QU CoRE ¦ 1QU LoRE | 2052 | 0.12277 | 0 | 0 | 0 | 0 |  |  |  |  | 0 | 0 | 0 | 0 | 0 |  | 0 | 0 | 0 | Column23: 0; Column24: 0; Column25: 0; Column26: 0; Column27: 0; Column28: 0; Column29: 0.0018565; Column30: 0.0108; Column31: 0; Column32: 0.0108; Column33: 0.001326 | WLDFR | HFTD - Distribution - Tier 3 - 4QU CoRE ¦ 2QU LoRE | Red Flag Warning - Catastrophic Fires | 2023 | 1.0544e-08 | 1.0544e-08 | 14664.6376 | 233.2301 | 8896.516 | 5534.8915 | 0 | 0 | 1.087e-05 | 0.00015463 | 0 | 0.00015463 | 0.00015463 | 0 | 0.00015463 | 0 | 1.0753e-06 | 2.3571e-06 | 0 | 2.3571e-06 | [17 empty] | 7.3.3.17.5 (Remote Grid) Updates to grid topology to minimize risk of ignition in HFTDs Remote GridWLDFREquipment / facility failureAggregated | WLDFR | HFTD - Distribution - Tier 2 - 3QU CoRE ¦ 1QU LoRE | Red Flag Warning - Destructive Fires | Equipment / facility failure | Aggregated | 2023 | 4.3689e-06 | 489.6273 | 0.0021391 | 2023 | Mitigation | 0.95 | 45 | 0 | esc | 0.00097009 | 4.2382e-09 | 0.00097009 | 4.2382e-09
[35 empty] | 7.3.3.17.6 Updates to grid topology to minimize risk of ignition in HFTDs Butte County Rebuild | WLDFR | HFTD - Distribution - Tier 2 - 5QU CoRE ¦ 1QU LoRE | 2053 | 0.11474 | 0 | 0 | 0 | 0 |  |  |  |  | 0 | 0 | 0 | 0 | 0 |  | 0 | 0 | 0 | Column23: 0; Column24: 0; Column25: 0; Column26: 0; Column27: 0; Column28: 0; Column29: 0.0018565; Column30: 0.01133; Column31: 0; Column32: 0.01133; Column33: 0.0013 | WLDFR | HFTD - Distribution - Tier 3 - 4QU CoRE ¦ 2QU LoRE | Red Flag Warning - Catastrophic Fires | 2024 | 1.0544e-08 | 1.0544e-08 | 14664.6376 | 233.2301 | 8896.516 | 5534.8915 | 0 | 0 | 1.087e-05 | 0.00015463 | 0 | 0.00015463 | 0.00015463 | 0 | 0.00015463 | 0 | 1.0753e-06 | 2.3571e-06 | 0 | 2.3571e-06 | [17 empty] | 7.3.3.17.5 (Remote Grid) Updates to grid topology to minimize risk of ignition in HFTDs Remote GridWLDFREquipment / facility failureAggregated | WLDFR | HFTD - Distribution - Tier 2 - 3QU CoRE ¦ 1QU LoRE | Red Flag Warning - Destructive Fires | Equipment / facility failure | Aggregated | 2024 | 4.3689e-06 | 489.6273 | 0.0021391 | 2024 | Mitigation | 0.95 | 45 | 0 | esc | 0.00097009 | 4.2382e-09 | 0.00097009 | 4.2382e-09
[35 empty] | 7.3.3.17.6 Updates to grid topology to minimize risk of ignition in HFTDs Butte County Rebuild | WLDFR | HFTD - Distribution - Tier 2 - 5QU CoRE ¦ 1QU LoRE | 2054 | 0.10723 | 0 | 0 | 0 | 0 |  |  |  |  | 0 | 0 | 0 | 0 | 0 |  | 0 | 0 | 0 | Column23: 0; Column24: 0; Column25: 0; Column26: 0; Column27: 0; Column28: 0; Column29: 0.0018565; Column30: 0.01133; Column31: 0; Column32: 0.01133; Column33: 0.001215 | WLDFR | HFTD - Distribution - Tier 3 - 4QU CoRE ¦ 2QU LoRE | Red Flag Warning - Catastrophic Fires | 2025 | 1.0544e-08 | 1.0544e-08 | 14664.6376 | 233.2301 | 8896.516 | 5534.8915 | 0 | 0 | 1.087e-05 | 0.00015463 | 0 | 0.00015463 | 0.00015463 | 0 | 0.00015463 | 0 | 1.0753e-06 | 2.3571e-06 | 0 | 2.3571e-06 | [17 empty] | 7.3.3.17.5 (Remote Grid) Updates to grid topology to minimize risk of ignition in HFTDs Remote GridWLDFREquipment / facility failureAggregated | WLDFR | HFTD - Distribution - Tier 2 - 3QU CoRE ¦ 1QU LoRE | Red Flag Warning - Destructive Fires | Equipment / facility failure | Aggregated | 2025 | 4.3689e-06 | 489.6273 | 0.0021391 | 2025 | Mitigation | 0.95 | 45 | 0 | esc | 0.00097009 | 4.2382e-09 | 0.00097009 | 4.2382e-09
[35 empty] | 7.3.3.17.6 Updates to grid topology to minimize risk of ignition in HFTDs Butte County Rebuild | WLDFR | HFTD - Distribution - Tier 2 - 5QU CoRE ¦ 1QU LoRE | 2055 | 0.10022 | 0 | 0 | 0 | 0 |  |  |  |  | 0 | 0 | 0 | 0 | 0 |  | 0 | 0 | 0 | Column23: 0; Column24: 0; Column25: 0; Column26: 0; Column27: 0; Column28: 0; Column29: 0.0018565; Column30: 0.01133; Column31: 0; Column32: 0.01133; Column33: 0.0011355 | WLDFR | HFTD - Distribution - Tier 3 - 4QU CoRE ¦ 2QU LoRE | Red Flag Warning - Catastrophic Fires | 2026 | 1.0544e-08 | 1.0544e-08 | 14664.6376 | 233.2301 | 8896.516 | 5534.8915 | 0 | 0 | 1.087e-05 | 0.00015463 | 0 | 0.00015463 | 0.00015463 | 0 | 0.00015463 | 0 | 1.127e-06 | 2.4703e-06 | 0 | 2.4703e-06 | [17 empty] | 7.3.3.17.5 (Remote Grid) Updates to grid topology to minimize risk of ignition in HFTDs Remote GridWLDFREquipment / facility failureAggregated | WLDFR | HFTD - Distribution - Tier 2 - 3QU CoRE ¦ 1QU LoRE | Red Flag Warning - Destructive Fires | Equipment / facility failure | Aggregated | 2026 | 4.3689e-06 | 489.6273 | 0.0021391 | 2026 | Mitigation | 0.95 | 45 | 0 | esc | 0.00097009 | 4.2382e-09 | 0.00097009 | 4.2382e-09
[35 empty] | 7.3.3.17.6 Updates to grid topology to minimize risk of ignition in HFTDs Butte County Rebuild | WLDFR | HFTD - Distribution - Tier 2 - 5QU CoRE ¦ 1QU LoRE | 2056 | 0.093663 | 0 | 0 | 0 | 0 |  |  |  |  | 0 | 0 | 0 | 0 | 0 |  | 0 | 0 | 0 | Column23: 0; Column24: 0; Column25: 0; Column26: 0; Column27: 0; Column28: 0; Column29: 0.0018565; Column30: 0.01133; Column31: 0; Column32: 0.01133; Column33: 0.0010612 | WLDFR | HFTD - Distribution - Tier 3 - 4QU CoRE ¦ 2QU LoRE | Red Flag Warning - Catastrophic Fires | 2027 | 1.0544e-08 | 1.0544e-08 | 14664.6376 | 233.2301 | 8896.516 | 5534.8915 | 0 | 0 | 1.087e-05 | 0.00015463 | 0 | 0.00015463 | 0.00015463 | 0 | 0.00015463 | 0 | 1.127e-06 | 2.4703e-06 | 0 | 2.4703e-06 | [17 empty] | 7.3.3.17.5 (Remote Grid) Updates to grid topology to minimize risk of ignition in HFTDs Remote GridWLDFREquipment / facility failureAggregated | WLDFR | HFTD - Distribution - Tier 2 - 3QU CoRE ¦ 1QU LoRE | Red Flag Warning - Destructive Fires | Equipment / facility failure | Aggregated | 2027 | 4.3689e-06 | 489.6273 | 0.0021391 | 2027 | Mitigation | 0.95 | 45 | 0 | esc | 0.00097009 | 4.2382e-09 | 0.00097009 | 4.2382e-09
[35 empty] | 7.3.3.17.6 Updates to grid topology to minimize risk of ignition in HFTDs Butte County Rebuild | WLDFR | HFTD - Distribution - Tier 2 - 5QU CoRE ¦ 1QU LoRE | 2057 | 0.087535 | 0 | 0 | 0 | 0 |  |  |  |  | 0 | 0 | 0 | 0 | 0 |  | 0 | 0 | 0 | Column23: 0; Column24: 0; Column25: 0; Column26: 0; Column27: 0; Column28: 0; Column29: 0.0018565; Column30: 0.01133; Column31: 0; Column32: 0.01133; Column33: 0.00099179 | WLDFR | HFTD - Distribution - Tier 3 - 4QU CoRE ¦ 2QU LoRE | Red Flag Warning - Catastrophic Fires | 2028 | 1.0544e-08 | 1.0544e-08 | 15317.9909 | 247.273 | 9287.6491 | 5783.0689 | 0 | 0 | 1.087e-05 | 0.00016152 | 0 | 0.00016152 | 0.00016152 | 0 | 0.00016152 | 0 | 1.127e-06 | 2.4703e-06 | 0 | 2.4703e-06 | [17 empty] | 7.3.3.17.5 (Remote Grid) Updates to grid topology to minimize risk of ignition in HFTDs Remote GridWLDFREquipment / facility failureAggregated | WLDFR | HFTD - Distribution - Tier 2 - 3QU CoRE ¦ 1QU LoRE | Red Flag Warning - Destructive Fires | Equipment / facility failure | Aggregated | 2028 | 4.3689e-06 | 489.6273 | 0.0021391 | 2028 | Mitigation | 0.95 | 45 | 0 | esc | 0.00097009 | 4.2382e-09 | 0.00097009 | 4.2382e-09
[35 empty] | 7.3.3.17.6 Updates to grid topology to minimize risk of ignition in HFTDs Butte County Rebuild | WLDFR | HFTD - Distribution - Tier 2 - 5QU CoRE ¦ 1QU LoRE | 2058 | 0.081809 | 0 | 0 | 0 | 0 |  |  |  |  | 0 | 0 | 0 | 0 | 0 |  | 0 | 0 | 0 | Column23: 0; Column24: 0; Column25: 0; Column26: 0; Column27: 0; Column28: 0; Column29: 0.0018565; Column30: 0.011871; Column31: 0; Column32: 0.011871; Column33: 0.00097116 | WLDFR | HFTD - Distribution - Tier 3 - 4QU CoRE ¦ 2QU LoRE | Red Flag Warning - Catastrophic Fires | 2029 | 1.0544e-08 | 1.0544e-08 | 15317.9909 | 247.273 | 9287.6491 | 5783.0689 | 0 | 0 | 1.087e-05 | 0.00016152 | 0 | 0.00016152 | 0.00016152 | 0 | 0.00016152 | 0 | 1.127e-06 | 2.4703e-06 | 0 | 2.4703e-06 | [17 empty] | 7.3.3.17.5 (Remote Grid) Updates to grid topology to minimize risk of ignition in HFTDs Remote GridWLDFREquipment / facility failureAggregated | WLDFR | HFTD - Distribution - Tier 2 - 3QU CoRE ¦ 1QU LoRE | Red Flag Warning - Destructive Fires | Equipment / facility failure | Aggregated | 2029 | 4.3689e-06 | 489.6273 | 0.0021391 | 2029 | Mitigation | 0.95 | 45 | 0 | esc | 0.00097009 | 4.2382e-09 | 0.00097009 | 4.2382e-09
[35 empty] | 7.3.3.17.6 Updates to grid topology to minimize risk of ignition in HFTDs Butte County Rebuild | WLDFR | HFTD - Distribution - Tier 2 - 5QU CoRE ¦ 1QU LoRE | 2059 | 0.076457 | 0 | 0 | 0 | 0 |  |  |  |  | 0 | 0 | 0 | 0 | 0 |  | 0 | 0 | 0 | Column23: 0; Column24: 0; Column25: 0; Column26: 0; Column27: 0; Column28: 0; Column29: 0.0018565; Column30: 0.011871; Column31: 0; Column32: 0.011871; Column33: 0.00090763 | WLDFR | HFTD - Distribution - Tier 3 - 4QU CoRE ¦ 2QU LoRE | Red Flag Warning - Catastrophic Fires | 2030 | 1.0544e-08 | 1.0544e-08 | 15317.9909 | 247.273 | 9287.6491 | 5783.0689 | 0 | 0 | 1.087e-05 | 0.00016152 | 0 | 0.00016152 | 0.00016152 | 0 | 0.00016152 | 0 | 1.127e-06 | 2.4703e-06 | 0 | 2.4703e-06 | [17 empty] | 7.3.3.17.5 (Remote Grid) Updates to grid topology to minimize risk of ignition in HFTDs Remote GridWLDFREquipment / facility failureAggregated | WLDFR | HFTD - Distribution - Tier 2 - 3QU CoRE ¦ 1QU LoRE | Red Flag Warning - Destructive Fires | Equipment / facility failure | Aggregated | 2030 | 4.3689e-06 | 489.6273 | 0.0021391 | 2030 | Mitigation | 0.95 | 45 | 0 | esc | 0.00097009 | 4.2382e-09 | 0.00097009 | 4.2382e-09
[35 empty] | 7.3.3.17.6 Updates to grid topology to minimize risk of ignition in HFTDs Butte County Rebuild | WLDFR | HFTD - Distribution - Tier 2 - 5QU CoRE ¦ 1QU LoRE | 2060 | 0.071455 | 0 | 0 | 0 | 0 |  |  |  |  | 0 | 0 | 0 | 0 | 0 |  | 0 | 0 | 0 | Column23: 0; Column24: 0; Column25: 0; Column26: 0; Column27: 0; Column28: 0; Column29: 0.0018565; Column30: 0.011871; Column31: 0; Column32: 0.011871; Column33: 0.00084825 | WLDFR | HFTD - Distribution - Tier 3 - 4QU CoRE ¦ 2QU LoRE | Red Flag Warning - Catastrophic Fires | 2031 | 1.0544e-08 | 1.0544e-08 | 15317.9909 | 247.273 | 9287.6491 | 5783.0689 | 0 | 0 | 1.087e-05 | 0.00016152 | 0 | 0.00016152 | 0.00016152 | 0 | 0.00016152 | 0 | 1.1813e-06 | 2.5894e-06 | 0 | 2.5894e-06 | [17 empty] | 7.3.3.17.5 (Remote Grid) Updates to grid topology to minimize risk of ignition in HFTDs Remote GridWLDFREquipment / facility failureAggregated | WLDFR | HFTD - Distribution - Tier 2 - 3QU CoRE ¦ 1QU LoRE | Red Flag Warning - Destructive Fires | Equipment / facility failure | Aggregated | 2031 | 4.3689e-06 | 489.6273 | 0.0021391 | 2031 | Mitigation | 0.95 | 45 | 0 | esc | 0.00097009 | 4.2382e-09 | 0.00097009 | 4.2382e-09
[35 empty] | 7.3.3.17.6 Updates to grid topology to minimize risk of ignition in HFTDs Butte County Rebuild | WLDFR | HFTD - Distribution - Tier 2 - 5QU CoRE ¦ 1QU LoRE | 2061 | 0.06678 | 0 | 0 | 0 | 0 |  |  |  |  | 0 | 0 | 0 | 0 | 0 |  | 0 | 0 | 0 | Column23: 0; Column24: 0; Column25: 0; Column26: 0; Column27: 0; Column28: 0; Column29: 0.0018565; Column30: 0.011871; Column31: 0; Column32: 0.011871; Column33: 0.00079276 | WLDFR | HFTD - Distribution - Tier 3 - 4QU CoRE ¦ 2QU LoRE | Red Flag Warning - Catastrophic Fires | 2032 | 1.0544e-08 | 1.0544e-08 | 15317.9909 | 247.273 | 9287.6491 | 5783.0689 | 0 | 0 | 1.087e-05 | 0.00016152 | 0 | 0.00016152 | 0.00016152 | 0 | 0.00016152 | 0 | 1.1813e-06 | 2.5894e-06 | 0 | 2.5894e-06 | [17 empty] | 7.3.3.17.5 (Remote Grid) Updates to grid topology to minimize risk of ignition in HFTDs Remote GridWLDFREquipment / facility failureAggregated | WLDFR | HFTD - Distribution - Tier 2 - 3QU CoRE ¦ 1QU LoRE | Red Flag Warning - Destructive Fires | Equipment / facility failure | Aggregated | 2032 | 4.3689e-06 | 489.6273 | 0.0021391 | 2032 | Mitigation | 0.95 | 45 | 0 | esc | 0.00097009 | 4.2382e-09 | 0.00097009 | 4.2382e-09
[35 empty] | 7.3.3.17.6 Updates to grid topology to minimize risk of ignition in HFTDs Butte County Rebuild | WLDFR | HFTD - Distribution - Tier 2 - 5QU CoRE ¦ 1QU LoRE | 2062 | 0.062412 | 0 | 0 | 0 | 0 |  |  |  |  | 0 | 0 | 0 | 0 | 0 |  | 0 | 0 | 0 | Column23: 0; Column24: 0; Column25: 0; Column26: 0; Column27: 0; Column28: 0; Column29: 0.0018565; Column30: 0.011871; Column31: 0; Column32: 0.011871; Column33: 0.00074089 | WLDFR | HFTD - Distribution - Tier 3 - 4QU CoRE ¦ 2QU LoRE | Red Flag Warning - Catastrophic Fires | 2033 | 1.0544e-08 | 1.0544e-08 | 16044.1264 | 263.1074 | 9721.74 | 6059.2791 | 0 | 0 | 1.087e-05 | 0.00016918 | 0 | 0.00016918 | 0.00016918 | 0 | 0.00016918 | 0 | 1.1813e-06 | 2.5894e-06 | 0 | 2.5894e-06 | [17 empty] | 7.3.3.17.5 (Remote Grid) Updates to grid topology to minimize risk of ignition in HFTDs Remote GridWLDFREquipment / facility failureAggregated | WLDFR | HFTD - Distribution - Tier 2 - 3QU CoRE ¦ 1QU LoRE | Red Flag Warning - Destructive Fires | Equipment / facility failure | Aggregated | 2033 | 4.3689e-06 | 489.6273 | 0.0021391 | 2033 | Mitigation | 0.95 | 45 | 0 | esc | 0.00097009 | 4.2382e-09 | 0.00097009 | 4.2382e-09
[35 empty] | 7.3.3.17.6 Updates to grid topology to minimize risk of ignition in HFTDs Butte County Rebuild | WLDFR | HFTD - Distribution - Tier 2 - 5QU CoRE ¦ 1QU LoRE | 2063 | 0.058329 | 0 | 0 | 0 | 0 |  |  |  |  | 0 | 0 | 0 | 0 | 0 |  | 0 | 0 | 0 | Column23: 0; Column24: 0; Column25: 0; Column26: 0; Column27: 0; Column28: 0; Column29: 0.0018565; Column30: 0.012416; Column31: 0; Column32: 0.012416; Column33: 0.00072423 | WLDFR | HFTD - Distribution - Tier 3 - 4QU CoRE ¦ 2QU LoRE | Red Flag Warning - Catastrophic Fires | 2034 | 1.0544e-08 | 1.0544e-08 | 16044.1264 | 263.1074 | 9721.74 | 6059.2791 | 0 | 0 | 1.087e-05 | 0.00016918 | 0 | 0.00016918 | 0.00016918 | 0 | 0.00016918 | 0 | 1.1813e-06 | 2.5894e-06 | 0 | 2.5894e-06 | [17 empty] | 7.3.3.17.5 (Remote Grid) Updates to grid topology to minimize risk of ignition in HFTDs Remote GridWLDFREquipment / facility failureAggregated | WLDFR | HFTD - Distribution - Tier 2 - 3QU CoRE ¦ 1QU LoRE | Red Flag Warning - Destructive Fires | Equipment / facility failure | Aggregated | 2034 | 4.3689e-06 | 489.6273 | 0.0021391 | 2034 | Mitigation | 0.95 | 45 | 0 | esc | 0.00097009 | 4.2382e-09 | 0.00097009 | 4.2382e-09
[35 empty] | 7.3.3.17.6 Updates to grid topology to minimize risk of ignition in HFTDs Butte County Rebuild | WLDFR | HFTD - Distribution - Tier 2 - 5QU CoRE ¦ 1QU LoRE | 2064 | 0.054513 | 0 | 0 | 0 | 0 |  |  |  |  | 0 | 0 | 0 | 0 | 0 |  | 0 | 0 | 0 | Column23: 0; Column24: 0; Column25: 0; Column26: 0; Column27: 0; Column28: 0; Column29: 0.0018565; Column30: 0.012416; Column31: 0; Column32: 0.012416; Column33: 0.00067685 | WLDFR | HFTD - Distribution - Tier 3 - 4QU CoRE ¦ 2QU LoRE | Red Flag Warning - Catastrophic Fires | 2035 | 1.0544e-08 | 1.0544e-08 | 16044.1264 | 263.1074 | 9721.74 | 6059.2791 | 0 | 0 | 1.087e-05 | 0.00016918 | 0 | 0.00016918 | 0.00016918 | 0 | 0.00016918 | 0 | 1.1813e-06 | 2.5894e-06 | 0 | 2.5894e-06 | [17 empty] | 7.3.3.17.5 (Remote Grid) Updates to grid topology to minimize risk of ignition in HFTDs Remote GridWLDFREquipment / facility failureAggregated | WLDFR | HFTD - Distribution - Tier 2 - 3QU CoRE ¦ 1QU LoRE | Red Flag Warning - Destructive Fires | Equipment / facility failure | Aggregated | 2035 | 4.3689e-06 | 489.6273 | 0.0021391 | 2035 | Mitigation | 0.95 | 45 | 0 | esc | 0.00097009 | 4.2382e-09 | 0.00097009 | 4.2382e-09
[35 empty] | 7.3.3.17.6 Updates to grid topology to minimize risk of ignition in HFTDs Butte County Rebuild | WLDFR | HFTD - Distribution - Tier 2 - 5QU CoRE ¦ 1QU LoRE | 2065 | 0.050946 | 0 | 0 | 0 | 0 |  |  |  |  | 0 | 0 | 0 | 0 | 0 |  | 0 | 0 | 0 | Column23: 0; Column24: 0; Column25: 0; Column26: 0; Column27: 0; Column28: 0; Column29: 0.0018565; Column30: 0.012416; Column31: 0; Column32: 0.012416; Column33: 0.00063257 | WLDFR | HFTD - Distribution - Tier 3 - 4QU CoRE ¦ 2QU LoRE | Red Flag Warning - Catastrophic Fires | 2036 | 1.0544e-08 | 1.0544e-08 | 16044.1264 | 263.1074 | 9721.74 | 6059.2791 | 0 | 0 | 1.087e-05 | 0.00016918 | 0 | 0.00016918 | 0.00016918 | 0 | 0.00016918 | 0 | 1.2377e-06 | 2.713e-06 | 0 | 2.713e-06 | [17 empty] | 7.3.3.17.5 (Remote Grid) Updates to grid topology to minimize risk of ignition in HFTDs Remote GridWLDFREquipment / facility failureAggregated | WLDFR | HFTD - Distribution - Tier 2 - 3QU CoRE ¦ 1QU LoRE | Red Flag Warning - Destructive Fires | Equipment / facility failure | Aggregated | 2036 | 4.3689e-06 | 489.6273 | 0.0021391 | 2036 | Mitigation | 0.95 | 45 | 0 | esc | 0.00097009 | 4.2382e-09 | 0.00097009 | 4.2382e-09
[35 empty] | 7.3.3.17.6 Updates to grid topology to minimize risk of ignition in HFTDs Butte County Rebuild | WLDFR | HFTD - Distribution - Tier 2 - 5QU CoRE ¦ 1QU LoRE | 2066 | 0.047613 | 0 | 0 | 0 | 0 |  |  |  |  | 0 | 0 | 0 | 0 | 0 |  | 0 | 0 | 0 | Column23: 0; Column24: 0; Column25: 0; Column26: 0; Column27: 0; Column28: 0; Column29: 0.0018565; Column30: 0.012416; Column31: 0; Column32: 0.012416; Column33: 0.00059119 | WLDFR | HFTD - Distribution - Tier 3 - 4QU CoRE ¦ 2QU LoRE | Red Flag Warning - Catastrophic Fires | 2037 | 1.0544e-08 | 1.0544e-08 | 16044.1264 | 263.1074 | 9721.74 | 6059.2791 | 0 | 0 | 1.087e-05 | 0.00016918 | 0 | 0.00016918 | 0.00016918 | 0 | 0.00016918 | 0 | 1.2377e-06 | 2.713e-06 | 0 | 2.713e-06 | [17 empty] | 7.3.3.17.5 (Remote Grid) Updates to grid topology to minimize risk of ignition in HFTDs Remote GridWLDFREquipment / facility failureAggregated | WLDFR | HFTD - Distribution - Tier 2 - 3QU CoRE ¦ 1QU LoRE | Red Flag Warning - Destructive Fires | Equipment / facility failure | Aggregated | 2037 | 4.3689e-06 | 489.6273 | 0.0021391 | 2037 | Mitigation | 0.95 | 45 | 0 | esc | 0.00097009 | 4.2382e-09 | 0.00097009 | 4.2382e-09
[35 empty] | 7.3.3.17.6 Updates to grid topology to minimize risk of ignition in HFTDs Butte County Rebuild | WLDFR | HFTD - Distribution - Tier 2 - 5QU CoRE ¦ 1QU LoRE | 2067 | 0.044499 | 0 | 0 | 0 | 0 |  |  |  |  | 0 | 0 | 0 | 0 | 0 |  | 0 | 0 | 0 | Column23: 0; Column24: 0; Column25: 0; Column26: 0; Column27: 0; Column28: 0; Column29: 0.0018565; Column30: 0.012416; Column31: 0; Column32: 0.012416; Column33: 0.00055251 | WLDFR | HFTD - Distribution - Tier 3 - 4QU CoRE ¦ 2QU LoRE | Red Flag Warning - Catastrophic Fires | 2038 | 1.0544e-08 | 1.0544e-08 | 16832.3912 | 280.5544 | 10192.2718 | 6359.5651 | 0 | 0 | 1.087e-05 | 0.00017749 | 0 | 0.00017749 | 0.00017749 | 0 | 0.00017749 | 0 | 1.2377e-06 | 2.713e-06 | 0 | 2.713e-06 | [17 empty] | 7.3.3.17.5 (Remote Grid) Updates to grid topology to minimize risk of ignition in HFTDs Remote GridWLDFREquipment / facility failureAggregated | WLDFR | HFTD - Distribution - Tier 2 - 3QU CoRE ¦ 1QU LoRE | Red Flag Warning - Destructive Fires | Equipment / facility failure | Aggregated | 2038 | 4.3689e-06 | 489.6273 | 0.0021391 | 2038 | Mitigation | 0.95 | 45 | 0 | esc | 0.00097009 | 4.2382e-09 | 0.00097009 | 4.2382e-09
[35 empty] | 7.3.3.17.6 Updates to grid topology to minimize risk of ignition in HFTDs Butte County Rebuild | WLDFR | HFTD - Distribution - Tier 2 - 5QU CoRE ¦ 1QU LoRE | 2068 | 0.041587 | 0 | 0 | 0 | 0 |  |  |  |  | 0 | 0 | 0 | 0 | 0 |  | 0 | 0 | 0 | Column23: 0; Column24: 0; Column25: 0; Column26: 0; Column27: 0; Column28: 0; Column29: 0.0018565; Column30: 0.01296; Column31: 0; Column32: 0.01296; Column33: 0.00053896 | WLDFR | HFTD - Distribution - Tier 3 - 4QU CoRE ¦ 2QU LoRE | Red Flag Warning - Catastrophic Fires | 2039 | 1.0544e-08 | 1.0544e-08 | 16832.3912 | 280.5544 | 10192.2718 | 6359.5651 | 0 | 0 | 1.087e-05 | 0.00017749 | 0 | 0.00017749 | 0.00017749 | 0 | 0.00017749 | 0 | 1.2377e-06 | 2.713e-06 | 0 | 2.713e-06 | [17 empty] | 7.3.3.17.5 (Remote Grid) Updates to grid topology to minimize risk of ignition in HFTDs Remote GridWLDFREquipment / facility failureAggregated | WLDFR | HFTD - Distribution - Tier 2 - 3QU CoRE ¦ 1QU LoRE | Red Flag Warning - Destructive Fires | Equipment / facility failure | Aggregated | 2039 | 4.3689e-06 | 489.6273 | 0.0021391 | 2039 | Mitigation | 0.95 | 45 | 0 | esc | 0.00097009 | 4.2382e-09 | 0.00097009 | 4.2382e-09
[35 empty] | 7.3.3.17.6 Updates to grid topology to minimize risk of ignition in HFTDs Butte County Rebuild | WLDFR | HFTD - Distribution - Tier 2 - 5QU CoRE ¦ 1QU LoRE | 2069 | 0.038867 | 0 | 0 | 0 | 0 |  |  |  |  | 0 | 0 | 0 | 0 | 0 |  | 0 | 0 | 0 | Column23: 0; Column24: 0; Column25: 0; Column26: 0; Column27: 0; Column28: 0; Column29: 0.0018565; Column30: 0.01296; Column31: 0; Column32: 0.01296; Column33: 0.0005037 | WLDFR | HFTD - Distribution - Tier 3 - 4QU CoRE ¦ 2QU LoRE | Red Flag Warning - Catastrophic Fires | 2040 | 1.0544e-08 | 1.0544e-08 | 16832.3912 | 280.5544 | 10192.2718 | 6359.5651 | 0 | 0 | 1.087e-05 | 0.00017749 | 0 | 0.00017749 | 0.00017749 | 0 | 0.00017749 | 0 | 1.2377e-06 | 2.713e-06 | 0 | 2.713e-06 | [17 empty] | 7.3.3.17.5 (Remote Grid) Updates to grid topology to minimize risk of ignition in HFTDs Remote GridWLDFREquipment / facility failureAggregated | WLDFR | HFTD - Distribution - Tier 2 - 3QU CoRE ¦ 1QU LoRE | Red Flag Warning - Destructive Fires | Equipment / facility failure | Aggregated | 2040 | 4.3689e-06 | 489.6273 | 0.0021391 | 2040 | Mitigation | 0.95 | 45 | 0 | esc | 0.00097009 | 4.2382e-09 | 0.00097009 | 4.2382e-09
[35 empty] | 7.3.3.17.6 Updates to grid topology to minimize risk of ignition in HFTDs Butte County Rebuild | WLDFR | HFTD - Distribution - Tier 2 - 5QU CoRE ¦ 1QU LoRE | 2070 | 0.036324 | 0 | 0 | 0 | 0 |  |  |  |  | 0 | 0 | 0 | 0 | 0 |  | 0 | 0 | 0 | Column23: 0; Column24: 0; Column25: 0; Column26: 0; Column27: 0; Column28: 0; Column29: 0.0018565; Column30: 0.01296; Column31: 0; Column32: 0.01296; Column33: 0.00047075 | WLDFR | HFTD - Distribution - Tier 3 - 4QU CoRE ¦ 2QU LoRE | Red Flag Warning - Catastrophic Fires | 2041 | 1.0544e-08 | 1.0544e-08 | 16832.3912 | 280.5544 | 10192.2718 | 6359.5651 | 0 | 0 | 1.087e-05 | 0.00017749 | 0 | 0.00017749 | 0.00017749 | 0 | 0.00017749 | 0 | 1.2955e-06 | 2.8398e-06 | 0 | 2.8398e-06 | [17 empty] | 7.3.3.17.5 (Remote Grid) Updates to grid topology to minimize risk of ignition in HFTDs Remote GridWLDFREquipment / facility failureAggregated | WLDFR | HFTD - Distribution - Tier 2 - 3QU CoRE ¦ 1QU LoRE | Red Flag Warning - Destructive Fires | Equipment / facility failure | Aggregated | 2041 | 4.3689e-06 | 489.6273 | 0.0021391 | 2041 | Mitigation | 0.95 | 45 | 0 | esc | 0.00097009 | 4.2382e-09 | 0.00097009 | 4.2382e-09
[35 empty] | 7.3.3.17.6 Updates to grid topology to minimize risk of ignition in HFTDs Butte County Rebuild | WLDFR | HFTD - Distribution - Tier 2 - 5QU CoRE ¦ 1QU LoRE | 2071 | 0.033948 | 0 | 0 | 0 | 0 |  |  |  |  | 0 | 0 | 0 | 0 | 0 |  | 0 | 0 | 0 | Column23: 0; Column24: 0; Column25: 0; Column26: 0; Column27: 0; Column28: 0; Column29: 0.0018565; Column30: 0.01296; Column31: 0; Column32: 0.01296; Column33: 0.00043995 | WLDFR | HFTD - Distribution - Tier 3 - 4QU CoRE ¦ 2QU LoRE | Red Flag Warning - Catastrophic Fires | 2042 | 1.0544e-08 | 1.0544e-08 | 16832.3912 | 280.5544 | 10192.2718 | 6359.5651 | 0 | 0 | 1.087e-05 | 0.00017749 | 0 | 0.00017749 | 0.00017749 | 0 | 0.00017749 | 0 | 1.2955e-06 | 2.8398e-06 | 0 | 2.8398e-06 | [17 empty] | 7.3.3.17.5 (Remote Grid) Updates to grid topology to minimize risk of ignition in HFTDs Remote GridWLDFREquipment / facility failureAggregated | WLDFR | HFTD - Distribution - Tier 2 - 3QU CoRE ¦ 1QU LoRE | Red Flag Warning - Destructive Fires | Equipment / facility failure | Aggregated | 2042 | 4.3689e-06 | 489.6273 | 0.0021391 | 2042 | Mitigation | 0.95 | 45 | 0 | esc | 0.00097009 | 4.2382e-09 | 0.00097009 | 4.2382e-09
[35 empty] | 7.3.3.17.6 Updates to grid topology to minimize risk of ignition in HFTDs Butte County Rebuild | WLDFR | HFTD - Distribution - Tier 2 - 5QU CoRE ¦ 1QU LoRE | 2072 | 0.031727 | 0 | 0 | 0 | 0 |  |  |  |  | 0 | 0 | 0 | 0 | 0 |  | 0 | 0 | 0 | Column23: 0; Column24: 0; Column25: 0; Column26: 0; Column27: 0; Column28: 0; Column29: 0.0018565; Column30: 0.01296; Column31: 0; Column32: 0.01296; Column33: 0.00041117 | WLDFR | HFTD - Distribution - Tier 3 - 4QU CoRE ¦ 2QU LoRE | Red Flag Warning - Catastrophic Fires | 2043 | 1.0544e-08 | 1.0544e-08 | 17672.0852 | 299.42 | 10692.7362 | 6679.929 | 0 | 0 | 1.087e-05 | 0.00018634 | 0 | 0.00018634 | 0.00018634 | 0 | 0.00018634 | 0 | 1.2955e-06 | 2.8398e-06 | 0 | 2.8398e-06 | [17 empty] | 7.3.3.17.5 (Remote Grid) Updates to grid topology to minimize risk of ignition in HFTDs Remote GridWLDFREquipment / facility failureAggregated | WLDFR | HFTD - Distribution - Tier 2 - 3QU CoRE ¦ 1QU LoRE | Red Flag Warning - Destructive Fires | Equipment / facility failure | Aggregated | 2043 | 4.3689e-06 | 489.6273 | 0.0021391 | 2043 | Mitigation | 0.95 | 45 | 0 | esc | 0.00097009 | 4.2382e-09 | 0.00097009 | 4.2382e-09
[35 empty] | 7.3.3.17.6 Updates to grid topology to minimize risk of ignition in HFTDs Butte County Rebuild | WLDFR | HFTD - Distribution - Tier 2 - 5QU CoRE ¦ 1QU LoRE | 2073 | 0.029651 | 0 | 0 | 0 | 0 |  |  |  |  | 0 | 0 | 0 | 0 | 0 |  | 0 | 0 | 0 | Column23: 0; Column24: 0; Column25: 0; Column26: 0; Column27: 0; Column28: 0; Column29: 0.0018565; Column30: 0.013494; Column31: 0; Column32: 0.013494; Column33: 0.00040012 | WLDFR | HFTD - Distribution - Tier 3 - 4QU CoRE ¦ 2QU LoRE | Red Flag Warning - Catastrophic Fires | 2044 | 1.0544e-08 | 1.0544e-08 | 17672.0852 | 299.42 | 10692.7362 | 6679.929 | 0 | 0 | 1.087e-05 | 0.00018634 | 0 | 0.00018634 | 0.00018634 | 0 | 0.00018634 | 0 | 1.2955e-06 | 2.8398e-06 | 0 | 2.8398e-06 | [17 empty] | 7.3.3.17.5 (Remote Grid) Updates to grid topology to minimize risk of ignition in HFTDs Remote GridWLDFREquipment / facility failureAggregated | WLDFR | HFTD - Distribution - Tier 2 - 3QU CoRE ¦ 1QU LoRE | Red Flag Warning - Destructive Fires | Equipment / facility failure | Aggregated | 2044 | 4.3689e-06 | 489.6273 | 0.0021391 | 2044 | Mitigation | 0.95 | 45 | 0 | esc | 0.00097009 | 4.2382e-09 | 0.00097009 | 4.2382e-09
[35 empty] | 7.3.3.17.6 Updates to grid topology to minimize risk of ignition in HFTDs Butte County Rebuild | WLDFR | HFTD - Distribution - Tier 2 - 5QU CoRE ¦ 1QU LoRE | 2074 | 0.027711 | 0 | 0 | 0 | 0 |  |  |  |  | 0 | 0 | 0 | 0 | 0 |  | 0 | 0 | 0 | Column23: 0; Column24: 0; Column25: 0; Column26: 0; Column27: 0; Column28: 0; Column29: 0.0018565; Column30: 0.013494; Column31: 0; Column32: 0.013494; Column33: 0.00037395 | WLDFR | HFTD - Distribution - Tier 3 - 4QU CoRE ¦ 2QU LoRE | Red Flag Warning - Catastrophic Fires | 2045 | 1.0544e-08 | 1.0544e-08 | 17672.0852 | 299.42 | 10692.7362 | 6679.929 | 0 | 0 | 1.087e-05 | 0.00018634 | 0 | 0.00018634 | 0.00018634 | 0 | 0.00018634 | 0 | 1.2955e-06 | 2.8398e-06 | 0 | 2.8398e-06 | [17 empty] | 7.3.3.17.5 (Remote Grid) Updates to grid topology to minimize risk of ignition in HFTDs Remote GridWLDFREquipment / facility failureAggregated | WLDFR | HFTD - Distribution - Tier 2 - 3QU CoRE ¦ 1QU LoRE | Red Flag Warning - Destructive Fires | Equipment / facility failure | Aggregated | 2045 | 4.3689e-06 | 489.6273 | 0.0021391 | 2045 | Mitigation | 0.95 | 45 | 0 | esc | 0.00097009 | 4.2382e-09 | 0.00097009 | 4.2382e-09
[35 empty] | 7.3.3.17.6 Updates to grid topology to minimize risk of ignition in HFTDs Butte County Rebuild | WLDFR | HFTD - Distribution - Tier 2 - 5QU CoRE ¦ 1QU LoRE | 2075 | 0.025899 | 0 | 0 | 0 | 0 |  |  |  |  | 0 | 0 | 0 | 0 | 0 |  | 0 | 0 | 0 | Column23: 0; Column24: 0; Column25: 0; Column26: 0; Column27: 0; Column28: 0; Column29: 0.0018565; Column30: 0.013494; Column31: 0; Column32: 0.013494; Column33: 0.00034948 | WLDFR | HFTD - Distribution - Tier 3 - 4QU CoRE ¦ 2QU LoRE | Red Flag Warning - Catastrophic Fires | 2046 | 1.0544e-08 | 1.0544e-08 | 17672.0852 | 299.42 | 10692.7362 | 6679.929 | 0 | 0 | 1.087e-05 | 0.00018634 | 0 | 0.00018634 | 0.00018634 | 0 | 0.00018634 | 0 | 1.3541e-06 | 2.9682e-06 | 0 | 2.9682e-06 | [17 empty] | 7.3.3.17.5 (Remote Grid) Updates to grid topology to minimize risk of ignition in HFTDs Remote GridWLDFREquipment / facility failureAggregated | WLDFR | HFTD - Distribution - Tier 2 - 3QU CoRE ¦ 1QU LoRE | Red Flag Warning - Destructive Fires | Equipment / facility failure | Aggregated | 2046 | 4.3689e-06 | 489.6273 | 0.0021391 | 2046 | Mitigation | 0.95 | 45 | 0 | esc | 0.00097009 | 4.2382e-09 | 0.00097009 | 4.2382e-09
[35 empty] | 7.3.3.17.6 Updates to grid topology to minimize risk of ignition in HFTDs Butte County Rebuild | WLDFR | HFTD - Distribution - Tier 2 - 5QU CoRE ¦ 1QU LoRE | 2076 | 0.024204 | 0 | 0 | 0 | 0 |  |  |  |  | 0 | 0 | 0 | 0 | 0 |  | 0 | 0 | 0 | Column23: 0; Column24: 0; Column25: 0; Column26: 0; Column27: 0; Column28: 0; Column29: 0.0018565; Column30: 0.013494; Column31: 0; Column32: 0.013494; Column33: 0.00032662 | WLDFR | HFTD - Distribution - Tier 3 - 4QU CoRE ¦ 2QU LoRE | Red Flag Warning - Catastrophic Fires | 2047 | 1.0544e-08 | 1.0544e-08 | 17672.0852 | 299.42 | 10692.7362 | 6679.929 | 0 | 0 | 1.087e-05 | 0.00018634 | 0 | 0.00018634 | 0.00018634 | 0 | 0.00018634 | 0 | 1.3541e-06 | 2.9682e-06 | 0 | 2.9682e-06 | [17 empty] | 7.3.3.17.5 (Remote Grid) Updates to grid topology to minimize risk of ignition in HFTDs Remote GridWLDFREquipment / facility failureAggregated | WLDFR | HFTD - Distribution - Tier 2 - 3QU CoRE ¦ 1QU LoRE | Red Flag Warning - Destructive Fires | Equipment / facility failure | Aggregated | 2047 | 4.3689e-06 | 489.6273 | 0.0021391 | 2047 | Mitigation | 0.95 | 45 | 0 | esc | 0.00097009 | 4.2382e-09 | 0.00097009 | 4.2382e-09
[35 empty] | 7.3.3.17.6 Updates to grid topology to minimize risk of ignition in HFTDs Butte County Rebuild | WLDFR | HFTD - Distribution - Tier 2 - 5QU CoRE ¦ 1QU LoRE | 2077 | 0.022621 | 0 | 0 | 0 | 0 |  |  |  |  | 0 | 0 | 0 | 0 | 0 |  | 0 | 0 | 0 | Column23: 0; Column24: 0; Column25: 0; Column26: 0; Column27: 0; Column28: 0; Column29: 0.0018565; Column30: 0.013494; Column31: 0; Column32: 0.013494; Column33: 0.00030525 | WLDFR | HFTD - Distribution - Tier 3 - 4QU CoRE ¦ 2QU LoRE | Red Flag Warning - Catastrophic Fires | 2048 | 1.0544e-08 | 1.0544e-08 | 18552.3348 | 319.4911 | 11216.5626 | 7016.281 | 0 | 0 | 1.087e-05 | 0.00019562 | 0 | 0.00019562 | 0.00019562 | 0 | 0.00019562 | 0 | 1.3541e-06 | 2.9682e-06 | 0 | 2.9682e-06 | [17 empty] | 7.3.3.17.5 (Remote Grid) Updates to grid topology to minimize risk of ignition in HFTDs Remote GridWLDFREquipment / facility failureAggregated | WLDFR | HFTD - Distribution - Tier 2 - 3QU CoRE ¦ 1QU LoRE | Red Flag Warning - Destructive Fires | Equipment / facility failure | Aggregated | 2048 | 4.3689e-06 | 489.6273 | 0.0021391 | 2048 | Mitigation | 0.95 | 45 | 0 | esc | 0.00097009 | 4.2382e-09 | 0.00097009 | 4.2382e-09
[35 empty] | 7.3.3.17.6 Updates to grid topology to minimize risk of ignition in HFTDs Butte County Rebuild | WLDFR | HFTD - Distribution - Tier 2 - 5QU CoRE ¦ 2QU LoRE | 2023 | 0.87344 | 0 | 0 | 0 | 0 |  |  |  |  | 0 | 0 | 0 | 0 | 0 |  | 0 | 0 | 0 | Column23: 0; Column24: 0; Column25: 0; Column26: 0; Column27: 0; Column28: 0; Column29: 0.0010654; Column30: 0.0065784; Column31: 0; Column32: 0.0065784; Column33: 0.0057458 | WLDFR | HFTD - Distribution - Tier 3 - 4QU CoRE ¦ 2QU LoRE | Red Flag Warning - Catastrophic Fires | 2049 | 1.0544e-08 | 1.0544e-08 | 18552.3348 | 319.4911 | 11216.5626 | 7016.281 | 0 | 0 | 1.087e-05 | 0.00019562 | 0 | 0.00019562 | 0.00019562 | 0 | 0.00019562 | 0 | 0 | 2.9682e-06 | 0 | 2.9682e-06 | [17 empty] | 7.3.3.17.5 (Remote Grid) Updates to grid topology to minimize risk of ignition in HFTDs Remote GridWLDFREquipment / facility failureAggregated | WLDFR | HFTD - Distribution - Tier 2 - 3QU CoRE ¦ 1QU LoRE | Red Flag Warning - Destructive Fires | Equipment / facility failure | Aggregated | 2049 | 4.3689e-06 | 489.6273 | 0.0021391 | 2049 | Mitigation | 0.95 | 45 | 0 | esc | 0.00097009 | 4.2382e-09 | 0.00097009 | 4.2382e-09
[35 empty] | 7.3.3.17.6 Updates to grid topology to minimize risk of ignition in HFTDs Butte County Rebuild | WLDFR | HFTD - Distribution - Tier 2 - 5QU CoRE ¦ 2QU LoRE | 2024 | 0.8163 | 0 | 0 | 0 | 0 |  |  |  |  | 0 | 0 | 0 | 0 | 0 |  | 0 | 0 | 0 | Column23: 0; Column24: 0; Column25: 0; Column26: 0; Column27: 0; Column28: 0; Column29: 0.0010654; Column30: 0.0065784; Column31: 0; Column32: 0.0065784; Column33: 0.0053699 | WLDFR | HFTD - Distribution - Tier 3 - 4QU CoRE ¦ 2QU LoRE | Red Flag Warning - Catastrophic Fires | 2050 | 1.0544e-08 | 1.0544e-08 | 18552.3348 | 319.4911 | 11216.5626 | 7016.281 | 0 | 0 | 1.087e-05 | 0.00019562 | 0 | 0.00019562 | 0.00019562 | 0 | 0.00019562 | 0 | 0 | 0 | 0 | 0 | [17 empty] | 7.3.3.17.5 (Remote Grid) Updates to grid topology to minimize risk of ignition in HFTDs Remote GridWLDFREquipment / facility failureAggregated | WLDFR | HFTD - Distribution - Tier 2 - 3QU CoRE ¦ 1QU LoRE | Red Flag Warning - Destructive Fires | Equipment / facility failure | Aggregated | 2050 | 4.3689e-06 | 489.6273 | 0.0021391 | 2050 | Mitigation | 0.95 | 45 | 0 | esc | 0.00097009 | 4.2382e-09 | 0.00097009 | 4.2382e-09
[35 empty] | 7.3.3.17.6 Updates to grid topology to minimize risk of ignition in HFTDs Butte County Rebuild | WLDFR | HFTD - Distribution - Tier 2 - 5QU CoRE ¦ 2QU LoRE | 2025 | 0.7629 | 0 | 0 | 0 | 0 |  |  |  |  | 0 | 0 | 0 | 0 | 0 |  | 0 | 0 | 0 | Column23: 0; Column24: 0; Column25: 0; Column26: 0; Column27: 0; Column28: 0; Column29: 0.0010654; Column30: 0.0065784; Column31: 0; Column32: 0.0065784; Column33: 0.0050186 | WLDFR | HFTD - Distribution - Tier 3 - 4QU CoRE ¦ 2QU LoRE | Red Flag Warning - Catastrophic Fires | 2051 | 1.0544e-08 | 1.0544e-08 | 18552.3348 | 319.4911 | 11216.5626 | 7016.281 | 0 | 0 | 1.087e-05 | 0.00019562 | 0 | 0.00019562 | 0.00019562 | 0 | 0.00019562 | 0 | 0.0010875 | 0 | 0 | 0 | [17 empty] | 7.3.3.17.5 (Remote Grid) Updates to grid topology to minimize risk of ignition in HFTDs Remote GridWLDFREquipment / facility failureAggregated | WLDFR | HFTD - Distribution - Tier 2 - 3QU CoRE ¦ 1QU LoRE | Red Flag Warning - Destructive Fires | Equipment / facility failure | Aggregated | 2051 | 4.3689e-06 | 489.6273 | 0.0021391 | 2051 | Mitigation | 0.95 | 45 | 0 | esc | 0.00097009 | 4.2382e-09 | 0.00097009 | 4.2382e-09
[35 empty] | 7.3.3.17.6 Updates to grid topology to minimize risk of ignition in HFTDs Butte County Rebuild | WLDFR | HFTD - Distribution - Tier 2 - 5QU CoRE ¦ 2QU LoRE | 2026 | 0.71299 | 0 | 0 | 0 | 0 |  |  |  |  | 0 | 0 | 0 | 0 | 0 |  | 0 | 0 | 0 | Column23: 0; Column24: 0; Column25: 0; Column26: 0; Column27: 0; Column28: 0; Column29: 0.0010654; Column30: 0.0065784; Column31: 0; Column32: 0.0065784; Column33: 0.0046903 | WLDFR | HFTD - Distribution - Tier 3 - 4QU CoRE ¦ 2QU LoRE | Red Flag Warning - Catastrophic Fires | 2052 | 1.0544e-08 | 1.0544e-08 | 18552.3348 | 319.4911 | 11216.5626 | 7016.281 | 0 | 0 | 1.087e-05 | 0.00019562 | 0 | 0.00019562 | 0.00019562 | 0 | 0.00019562 | 0 | 0.0011274 | 0.0024713 | 0 | 0.0024713 | [17 empty] | 7.3.3.17.5 (Remote Grid) Updates to grid topology to minimize risk of ignition in HFTDs Remote GridWLDFREquipment / facility failureAggregated | WLDFR | HFTD - Distribution - Tier 2 - 3QU CoRE ¦ 1QU LoRE | Red Flag Warning - Destructive Fires | Equipment / facility failure | Aggregated | 2052 | 4.3689e-06 | 489.6273 | 0.0021391 | 2052 | Mitigation | 0.95 | 45 | 0 | esc | 0.00097009 | 4.2382e-09 | 0.00097009 | 4.2382e-09
[35 empty] | 7.3.3.17.6 Updates to grid topology to minimize risk of ignition in HFTDs Butte County Rebuild | WLDFR | HFTD - Distribution - Tier 2 - 5QU CoRE ¦ 2QU LoRE | 2027 | 0.66634 | 0 | 0 | 0 | 0 |  |  |  |  | 0 | 0 | 0 | 0 | 0 |  | 0 | 0 | 0 | Column23: 0; Column24: 0; Column25: 0; Column26: 0; Column27: 0; Column28: 0; Column29: 0.0010654; Column30: 0.0065784; Column31: 0; Column32: 0.0065784; Column33: 0.0043835 | WLDFR | HFTD - Distribution - Tier 3 - 4QU CoRE ¦ 2QU LoRE | Red Flag Warning - Catastrophic Fires | 2053 | 1.0544e-08 | 1.0544e-08 | 19462.1283 | 340.5356 | 11757.1413 | 7364.4514 | 0 | 0 | 1.087e-05 | 0.00020522 | 0 | 0.00020522 | 0.00020522 | 0 | 0.00020522 | 0 | 0.0011274 | 0.0024713 | 0 | 0.0024713 | [17 empty] | 7.3.3.17.5 (Remote Grid) Updates to grid topology to minimize risk of ignition in HFTDs Remote GridWLDFREquipment / facility failureAggregated | WLDFR | HFTD - Distribution - Tier 2 - 3QU CoRE ¦ 1QU LoRE | Red Flag Warning - Destructive Fires | Equipment / facility failure | Aggregated | 2053 | 4.3689e-06 | 489.6273 | 0.0021391 | 2053 | Mitigation | 0.95 | 45 | 0 | esc | 0.00097009 | 4.2382e-09 | 0.00097009 | 4.2382e-09
[35 empty] | 7.3.3.17.6 Updates to grid topology to minimize risk of ignition in HFTDs Butte County Rebuild | WLDFR | HFTD - Distribution - Tier 2 - 5QU CoRE ¦ 2QU LoRE | 2028 | 0.62275 | 0 | 0 | 0 | 0 |  |  |  |  | 0 | 0 | 0 | 0 | 0 |  | 0 | 0 | 0 | Column23: 0; Column24: 0; Column25: 0; Column26: 0; Column27: 0; Column28: 0; Column29: 0.0010654; Column30: 0.0068711; Column31: 0; Column32: 0.0068711; Column33: 0.004279 | WLDFR | HFTD - Distribution - Tier 3 - 4QU CoRE ¦ 2QU LoRE | Red Flag Warning - Catastrophic Fires | 2054 | 1.0544e-08 | 1.0544e-08 | 19462.1283 | 340.5356 | 11757.1413 | 7364.4514 | 0 | 0 | 1.087e-05 | 0.00020522 | 0 | 0.00020522 | 0.00020522 | 0 | 0.00020522 | 0 | 0.0011274 | 0.0024713 | 0 | 0.0024713 | [17 empty] | 7.3.3.17.5 (Remote Grid) Updates to grid topology to minimize risk of ignition in HFTDs Remote GridWLDFREquipment / facility failureAggregated | WLDFR | HFTD - Distribution - Tier 2 - 3QU CoRE ¦ 1QU LoRE | Red Flag Warning - Destructive Fires | Equipment / facility failure | Aggregated | 2054 | 4.3689e-06 | 489.6273 | 0.0021391 | 2054 | Mitigation | 0.95 | 45 | 0 | esc | 0.00097009 | 4.2382e-09 | 0.00097009 | 4.2382e-09
[35 empty] | 7.3.3.17.6 Updates to grid topology to minimize risk of ignition in HFTDs Butte County Rebuild | WLDFR | HFTD - Distribution - Tier 2 - 5QU CoRE ¦ 2QU LoRE | 2029 | 0.58201 | 0 | 0 | 0 | 0 |  |  |  |  | 0 | 0 | 0 | 0 | 0 |  | 0 | 0 | 0 | Column23: 0; Column24: 0; Column25: 0; Column26: 0; Column27: 0; Column28: 0; Column29: 0.0010654; Column30: 0.0068711; Column31: 0; Column32: 0.0068711; Column33: 0.0039991 | WLDFR | HFTD - Distribution - Tier 3 - 4QU CoRE ¦ 2QU LoRE | Red Flag Warning - Catastrophic Fires | 2055 | 1.0544e-08 | 1.0544e-08 | 19462.1283 | 340.5356 | 11757.1413 | 7364.4514 | 0 | 0 | 1.087e-05 | 0.00020522 | 0 | 0.00020522 | 0.00020522 | 0 | 0.00020522 | 0 | 0.0011274 | 0.0024713 | 0 | 0.0024713 | [17 empty] | 7.3.3.17.5 (Remote Grid) Updates to grid topology to minimize risk of ignition in HFTDs Remote GridWLDFREquipment / facility failureAggregated | WLDFR | HFTD - Distribution - Tier 2 - 3QU CoRE ¦ 1QU LoRE | Red Flag Warning - Destructive Fires | Equipment / facility failure | Aggregated | 2055 | 4.3689e-06 | 489.6273 | 0.0021391 | 2055 | Mitigation | 0.95 | 45 | 0 | esc | 0.00097009 | 4.2382e-09 | 0.00097009 | 4.2382e-09
[35 empty] | 7.3.3.17.6 Updates to grid topology to minimize risk of ignition in HFTDs Butte County Rebuild | WLDFR | HFTD - Distribution - Tier 2 - 5QU CoRE ¦ 2QU LoRE | 2030 | 0.54393 | 0 | 0 | 0 | 0 |  |  |  |  | 0 | 0 | 0 | 0 | 0 |  | 0 | 0 | 0 | Column23: 0; Column24: 0; Column25: 0; Column26: 0; Column27: 0; Column28: 0; Column29: 0.0010654; Column30: 0.0068711; Column31: 0; Column32: 0.0068711; Column33: 0.0037374 | WLDFR | HFTD - Distribution - Tier 3 - 4QU CoRE ¦ 2QU LoRE | Red Flag Warning - Catastrophic Fires | 2056 | 1.0544e-08 | 1.0544e-08 | 19462.1283 | 340.5356 | 11757.1413 | 7364.4514 | 0 | 0 | 1.087e-05 | 0.00020522 | 0 | 0.00020522 | 0.00020522 | 0 | 0.00020522 | 0 | 0.0011274 | 0.0024713 | 0 | 0.0024713 | [17 empty] | 7.3.3.17.5 (Remote Grid) Updates to grid topology to minimize risk of ignition in HFTDs Remote GridWLDFREquipment / facility failureAggregated | WLDFR | HFTD - Distribution - Tier 2 - 3QU CoRE ¦ 1QU LoRE | Red Flag Warning - Destructive Fires | Equipment / facility failure | Aggregated | 2056 | 4.3689e-06 | 489.6273 | 0.0021391 | 2056 | Mitigation | 0.95 | 45 | 0 | esc | 0.00097009 | 4.2382e-09 | 0.00097009 | 4.2382e-09
[35 empty] | 7.3.3.17.6 Updates to grid topology to minimize risk of ignition in HFTDs Butte County Rebuild | WLDFR | HFTD - Distribution - Tier 2 - 5QU CoRE ¦ 2QU LoRE | 2031 | 0.50835 | 0 | 0 | 0 | 0 |  |  |  |  | 0 | 0 | 0 | 0 | 0 |  | 0 | 0 | 0 | Column23: 0; Column24: 0; Column25: 0; Column26: 0; Column27: 0; Column28: 0; Column29: 0.0010654; Column30: 0.0068711; Column31: 0; Column32: 0.0068711; Column33: 0.0034929 | WLDFR | HFTD - Distribution - Tier 3 - 4QU CoRE ¦ 2QU LoRE | Red Flag Warning - Catastrophic Fires | 2057 | 1.0544e-08 | 1.0544e-08 | 19462.1283 | 340.5356 | 11757.1413 | 7364.4514 | 0 | 0 | 1.087e-05 | 0.00020522 | 0 | 0.00020522 | 0.00020522 | 0 | 0.00020522 | 0 | 0.0011776 | 0.0025814 | 0 | 0.0025814 | [17 empty] | 7.3.3.17.5 (Remote Grid) Updates to grid topology to minimize risk of ignition in HFTDs Remote GridWLDFREquipment / facility failureAggregated | WLDFR | HFTD - Distribution - Tier 2 - 3QU CoRE ¦ 1QU LoRE | Red Flag Warning - Destructive Fires | Equipment / facility failure | Aggregated | 2057 | 4.3689e-06 | 489.6273 | 0.0021391 | 2057 | Mitigation | 0.95 | 45 | 0 | esc | 0.00097009 | 4.2382e-09 | 0.00097009 | 4.2382e-09
[35 empty] | 7.3.3.17.6 Updates to grid topology to minimize risk of ignition in HFTDs Butte County Rebuild | WLDFR | HFTD - Distribution - Tier 2 - 5QU CoRE ¦ 2QU LoRE | 2032 | 0.47509 | 0 | 0 | 0 | 0 |  |  |  |  | 0 | 0 | 0 | 0 | 0 |  | 0 | 0 | 0 | Column23: 0; Column24: 0; Column25: 0; Column26: 0; Column27: 0; Column28: 0; Column29: 0.0010654; Column30: 0.0068711; Column31: 0; Column32: 0.0068711; Column33: 0.0032644 | WLDFR | HFTD - Distribution - Tier 3 - 4QU CoRE ¦ 2QU LoRE | Red Flag Warning - Catastrophic Fires | 2058 | 1.0544e-08 | 1.0544e-08 | 20390.4035 | 362.3049 | 12307.8747 | 7720.2238 | 0 | 0 | 1.087e-05 | 0.00021501 | 0 | 0.00021501 | 0.00021501 | 0 | 0.00021501 | 0 | 0.0011776 | 0.0025814 | 0 | 0.0025814 | [17 empty] | 7.3.3.17.5 (Remote Grid) Updates to grid topology to minimize risk of ignition in HFTDs Remote GridWLDFREquipment / facility failureAggregated | WLDFR | HFTD - Distribution - Tier 2 - 3QU CoRE ¦ 1QU LoRE | Red Flag Warning - Destructive Fires | Equipment / facility failure | Aggregated | 2058 | 4.3689e-06 | 489.6273 | 0.0021391 | 2058 | Mitigation | 0.95 | 45 | 0 | esc | 0.00097009 | 4.2382e-09 | 0.00097009 | 4.2382e-09
[35 empty] | 7.3.3.17.6 Updates to grid topology to minimize risk of ignition in HFTDs Butte County Rebuild | WLDFR | HFTD - Distribution - Tier 2 - 5QU CoRE ¦ 2QU LoRE | 2033 | 0.44401 | 0 | 0 | 0 | 0 |  |  |  |  | 0 | 0 | 0 | 0 | 0 |  | 0 | 0 | 0 | Column23: 0; Column24: 0; Column25: 0; Column26: 0; Column27: 0; Column28: 0; Column29: 0.0010654; Column30: 0.0071966; Column31: 0; Column32: 0.0071966; Column33: 0.0031954 | WLDFR | HFTD - Distribution - Tier 3 - 4QU CoRE ¦ 2QU LoRE | Red Flag Warning - Catastrophic Fires | 2059 | 1.0544e-08 | 1.0544e-08 | 20390.4035 | 362.3049 | 12307.8747 | 7720.2238 | 0 | 0 | 1.087e-05 | 0.00021501 | 0 | 0.00021501 | 0.00021501 | 0 | 0.00021501 | 0 | 0.0011776 | 0.0025814 | 0 | 0.0025814 | [17 empty] | 7.3.3.17.5 (Remote Grid) Updates to grid topology to minimize risk of ignition in HFTDs Remote GridWLDFREquipment / facility failureAggregated | WLDFR | HFTD - Distribution - Tier 2 - 3QU CoRE ¦ 1QU LoRE | Red Flag Warning - Destructive Fires | Equipment / facility failure | Aggregated | 2059 | 4.3689e-06 | 489.6273 | 0.0021391 | 2059 | Mitigation | 0.95 | 45 | 0 | esc | 0.00097009 | 4.2382e-09 | 0.00097009 | 4.2382e-09
[35 empty] | 7.3.3.17.6 Updates to grid topology to minimize risk of ignition in HFTDs Butte County Rebuild | WLDFR | HFTD - Distribution - Tier 2 - 5QU CoRE ¦ 2QU LoRE | 2034 | 0.41496 | 0 | 0 | 0 | 0 |  |  |  |  | 0 | 0 | 0 | 0 | 0 |  | 0 | 0 | 0 | Column23: 0; Column24: 0; Column25: 0; Column26: 0; Column27: 0; Column28: 0; Column29: 0.0010654; Column30: 0.0071966; Column31: 0; Column32: 0.0071966; Column33: 0.0029863 | WLDFR | HFTD - Distribution - Tier 3 - 4QU CoRE ¦ 2QU LoRE | Red Flag Warning - Catastrophic Fires | 2060 | 1.0544e-08 | 1.0544e-08 | 20390.4035 | 362.3049 | 12307.8747 | 7720.2238 | 0 | 0 | 1.087e-05 | 0.00021501 | 0 | 0.00021501 | 0.00021501 | 0 | 0.00021501 | 0 | 0.0011776 | 0.0025814 | 0 | 0.0025814 | [17 empty] | 7.3.3.17.5 (Remote Grid) Updates to grid topology to minimize risk of ignition in HFTDs Remote GridWLDFREquipment / facility failureAggregated | WLDFR | HFTD - Distribution - Tier 2 - 3QU CoRE ¦ 1QU LoRE | Red Flag Warning - Destructive Fires | Equipment / facility failure | Aggregated | 2060 | 4.3689e-06 | 489.6273 | 0.0021391 | 2060 | Mitigation | 0.95 | 45 | 0 | esc | 0.00097009 | 4.2382e-09 | 0.00097009 | 4.2382e-09
[35 empty] | 7.3.3.17.6 Updates to grid topology to minimize risk of ignition in HFTDs Butte County Rebuild | WLDFR | HFTD - Distribution - Tier 2 - 5QU CoRE ¦ 2QU LoRE | 2035 | 0.38782 | 0 | 0 | 0 | 0 |  |  |  |  | 0 | 0 | 0 | 0 | 0 |  | 0 | 0 | 0 | Column23: 0; Column24: 0; Column25: 0; Column26: 0; Column27: 0; Column28: 0; Column29: 0.0010654; Column30: 0.0071966; Column31: 0; Column32: 0.0071966; Column33: 0.0027909 | WLDFR | HFTD - Distribution - Tier 3 - 4QU CoRE ¦ 2QU LoRE | Red Flag Warning - Catastrophic Fires | 2061 | 1.0544e-08 | 1.0544e-08 | 20390.4035 | 362.3049 | 12307.8747 | 7720.2238 | 0 | 0 | 1.087e-05 | 0.00021501 | 0 | 0.00021501 | 0.00021501 | 0 | 0.00021501 | 0 | 0.0011776 | 0.0025814 | 0 | 0.0025814 | [17 empty] | 7.3.3.17.5 (Remote Grid) Updates to grid topology to minimize risk of ignition in HFTDs Remote GridWLDFREquipment / facility failureAggregated | WLDFR | HFTD - Distribution - Tier 2 - 3QU CoRE ¦ 1QU LoRE | Red Flag Warning - Destructive Fires | Equipment / facility failure | Aggregated | 2061 | 4.3689e-06 | 489.6273 | 0.0021391 | 2061 | Mitigation | 0.95 | 45 | 0 | esc | 0.00097009 | 4.2382e-09 | 0.00097009 | 4.2382e-09
[35 empty] | 7.3.3.17.6 Updates to grid topology to minimize risk of ignition in HFTDs Butte County Rebuild | WLDFR | HFTD - Distribution - Tier 2 - 5QU CoRE ¦ 2QU LoRE | 2036 | 0.36245 | 0 | 0 | 0 | 0 |  |  |  |  | 0 | 0 | 0 | 0 | 0 |  | 0 | 0 | 0 | Column23: 0; Column24: 0; Column25: 0; Column26: 0; Column27: 0; Column28: 0; Column29: 0.0010654; Column30: 0.0071966; Column31: 0; Column32: 0.0071966; Column33: 0.0026084 | WLDFR | HFTD - Distribution - Tier 3 - 4QU CoRE ¦ 2QU LoRE | Red Flag Warning - Catastrophic Fires | 2062 | 1.0544e-08 | 1.0544e-08 | 20390.4035 | 362.3049 | 12307.8747 | 7720.2238 | 0 | 0 | 1.087e-05 | 0.00021501 | 0 | 0.00021501 | 0.00021501 | 0 | 0.00021501 | 0 | 0.0012334 | 0.0027037 | 0 | 0.0027037 | [17 empty] | 7.3.3.17.5 (Remote Grid) Updates to grid topology to minimize risk of ignition in HFTDs Remote GridWLDFREquipment / facility failureAggregated | WLDFR | HFTD - Distribution - Tier 2 - 3QU CoRE ¦ 1QU LoRE | Red Flag Warning - Destructive Fires | Equipment / facility failure | Aggregated | 2062 | 4.3689e-06 | 489.6273 | 0.0021391 | 2062 | Mitigation | 0.95 | 45 | 0 | esc | 0.00097009 | 4.2382e-09 | 0.00097009 | 4.2382e-09
[35 empty] | 7.3.3.17.6 Updates to grid topology to minimize risk of ignition in HFTDs Butte County Rebuild | WLDFR | HFTD - Distribution - Tier 2 - 5QU CoRE ¦ 2QU LoRE | 2037 | 0.33873 | 0 | 0 | 0 | 0 |  |  |  |  | 0 | 0 | 0 | 0 | 0 |  | 0 | 0 | 0 | Column23: 0; Column24: 0; Column25: 0; Column26: 0; Column27: 0; Column28: 0; Column29: 0.0010654; Column30: 0.0071966; Column31: 0; Column32: 0.0071966; Column33: 0.0024377 | WLDFR | HFTD - Distribution - Tier 3 - 4QU CoRE ¦ 2QU LoRE | Red Flag Warning - Catastrophic Fires | 2063 | 1.0544e-08 | 1.0544e-08 | 21325.9188 | 384.5316 | 12862.0997 | 8079.2876 | 0 | 0 | 1.087e-05 | 0.00022487 | 0 | 0.00022487 | 0.00022487 | 0 | 0.00022487 | 0 | 0.0012334 | 0.0027037 | 0 | 0.0027037 | [17 empty] | 7.3.3.17.5 (Remote Grid) Updates to grid topology to minimize risk of ignition in HFTDs Remote GridWLDFREquipment / facility failureAggregated | WLDFR | HFTD - Distribution - Tier 2 - 3QU CoRE ¦ 1QU LoRE | Red Flag Warning - Destructive Fires | Equipment / facility failure | Aggregated | 2063 | 4.3689e-06 | 489.6273 | 0.0021391 | 2063 | Mitigation | 0.95 | 45 | 0 | esc | 0.00097009 | 4.2382e-09 | 0.00097009 | 4.2382e-09
[35 empty] | 7.3.3.17.6 Updates to grid topology to minimize risk of ignition in HFTDs Butte County Rebuild | WLDFR | HFTD - Distribution - Tier 2 - 5QU CoRE ¦ 2QU LoRE | 2038 | 0.31657 | 0 | 0 | 0 | 0 |  |  |  |  | 0 | 0 | 0 | 0 | 0 |  | 0 | 0 | 0 | Column23: 0; Column24: 0; Column25: 0; Column26: 0; Column27: 0; Column28: 0; Column29: 0.0010654; Column30: 0.0075499; Column31: 0; Column32: 0.0075499; Column33: 0.0023901 | WLDFR | HFTD - Distribution - Tier 3 - 4QU CoRE ¦ 2QU LoRE | Red Flag Warning - Catastrophic Fires | 2064 | 1.0544e-08 | 1.0544e-08 | 21325.9188 | 384.5316 | 12862.0997 | 8079.2876 | 0 | 0 | 1.087e-05 | 0.00022487 | 0 | 0.00022487 | 0.00022487 | 0 | 0.00022487 | 0 | 0.0012334 | 0.0027037 | 0 | 0.0027037 | [17 empty] | 7.3.3.17.5 (Remote Grid) Updates to grid topology to minimize risk of ignition in HFTDs Remote GridWLDFREquipment / facility failureAggregated | WLDFR | HFTD - Distribution - Tier 2 - 3QU CoRE ¦ 1QU LoRE | Red Flag Warning - Destructive Fires | Equipment / facility failure | Aggregated | 2064 | 4.3689e-06 | 489.6273 | 0.0021391 | 2064 | Mitigation | 0.95 | 45 | 0 | esc | 0.00097009 | 4.2382e-09 | 0.00097009 | 4.2382e-09
[35 empty] | 7.3.3.17.6 Updates to grid topology to minimize risk of ignition in HFTDs Butte County Rebuild | WLDFR | HFTD - Distribution - Tier 2 - 5QU CoRE ¦ 2QU LoRE | 2039 | 0.29586 | 0 | 0 | 0 | 0 |  |  |  |  | 0 | 0 | 0 | 0 | 0 |  | 0 | 0 | 0 | Column23: 0; Column24: 0; Column25: 0; Column26: 0; Column27: 0; Column28: 0; Column29: 0.0010654; Column30: 0.0075499; Column31: 0; Column32: 0.0075499; Column33: 0.0022337 | WLDFR | HFTD - Distribution - Tier 3 - 4QU CoRE ¦ 2QU LoRE | Red Flag Warning - Catastrophic Fires | 2065 | 1.0544e-08 | 1.0544e-08 | 21325.9188 | 384.5316 | 12862.0997 | 8079.2876 | 0 | 0 | 1.087e-05 | 0.00022487 | 0 | 0.00022487 | 0.00022487 | 0 | 0.00022487 | 0 | 0.0012334 | 0.0027037 | 0 | 0.0027037 | [17 empty] | 7.3.3.17.5 (Remote Grid) Updates to grid topology to minimize risk of ignition in HFTDs Remote GridWLDFREquipment / facility failureAggregated | WLDFR | HFTD - Distribution - Tier 2 - 3QU CoRE ¦ 1QU LoRE | Red Flag Warning - Destructive Fires | Equipment / facility failure | Aggregated | 2065 | 4.3689e-06 | 489.6273 | 0.0021391 | 2065 | Mitigation | 0.95 | 45 | 0 | esc | 0.00097009 | 4.2382e-09 | 0.00097009 | 4.2382e-09
[35 empty] | 7.3.3.17.6 Updates to grid topology to minimize risk of ignition in HFTDs Butte County Rebuild | WLDFR | HFTD - Distribution - Tier 2 - 5QU CoRE ¦ 2QU LoRE | 2040 | 0.27651 | 0 | 0 | 0 | 0 |  |  |  |  | 0 | 0 | 0 | 0 | 0 |  | 0 | 0 | 0 | Column23: 0; Column24: 0; Column25: 0; Column26: 0; Column27: 0; Column28: 0; Column29: 0.0010654; Column30: 0.0075499; Column31: 0; Column32: 0.0075499; Column33: 0.0020876 | WLDFR | HFTD - Distribution - Tier 3 - 4QU CoRE ¦ 2QU LoRE | Red Flag Warning - Catastrophic Fires | 2066 | 1.0544e-08 | 1.0544e-08 | 21325.9188 | 384.5316 | 12862.0997 | 8079.2876 | 0 | 0 | 1.087e-05 | 0.00022487 | 0 | 0.00022487 | 0.00022487 | 0 | 0.00022487 | 0 | 0.0012334 | 0.0027037 | 0 | 0.0027037 | [17 empty] | 7.3.3.17.5 (Remote Grid) Updates to grid topology to minimize risk of ignition in HFTDs Remote GridWLDFREquipment / facility failureAggregated | WLDFR | HFTD - Distribution - Tier 2 - 3QU CoRE ¦ 1QU LoRE | Red Flag Warning - Destructive Fires | Equipment / facility failure | Aggregated | 2066 | 4.3689e-06 | 489.6273 | 0.0021391 | 2066 | Mitigation | 0.95 | 45 | 0 | esc | 0.00097009 | 4.2382e-09 | 0.00097009 | 4.2382e-09
[35 empty] | 7.3.3.17.6 Updates to grid topology to minimize risk of ignition in HFTDs Butte County Rebuild | WLDFR | HFTD - Distribution - Tier 2 - 5QU CoRE ¦ 2QU LoRE | 2041 | 0.25842 | 0 | 0 | 0 | 0 |  |  |  |  | 0 | 0 | 0 | 0 | 0 |  | 0 | 0 | 0 | Column23: 0; Column24: 0; Column25: 0; Column26: 0; Column27: 0; Column28: 0; Column29: 0.0010654; Column30: 0.0075499; Column31: 0; Column32: 0.0075499; Column33: 0.001951 | WLDFR | HFTD - Distribution - Tier 3 - 4QU CoRE ¦ 2QU LoRE | Red Flag Warning - Catastrophic Fires | 2067 | 0 | 1.0544e-08 | 21325.9188 | 384.5316 | 12862.0997 | 8079.2876 | 0 | 0 | 1.087e-05 | 0 | 0 | 0 | 0.00022487 | 0 | 0.00022487 | 0 | 0.001294 | 0.0028366 | 0 | 0.0028366 | [17 empty] | 7.3.3.17.5 (Remote Grid) Updates to grid topology to minimize risk of ignition in HFTDs Remote GridWLDFREquipment / facility failureAggregated | WLDFR | HFTD - Distribution - Tier 2 - 3QU CoRE ¦ 1QU LoRE | Red Flag Warning - Destructive Fires | Equipment / facility failure | Aggregated | 2067 | 4.3689e-06 | 489.6273 | 0.0021391 | 2067 | Mitigation | 0.95 | 45 | 0 | esc | 0 | 0 | 0.00097009 | 4.2382e-09
[35 empty] | 7.3.3.17.6 Updates to grid topology to minimize risk of ignition in HFTDs Butte County Rebuild | WLDFR | HFTD - Distribution - Tier 2 - 5QU CoRE ¦ 2QU LoRE | 2042 | 0.24151 | 0 | 0 | 0 | 0 |  |  |  |  | 0 | 0 | 0 | 0 | 0 |  | 0 | 0 | 0 | Column23: 0; Column24: 0; Column25: 0; Column26: 0; Column27: 0; Column28: 0; Column29: 0.0010654; Column30: 0.0075499; Column31: 0; Column32: 0.0075499; Column33: 0.0018234 | WLDFR | HFTD - Distribution - Tier 3 - 4QU CoRE ¦ 2QU LoRE | Red Flag Warning - Destructive Fires | 2022 | 1.6281e-09 | 0 | 8807.9522 | 222.2294 | 8585.7228 | 0 | 0 | 0 | 1.6783e-06 | 1.4341e-05 | 0 | 1.4341e-05 | 0 | 0 | 0 | 0 | 0.001294 | 0.0028366 | 0 | 0.0028366 | [17 empty] | 7.3.3.17.5 (Remote Grid) Updates to grid topology to minimize risk of ignition in HFTDs Remote GridWLDFRVegetation ContactAggregated | WLDFR | HFTD - Distribution - Tier 2 - 3QU CoRE ¦ 1QU LoRE | Red Flag Warning - Destructive Fires | Vegetation Contact | Aggregated | 2022 | 4.9854e-06 | 489.6273 | 0.002441 | 2022 | Mitigation | 0.95 | 45 | 0 | esc | 0.00097009 | 4.8363e-09 | 0 | 0
[35 empty] | 7.3.3.17.6 Updates to grid topology to minimize risk of ignition in HFTDs Butte County Rebuild | WLDFR | HFTD - Distribution - Tier 2 - 5QU CoRE ¦ 2QU LoRE | 2043 | 0.22571 | 0 | 0 | 0 | 0 |  |  |  |  | 0 | 0 | 0 | 0 | 0 |  | 0 | 0 | 0 | Column23: 0; Column24: 0; Column25: 0; Column26: 0; Column27: 0; Column28: 0; Column29: 0.0010654; Column30: 0.0079264; Column31: 0; Column32: 0.0079264; Column33: 0.0017891 | WLDFR | HFTD - Distribution - Tier 3 - 4QU CoRE ¦ 2QU LoRE | Red Flag Warning - Destructive Fires | 2023 | 1.6281e-09 | 1.6281e-09 | 9129.7461 | 233.2301 | 8896.516 | 0 | 0 | 0 | 1.6783e-06 | 1.4864e-05 | 0 | 1.4864e-05 | 1.4864e-05 | 0 | 1.4864e-05 | 0 | 0.001294 | 0.0028366 | 0 | 0.0028366 | [17 empty] | 7.3.3.17.5 (Remote Grid) Updates to grid topology to minimize risk of ignition in HFTDs Remote GridWLDFRVegetation ContactAggregated | WLDFR | HFTD - Distribution - Tier 2 - 3QU CoRE ¦ 1QU LoRE | Red Flag Warning - Destructive Fires | Vegetation Contact | Aggregated | 2023 | 4.9854e-06 | 489.6273 | 0.002441 | 2023 | Mitigation | 0.95 | 45 | 0 | esc | 0.00097009 | 4.8363e-09 | 0.00097009 | 4.8363e-09
[35 empty] | 7.3.3.17.6 Updates to grid topology to minimize risk of ignition in HFTDs Butte County Rebuild | WLDFR | HFTD - Distribution - Tier 2 - 5QU CoRE ¦ 2QU LoRE | 2044 | 0.21095 | 0 | 0 | 0 | 0 |  |  |  |  | 0 | 0 | 0 | 0 | 0 |  | 0 | 0 | 0 | Column23: 0; Column24: 0; Column25: 0; Column26: 0; Column27: 0; Column28: 0; Column29: 0.0010654; Column30: 0.0079264; Column31: 0; Column32: 0.0079264; Column33: 0.001672 | WLDFR | HFTD - Distribution - Tier 3 - 4QU CoRE ¦ 2QU LoRE | Red Flag Warning - Destructive Fires | 2024 | 1.6281e-09 | 1.6281e-09 | 9129.7461 | 233.2301 | 8896.516 | 0 | 0 | 0 | 1.6783e-06 | 1.4864e-05 | 0 | 1.4864e-05 | 1.4864e-05 | 0 | 1.4864e-05 | 0 | 0.001294 | 0.0028366 | 0 | 0.0028366 | [17 empty] | 7.3.3.17.5 (Remote Grid) Updates to grid topology to minimize risk of ignition in HFTDs Remote GridWLDFRVegetation ContactAggregated | WLDFR | HFTD - Distribution - Tier 2 - 3QU CoRE ¦ 1QU LoRE | Red Flag Warning - Destructive Fires | Vegetation Contact | Aggregated | 2024 | 4.9854e-06 | 489.6273 | 0.002441 | 2024 | Mitigation | 0.95 | 45 | 0 | esc | 0.00097009 | 4.8363e-09 | 0.00097009 | 4.8363e-09
[35 empty] | 7.3.3.17.6 Updates to grid topology to minimize risk of ignition in HFTDs Butte County Rebuild | WLDFR | HFTD - Distribution - Tier 2 - 5QU CoRE ¦ 2QU LoRE | 2045 | 0.19715 | 0 | 0 | 0 | 0 |  |  |  |  | 0 | 0 | 0 | 0 | 0 |  | 0 | 0 | 0 | Column23: 0; Column24: 0; Column25: 0; Column26: 0; Column27: 0; Column28: 0; Column29: 0.0010654; Column30: 0.0079264; Column31: 0; Column32: 0.0079264; Column33: 0.0015627 | WLDFR | HFTD - Distribution - Tier 3 - 4QU CoRE ¦ 2QU LoRE | Red Flag Warning - Destructive Fires | 2025 | 1.6281e-09 | 1.6281e-09 | 9129.7461 | 233.2301 | 8896.516 | 0 | 0 | 0 | 1.6783e-06 | 1.4864e-05 | 0 | 1.4864e-05 | 1.4864e-05 | 0 | 1.4864e-05 | 0 | 0.001294 | 0.0028366 | 0 | 0.0028366 | [17 empty] | 7.3.3.17.5 (Remote Grid) Updates to grid topology to minimize risk of ignition in HFTDs Remote GridWLDFRVegetation ContactAggregated | WLDFR | HFTD - Distribution - Tier 2 - 3QU CoRE ¦ 1QU LoRE | Red Flag Warning - Destructive Fires | Vegetation Contact | Aggregated | 2025 | 4.9854e-06 | 489.6273 | 0.002441 | 2025 | Mitigation | 0.95 | 45 | 0 | esc | 0.00097009 | 4.8363e-09 | 0.00097009 | 4.8363e-09
[35 empty] | 7.3.3.17.6 Updates to grid topology to minimize risk of ignition in HFTDs Butte County Rebuild | WLDFR | HFTD - Distribution - Tier 2 - 5QU CoRE ¦ 2QU LoRE | 2046 | 0.18425 | 0 | 0 | 0 | 0 |  |  |  |  | 0 | 0 | 0 | 0 | 0 |  | 0 | 0 | 0 | Column23: 0; Column24: 0; Column25: 0; Column26: 0; Column27: 0; Column28: 0; Column29: 0.0010654; Column30: 0.0079264; Column31: 0; Column32: 0.0079264; Column33: 0.0014604 | WLDFR | HFTD - Distribution - Tier 3 - 4QU CoRE ¦ 2QU LoRE | Red Flag Warning - Destructive Fires | 2026 | 1.6281e-09 | 1.6281e-09 | 9129.7461 | 233.2301 | 8896.516 | 0 | 0 | 0 | 1.6783e-06 | 1.4864e-05 | 0 | 1.4864e-05 | 1.4864e-05 | 0 | 1.4864e-05 | 0 | 0.0013586 | 0.0029781 | 0 | 0.0029781 | [17 empty] | 7.3.3.17.5 (Remote Grid) Updates to grid topology to minimize risk of ignition in HFTDs Remote GridWLDFRVegetation ContactAggregated | WLDFR | HFTD - Distribution - Tier 2 - 3QU CoRE ¦ 1QU LoRE | Red Flag Warning - Destructive Fires | Vegetation Contact | Aggregated | 2026 | 4.9854e-06 | 489.6273 | 0.002441 | 2026 | Mitigation | 0.95 | 45 | 0 | esc | 0.00097009 | 4.8363e-09 | 0.00097009 | 4.8363e-09
[35 empty] | 7.3.3.17.6 Updates to grid topology to minimize risk of ignition in HFTDs Butte County Rebuild | WLDFR | HFTD - Distribution - Tier 2 - 5QU CoRE ¦ 2QU LoRE | 2047 | 0.1722 | 0 | 0 | 0 | 0 |  |  |  |  | 0 | 0 | 0 | 0 | 0 |  | 0 | 0 | 0 | Column23: 0; Column24: 0; Column25: 0; Column26: 0; Column27: 0; Column28: 0; Column29: 0.0010654; Column30: 0.0079264; Column31: 0; Column32: 0.0079264; Column33: 0.0013649 | WLDFR | HFTD - Distribution - Tier 3 - 4QU CoRE ¦ 2QU LoRE | Red Flag Warning - Destructive Fires | 2027 | 1.6281e-09 | 1.6281e-09 | 9129.7461 | 233.2301 | 8896.516 | 0 | 0 | 0 | 1.6783e-06 | 1.4864e-05 | 0 | 1.4864e-05 | 1.4864e-05 | 0 | 1.4864e-05 | 0 | 0.0013586 | 0.0029781 | 0 | 0.0029781 | [17 empty] | 7.3.3.17.5 (Remote Grid) Updates to grid topology to minimize risk of ignition in HFTDs Remote GridWLDFRVegetation ContactAggregated | WLDFR | HFTD - Distribution - Tier 2 - 3QU CoRE ¦ 1QU LoRE | Red Flag Warning - Destructive Fires | Vegetation Contact | Aggregated | 2027 | 4.9854e-06 | 489.6273 | 0.002441 | 2027 | Mitigation | 0.95 | 45 | 0 | esc | 0.00097009 | 4.8363e-09 | 0.00097009 | 4.8363e-09
[35 empty] | 7.3.3.17.6 Updates to grid topology to minimize risk of ignition in HFTDs Butte County Rebuild | WLDFR | HFTD - Distribution - Tier 2 - 5QU CoRE ¦ 2QU LoRE | 2048 | 0.16093 | 0 | 0 | 0 | 0 |  |  |  |  | 0 | 0 | 0 | 0 | 0 |  | 0 | 0 | 0 | Column23: 0; Column24: 0; Column25: 0; Column26: 0; Column27: 0; Column28: 0; Column29: 0.0010654; Column30: 0.0083212; Column31: 0; Column32: 0.0083212; Column33: 0.0013391 | WLDFR | HFTD - Distribution - Tier 3 - 4QU CoRE ¦ 2QU LoRE | Red Flag Warning - Destructive Fires | 2028 | 1.6281e-09 | 1.6281e-09 | 9534.9221 | 247.273 | 9287.6491 | 0 | 0 | 0 | 1.6783e-06 | 1.5524e-05 | 0 | 1.5524e-05 | 1.5524e-05 | 0 | 1.5524e-05 | 0 | 0.0013586 | 0.0029781 | 0 | 0.0029781 | [17 empty] | 7.3.3.17.5 (Remote Grid) Updates to grid topology to minimize risk of ignition in HFTDs Remote GridWLDFRVegetation ContactAggregated | WLDFR | HFTD - Distribution - Tier 2 - 3QU CoRE ¦ 1QU LoRE | Red Flag Warning - Destructive Fires | Vegetation Contact | Aggregated | 2028 | 4.9854e-06 | 489.6273 | 0.002441 | 2028 | Mitigation | 0.95 | 45 | 0 | esc | 0.00097009 | 4.8363e-09 | 0.00097009 | 4.8363e-09
[35 empty] | 7.3.3.17.6 Updates to grid topology to minimize risk of ignition in HFTDs Butte County Rebuild | WLDFR | HFTD - Distribution - Tier 2 - 5QU CoRE ¦ 2QU LoRE | 2049 | 0.1504 | 0 | 0 | 0 | 0 |  |  |  |  | 0 | 0 | 0 | 0 | 0 |  | 0 | 0 | 0 | Column23: 0; Column24: 0; Column25: 0; Column26: 0; Column27: 0; Column28: 0; Column29: 0.0010654; Column30: 0.0083212; Column31: 0; Column32: 0.0083212; Column33: 0.0012515 | WLDFR | HFTD - Distribution - Tier 3 - 4QU CoRE ¦ 2QU LoRE | Red Flag Warning - Destructive Fires | 2029 | 1.6281e-09 | 1.6281e-09 | 9534.9221 | 247.273 | 9287.6491 | 0 | 0 | 0 | 1.6783e-06 | 1.5524e-05 | 0 | 1.5524e-05 | 1.5524e-05 | 0 | 1.5524e-05 | 0 | 0.0013586 | 0.0029781 | 0 | 0.0029781 | [17 empty] | 7.3.3.17.5 (Remote Grid) Updates to grid topology to minimize risk of ignition in HFTDs Remote GridWLDFRVegetation ContactAggregated | WLDFR | HFTD - Distribution - Tier 2 - 3QU CoRE ¦ 1QU LoRE | Red Flag Warning - Destructive Fires | Vegetation Contact | Aggregated | 2029 | 4.9854e-06 | 489.6273 | 0.002441 | 2029 | Mitigation | 0.95 | 45 | 0 | esc | 0.00097009 | 4.8363e-09 | 0.00097009 | 4.8363e-09
[35 empty] | 7.3.3.17.6 Updates to grid topology to minimize risk of ignition in HFTDs Butte County Rebuild | WLDFR | HFTD - Distribution - Tier 2 - 5QU CoRE ¦ 2QU LoRE | 2050 | 0.14056 | 0 | 0 | 0 | 0 |  |  |  |  | 0 | 0 | 0 | 0 | 0 |  | 0 | 0 | 0 | Column23: 0; Column24: 0; Column25: 0; Column26: 0; Column27: 0; Column28: 0; Column29: 0.0010654; Column30: 0.0083212; Column31: 0; Column32: 0.0083212; Column33: 0.0011696 | WLDFR | HFTD - Distribution - Tier 3 - 4QU CoRE ¦ 2QU LoRE | Red Flag Warning - Destructive Fires | 2030 | 1.6281e-09 | 1.6281e-09 | 9534.9221 | 247.273 | 9287.6491 | 0 | 0 | 0 | 1.6783e-06 | 1.5524e-05 | 0 | 1.5524e-05 | 1.5524e-05 | 0 | 1.5524e-05 | 0 | 0.0013586 | 0.0029781 | 0 | 0.0029781 | [17 empty] | 7.3.3.17.5 (Remote Grid) Updates to grid topology to minimize risk of ignition in HFTDs Remote GridWLDFRVegetation ContactAggregated | WLDFR | HFTD - Distribution - Tier 2 - 3QU CoRE ¦ 1QU LoRE | Red Flag Warning - Destructive Fires | Vegetation Contact | Aggregated | 2030 | 4.9854e-06 | 489.6273 | 0.002441 | 2030 | Mitigation | 0.95 | 45 | 0 | esc | 0.00097009 | 4.8363e-09 | 0.00097009 | 4.8363e-09
[35 empty] | 7.3.3.17.6 Updates to grid topology to minimize risk of ignition in HFTDs Butte County Rebuild | WLDFR | HFTD - Distribution - Tier 2 - 5QU CoRE ¦ 2QU LoRE | 2051 | 0.13137 | 0 | 0 | 0 | 0 |  |  |  |  | 0 | 0 | 0 | 0 | 0 |  | 0 | 0 | 0 | Column23: 0; Column24: 0; Column25: 0; Column26: 0; Column27: 0; Column28: 0; Column29: 0.0010654; Column30: 0.0083212; Column31: 0; Column32: 0.0083212; Column33: 0.0010931 | WLDFR | HFTD - Distribution - Tier 3 - 4QU CoRE ¦ 2QU LoRE | Red Flag Warning - Destructive Fires | 2031 | 1.6281e-09 | 1.6281e-09 | 9534.9221 | 247.273 | 9287.6491 | 0 | 0 | 0 | 1.6783e-06 | 1.5524e-05 | 0 | 1.5524e-05 | 1.5524e-05 | 0 | 1.5524e-05 | 0 | 0.0014263 | 0.0031264 | 0 | 0.0031264 | [17 empty] | 7.3.3.17.5 (Remote Grid) Updates to grid topology to minimize risk of ignition in HFTDs Remote GridWLDFRVegetation ContactAggregated | WLDFR | HFTD - Distribution - Tier 2 - 3QU CoRE ¦ 1QU LoRE | Red Flag Warning - Destructive Fires | Vegetation Contact | Aggregated | 2031 | 4.9854e-06 | 489.6273 | 0.002441 | 2031 | Mitigation | 0.95 | 45 | 0 | esc | 0.00097009 | 4.8363e-09 | 0.00097009 | 4.8363e-09
[35 empty] | 7.3.3.17.6 Updates to grid topology to minimize risk of ignition in HFTDs Butte County Rebuild | WLDFR | HFTD - Distribution - Tier 2 - 5QU CoRE ¦ 2QU LoRE | 2052 | 0.12277 | 0 | 0 | 0 | 0 |  |  |  |  | 0 | 0 | 0 | 0 | 0 |  | 0 | 0 | 0 | Column23: 0; Column24: 0; Column25: 0; Column26: 0; Column27: 0; Column28: 0; Column29: 0.0010654; Column30: 0.0083212; Column31: 0; Column32: 0.0083212; Column33: 0.0010216 | WLDFR | HFTD - Distribution - Tier 3 - 4QU CoRE ¦ 2QU LoRE | Red Flag Warning - Destructive Fires | 2032 | 1.6281e-09 | 1.6281e-09 | 9534.9221 | 247.273 | 9287.6491 | 0 | 0 | 0 | 1.6783e-06 | 1.5524e-05 | 0 | 1.5524e-05 | 1.5524e-05 | 0 | 1.5524e-05 | 0 | 0.0014263 | 0.0031264 | 0 | 0.0031264 | [17 empty] | 7.3.3.17.5 (Remote Grid) Updates to grid topology to minimize risk of ignition in HFTDs Remote GridWLDFRVegetation ContactAggregated | WLDFR | HFTD - Distribution - Tier 2 - 3QU CoRE ¦ 1QU LoRE | Red Flag Warning - Destructive Fires | Vegetation Contact | Aggregated | 2032 | 4.9854e-06 | 489.6273 | 0.002441 | 2032 | Mitigation | 0.95 | 45 | 0 | esc | 0.00097009 | 4.8363e-09 | 0.00097009 | 4.8363e-09
[35 empty] | 7.3.3.17.6 Updates to grid topology to minimize risk of ignition in HFTDs Butte County Rebuild | WLDFR | HFTD - Distribution - Tier 2 - 5QU CoRE ¦ 2QU LoRE | 2053 | 0.11474 | 0 | 0 | 0 | 0 |  |  |  |  | 0 | 0 | 0 | 0 | 0 |  | 0 | 0 | 0 | Column23: 0; Column24: 0; Column25: 0; Column26: 0; Column27: 0; Column28: 0; Column29: 0.0010654; Column30: 0.0087293; Column31: 0; Column32: 0.0087293; Column33: 0.0010016 | WLDFR | HFTD - Distribution - Tier 3 - 4QU CoRE ¦ 2QU LoRE | Red Flag Warning - Destructive Fires | 2033 | 1.6281e-09 | 1.6281e-09 | 9984.8474 | 263.1074 | 9721.74 | 0 | 0 | 0 | 1.6783e-06 | 1.6257e-05 | 0 | 1.6257e-05 | 1.6257e-05 | 0 | 1.6257e-05 | 0 | 0.0014263 | 0.0031264 | 0 | 0.0031264 | [17 empty] | 7.3.3.17.5 (Remote Grid) Updates to grid topology to minimize risk of ignition in HFTDs Remote GridWLDFRVegetation ContactAggregated | WLDFR | HFTD - Distribution - Tier 2 - 3QU CoRE ¦ 1QU LoRE | Red Flag Warning - Destructive Fires | Vegetation Contact | Aggregated | 2033 | 4.9854e-06 | 489.6273 | 0.002441 | 2033 | Mitigation | 0.95 | 45 | 0 | esc | 0.00097009 | 4.8363e-09 | 0.00097009 | 4.8363e-09
[35 empty] | 7.3.3.17.6 Updates to grid topology to minimize risk of ignition in HFTDs Butte County Rebuild | WLDFR | HFTD - Distribution - Tier 2 - 5QU CoRE ¦ 2QU LoRE | 2054 | 0.10723 | 0 | 0 | 0 | 0 |  |  |  |  | 0 | 0 | 0 | 0 | 0 |  | 0 | 0 | 0 | Column23: 0; Column24: 0; Column25: 0; Column26: 0; Column27: 0; Column28: 0; Column29: 0.0010654; Column30: 0.0087293; Column31: 0; Column32: 0.0087293; Column33: 0.00093609 | WLDFR | HFTD - Distribution - Tier 3 - 4QU CoRE ¦ 2QU LoRE | Red Flag Warning - Destructive Fires | 2034 | 1.6281e-09 | 1.6281e-09 | 9984.8474 | 263.1074 | 9721.74 | 0 | 0 | 0 | 1.6783e-06 | 1.6257e-05 | 0 | 1.6257e-05 | 1.6257e-05 | 0 | 1.6257e-05 | 0 | 0.0014263 | 0.0031264 | 0 | 0.0031264 | [17 empty] | 7.3.3.17.5 (Remote Grid) Updates to grid topology to minimize risk of ignition in HFTDs Remote GridWLDFRVegetation ContactAggregated | WLDFR | HFTD - Distribution - Tier 2 - 3QU CoRE ¦ 1QU LoRE | Red Flag Warning - Destructive Fires | Vegetation Contact | Aggregated | 2034 | 4.9854e-06 | 489.6273 | 0.002441 | 2034 | Mitigation | 0.95 | 45 | 0 | esc | 0.00097009 | 4.8363e-09 | 0.00097009 | 4.8363e-09
[35 empty] | 7.3.3.17.6 Updates to grid topology to minimize risk of ignition in HFTDs Butte County Rebuild | WLDFR | HFTD - Distribution - Tier 2 - 5QU CoRE ¦ 2QU LoRE | 2055 | 0.10022 | 0 | 0 | 0 | 0 |  |  |  |  | 0 | 0 | 0 | 0 | 0 |  | 0 | 0 | 0 | Column23: 0; Column24: 0; Column25: 0; Column26: 0; Column27: 0; Column28: 0; Column29: 0.0010654; Column30: 0.0087293; Column31: 0; Column32: 0.0087293; Column33: 0.00087485 | WLDFR | HFTD - Distribution - Tier 3 - 4QU CoRE ¦ 2QU LoRE | Red Flag Warning - Destructive Fires | 2035 | 1.6281e-09 | 1.6281e-09 | 9984.8474 | 263.1074 | 9721.74 | 0 | 0 | 0 | 1.6783e-06 | 1.6257e-05 | 0 | 1.6257e-05 | 1.6257e-05 | 0 | 1.6257e-05 | 0 | 0.0014263 | 0.0031264 | 0 | 0.0031264 | [17 empty] | 7.3.3.17.5 (Remote Grid) Updates to grid topology to minimize risk of ignition in HFTDs Remote GridWLDFRVegetation ContactAggregated | WLDFR | HFTD - Distribution - Tier 2 - 3QU CoRE ¦ 1QU LoRE | Red Flag Warning - Destructive Fires | Vegetation Contact | Aggregated | 2035 | 4.9854e-06 | 489.6273 | 0.002441 | 2035 | Mitigation | 0.95 | 45 | 0 | esc | 0.00097009 | 4.8363e-09 | 0.00097009 | 4.8363e-09
[35 empty] | 7.3.3.17.6 Updates to grid topology to minimize risk of ignition in HFTDs Butte County Rebuild | WLDFR | HFTD - Distribution - Tier 2 - 5QU CoRE ¦ 2QU LoRE | 2056 | 0.093663 | 0 | 0 | 0 | 0 |  |  |  |  | 0 | 0 | 0 | 0 | 0 |  | 0 | 0 | 0 | Column23: 0; Column24: 0; Column25: 0; Column26: 0; Column27: 0; Column28: 0; Column29: 0.0010654; Column30: 0.0087293; Column31: 0; Column32: 0.0087293; Column33: 0.00081762 | WLDFR | HFTD - Distribution - Tier 3 - 4QU CoRE ¦ 2QU LoRE | Red Flag Warning - Destructive Fires | 2036 | 1.6281e-09 | 1.6281e-09 | 9984.8474 | 263.1074 | 9721.74 | 0 | 0 | 0 | 1.6783e-06 | 1.6257e-05 | 0 | 1.6257e-05 | 1.6257e-05 | 0 | 1.6257e-05 | 0 | 0.0014962 | 0.0032797 | 0 | 0.0032797 | [17 empty] | 7.3.3.17.5 (Remote Grid) Updates to grid topology to minimize risk of ignition in HFTDs Remote GridWLDFRVegetation ContactAggregated | WLDFR | HFTD - Distribution - Tier 2 - 3QU CoRE ¦ 1QU LoRE | Red Flag Warning - Destructive Fires | Vegetation Contact | Aggregated | 2036 | 4.9854e-06 | 489.6273 | 0.002441 | 2036 | Mitigation | 0.95 | 45 | 0 | esc | 0.00097009 | 4.8363e-09 | 0.00097009 | 4.8363e-09
[35 empty] | 7.3.3.17.6 Updates to grid topology to minimize risk of ignition in HFTDs Butte County Rebuild | WLDFR | HFTD - Distribution - Tier 2 - 5QU CoRE ¦ 2QU LoRE | 2057 | 0.087535 | 0 | 0 | 0 | 0 |  |  |  |  | 0 | 0 | 0 | 0 | 0 |  | 0 | 0 | 0 | Column23: 0; Column24: 0; Column25: 0; Column26: 0; Column27: 0; Column28: 0; Column29: 0.0010654; Column30: 0.0087293; Column31: 0; Column32: 0.0087293; Column33: 0.00076413 | WLDFR | HFTD - Distribution - Tier 3 - 4QU CoRE ¦ 2QU LoRE | Red Flag Warning - Destructive Fires | 2037 | 1.6281e-09 | 1.6281e-09 | 9984.8474 | 263.1074 | 9721.74 | 0 | 0 | 0 | 1.6783e-06 | 1.6257e-05 | 0 | 1.6257e-05 | 1.6257e-05 | 0 | 1.6257e-05 | 0 | 0.0014962 | 0.0032797 | 0 | 0.0032797 | [17 empty] | 7.3.3.17.5 (Remote Grid) Updates to grid topology to minimize risk of ignition in HFTDs Remote GridWLDFRVegetation ContactAggregated | WLDFR | HFTD - Distribution - Tier 2 - 3QU CoRE ¦ 1QU LoRE | Red Flag Warning - Destructive Fires | Vegetation Contact | Aggregated | 2037 | 4.9854e-06 | 489.6273 | 0.002441 | 2037 | Mitigation | 0.95 | 45 | 0 | esc | 0.00097009 | 4.8363e-09 | 0.00097009 | 4.8363e-09
[35 empty] | 7.3.3.17.6 Updates to grid topology to minimize risk of ignition in HFTDs Butte County Rebuild | WLDFR | HFTD - Distribution - Tier 2 - 5QU CoRE ¦ 2QU LoRE | 2058 | 0.081809 | 0 | 0 | 0 | 0 |  |  |  |  | 0 | 0 | 0 | 0 | 0 |  | 0 | 0 | 0 | Column23: 0; Column24: 0; Column25: 0; Column26: 0; Column27: 0; Column28: 0; Column29: 0.0010654; Column30: 0.0091459; Column31: 0; Column32: 0.0091459; Column33: 0.00074822 | WLDFR | HFTD - Distribution - Tier 3 - 4QU CoRE ¦ 2QU LoRE | Red Flag Warning - Destructive Fires | 2038 | 1.6281e-09 | 1.6281e-09 | 10472.8261 | 280.5544 | 10192.2718 | 0 | 0 | 0 | 1.6783e-06 | 1.7051e-05 | 0 | 1.7051e-05 | 1.7051e-05 | 0 | 1.7051e-05 | 0 | 0.0014962 | 0.0032797 | 0 | 0.0032797 | [17 empty] | 7.3.3.17.5 (Remote Grid) Updates to grid topology to minimize risk of ignition in HFTDs Remote GridWLDFRVegetation ContactAggregated | WLDFR | HFTD - Distribution - Tier 2 - 3QU CoRE ¦ 1QU LoRE | Red Flag Warning - Destructive Fires | Vegetation Contact | Aggregated | 2038 | 4.9854e-06 | 489.6273 | 0.002441 | 2038 | Mitigation | 0.95 | 45 | 0 | esc | 0.00097009 | 4.8363e-09 | 0.00097009 | 4.8363e-09
[35 empty] | 7.3.3.17.6 Updates to grid topology to minimize risk of ignition in HFTDs Butte County Rebuild | WLDFR | HFTD - Distribution - Tier 2 - 5QU CoRE ¦ 2QU LoRE | 2059 | 0.076457 | 0 | 0 | 0 | 0 |  |  |  |  | 0 | 0 | 0 | 0 | 0 |  | 0 | 0 | 0 | Column23: 0; Column24: 0; Column25: 0; Column26: 0; Column27: 0; Column28: 0; Column29: 0.0010654; Column30: 0.0091459; Column31: 0; Column32: 0.0091459; Column33: 0.00069927 | WLDFR | HFTD - Distribution - Tier 3 - 4QU CoRE ¦ 2QU LoRE | Red Flag Warning - Destructive Fires | 2039 | 1.6281e-09 | 1.6281e-09 | 10472.8261 | 280.5544 | 10192.2718 | 0 | 0 | 0 | 1.6783e-06 | 1.7051e-05 | 0 | 1.7051e-05 | 1.7051e-05 | 0 | 1.7051e-05 | 0 | 0.0014962 | 0.0032797 | 0 | 0.0032797 | [17 empty] | 7.3.3.17.5 (Remote Grid) Updates to grid topology to minimize risk of ignition in HFTDs Remote GridWLDFRVegetation ContactAggregated | WLDFR | HFTD - Distribution - Tier 2 - 3QU CoRE ¦ 1QU LoRE | Red Flag Warning - Destructive Fires | Vegetation Contact | Aggregated | 2039 | 4.9854e-06 | 489.6273 | 0.002441 | 2039 | Mitigation | 0.95 | 45 | 0 | esc | 0.00097009 | 4.8363e-09 | 0.00097009 | 4.8363e-09
[35 empty] | 7.3.3.17.6 Updates to grid topology to minimize risk of ignition in HFTDs Butte County Rebuild | WLDFR | HFTD - Distribution - Tier 2 - 5QU CoRE ¦ 2QU LoRE | 2060 | 0.071455 | 0 | 0 | 0 | 0 |  |  |  |  | 0 | 0 | 0 | 0 | 0 |  | 0 | 0 | 0 | Column23: 0; Column24: 0; Column25: 0; Column26: 0; Column27: 0; Column28: 0; Column29: 0.0010654; Column30: 0.0091459; Column31: 0; Column32: 0.0091459; Column33: 0.00065352 | WLDFR | HFTD - Distribution - Tier 3 - 4QU CoRE ¦ 2QU LoRE | Red Flag Warning - Destructive Fires | 2040 | 1.6281e-09 | 1.6281e-09 | 10472.8261 | 280.5544 | 10192.2718 | 0 | 0 | 0 | 1.6783e-06 | 1.7051e-05 | 0 | 1.7051e-05 | 1.7051e-05 | 0 | 1.7051e-05 | 0 | 0.0014962 | 0.0032797 | 0 | 0.0032797 | [17 empty] | 7.3.3.17.5 (Remote Grid) Updates to grid topology to minimize risk of ignition in HFTDs Remote GridWLDFRVegetation ContactAggregated | WLDFR | HFTD - Distribution - Tier 2 - 3QU CoRE ¦ 1QU LoRE | Red Flag Warning - Destructive Fires | Vegetation Contact | Aggregated | 2040 | 4.9854e-06 | 489.6273 | 0.002441 | 2040 | Mitigation | 0.95 | 45 | 0 | esc | 0.00097009 | 4.8363e-09 | 0.00097009 | 4.8363e-09
[35 empty] | 7.3.3.17.6 Updates to grid topology to minimize risk of ignition in HFTDs Butte County Rebuild | WLDFR | HFTD - Distribution - Tier 2 - 5QU CoRE ¦ 2QU LoRE | 2061 | 0.06678 | 0 | 0 | 0 | 0 |  |  |  |  | 0 | 0 | 0 | 0 | 0 |  | 0 | 0 | 0 | Column23: 0; Column24: 0; Column25: 0; Column26: 0; Column27: 0; Column28: 0; Column29: 0.0010654; Column30: 0.0091459; Column31: 0; Column32: 0.0091459; Column33: 0.00061077 | WLDFR | HFTD - Distribution - Tier 3 - 4QU CoRE ¦ 2QU LoRE | Red Flag Warning - Destructive Fires | 2041 | 1.6281e-09 | 1.6281e-09 | 10472.8261 | 280.5544 | 10192.2718 | 0 | 0 | 0 | 1.6783e-06 | 1.7051e-05 | 0 | 1.7051e-05 | 1.7051e-05 | 0 | 1.7051e-05 | 0 | 0.0015676 | 0.0034362 | 0 | 0.0034362 | [17 empty] | 7.3.3.17.5 (Remote Grid) Updates to grid topology to minimize risk of ignition in HFTDs Remote GridWLDFRVegetation ContactAggregated | WLDFR | HFTD - Distribution - Tier 2 - 3QU CoRE ¦ 1QU LoRE | Red Flag Warning - Destructive Fires | Vegetation Contact | Aggregated | 2041 | 4.9854e-06 | 489.6273 | 0.002441 | 2041 | Mitigation | 0.95 | 45 | 0 | esc | 0.00097009 | 4.8363e-09 | 0.00097009 | 4.8363e-09
[35 empty] | 7.3.3.17.6 Updates to grid topology to minimize risk of ignition in HFTDs Butte County Rebuild | WLDFR | HFTD - Distribution - Tier 2 - 5QU CoRE ¦ 2QU LoRE | 2062 | 0.062412 | 0 | 0 | 0 | 0 |  |  |  |  | 0 | 0 | 0 | 0 | 0 |  | 0 | 0 | 0 | Column23: 0; Column24: 0; Column25: 0; Column26: 0; Column27: 0; Column28: 0; Column29: 0.0010654; Column30: 0.0091459; Column31: 0; Column32: 0.0091459; Column33: 0.00057081 | WLDFR | HFTD - Distribution - Tier 3 - 4QU CoRE ¦ 2QU LoRE | Red Flag Warning - Destructive Fires | 2042 | 1.6281e-09 | 1.6281e-09 | 10472.8261 | 280.5544 | 10192.2718 | 0 | 0 | 0 | 1.6783e-06 | 1.7051e-05 | 0 | 1.7051e-05 | 1.7051e-05 | 0 | 1.7051e-05 | 0 | 0.0015676 | 0.0034362 | 0 | 0.0034362 | [17 empty] | 7.3.3.17.5 (Remote Grid) Updates to grid topology to minimize risk of ignition in HFTDs Remote GridWLDFRVegetation ContactAggregated | WLDFR | HFTD - Distribution - Tier 2 - 3QU CoRE ¦ 1QU LoRE | Red Flag Warning - Destructive Fires | Vegetation Contact | Aggregated | 2042 | 4.9854e-06 | 489.6273 | 0.002441 | 2042 | Mitigation | 0.95 | 45 | 0 | esc | 0.00097009 | 4.8363e-09 | 0.00097009 | 4.8363e-09
[35 empty] | 7.3.3.17.6 Updates to grid topology to minimize risk of ignition in HFTDs Butte County Rebuild | WLDFR | HFTD - Distribution - Tier 2 - 5QU CoRE ¦ 2QU LoRE | 2063 | 0.058329 | 0 | 0 | 0 | 0 |  |  |  |  | 0 | 0 | 0 | 0 | 0 |  | 0 | 0 | 0 | Column23: 0; Column24: 0; Column25: 0; Column26: 0; Column27: 0; Column28: 0; Column29: 0.0010654; Column30: 0.0095659; Column31: 0; Column32: 0.0095659; Column33: 0.00055796 | WLDFR | HFTD - Distribution - Tier 3 - 4QU CoRE ¦ 2QU LoRE | Red Flag Warning - Destructive Fires | 2043 | 1.6281e-09 | 1.6281e-09 | 10992.1562 | 299.42 | 10692.7362 | 0 | 0 | 0 | 1.6783e-06 | 1.7897e-05 | 0 | 1.7897e-05 | 1.7897e-05 | 0 | 1.7897e-05 | 0 | 0.0015676 | 0.0034362 | 0 | 0.0034362 | [17 empty] | 7.3.3.17.5 (Remote Grid) Updates to grid topology to minimize risk of ignition in HFTDs Remote GridWLDFRVegetation ContactAggregated | WLDFR | HFTD - Distribution - Tier 2 - 3QU CoRE ¦ 1QU LoRE | Red Flag Warning - Destructive Fires | Vegetation Contact | Aggregated | 2043 | 4.9854e-06 | 489.6273 | 0.002441 | 2043 | Mitigation | 0.95 | 45 | 0 | esc | 0.00097009 | 4.8363e-09 | 0.00097009 | 4.8363e-09
[35 empty] | 7.3.3.17.6 Updates to grid topology to minimize risk of ignition in HFTDs Butte County Rebuild | WLDFR | HFTD - Distribution - Tier 2 - 5QU CoRE ¦ 2QU LoRE | 2064 | 0.054513 | 0 | 0 | 0 | 0 |  |  |  |  | 0 | 0 | 0 | 0 | 0 |  | 0 | 0 | 0 | Column23: 0; Column24: 0; Column25: 0; Column26: 0; Column27: 0; Column28: 0; Column29: 0.0010654; Column30: 0.0095659; Column31: 0; Column32: 0.0095659; Column33: 0.00052146 | WLDFR | HFTD - Distribution - Tier 3 - 4QU CoRE ¦ 2QU LoRE | Red Flag Warning - Destructive Fires | 2044 | 1.6281e-09 | 1.6281e-09 | 10992.1562 | 299.42 | 10692.7362 | 0 | 0 | 0 | 1.6783e-06 | 1.7897e-05 | 0 | 1.7897e-05 | 1.7897e-05 | 0 | 1.7897e-05 | 0 | 0.0015676 | 0.0034362 | 0 | 0.0034362 | [17 empty] | 7.3.3.17.5 (Remote Grid) Updates to grid topology to minimize risk of ignition in HFTDs Remote GridWLDFRVegetation ContactAggregated | WLDFR | HFTD - Distribution - Tier 2 - 3QU CoRE ¦ 1QU LoRE | Red Flag Warning - Destructive Fires | Vegetation Contact | Aggregated | 2044 | 4.9854e-06 | 489.6273 | 0.002441 | 2044 | Mitigation | 0.95 | 45 | 0 | esc | 0.00097009 | 4.8363e-09 | 0.00097009 | 4.8363e-09
[35 empty] | 7.3.3.17.6 Updates to grid topology to minimize risk of ignition in HFTDs Butte County Rebuild | WLDFR | HFTD - Distribution - Tier 2 - 5QU CoRE ¦ 2QU LoRE | 2065 | 0.050946 | 0 | 0 | 0 | 0 |  |  |  |  | 0 | 0 | 0 | 0 | 0 |  | 0 | 0 | 0 | Column23: 0; Column24: 0; Column25: 0; Column26: 0; Column27: 0; Column28: 0; Column29: 0.0010654; Column30: 0.0095659; Column31: 0; Column32: 0.0095659; Column33: 0.00048735 | WLDFR | HFTD - Distribution - Tier 3 - 4QU CoRE ¦ 2QU LoRE | Red Flag Warning - Destructive Fires | 2045 | 1.6281e-09 | 1.6281e-09 | 10992.1562 | 299.42 | 10692.7362 | 0 | 0 | 0 | 1.6783e-06 | 1.7897e-05 | 0 | 1.7897e-05 | 1.7897e-05 | 0 | 1.7897e-05 | 0 | 0.0015676 | 0.0034362 | 0 | 0.0034362 | [17 empty] | 7.3.3.17.5 (Remote Grid) Updates to grid topology to minimize risk of ignition in HFTDs Remote GridWLDFRVegetation ContactAggregated | WLDFR | HFTD - Distribution - Tier 2 - 3QU CoRE ¦ 1QU LoRE | Red Flag Warning - Destructive Fires | Vegetation Contact | Aggregated | 2045 | 4.9854e-06 | 489.6273 | 0.002441 | 2045 | Mitigation | 0.95 | 45 | 0 | esc | 0.00097009 | 4.8363e-09 | 0.00097009 | 4.8363e-09
[35 empty] | 7.3.3.17.6 Updates to grid topology to minimize risk of ignition in HFTDs Butte County Rebuild | WLDFR | HFTD - Distribution - Tier 2 - 5QU CoRE ¦ 2QU LoRE | 2066 | 0.047613 | 0 | 0 | 0 | 0 |  |  |  |  | 0 | 0 | 0 | 0 | 0 |  | 0 | 0 | 0 | Column23: 0; Column24: 0; Column25: 0; Column26: 0; Column27: 0; Column28: 0; Column29: 0.0010654; Column30: 0.0095659; Column31: 0; Column32: 0.0095659; Column33: 0.00045547 | WLDFR | HFTD - Distribution - Tier 3 - 4QU CoRE ¦ 2QU LoRE | Red Flag Warning - Destructive Fires | 2046 | 1.6281e-09 | 1.6281e-09 | 10992.1562 | 299.42 | 10692.7362 | 0 | 0 | 0 | 1.6783e-06 | 1.7897e-05 | 0 | 1.7897e-05 | 1.7897e-05 | 0 | 1.7897e-05 | 0 | 0.0016395 | 0.0035938 | 0 | 0.0035938 | [17 empty] | 7.3.3.17.5 (Remote Grid) Updates to grid topology to minimize risk of ignition in HFTDs Remote GridWLDFRVegetation ContactAggregated | WLDFR | HFTD - Distribution - Tier 2 - 3QU CoRE ¦ 1QU LoRE | Red Flag Warning - Destructive Fires | Vegetation Contact | Aggregated | 2046 | 4.9854e-06 | 489.6273 | 0.002441 | 2046 | Mitigation | 0.95 | 45 | 0 | esc | 0.00097009 | 4.8363e-09 | 0.00097009 | 4.8363e-09
[35 empty] | 7.3.3.17.6 Updates to grid topology to minimize risk of ignition in HFTDs Butte County Rebuild | WLDFR | HFTD - Distribution - Tier 2 - 5QU CoRE ¦ 2QU LoRE | 2067 | 0.044499 | 0 | 0 | 0 | 0 |  |  |  |  | 0 | 0 | 0 | 0 | 0 |  | 0 | 0 | 0 | Column23: 0; Column24: 0; Column25: 0; Column26: 0; Column27: 0; Column28: 0; Column29: 0.0010654; Column30: 0.0095659; Column31: 0; Column32: 0.0095659; Column33: 0.00042567 | WLDFR | HFTD - Distribution - Tier 3 - 4QU CoRE ¦ 2QU LoRE | Red Flag Warning - Destructive Fires | 2047 | 1.6281e-09 | 1.6281e-09 | 10992.1562 | 299.42 | 10692.7362 | 0 | 0 | 0 | 1.6783e-06 | 1.7897e-05 | 0 | 1.7897e-05 | 1.7897e-05 | 0 | 1.7897e-05 | 0 | 0.0016395 | 0.0035938 | 0 | 0.0035938 | [17 empty] | 7.3.3.17.5 (Remote Grid) Updates to grid topology to minimize risk of ignition in HFTDs Remote GridWLDFRVegetation ContactAggregated | WLDFR | HFTD - Distribution - Tier 2 - 3QU CoRE ¦ 1QU LoRE | Red Flag Warning - Destructive Fires | Vegetation Contact | Aggregated | 2047 | 4.9854e-06 | 489.6273 | 0.002441 | 2047 | Mitigation | 0.95 | 45 | 0 | esc | 0.00097009 | 4.8363e-09 | 0.00097009 | 4.8363e-09
[35 empty] | 7.3.3.17.6 Updates to grid topology to minimize risk of ignition in HFTDs Butte County Rebuild | WLDFR | HFTD - Distribution - Tier 2 - 5QU CoRE ¦ 2QU LoRE | 2068 | 0.041587 | 0 | 0 | 0 | 0 |  |  |  |  | 0 | 0 | 0 | 0 | 0 |  | 0 | 0 | 0 | Column23: 0; Column24: 0; Column25: 0; Column26: 0; Column27: 0; Column28: 0; Column29: 0.0010654; Column30: 0.0099842; Column31: 0; Column32: 0.0099842; Column33: 0.00041522 | WLDFR | HFTD - Distribution - Tier 3 - 4QU CoRE ¦ 2QU LoRE | Red Flag Warning - Destructive Fires | 2048 | 1.6281e-09 | 1.6281e-09 | 11536.0538 | 319.4911 | 11216.5626 | 0 | 0 | 0 | 1.6783e-06 | 1.8782e-05 | 0 | 1.8782e-05 | 1.8782e-05 | 0 | 1.8782e-05 | 0 | 0.0016395 | 0.0035938 | 0 | 0.0035938 | [17 empty] | 7.3.3.17.5 (Remote Grid) Updates to grid topology to minimize risk of ignition in HFTDs Remote GridWLDFRVegetation ContactAggregated | WLDFR | HFTD - Distribution - Tier 2 - 3QU CoRE ¦ 1QU LoRE | Red Flag Warning - Destructive Fires | Vegetation Contact | Aggregated | 2048 | 4.9854e-06 | 489.6273 | 0.002441 | 2048 | Mitigation | 0.95 | 45 | 0 | esc | 0.00097009 | 4.8363e-09 | 0.00097009 | 4.8363e-09
[35 empty] | 7.3.3.17.6 Updates to grid topology to minimize risk of ignition in HFTDs Butte County Rebuild | WLDFR | HFTD - Distribution - Tier 2 - 5QU CoRE ¦ 2QU LoRE | 2069 | 0.038867 | 0 | 0 | 0 | 0 |  |  |  |  | 0 | 0 | 0 | 0 | 0 |  | 0 | 0 | 0 | Column23: 0; Column24: 0; Column25: 0; Column26: 0; Column27: 0; Column28: 0; Column29: 0.0010654; Column30: 0.0099842; Column31: 0; Column32: 0.0099842; Column33: 0.00038805 | WLDFR | HFTD - Distribution - Tier 3 - 4QU CoRE ¦ 2QU LoRE | Red Flag Warning - Destructive Fires | 2049 | 1.6281e-09 | 1.6281e-09 | 11536.0538 | 319.4911 | 11216.5626 | 0 | 0 | 0 | 1.6783e-06 | 1.8782e-05 | 0 | 1.8782e-05 | 1.8782e-05 | 0 | 1.8782e-05 | 0 | 0.0016395 | 0.0035938 | 0 | 0.0035938 | [17 empty] | 7.3.3.17.5 (Remote Grid) Updates to grid topology to minimize risk of ignition in HFTDs Remote GridWLDFRVegetation ContactAggregated | WLDFR | HFTD - Distribution - Tier 2 - 3QU CoRE ¦ 1QU LoRE | Red Flag Warning - Destructive Fires | Vegetation Contact | Aggregated | 2049 | 4.9854e-06 | 489.6273 | 0.002441 | 2049 | Mitigation | 0.95 | 45 | 0 | esc | 0.00097009 | 4.8363e-09 | 0.00097009 | 4.8363e-09
[35 empty] | 7.3.3.17.6 Updates to grid topology to minimize risk of ignition in HFTDs Butte County Rebuild | WLDFR | HFTD - Distribution - Tier 2 - 5QU CoRE ¦ 2QU LoRE | 2070 | 0.036324 | 0 | 0 | 0 | 0 |  |  |  |  | 0 | 0 | 0 | 0 | 0 |  | 0 | 0 | 0 | Column23: 0; Column24: 0; Column25: 0; Column26: 0; Column27: 0; Column28: 0; Column29: 0.0010654; Column30: 0.0099842; Column31: 0; Column32: 0.0099842; Column33: 0.00036267 | WLDFR | HFTD - Distribution - Tier 3 - 4QU CoRE ¦ 2QU LoRE | Red Flag Warning - Destructive Fires | 2050 | 1.6281e-09 | 1.6281e-09 | 11536.0538 | 319.4911 | 11216.5626 | 0 | 0 | 0 | 1.6783e-06 | 1.8782e-05 | 0 | 1.8782e-05 | 1.8782e-05 | 0 | 1.8782e-05 | 0 | 0.0016395 | 0.0035938 | 0 | 0.0035938 | [17 empty] | 7.3.3.17.5 (Remote Grid) Updates to grid topology to minimize risk of ignition in HFTDs Remote GridWLDFRVegetation ContactAggregated | WLDFR | HFTD - Distribution - Tier 2 - 3QU CoRE ¦ 1QU LoRE | Red Flag Warning - Destructive Fires | Vegetation Contact | Aggregated | 2050 | 4.9854e-06 | 489.6273 | 0.002441 | 2050 | Mitigation | 0.95 | 45 | 0 | esc | 0.00097009 | 4.8363e-09 | 0.00097009 | 4.8363e-09
[35 empty] | 7.3.3.17.6 Updates to grid topology to minimize risk of ignition in HFTDs Butte County Rebuild | WLDFR | HFTD - Distribution - Tier 2 - 5QU CoRE ¦ 2QU LoRE | 2071 | 0.033948 | 0 | 0 | 0 | 0 |  |  |  |  | 0 | 0 | 0 | 0 | 0 |  | 0 | 0 | 0 | Column23: 0; Column24: 0; Column25: 0; Column26: 0; Column27: 0; Column28: 0; Column29: 0.0010654; Column30: 0.0099842; Column31: 0; Column32: 0.0099842; Column33: 0.00033894 | WLDFR | HFTD - Distribution - Tier 3 - 4QU CoRE ¦ 2QU LoRE | Red Flag Warning - Destructive Fires | 2051 | 1.6281e-09 | 1.6281e-09 | 11536.0538 | 319.4911 | 11216.5626 | 0 | 0 | 0 | 1.6783e-06 | 1.8782e-05 | 0 | 1.8782e-05 | 1.8782e-05 | 0 | 1.8782e-05 | 0 | 0.0017111 | 0.0037508 | 0 | 0.0037508 | [17 empty] | 7.3.3.17.5 (Remote Grid) Updates to grid topology to minimize risk of ignition in HFTDs Remote GridWLDFRVegetation ContactAggregated | WLDFR | HFTD - Distribution - Tier 2 - 3QU CoRE ¦ 1QU LoRE | Red Flag Warning - Destructive Fires | Vegetation Contact | Aggregated | 2051 | 4.9854e-06 | 489.6273 | 0.002441 | 2051 | Mitigation | 0.95 | 45 | 0 | esc | 0.00097009 | 4.8363e-09 | 0.00097009 | 4.8363e-09
[35 empty] | 7.3.3.17.6 Updates to grid topology to minimize risk of ignition in HFTDs Butte County Rebuild | WLDFR | HFTD - Distribution - Tier 2 - 5QU CoRE ¦ 2QU LoRE | 2072 | 0.031727 | 0 | 0 | 0 | 0 |  |  |  |  | 0 | 0 | 0 | 0 | 0 |  | 0 | 0 | 0 | Column23: 0; Column24: 0; Column25: 0; Column26: 0; Column27: 0; Column28: 0; Column29: 0.0010654; Column30: 0.0099842; Column31: 0; Column32: 0.0099842; Column33: 0.00031677 | WLDFR | HFTD - Distribution - Tier 3 - 4QU CoRE ¦ 2QU LoRE | Red Flag Warning - Destructive Fires | 2052 | 1.6281e-09 | 1.6281e-09 | 11536.0538 | 319.4911 | 11216.5626 | 0 | 0 | 0 | 1.6783e-06 | 1.8782e-05 | 0 | 1.8782e-05 | 1.8782e-05 | 0 | 1.8782e-05 | 0 | 0.0017111 | 0.0037508 | 0 | 0.0037508 | [17 empty] | 7.3.3.17.5 (Remote Grid) Updates to grid topology to minimize risk of ignition in HFTDs Remote GridWLDFRVegetation ContactAggregated | WLDFR | HFTD - Distribution - Tier 2 - 3QU CoRE ¦ 1QU LoRE | Red Flag Warning - Destructive Fires | Vegetation Contact | Aggregated | 2052 | 4.9854e-06 | 489.6273 | 0.002441 | 2052 | Mitigation | 0.95 | 45 | 0 | esc | 0.00097009 | 4.8363e-09 | 0.00097009 | 4.8363e-09
[35 empty] | 7.3.3.17.6 Updates to grid topology to minimize risk of ignition in HFTDs Butte County Rebuild | WLDFR | HFTD - Distribution - Tier 2 - 5QU CoRE ¦ 2QU LoRE | 2073 | 0.029651 | 0 | 0 | 0 | 0 |  |  |  |  | 0 | 0 | 0 | 0 | 0 |  | 0 | 0 | 0 | Column23: 0; Column24: 0; Column25: 0; Column26: 0; Column27: 0; Column28: 0; Column29: 0.0010654; Column30: 0.010396; Column31: 0; Column32: 0.010396; Column33: 0.00030825 | WLDFR | HFTD - Distribution - Tier 3 - 4QU CoRE ¦ 2QU LoRE | Red Flag Warning - Destructive Fires | 2053 | 1.6281e-09 | 1.6281e-09 | 12097.6769 | 340.5356 | 11757.1413 | 0 | 0 | 0 | 1.6783e-06 | 1.9697e-05 | 0 | 1.9697e-05 | 1.9697e-05 | 0 | 1.9697e-05 | 0 | 0.0017111 | 0.0037508 | 0 | 0.0037508 | [17 empty] | 7.3.3.17.5 (Remote Grid) Updates to grid topology to minimize risk of ignition in HFTDs Remote GridWLDFRVegetation ContactAggregated | WLDFR | HFTD - Distribution - Tier 2 - 3QU CoRE ¦ 1QU LoRE | Red Flag Warning - Destructive Fires | Vegetation Contact | Aggregated | 2053 | 4.9854e-06 | 489.6273 | 0.002441 | 2053 | Mitigation | 0.95 | 45 | 0 | esc | 0.00097009 | 4.8363e-09 | 0.00097009 | 4.8363e-09
[35 empty] | 7.3.3.17.6 Updates to grid topology to minimize risk of ignition in HFTDs Butte County Rebuild | WLDFR | HFTD - Distribution - Tier 2 - 5QU CoRE ¦ 2QU LoRE | 2074 | 0.027711 | 0 | 0 | 0 | 0 |  |  |  |  | 0 | 0 | 0 | 0 | 0 |  | 0 | 0 | 0 | Column23: 0; Column24: 0; Column25: 0; Column26: 0; Column27: 0; Column28: 0; Column29: 0.0010654; Column30: 0.010396; Column31: 0; Column32: 0.010396; Column33: 0.00028808 | WLDFR | HFTD - Distribution - Tier 3 - 4QU CoRE ¦ 2QU LoRE | Red Flag Warning - Destructive Fires | 2054 | 1.6281e-09 | 1.6281e-09 | 12097.6769 | 340.5356 | 11757.1413 | 0 | 0 | 0 | 1.6783e-06 | 1.9697e-05 | 0 | 1.9697e-05 | 1.9697e-05 | 0 | 1.9697e-05 | 0 | 0 | 0.0037508 | 0 | 0.0037508 | [17 empty] | 7.3.3.17.5 (Remote Grid) Updates to grid topology to minimize risk of ignition in HFTDs Remote GridWLDFRVegetation ContactAggregated | WLDFR | HFTD - Distribution - Tier 2 - 3QU CoRE ¦ 1QU LoRE | Red Flag Warning - Destructive Fires | Vegetation Contact | Aggregated | 2054 | 4.9854e-06 | 489.6273 | 0.002441 | 2054 | Mitigation | 0.95 | 45 | 0 | esc | 0.00097009 | 4.8363e-09 | 0.00097009 | 4.8363e-09
[35 empty] | 7.3.3.17.6 Updates to grid topology to minimize risk of ignition in HFTDs Butte County Rebuild | WLDFR | HFTD - Distribution - Tier 2 - 5QU CoRE ¦ 2QU LoRE | 2075 | 0.025899 | 0 | 0 | 0 | 0 |  |  |  |  | 0 | 0 | 0 | 0 | 0 |  | 0 | 0 | 0 | Column23: 0; Column24: 0; Column25: 0; Column26: 0; Column27: 0; Column28: 0; Column29: 0.0010654; Column30: 0.010396; Column31: 0; Column32: 0.010396; Column33: 0.00026923 | WLDFR | HFTD - Distribution - Tier 3 - 4QU CoRE ¦ 2QU LoRE | Red Flag Warning - Destructive Fires | 2055 | 1.6281e-09 | 1.6281e-09 | 12097.6769 | 340.5356 | 11757.1413 | 0 | 0 | 0 | 1.6783e-06 | 1.9697e-05 | 0 | 1.9697e-05 | 1.9697e-05 | 0 | 1.9697e-05 | 0 | 0 | 0 | 0 | 0 | [17 empty] | 7.3.3.17.5 (Remote Grid) Updates to grid topology to minimize risk of ignition in HFTDs Remote GridWLDFRVegetation ContactAggregated | WLDFR | HFTD - Distribution - Tier 2 - 3QU CoRE ¦ 1QU LoRE | Red Flag Warning - Destructive Fires | Vegetation Contact | Aggregated | 2055 | 4.9854e-06 | 489.6273 | 0.002441 | 2055 | Mitigation | 0.95 | 45 | 0 | esc | 0.00097009 | 4.8363e-09 | 0.00097009 | 4.8363e-09
[35 empty] | 7.3.3.17.6 Updates to grid topology to minimize risk of ignition in HFTDs Butte County Rebuild | WLDFR | HFTD - Distribution - Tier 2 - 5QU CoRE ¦ 2QU LoRE | 2076 | 0.024204 | 0 | 0 | 0 | 0 |  |  |  |  | 0 | 0 | 0 | 0 | 0 |  | 0 | 0 | 0 | Column23: 0; Column24: 0; Column25: 0; Column26: 0; Column27: 0; Column28: 0; Column29: 0.0010654; Column30: 0.010396; Column31: 0; Column32: 0.010396; Column33: 0.00025162 | WLDFR | HFTD - Distribution - Tier 3 - 4QU CoRE ¦ 2QU LoRE | Red Flag Warning - Destructive Fires | 2056 | 1.6281e-09 | 1.6281e-09 | 12097.6769 | 340.5356 | 11757.1413 | 0 | 0 | 0 | 1.6783e-06 | 1.9697e-05 | 0 | 1.9697e-05 | 1.9697e-05 | 0 | 1.9697e-05 | 0 | 9.4099e-05 | 0 | 0 | 0 | [17 empty] | 7.3.3.17.5 (Remote Grid) Updates to grid topology to minimize risk of ignition in HFTDs Remote GridWLDFRVegetation ContactAggregated | WLDFR | HFTD - Distribution - Tier 2 - 3QU CoRE ¦ 1QU LoRE | Red Flag Warning - Destructive Fires | Vegetation Contact | Aggregated | 2056 | 4.9854e-06 | 489.6273 | 0.002441 | 2056 | Mitigation | 0.95 | 45 | 0 | esc | 0.00097009 | 4.8363e-09 | 0.00097009 | 4.8363e-09
[35 empty] | 7.3.3.17.6 Updates to grid topology to minimize risk of ignition in HFTDs Butte County Rebuild | WLDFR | HFTD - Distribution - Tier 2 - 5QU CoRE ¦ 2QU LoRE | 2077 | 0.022621 | 0 | 0 | 0 | 0 |  |  |  |  | 0 | 0 | 0 | 0 | 0 |  | 0 | 0 | 0 | Column23: 0; Column24: 0; Column25: 0; Column26: 0; Column27: 0; Column28: 0; Column29: 0.0010654; Column30: 0.010396; Column31: 0; Column32: 0.010396; Column33: 0.00023516 | WLDFR | HFTD - Distribution - Tier 3 - 4QU CoRE ¦ 2QU LoRE | Red Flag Warning - Destructive Fires | 2057 | 1.6281e-09 | 1.6281e-09 | 12097.6769 | 340.5356 | 11757.1413 | 0 | 0 | 0 | 1.6783e-06 | 1.9697e-05 | 0 | 1.9697e-05 | 1.9697e-05 | 0 | 1.9697e-05 | 0 | 9.7537e-05 | 0.0002138 | 0 | 0.0002138 | [17 empty] | 7.3.3.17.5 (Remote Grid) Updates to grid topology to minimize risk of ignition in HFTDs Remote GridWLDFRVegetation ContactAggregated | WLDFR | HFTD - Distribution - Tier 2 - 3QU CoRE ¦ 1QU LoRE | Red Flag Warning - Destructive Fires | Vegetation Contact | Aggregated | 2057 | 4.9854e-06 | 489.6273 | 0.002441 | 2057 | Mitigation | 0.95 | 45 | 0 | esc | 0.00097009 | 4.8363e-09 | 0.00097009 | 4.8363e-09
[35 empty] | 7.3.3.17.6 Updates to grid topology to minimize risk of ignition in HFTDs Butte County Rebuild | WLDFR | HFTD - Distribution - Tier 2 - 5QU CoRE ¦ 3QU LoRE | 2023 | 0.87344 | 0 | 0 | 0 | 0 |  |  |  |  | 0 | 0 | 0 | 0 | 0 |  | 0 | 0 | 0 | Column23: 0; Column24: 0; Column25: 0; Column26: 0; Column27: 0; Column28: 0; Column29: 0.00051103; Column30: 0.0026288; Column31: 0; Column32: 0.0026288; Column33: 0.0022961 | WLDFR | HFTD - Distribution - Tier 3 - 4QU CoRE ¦ 2QU LoRE | Red Flag Warning - Destructive Fires | 2058 | 1.6281e-09 | 1.6281e-09 | 12670.1796 | 362.3049 | 12307.8747 | 0 | 0 | 0 | 1.6783e-06 | 2.0629e-05 | 0 | 2.0629e-05 | 2.0629e-05 | 0 | 2.0629e-05 | 0 | 9.7537e-05 | 0.0002138 | 0 | 0.0002138 | [17 empty] | 7.3.3.17.5 (Remote Grid) Updates to grid topology to minimize risk of ignition in HFTDs Remote GridWLDFRVegetation ContactAggregated | WLDFR | HFTD - Distribution - Tier 2 - 3QU CoRE ¦ 1QU LoRE | Red Flag Warning - Destructive Fires | Vegetation Contact | Aggregated | 2058 | 4.9854e-06 | 489.6273 | 0.002441 | 2058 | Mitigation | 0.95 | 45 | 0 | esc | 0.00097009 | 4.8363e-09 | 0.00097009 | 4.8363e-09
[35 empty] | 7.3.3.17.6 Updates to grid topology to minimize risk of ignition in HFTDs Butte County Rebuild | WLDFR | HFTD - Distribution - Tier 2 - 5QU CoRE ¦ 3QU LoRE | 2024 | 0.8163 | 0 | 0 | 0 | 0 |  |  |  |  | 0 | 0 | 0 | 0 | 0 |  | 0 | 0 | 0 | Column23: 0; Column24: 0; Column25: 0; Column26: 0; Column27: 0; Column28: 0; Column29: 0.00051103; Column30: 0.0026288; Column31: 0; Column32: 0.0026288; Column33: 0.0021459 | WLDFR | HFTD - Distribution - Tier 3 - 4QU CoRE ¦ 2QU LoRE | Red Flag Warning - Destructive Fires | 2059 | 1.6281e-09 | 1.6281e-09 | 12670.1796 | 362.3049 | 12307.8747 | 0 | 0 | 0 | 1.6783e-06 | 2.0629e-05 | 0 | 2.0629e-05 | 2.0629e-05 | 0 | 2.0629e-05 | 0 | 9.7537e-05 | 0.0002138 | 0 | 0.0002138 | [17 empty] | 7.3.3.17.5 (Remote Grid) Updates to grid topology to minimize risk of ignition in HFTDs Remote GridWLDFRVegetation ContactAggregated | WLDFR | HFTD - Distribution - Tier 2 - 3QU CoRE ¦ 1QU LoRE | Red Flag Warning - Destructive Fires | Vegetation Contact | Aggregated | 2059 | 4.9854e-06 | 489.6273 | 0.002441 | 2059 | Mitigation | 0.95 | 45 | 0 | esc | 0.00097009 | 4.8363e-09 | 0.00097009 | 4.8363e-09
[35 empty] | 7.3.3.17.6 Updates to grid topology to minimize risk of ignition in HFTDs Butte County Rebuild | WLDFR | HFTD - Distribution - Tier 2 - 5QU CoRE ¦ 3QU LoRE | 2025 | 0.7629 | 0 | 0 | 0 | 0 |  |  |  |  | 0 | 0 | 0 | 0 | 0 |  | 0 | 0 | 0 | Column23: 0; Column24: 0; Column25: 0; Column26: 0; Column27: 0; Column28: 0; Column29: 0.00051103; Column30: 0.0026288; Column31: 0; Column32: 0.0026288; Column33: 0.0020055 | WLDFR | HFTD - Distribution - Tier 3 - 4QU CoRE ¦ 2QU LoRE | Red Flag Warning - Destructive Fires | 2060 | 1.6281e-09 | 1.6281e-09 | 12670.1796 | 362.3049 | 12307.8747 | 0 | 0 | 0 | 1.6783e-06 | 2.0629e-05 | 0 | 2.0629e-05 | 2.0629e-05 | 0 | 2.0629e-05 | 0 | 9.7537e-05 | 0.0002138 | 0 | 0.0002138 | [17 empty] | 7.3.3.17.5 (Remote Grid) Updates to grid topology to minimize risk of ignition in HFTDs Remote GridWLDFRVegetation ContactAggregated | WLDFR | HFTD - Distribution - Tier 2 - 3QU CoRE ¦ 1QU LoRE | Red Flag Warning - Destructive Fires | Vegetation Contact | Aggregated | 2060 | 4.9854e-06 | 489.6273 | 0.002441 | 2060 | Mitigation | 0.95 | 45 | 0 | esc | 0.00097009 | 4.8363e-09 | 0.00097009 | 4.8363e-09
[35 empty] | 7.3.3.17.6 Updates to grid topology to minimize risk of ignition in HFTDs Butte County Rebuild | WLDFR | HFTD - Distribution - Tier 2 - 5QU CoRE ¦ 3QU LoRE | 2026 | 0.71299 | 0 | 0 | 0 | 0 |  |  |  |  | 0 | 0 | 0 | 0 | 0 |  | 0 | 0 | 0 | Column23: 0; Column24: 0; Column25: 0; Column26: 0; Column27: 0; Column28: 0; Column29: 0.00051103; Column30: 0.0026288; Column31: 0; Column32: 0.0026288; Column33: 0.0018743 | WLDFR | HFTD - Distribution - Tier 3 - 4QU CoRE ¦ 2QU LoRE | Red Flag Warning - Destructive Fires | 2061 | 1.6281e-09 | 1.6281e-09 | 12670.1796 | 362.3049 | 12307.8747 | 0 | 0 | 0 | 1.6783e-06 | 2.0629e-05 | 0 | 2.0629e-05 | 2.0629e-05 | 0 | 2.0629e-05 | 0 | 9.7537e-05 | 0.0002138 | 0 | 0.0002138 | [17 empty] | 7.3.3.17.5 (Remote Grid) Updates to grid topology to minimize risk of ignition in HFTDs Remote GridWLDFRVegetation ContactAggregated | WLDFR | HFTD - Distribution - Tier 2 - 3QU CoRE ¦ 1QU LoRE | Red Flag Warning - Destructive Fires | Vegetation Contact | Aggregated | 2061 | 4.9854e-06 | 489.6273 | 0.002441 | 2061 | Mitigation | 0.95 | 45 | 0 | esc | 0.00097009 | 4.8363e-09 | 0.00097009 | 4.8363e-09
[35 empty] | 7.3.3.17.6 Updates to grid topology to minimize risk of ignition in HFTDs Butte County Rebuild | WLDFR | HFTD - Distribution - Tier 2 - 5QU CoRE ¦ 3QU LoRE | 2027 | 0.66634 | 0 | 0 | 0 | 0 |  |  |  |  | 0 | 0 | 0 | 0 | 0 |  | 0 | 0 | 0 | Column23: 0; Column24: 0; Column25: 0; Column26: 0; Column27: 0; Column28: 0; Column29: 0.00051103; Column30: 0.0026288; Column31: 0; Column32: 0.0026288; Column33: 0.0017517 | WLDFR | HFTD - Distribution - Tier 3 - 4QU CoRE ¦ 2QU LoRE | Red Flag Warning - Destructive Fires | 2062 | 1.6281e-09 | 1.6281e-09 | 12670.1796 | 362.3049 | 12307.8747 | 0 | 0 | 0 | 1.6783e-06 | 2.0629e-05 | 0 | 2.0629e-05 | 2.0629e-05 | 0 | 2.0629e-05 | 0 | 0.00010187 | 0.00022329 | 0 | 0.00022329 | [17 empty] | 7.3.3.17.5 (Remote Grid) Updates to grid topology to minimize risk of ignition in HFTDs Remote GridWLDFRVegetation ContactAggregated | WLDFR | HFTD - Distribution - Tier 2 - 3QU CoRE ¦ 1QU LoRE | Red Flag Warning - Destructive Fires | Vegetation Contact | Aggregated | 2062 | 4.9854e-06 | 489.6273 | 0.002441 | 2062 | Mitigation | 0.95 | 45 | 0 | esc | 0.00097009 | 4.8363e-09 | 0.00097009 | 4.8363e-09
[35 empty] | 7.3.3.17.6 Updates to grid topology to minimize risk of ignition in HFTDs Butte County Rebuild | WLDFR | HFTD - Distribution - Tier 2 - 5QU CoRE ¦ 3QU LoRE | 2028 | 0.62275 | 0 | 0 | 0 | 0 |  |  |  |  | 0 | 0 | 0 | 0 | 0 |  | 0 | 0 | 0 | Column23: 0; Column24: 0; Column25: 0; Column26: 0; Column27: 0; Column28: 0; Column29: 0.00051103; Column30: 0.0027458; Column31: 0; Column32: 0.0027458; Column33: 0.0017099 | WLDFR | HFTD - Distribution - Tier 3 - 4QU CoRE ¦ 2QU LoRE | Red Flag Warning - Destructive Fires | 2063 | 1.6281e-09 | 1.6281e-09 | 13246.6313 | 384.5316 | 12862.0997 | 0 | 0 | 0 | 1.6783e-06 | 2.1567e-05 | 0 | 2.1567e-05 | 2.1567e-05 | 0 | 2.1567e-05 | 0 | 0.00010187 | 0.00022329 | 0 | 0.00022329 | [17 empty] | 7.3.3.17.5 (Remote Grid) Updates to grid topology to minimize risk of ignition in HFTDs Remote GridWLDFRVegetation ContactAggregated | WLDFR | HFTD - Distribution - Tier 2 - 3QU CoRE ¦ 1QU LoRE | Red Flag Warning - Destructive Fires | Vegetation Contact | Aggregated | 2063 | 4.9854e-06 | 489.6273 | 0.002441 | 2063 | Mitigation | 0.95 | 45 | 0 | esc | 0.00097009 | 4.8363e-09 | 0.00097009 | 4.8363e-09
[35 empty] | 7.3.3.17.6 Updates to grid topology to minimize risk of ignition in HFTDs Butte County Rebuild | WLDFR | HFTD - Distribution - Tier 2 - 5QU CoRE ¦ 3QU LoRE | 2029 | 0.58201 | 0 | 0 | 0 | 0 |  |  |  |  | 0 | 0 | 0 | 0 | 0 |  | 0 | 0 | 0 | Column23: 0; Column24: 0; Column25: 0; Column26: 0; Column27: 0; Column28: 0; Column29: 0.00051103; Column30: 0.0027458; Column31: 0; Column32: 0.0027458; Column33: 0.0015981 | WLDFR | HFTD - Distribution - Tier 3 - 4QU CoRE ¦ 2QU LoRE | Red Flag Warning - Destructive Fires | 2064 | 1.6281e-09 | 1.6281e-09 | 13246.6313 | 384.5316 | 12862.0997 | 0 | 0 | 0 | 1.6783e-06 | 2.1567e-05 | 0 | 2.1567e-05 | 2.1567e-05 | 0 | 2.1567e-05 | 0 | 0.00010187 | 0.00022329 | 0 | 0.00022329 | [17 empty] | 7.3.3.17.5 (Remote Grid) Updates to grid topology to minimize risk of ignition in HFTDs Remote GridWLDFRVegetation ContactAggregated | WLDFR | HFTD - Distribution - Tier 2 - 3QU CoRE ¦ 1QU LoRE | Red Flag Warning - Destructive Fires | Vegetation Contact | Aggregated | 2064 | 4.9854e-06 | 489.6273 | 0.002441 | 2064 | Mitigation | 0.95 | 45 | 0 | esc | 0.00097009 | 4.8363e-09 | 0.00097009 | 4.8363e-09
[35 empty] | 7.3.3.17.6 Updates to grid topology to minimize risk of ignition in HFTDs Butte County Rebuild | WLDFR | HFTD - Distribution - Tier 2 - 5QU CoRE ¦ 3QU LoRE | 2030 | 0.54393 | 0 | 0 | 0 | 0 |  |  |  |  | 0 | 0 | 0 | 0 | 0 |  | 0 | 0 | 0 | Column23: 0; Column24: 0; Column25: 0; Column26: 0; Column27: 0; Column28: 0; Column29: 0.00051103; Column30: 0.0027458; Column31: 0; Column32: 0.0027458; Column33: 0.0014935 | WLDFR | HFTD - Distribution - Tier 3 - 4QU CoRE ¦ 2QU LoRE | Red Flag Warning - Destructive Fires | 2065 | 1.6281e-09 | 1.6281e-09 | 13246.6313 | 384.5316 | 12862.0997 | 0 | 0 | 0 | 1.6783e-06 | 2.1567e-05 | 0 | 2.1567e-05 | 2.1567e-05 | 0 | 2.1567e-05 | 0 | 0.00010187 | 0.00022329 | 0 | 0.00022329 | [17 empty] | 7.3.3.17.5 (Remote Grid) Updates to grid topology to minimize risk of ignition in HFTDs Remote GridWLDFRVegetation ContactAggregated | WLDFR | HFTD - Distribution - Tier 2 - 3QU CoRE ¦ 1QU LoRE | Red Flag Warning - Destructive Fires | Vegetation Contact | Aggregated | 2065 | 4.9854e-06 | 489.6273 | 0.002441 | 2065 | Mitigation | 0.95 | 45 | 0 | esc | 0.00097009 | 4.8363e-09 | 0.00097009 | 4.8363e-09
[35 empty] | 7.3.3.17.6 Updates to grid topology to minimize risk of ignition in HFTDs Butte County Rebuild | WLDFR | HFTD - Distribution - Tier 2 - 5QU CoRE ¦ 3QU LoRE | 2031 | 0.50835 | 0 | 0 | 0 | 0 |  |  |  |  | 0 | 0 | 0 | 0 | 0 |  | 0 | 0 | 0 | Column23: 0; Column24: 0; Column25: 0; Column26: 0; Column27: 0; Column28: 0; Column29: 0.00051103; Column30: 0.0027458; Column31: 0; Column32: 0.0027458; Column33: 0.0013958 | WLDFR | HFTD - Distribution - Tier 3 - 4QU CoRE ¦ 2QU LoRE | Red Flag Warning - Destructive Fires | 2066 | 1.6281e-09 | 1.6281e-09 | 13246.6313 | 384.5316 | 12862.0997 | 0 | 0 | 0 | 1.6783e-06 | 2.1567e-05 | 0 | 2.1567e-05 | 2.1567e-05 | 0 | 2.1567e-05 | 0 | 0.00010187 | 0.00022329 | 0 | 0.00022329 | [17 empty] | 7.3.3.17.5 (Remote Grid) Updates to grid topology to minimize risk of ignition in HFTDs Remote GridWLDFRVegetation ContactAggregated | WLDFR | HFTD - Distribution - Tier 2 - 3QU CoRE ¦ 1QU LoRE | Red Flag Warning - Destructive Fires | Vegetation Contact | Aggregated | 2066 | 4.9854e-06 | 489.6273 | 0.002441 | 2066 | Mitigation | 0.95 | 45 | 0 | esc | 0.00097009 | 4.8363e-09 | 0.00097009 | 4.8363e-09
[35 empty] | 7.3.3.17.6 Updates to grid topology to minimize risk of ignition in HFTDs Butte County Rebuild | WLDFR | HFTD - Distribution - Tier 2 - 5QU CoRE ¦ 3QU LoRE | 2032 | 0.47509 | 0 | 0 | 0 | 0 |  |  |  |  | 0 | 0 | 0 | 0 | 0 |  | 0 | 0 | 0 | Column23: 0; Column24: 0; Column25: 0; Column26: 0; Column27: 0; Column28: 0; Column29: 0.00051103; Column30: 0.0027458; Column31: 0; Column32: 0.0027458; Column33: 0.0013045 | WLDFR | HFTD - Distribution - Tier 3 - 4QU CoRE ¦ 2QU LoRE | Red Flag Warning - Destructive Fires | 2067 | 0 | 1.6281e-09 | 13246.6313 | 384.5316 | 12862.0997 | 0 | 0 | 0 | 1.6783e-06 | 0 | 0 | 0 | 2.1567e-05 | 0 | 2.1567e-05 | 0 | 0.00010667 | 0.00023383 | 0 | 0.00023383 | [17 empty] | 7.3.3.17.5 (Remote Grid) Updates to grid topology to minimize risk of ignition in HFTDs Remote GridWLDFRVegetation ContactAggregated | WLDFR | HFTD - Distribution - Tier 2 - 3QU CoRE ¦ 1QU LoRE | Red Flag Warning - Destructive Fires | Vegetation Contact | Aggregated | 2067 | 4.9854e-06 | 489.6273 | 0.002441 | 2067 | Mitigation | 0.95 | 45 | 0 | esc | 0 | 0 | 0.00097009 | 4.8363e-09
[35 empty] | 7.3.3.17.6 Updates to grid topology to minimize risk of ignition in HFTDs Butte County Rebuild | WLDFR | HFTD - Distribution - Tier 2 - 5QU CoRE ¦ 3QU LoRE | 2033 | 0.44401 | 0 | 0 | 0 | 0 |  |  |  |  | 0 | 0 | 0 | 0 | 0 |  | 0 | 0 | 0 | Column23: 0; Column24: 0; Column25: 0; Column26: 0; Column27: 0; Column28: 0; Column29: 0.00051103; Column30: 0.0028757; Column31: 0; Column32: 0.0028757; Column33: 0.0012769 | WLDFR | HFTD - Distribution - Tier 3 - 4QU CoRE ¦ 2QU LoRE | Red Flag Warning - Large Fires | 2022 | 2.4373e-08 | 0 | 5.2406 | 0.69642 | 2.942 | 1.6022 | 0 | 0 | 2.5124e-05 | 1.2773e-07 | 0 | 1.2773e-07 | 0 | 0 | 0 | 0 | 0.00010667 | 0.00023383 | 0 | 0.00023383 | [17 empty] | 7.3.3.17.5 (Remote Grid) Updates to grid topology to minimize risk of ignition in HFTDs Remote GridWLDFREquipment / facility failureAggregated | WLDFR | HFTD - Distribution - Tier 2 - 3QU CoRE ¦ 1QU LoRE | Red Flag Warning - Large Fires | Equipment / facility failure | Aggregated | 2022 | 2.8083e-05 | 489.6273 | 0.01375 | 2022 | Mitigation | 0.95 | 45 | 0 | esc | 0.00097009 | 2.7243e-08 | 0 | 0
[35 empty] | 7.3.3.17.6 Updates to grid topology to minimize risk of ignition in HFTDs Butte County Rebuild | WLDFR | HFTD - Distribution - Tier 2 - 5QU CoRE ¦ 3QU LoRE | 2034 | 0.41496 | 0 | 0 | 0 | 0 |  |  |  |  | 0 | 0 | 0 | 0 | 0 |  | 0 | 0 | 0 | Column23: 0; Column24: 0; Column25: 0; Column26: 0; Column27: 0; Column28: 0; Column29: 0.00051103; Column30: 0.0028757; Column31: 0; Column32: 0.0028757; Column33: 0.0011933 | WLDFR | HFTD - Distribution - Tier 3 - 4QU CoRE ¦ 2QU LoRE | Red Flag Warning - Large Fires | 2023 | 2.4373e-08 | 2.4373e-08 | 5.475 | 0.71896 | 3.0715 | 1.6846 | 0 | 0 | 2.5124e-05 | 1.3344e-07 | 0 | 1.3344e-07 | 1.3344e-07 | 0 | 1.3344e-07 | 0 | 0.00010667 | 0.00023383 | 0 | 0.00023383 | [17 empty] | 7.3.3.17.5 (Remote Grid) Updates to grid topology to minimize risk of ignition in HFTDs Remote GridWLDFREquipment / facility failureAggregated | WLDFR | HFTD - Distribution - Tier 2 - 3QU CoRE ¦ 1QU LoRE | Red Flag Warning - Large Fires | Equipment / facility failure | Aggregated | 2023 | 2.8083e-05 | 489.6273 | 0.01375 | 2023 | Mitigation | 0.95 | 45 | 0 | esc | 0.00097009 | 2.7243e-08 | 0.00097009 | 2.7243e-08
[35 empty] | 7.3.3.17.6 Updates to grid topology to minimize risk of ignition in HFTDs Butte County Rebuild | WLDFR | HFTD - Distribution - Tier 2 - 5QU CoRE ¦ 3QU LoRE | 2035 | 0.38782 | 0 | 0 | 0 | 0 |  |  |  |  | 0 | 0 | 0 | 0 | 0 |  | 0 | 0 | 0 | Column23: 0; Column24: 0; Column25: 0; Column26: 0; Column27: 0; Column28: 0; Column29: 0.00051103; Column30: 0.0028757; Column31: 0; Column32: 0.0028757; Column33: 0.0011153 | WLDFR | HFTD - Distribution - Tier 3 - 4QU CoRE ¦ 2QU LoRE | Red Flag Warning - Large Fires | 2024 | 2.4373e-08 | 2.4373e-08 | 5.475 | 0.71896 | 3.0715 | 1.6846 | 0 | 0 | 2.5124e-05 | 1.3344e-07 | 0 | 1.3344e-07 | 1.3344e-07 | 0 | 1.3344e-07 | 0 | 0.00010667 | 0.00023383 | 0 | 0.00023383 | [17 empty] | 7.3.3.17.5 (Remote Grid) Updates to grid topology to minimize risk of ignition in HFTDs Remote GridWLDFREquipment / facility failureAggregated | WLDFR | HFTD - Distribution - Tier 2 - 3QU CoRE ¦ 1QU LoRE | Red Flag Warning - Large Fires | Equipment / facility failure | Aggregated | 2024 | 2.8083e-05 | 489.6273 | 0.01375 | 2024 | Mitigation | 0.95 | 45 | 0 | esc | 0.00097009 | 2.7243e-08 | 0.00097009 | 2.7243e-08
[35 empty] | 7.3.3.17.6 Updates to grid topology to minimize risk of ignition in HFTDs Butte County Rebuild | WLDFR | HFTD - Distribution - Tier 2 - 5QU CoRE ¦ 3QU LoRE | 2036 | 0.36245 | 0 | 0 | 0 | 0 |  |  |  |  | 0 | 0 | 0 | 0 | 0 |  | 0 | 0 | 0 | Column23: 0; Column24: 0; Column25: 0; Column26: 0; Column27: 0; Column28: 0; Column29: 0.00051103; Column30: 0.0028757; Column31: 0; Column32: 0.0028757; Column33: 0.0010423 | WLDFR | HFTD - Distribution - Tier 3 - 4QU CoRE ¦ 2QU LoRE | Red Flag Warning - Large Fires | 2025 | 2.4373e-08 | 2.4373e-08 | 5.475 | 0.71896 | 3.0715 | 1.6846 | 0 | 0 | 2.5124e-05 | 1.3344e-07 | 0 | 1.3344e-07 | 1.3344e-07 | 0 | 1.3344e-07 | 0 | 0.00010667 | 0.00023383 | 0 | 0.00023383 | [17 empty] | 7.3.3.17.5 (Remote Grid) Updates to grid topology to minimize risk of ignition in HFTDs Remote GridWLDFREquipment / facility failureAggregated | WLDFR | HFTD - Distribution - Tier 2 - 3QU CoRE ¦ 1QU LoRE | Red Flag Warning - Large Fires | Equipment / facility failure | Aggregated | 2025 | 2.8083e-05 | 489.6273 | 0.01375 | 2025 | Mitigation | 0.95 | 45 | 0 | esc | 0.00097009 | 2.7243e-08 | 0.00097009 | 2.7243e-08
[35 empty] | 7.3.3.17.6 Updates to grid topology to minimize risk of ignition in HFTDs Butte County Rebuild | WLDFR | HFTD - Distribution - Tier 2 - 5QU CoRE ¦ 3QU LoRE | 2037 | 0.33873 | 0 | 0 | 0 | 0 |  |  |  |  | 0 | 0 | 0 | 0 | 0 |  | 0 | 0 | 0 | Column23: 0; Column24: 0; Column25: 0; Column26: 0; Column27: 0; Column28: 0; Column29: 0.00051103; Column30: 0.0028757; Column31: 0; Column32: 0.0028757; Column33: 0.00097411 | WLDFR | HFTD - Distribution - Tier 3 - 4QU CoRE ¦ 2QU LoRE | Red Flag Warning - Large Fires | 2026 | 2.4373e-08 | 2.4373e-08 | 5.475 | 0.71896 | 3.0715 | 1.6846 | 0 | 0 | 2.5124e-05 | 1.3344e-07 | 0 | 1.3344e-07 | 1.3344e-07 | 0 | 1.3344e-07 | 0 | 0.00011189 | 0.00024526 | 0 | 0.00024526 | [17 empty] | 7.3.3.17.5 (Remote Grid) Updates to grid topology to minimize risk of ignition in HFTDs Remote GridWLDFREquipment / facility failureAggregated | WLDFR | HFTD - Distribution - Tier 2 - 3QU CoRE ¦ 1QU LoRE | Red Flag Warning - Large Fires | Equipment / facility failure | Aggregated | 2026 | 2.8083e-05 | 489.6273 | 0.01375 | 2026 | Mitigation | 0.95 | 45 | 0 | esc | 0.00097009 | 2.7243e-08 | 0.00097009 | 2.7243e-08
[35 empty] | 7.3.3.17.6 Updates to grid topology to minimize risk of ignition in HFTDs Butte County Rebuild | WLDFR | HFTD - Distribution - Tier 2 - 5QU CoRE ¦ 3QU LoRE | 2038 | 0.31657 | 0 | 0 | 0 | 0 |  |  |  |  | 0 | 0 | 0 | 0 | 0 |  | 0 | 0 | 0 | Column23: 0; Column24: 0; Column25: 0; Column26: 0; Column27: 0; Column28: 0; Column29: 0.00051103; Column30: 0.0030169; Column31: 0; Column32: 0.0030169; Column33: 0.00095507 | WLDFR | HFTD - Distribution - Tier 3 - 4QU CoRE ¦ 2QU LoRE | Red Flag Warning - Large Fires | 2027 | 2.4373e-08 | 2.4373e-08 | 5.475 | 0.71896 | 3.0715 | 1.6846 | 0 | 0 | 2.5124e-05 | 1.3344e-07 | 0 | 1.3344e-07 | 1.3344e-07 | 0 | 1.3344e-07 | 0 | 0.00011189 | 0.00024526 | 0 | 0.00024526 | [17 empty] | 7.3.3.17.5 (Remote Grid) Updates to grid topology to minimize risk of ignition in HFTDs Remote GridWLDFREquipment / facility failureAggregated | WLDFR | HFTD - Distribution - Tier 2 - 3QU CoRE ¦ 1QU LoRE | Red Flag Warning - Large Fires | Equipment / facility failure | Aggregated | 2027 | 2.8083e-05 | 489.6273 | 0.01375 | 2027 | Mitigation | 0.95 | 45 | 0 | esc | 0.00097009 | 2.7243e-08 | 0.00097009 | 2.7243e-08
[35 empty] | 7.3.3.17.6 Updates to grid topology to minimize risk of ignition in HFTDs Butte County Rebuild | WLDFR | HFTD - Distribution - Tier 2 - 5QU CoRE ¦ 3QU LoRE | 2039 | 0.29586 | 0 | 0 | 0 | 0 |  |  |  |  | 0 | 0 | 0 | 0 | 0 |  | 0 | 0 | 0 | Column23: 0; Column24: 0; Column25: 0; Column26: 0; Column27: 0; Column28: 0; Column29: 0.00051103; Column30: 0.0030169; Column31: 0; Column32: 0.0030169; Column33: 0.00089259 | WLDFR | HFTD - Distribution - Tier 3 - 4QU CoRE ¦ 2QU LoRE | Red Flag Warning - Large Fires | 2028 | 2.4373e-08 | 2.4373e-08 | 5.777 | 0.74734 | 3.238 | 1.7917 | 0 | 0 | 2.5124e-05 | 1.408e-07 | 0 | 1.408e-07 | 1.408e-07 | 0 | 1.408e-07 | 0 | 0.00011189 | 0.00024526 | 0 | 0.00024526 | [17 empty] | 7.3.3.17.5 (Remote Grid) Updates to grid topology to minimize risk of ignition in HFTDs Remote GridWLDFREquipment / facility failureAggregated | WLDFR | HFTD - Distribution - Tier 2 - 3QU CoRE ¦ 1QU LoRE | Red Flag Warning - Large Fires | Equipment / facility failure | Aggregated | 2028 | 2.8083e-05 | 489.6273 | 0.01375 | 2028 | Mitigation | 0.95 | 45 | 0 | esc | 0.00097009 | 2.7243e-08 | 0.00097009 | 2.7243e-08
[35 empty] | 7.3.3.17.6 Updates to grid topology to minimize risk of ignition in HFTDs Butte County Rebuild | WLDFR | HFTD - Distribution - Tier 2 - 5QU CoRE ¦ 3QU LoRE | 2040 | 0.27651 | 0 | 0 | 0 | 0 |  |  |  |  | 0 | 0 | 0 | 0 | 0 |  | 0 | 0 | 0 | Column23: 0; Column24: 0; Column25: 0; Column26: 0; Column27: 0; Column28: 0; Column29: 0.00051103; Column30: 0.0030169; Column31: 0; Column32: 0.0030169; Column33: 0.0008342 | WLDFR | HFTD - Distribution - Tier 3 - 4QU CoRE ¦ 2QU LoRE | Red Flag Warning - Large Fires | 2029 | 2.4373e-08 | 2.4373e-08 | 5.777 | 0.74734 | 3.238 | 1.7917 | 0 | 0 | 2.5124e-05 | 1.408e-07 | 0 | 1.408e-07 | 1.408e-07 | 0 | 1.408e-07 | 0 | 0.00011189 | 0.00024526 | 0 | 0.00024526 | [17 empty] | 7.3.3.17.5 (Remote Grid) Updates to grid topology to minimize risk of ignition in HFTDs Remote GridWLDFREquipment / facility failureAggregated | WLDFR | HFTD - Distribution - Tier 2 - 3QU CoRE ¦ 1QU LoRE | Red Flag Warning - Large Fires | Equipment / facility failure | Aggregated | 2029 | 2.8083e-05 | 489.6273 | 0.01375 | 2029 | Mitigation | 0.95 | 45 | 0 | esc | 0.00097009 | 2.7243e-08 | 0.00097009 | 2.7243e-08
[35 empty] | 7.3.3.17.6 Updates to grid topology to minimize risk of ignition in HFTDs Butte County Rebuild | WLDFR | HFTD - Distribution - Tier 2 - 5QU CoRE ¦ 3QU LoRE | 2041 | 0.25842 | 0 | 0 | 0 | 0 |  |  |  |  | 0 | 0 | 0 | 0 | 0 |  | 0 | 0 | 0 | Column23: 0; Column24: 0; Column25: 0; Column26: 0; Column27: 0; Column28: 0; Column29: 0.00051103; Column30: 0.0030169; Column31: 0; Column32: 0.0030169; Column33: 0.00077962 | WLDFR | HFTD - Distribution - Tier 3 - 4QU CoRE ¦ 2QU LoRE | Red Flag Warning - Large Fires | 2030 | 2.4373e-08 | 2.4373e-08 | 5.777 | 0.74734 | 3.238 | 1.7917 | 0 | 0 | 2.5124e-05 | 1.408e-07 | 0 | 1.408e-07 | 1.408e-07 | 0 | 1.408e-07 | 0 | 0.00011189 | 0.00024526 | 0 | 0.00024526 | [17 empty] | 7.3.3.17.5 (Remote Grid) Updates to grid topology to minimize risk of ignition in HFTDs Remote GridWLDFREquipment / facility failureAggregated | WLDFR | HFTD - Distribution - Tier 2 - 3QU CoRE ¦ 1QU LoRE | Red Flag Warning - Large Fires | Equipment / facility failure | Aggregated | 2030 | 2.8083e-05 | 489.6273 | 0.01375 | 2030 | Mitigation | 0.95 | 45 | 0 | esc | 0.00097009 | 2.7243e-08 | 0.00097009 | 2.7243e-08
[35 empty] | 7.3.3.17.6 Updates to grid topology to minimize risk of ignition in HFTDs Butte County Rebuild | WLDFR | HFTD - Distribution - Tier 2 - 5QU CoRE ¦ 3QU LoRE | 2042 | 0.24151 | 0 | 0 | 0 | 0 |  |  |  |  | 0 | 0 | 0 | 0 | 0 |  | 0 | 0 | 0 | Column23: 0; Column24: 0; Column25: 0; Column26: 0; Column27: 0; Column28: 0; Column29: 0.00051103; Column30: 0.0030169; Column31: 0; Column32: 0.0030169; Column33: 0.00072862 | WLDFR | HFTD - Distribution - Tier 3 - 4QU CoRE ¦ 2QU LoRE | Red Flag Warning - Large Fires | 2031 | 2.4373e-08 | 2.4373e-08 | 5.777 | 0.74734 | 3.238 | 1.7917 | 0 | 0 | 2.5124e-05 | 1.408e-07 | 0 | 1.408e-07 | 1.408e-07 | 0 | 1.408e-07 | 0 | 0.00011743 | 0.00025742 | 0 | 0.00025742 | [17 empty] | 7.3.3.17.5 (Remote Grid) Updates to grid topology to minimize risk of ignition in HFTDs Remote GridWLDFREquipment / facility failureAggregated | WLDFR | HFTD - Distribution - Tier 2 - 3QU CoRE ¦ 1QU LoRE | Red Flag Warning - Large Fires | Equipment / facility failure | Aggregated | 2031 | 2.8083e-05 | 489.6273 | 0.01375 | 2031 | Mitigation | 0.95 | 45 | 0 | esc | 0.00097009 | 2.7243e-08 | 0.00097009 | 2.7243e-08
[35 empty] | 7.3.3.17.6 Updates to grid topology to minimize risk of ignition in HFTDs Butte County Rebuild | WLDFR | HFTD - Distribution - Tier 2 - 5QU CoRE ¦ 3QU LoRE | 2043 | 0.22571 | 0 | 0 | 0 | 0 |  |  |  |  | 0 | 0 | 0 | 0 | 0 |  | 0 | 0 | 0 | Column23: 0; Column24: 0; Column25: 0; Column26: 0; Column27: 0; Column28: 0; Column29: 0.00051103; Column30: 0.0031673; Column31: 0; Column32: 0.0031673; Column33: 0.0007149 | WLDFR | HFTD - Distribution - Tier 3 - 4QU CoRE ¦ 2QU LoRE | Red Flag Warning - Large Fires | 2032 | 2.4373e-08 | 2.4373e-08 | 5.777 | 0.74734 | 3.238 | 1.7917 | 0 | 0 | 2.5124e-05 | 1.408e-07 | 0 | 1.408e-07 | 1.408e-07 | 0 | 1.408e-07 | 0 | 0.00011743 | 0.00025742 | 0 | 0.00025742 | [17 empty] | 7.3.3.17.5 (Remote Grid) Updates to grid topology to minimize risk of ignition in HFTDs Remote GridWLDFREquipment / facility failureAggregated | WLDFR | HFTD - Distribution - Tier 2 - 3QU CoRE ¦ 1QU LoRE | Red Flag Warning - Large Fires | Equipment / facility failure | Aggregated | 2032 | 2.8083e-05 | 489.6273 | 0.01375 | 2032 | Mitigation | 0.95 | 45 | 0 | esc | 0.00097009 | 2.7243e-08 | 0.00097009 | 2.7243e-08
[35 empty] | 7.3.3.17.6 Updates to grid topology to minimize risk of ignition in HFTDs Butte County Rebuild | WLDFR | HFTD - Distribution - Tier 2 - 5QU CoRE ¦ 3QU LoRE | 2044 | 0.21095 | 0 | 0 | 0 | 0 |  |  |  |  | 0 | 0 | 0 | 0 | 0 |  | 0 | 0 | 0 | Column23: 0; Column24: 0; Column25: 0; Column26: 0; Column27: 0; Column28: 0; Column29: 0.00051103; Column30: 0.0031673; Column31: 0; Column32: 0.0031673; Column33: 0.00066813 | WLDFR | HFTD - Distribution - Tier 3 - 4QU CoRE ¦ 2QU LoRE | Red Flag Warning - Large Fires | 2033 | 2.4373e-08 | 2.4373e-08 | 6.1205 | 0.77885 | 3.4265 | 1.9151 | 0 | 0 | 2.5124e-05 | 1.4917e-07 | 0 | 1.4917e-07 | 1.4917e-07 | 0 | 1.4917e-07 | 0 | 0.00011743 | 0.00025742 | 0 | 0.00025742 | [17 empty] | 7.3.3.17.5 (Remote Grid) Updates to grid topology to minimize risk of ignition in HFTDs Remote GridWLDFREquipment / facility failureAggregated | WLDFR | HFTD - Distribution - Tier 2 - 3QU CoRE ¦ 1QU LoRE | Red Flag Warning - Large Fires | Equipment / facility failure | Aggregated | 2033 | 2.8083e-05 | 489.6273 | 0.01375 | 2033 | Mitigation | 0.95 | 45 | 0 | esc | 0.00097009 | 2.7243e-08 | 0.00097009 | 2.7243e-08
[35 empty] | 7.3.3.17.6 Updates to grid topology to minimize risk of ignition in HFTDs Butte County Rebuild | WLDFR | HFTD - Distribution - Tier 2 - 5QU CoRE ¦ 3QU LoRE | 2045 | 0.19715 | 0 | 0 | 0 | 0 |  |  |  |  | 0 | 0 | 0 | 0 | 0 |  | 0 | 0 | 0 | Column23: 0; Column24: 0; Column25: 0; Column26: 0; Column27: 0; Column28: 0; Column29: 0.00051103; Column30: 0.0031673; Column31: 0; Column32: 0.0031673; Column33: 0.00062442 | WLDFR | HFTD - Distribution - Tier 3 - 4QU CoRE ¦ 2QU LoRE | Red Flag Warning - Large Fires | 2034 | 2.4373e-08 | 2.4373e-08 | 6.1205 | 0.77885 | 3.4265 | 1.9151 | 0 | 0 | 2.5124e-05 | 1.4917e-07 | 0 | 1.4917e-07 | 1.4917e-07 | 0 | 1.4917e-07 | 0 | 0.00011743 | 0.00025742 | 0 | 0.00025742 | [17 empty] | 7.3.3.17.5 (Remote Grid) Updates to grid topology to minimize risk of ignition in HFTDs Remote GridWLDFREquipment / facility failureAggregated | WLDFR | HFTD - Distribution - Tier 2 - 3QU CoRE ¦ 1QU LoRE | Red Flag Warning - Large Fires | Equipment / facility failure | Aggregated | 2034 | 2.8083e-05 | 489.6273 | 0.01375 | 2034 | Mitigation | 0.95 | 45 | 0 | esc | 0.00097009 | 2.7243e-08 | 0.00097009 | 2.7243e-08
[35 empty] | 7.3.3.17.6 Updates to grid topology to minimize risk of ignition in HFTDs Butte County Rebuild | WLDFR | HFTD - Distribution - Tier 2 - 5QU CoRE ¦ 3QU LoRE | 2046 | 0.18425 | 0 | 0 | 0 | 0 |  |  |  |  | 0 | 0 | 0 | 0 | 0 |  | 0 | 0 | 0 | Column23: 0; Column24: 0; Column25: 0; Column26: 0; Column27: 0; Column28: 0; Column29: 0.00051103; Column30: 0.0031673; Column31: 0; Column32: 0.0031673; Column33: 0.00058357 | WLDFR | HFTD - Distribution - Tier 3 - 4QU CoRE ¦ 2QU LoRE | Red Flag Warning - Large Fires | 2035 | 2.4373e-08 | 2.4373e-08 | 6.1205 | 0.77885 | 3.4265 | 1.9151 | 0 | 0 | 2.5124e-05 | 1.4917e-07 | 0 | 1.4917e-07 | 1.4917e-07 | 0 | 1.4917e-07 | 0 | 0.00011743 | 0.00025742 | 0 | 0.00025742 | [17 empty] | 7.3.3.17.5 (Remote Grid) Updates to grid topology to minimize risk of ignition in HFTDs Remote GridWLDFREquipment / facility failureAggregated | WLDFR | HFTD - Distribution - Tier 2 - 3QU CoRE ¦ 1QU LoRE | Red Flag Warning - Large Fires | Equipment / facility failure | Aggregated | 2035 | 2.8083e-05 | 489.6273 | 0.01375 | 2035 | Mitigation | 0.95 | 45 | 0 | esc | 0.00097009 | 2.7243e-08 | 0.00097009 | 2.7243e-08
[35 empty] | 7.3.3.17.6 Updates to grid topology to minimize risk of ignition in HFTDs Butte County Rebuild | WLDFR | HFTD - Distribution - Tier 2 - 5QU CoRE ¦ 3QU LoRE | 2047 | 0.1722 | 0 | 0 | 0 | 0 |  |  |  |  | 0 | 0 | 0 | 0 | 0 |  | 0 | 0 | 0 | Column23: 0; Column24: 0; Column25: 0; Column26: 0; Column27: 0; Column28: 0; Column29: 0.00051103; Column30: 0.0031673; Column31: 0; Column32: 0.0031673; Column33: 0.0005454 | WLDFR | HFTD - Distribution - Tier 3 - 4QU CoRE ¦ 2QU LoRE | Red Flag Warning - Large Fires | 2036 | 2.4373e-08 | 2.4373e-08 | 6.1205 | 0.77885 | 3.4265 | 1.9151 | 0 | 0 | 2.5124e-05 | 1.4917e-07 | 0 | 1.4917e-07 | 1.4917e-07 | 0 | 1.4917e-07 | 0 | 0.00012324 | 0.00027016 | 0 | 0.00027016 | [17 empty] | 7.3.3.17.5 (Remote Grid) Updates to grid topology to minimize risk of ignition in HFTDs Remote GridWLDFREquipment / facility failureAggregated | WLDFR | HFTD - Distribution - Tier 2 - 3QU CoRE ¦ 1QU LoRE | Red Flag Warning - Large Fires | Equipment / facility failure | Aggregated | 2036 | 2.8083e-05 | 489.6273 | 0.01375 | 2036 | Mitigation | 0.95 | 45 | 0 | esc | 0.00097009 | 2.7243e-08 | 0.00097009 | 2.7243e-08
[35 empty] | 7.3.3.17.6 Updates to grid topology to minimize risk of ignition in HFTDs Butte County Rebuild | WLDFR | HFTD - Distribution - Tier 2 - 5QU CoRE ¦ 3QU LoRE | 2048 | 0.16093 | 0 | 0 | 0 | 0 |  |  |  |  | 0 | 0 | 0 | 0 | 0 |  | 0 | 0 | 0 | Column23: 0; Column24: 0; Column25: 0; Column26: 0; Column27: 0; Column28: 0; Column29: 0.00051103; Column30: 0.003325; Column31: 0; Column32: 0.003325; Column33: 0.0005351 | WLDFR | HFTD - Distribution - Tier 3 - 4QU CoRE ¦ 2QU LoRE | Red Flag Warning - Large Fires | 2037 | 2.4373e-08 | 2.4373e-08 | 6.1205 | 0.77885 | 3.4265 | 1.9151 | 0 | 0 | 2.5124e-05 | 1.4917e-07 | 0 | 1.4917e-07 | 1.4917e-07 | 0 | 1.4917e-07 | 0 | 0.00012324 | 0.00027016 | 0 | 0.00027016 | [17 empty] | 7.3.3.17.5 (Remote Grid) Updates to grid topology to minimize risk of ignition in HFTDs Remote GridWLDFREquipment / facility failureAggregated | WLDFR | HFTD - Distribution - Tier 2 - 3QU CoRE ¦ 1QU LoRE | Red Flag Warning - Large Fires | Equipment / facility failure | Aggregated | 2037 | 2.8083e-05 | 489.6273 | 0.01375 | 2037 | Mitigation | 0.95 | 45 | 0 | esc | 0.00097009 | 2.7243e-08 | 0.00097009 | 2.7243e-08
[35 empty] | 7.3.3.17.6 Updates to grid topology to minimize risk of ignition in HFTDs Butte County Rebuild | WLDFR | HFTD - Distribution - Tier 2 - 5QU CoRE ¦ 3QU LoRE | 2049 | 0.1504 | 0 | 0 | 0 | 0 |  |  |  |  | 0 | 0 | 0 | 0 | 0 |  | 0 | 0 | 0 | Column23: 0; Column24: 0; Column25: 0; Column26: 0; Column27: 0; Column28: 0; Column29: 0.00051103; Column30: 0.003325; Column31: 0; Column32: 0.003325; Column33: 0.00050009 | WLDFR | HFTD - Distribution - Tier 3 - 4QU CoRE ¦ 2QU LoRE | Red Flag Warning - Large Fires | 2038 | 2.4373e-08 | 2.4373e-08 | 6.5028 | 0.81304 | 3.6355 | 2.0543 | 0 | 0 | 2.5124e-05 | 1.5849e-07 | 0 | 1.5849e-07 | 1.5849e-07 | 0 | 1.5849e-07 | 0 | 0.00012324 | 0.00027016 | 0 | 0.00027016 | [17 empty] | 7.3.3.17.5 (Remote Grid) Updates to grid topology to minimize risk of ignition in HFTDs Remote GridWLDFREquipment / facility failureAggregated | WLDFR | HFTD - Distribution - Tier 2 - 3QU CoRE ¦ 1QU LoRE | Red Flag Warning - Large Fires | Equipment / facility failure | Aggregated | 2038 | 2.8083e-05 | 489.6273 | 0.01375 | 2038 | Mitigation | 0.95 | 45 | 0 | esc | 0.00097009 | 2.7243e-08 | 0.00097009 | 2.7243e-08
[35 empty] | 7.3.3.17.6 Updates to grid topology to minimize risk of ignition in HFTDs Butte County Rebuild | WLDFR | HFTD - Distribution - Tier 2 - 5QU CoRE ¦ 3QU LoRE | 2050 | 0.14056 | 0 | 0 | 0 | 0 |  |  |  |  | 0 | 0 | 0 | 0 | 0 |  | 0 | 0 | 0 | Column23: 0; Column24: 0; Column25: 0; Column26: 0; Column27: 0; Column28: 0; Column29: 0.00051103; Column30: 0.003325; Column31: 0; Column32: 0.003325; Column33: 0.00046738 | WLDFR | HFTD - Distribution - Tier 3 - 4QU CoRE ¦ 2QU LoRE | Red Flag Warning - Large Fires | 2039 | 2.4373e-08 | 2.4373e-08 | 6.5028 | 0.81304 | 3.6355 | 2.0543 | 0 | 0 | 2.5124e-05 | 1.5849e-07 | 0 | 1.5849e-07 | 1.5849e-07 | 0 | 1.5849e-07 | 0 | 0.00012324 | 0.00027016 | 0 | 0.00027016 | [17 empty] | 7.3.3.17.5 (Remote Grid) Updates to grid topology to minimize risk of ignition in HFTDs Remote GridWLDFREquipment / facility failureAggregated | WLDFR | HFTD - Distribution - Tier 2 - 3QU CoRE ¦ 1QU LoRE | Red Flag Warning - Large Fires | Equipment / facility failure | Aggregated | 2039 | 2.8083e-05 | 489.6273 | 0.01375 | 2039 | Mitigation | 0.95 | 45 | 0 | esc | 0.00097009 | 2.7243e-08 | 0.00097009 | 2.7243e-08
[35 empty] | 7.3.3.17.6 Updates to grid topology to minimize risk of ignition in HFTDs Butte County Rebuild | WLDFR | HFTD - Distribution - Tier 2 - 5QU CoRE ¦ 3QU LoRE | 2051 | 0.13137 | 0 | 0 | 0 | 0 |  |  |  |  | 0 | 0 | 0 | 0 | 0 |  | 0 | 0 | 0 | Column23: 0; Column24: 0; Column25: 0; Column26: 0; Column27: 0; Column28: 0; Column29: 0.00051103; Column30: 0.003325; Column31: 0; Column32: 0.003325; Column33: 0.0004368 | WLDFR | HFTD - Distribution - Tier 3 - 4QU CoRE ¦ 2QU LoRE | Red Flag Warning - Large Fires | 2040 | 2.4373e-08 | 2.4373e-08 | 6.5028 | 0.81304 | 3.6355 | 2.0543 | 0 | 0 | 2.5124e-05 | 1.5849e-07 | 0 | 1.5849e-07 | 1.5849e-07 | 0 | 1.5849e-07 | 0 | 0.00012324 | 0.00027016 | 0 | 0.00027016 | [17 empty] | 7.3.3.17.5 (Remote Grid) Updates to grid topology to minimize risk of ignition in HFTDs Remote GridWLDFREquipment / facility failureAggregated | WLDFR | HFTD - Distribution - Tier 2 - 3QU CoRE ¦ 1QU LoRE | Red Flag Warning - Large Fires | Equipment / facility failure | Aggregated | 2040 | 2.8083e-05 | 489.6273 | 0.01375 | 2040 | Mitigation | 0.95 | 45 | 0 | esc | 0.00097009 | 2.7243e-08 | 0.00097009 | 2.7243e-08
[35 empty] | 7.3.3.17.6 Updates to grid topology to minimize risk of ignition in HFTDs Butte County Rebuild | WLDFR | HFTD - Distribution - Tier 2 - 5QU CoRE ¦ 3QU LoRE | 2052 | 0.12277 | 0 | 0 | 0 | 0 |  |  |  |  | 0 | 0 | 0 | 0 | 0 |  | 0 | 0 | 0 | Column23: 0; Column24: 0; Column25: 0; Column26: 0; Column27: 0; Column28: 0; Column29: 0.00051103; Column30: 0.003325; Column31: 0; Column32: 0.003325; Column33: 0.00040822 | WLDFR | HFTD - Distribution - Tier 3 - 4QU CoRE ¦ 2QU LoRE | Red Flag Warning - Large Fires | 2041 | 2.4373e-08 | 2.4373e-08 | 6.5028 | 0.81304 | 3.6355 | 2.0543 | 0 | 0 | 2.5124e-05 | 1.5849e-07 | 0 | 1.5849e-07 | 1.5849e-07 | 0 | 1.5849e-07 | 0 | 0.00012924 | 0.00028331 | 0 | 0.00028331 | [17 empty] | 7.3.3.17.5 (Remote Grid) Updates to grid topology to minimize risk of ignition in HFTDs Remote GridWLDFREquipment / facility failureAggregated | WLDFR | HFTD - Distribution - Tier 2 - 3QU CoRE ¦ 1QU LoRE | Red Flag Warning - Large Fires | Equipment / facility failure | Aggregated | 2041 | 2.8083e-05 | 489.6273 | 0.01375 | 2041 | Mitigation | 0.95 | 45 | 0 | esc | 0.00097009 | 2.7243e-08 | 0.00097009 | 2.7243e-08
[35 empty] | 7.3.3.17.6 Updates to grid topology to minimize risk of ignition in HFTDs Butte County Rebuild | WLDFR | HFTD - Distribution - Tier 2 - 5QU CoRE ¦ 3QU LoRE | 2053 | 0.11474 | 0 | 0 | 0 | 0 |  |  |  |  | 0 | 0 | 0 | 0 | 0 |  | 0 | 0 | 0 | Column23: 0; Column24: 0; Column25: 0; Column26: 0; Column27: 0; Column28: 0; Column29: 0.00051103; Column30: 0.0034881; Column31: 0; Column32: 0.0034881; Column33: 0.00040023 | WLDFR | HFTD - Distribution - Tier 3 - 4QU CoRE ¦ 2QU LoRE | Red Flag Warning - Large Fires | 2042 | 2.4373e-08 | 2.4373e-08 | 6.5028 | 0.81304 | 3.6355 | 2.0543 | 0 | 0 | 2.5124e-05 | 1.5849e-07 | 0 | 1.5849e-07 | 1.5849e-07 | 0 | 1.5849e-07 | 0 | 0.00012924 | 0.00028331 | 0 | 0.00028331 | [17 empty] | 7.3.3.17.5 (Remote Grid) Updates to grid topology to minimize risk of ignition in HFTDs Remote GridWLDFREquipment / facility failureAggregated | WLDFR | HFTD - Distribution - Tier 2 - 3QU CoRE ¦ 1QU LoRE | Red Flag Warning - Large Fires | Equipment / facility failure | Aggregated | 2042 | 2.8083e-05 | 489.6273 | 0.01375 | 2042 | Mitigation | 0.95 | 45 | 0 | esc | 0.00097009 | 2.7243e-08 | 0.00097009 | 2.7243e-08
[35 empty] | 7.3.3.17.6 Updates to grid topology to minimize risk of ignition in HFTDs Butte County Rebuild | WLDFR | HFTD - Distribution - Tier 2 - 5QU CoRE ¦ 3QU LoRE | 2054 | 0.10723 | 0 | 0 | 0 | 0 |  |  |  |  | 0 | 0 | 0 | 0 | 0 |  | 0 | 0 | 0 | Column23: 0; Column24: 0; Column25: 0; Column26: 0; Column27: 0; Column28: 0; Column29: 0.00051103; Column30: 0.0034881; Column31: 0; Column32: 0.0034881; Column33: 0.00037405 | WLDFR | HFTD - Distribution - Tier 3 - 4QU CoRE ¦ 2QU LoRE | Red Flag Warning - Large Fires | 2043 | 2.4373e-08 | 2.4373e-08 | 6.9209 | 0.84944 | 3.8632 | 2.2083 | 0 | 0 | 2.5124e-05 | 1.6868e-07 | 0 | 1.6868e-07 | 1.6868e-07 | 0 | 1.6868e-07 | 0 | 0.00012924 | 0.00028331 | 0 | 0.00028331 | [17 empty] | 7.3.3.17.5 (Remote Grid) Updates to grid topology to minimize risk of ignition in HFTDs Remote GridWLDFREquipment / facility failureAggregated | WLDFR | HFTD - Distribution - Tier 2 - 3QU CoRE ¦ 1QU LoRE | Red Flag Warning - Large Fires | Equipment / facility failure | Aggregated | 2043 | 2.8083e-05 | 489.6273 | 0.01375 | 2043 | Mitigation | 0.95 | 45 | 0 | esc | 0.00097009 | 2.7243e-08 | 0.00097009 | 2.7243e-08
[35 empty] | 7.3.3.17.6 Updates to grid topology to minimize risk of ignition in HFTDs Butte County Rebuild | WLDFR | HFTD - Distribution - Tier 2 - 5QU CoRE ¦ 3QU LoRE | 2055 | 0.10022 | 0 | 0 | 0 | 0 |  |  |  |  | 0 | 0 | 0 | 0 | 0 |  | 0 | 0 | 0 | Column23: 0; Column24: 0; Column25: 0; Column26: 0; Column27: 0; Column28: 0; Column29: 0.00051103; Column30: 0.0034881; Column31: 0; Column32: 0.0034881; Column33: 0.00034958 | WLDFR | HFTD - Distribution - Tier 3 - 4QU CoRE ¦ 2QU LoRE | Red Flag Warning - Large Fires | 2044 | 2.4373e-08 | 2.4373e-08 | 6.9209 | 0.84944 | 3.8632 | 2.2083 | 0 | 0 | 2.5124e-05 | 1.6868e-07 | 0 | 1.6868e-07 | 1.6868e-07 | 0 | 1.6868e-07 | 0 | 0.00012924 | 0.00028331 | 0 | 0.00028331 | [17 empty] | 7.3.3.17.5 (Remote Grid) Updates to grid topology to minimize risk of ignition in HFTDs Remote GridWLDFREquipment / facility failureAggregated | WLDFR | HFTD - Distribution - Tier 2 - 3QU CoRE ¦ 1QU LoRE | Red Flag Warning - Large Fires | Equipment / facility failure | Aggregated | 2044 | 2.8083e-05 | 489.6273 | 0.01375 | 2044 | Mitigation | 0.95 | 45 | 0 | esc | 0.00097009 | 2.7243e-08 | 0.00097009 | 2.7243e-08
[35 empty] | 7.3.3.17.6 Updates to grid topology to minimize risk of ignition in HFTDs Butte County Rebuild | WLDFR | HFTD - Distribution - Tier 2 - 5QU CoRE ¦ 3QU LoRE | 2056 | 0.093663 | 0 | 0 | 0 | 0 |  |  |  |  | 0 | 0 | 0 | 0 | 0 |  | 0 | 0 | 0 | Column23: 0; Column24: 0; Column25: 0; Column26: 0; Column27: 0; Column28: 0; Column29: 0.00051103; Column30: 0.0034881; Column31: 0; Column32: 0.0034881; Column33: 0.00032671 | WLDFR | HFTD - Distribution - Tier 3 - 4QU CoRE ¦ 2QU LoRE | Red Flag Warning - Large Fires | 2045 | 2.4373e-08 | 2.4373e-08 | 6.9209 | 0.84944 | 3.8632 | 2.2083 | 0 | 0 | 2.5124e-05 | 1.6868e-07 | 0 | 1.6868e-07 | 1.6868e-07 | 0 | 1.6868e-07 | 0 | 0.00012924 | 0.00028331 | 0 | 0.00028331 | [17 empty] | 7.3.3.17.5 (Remote Grid) Updates to grid topology to minimize risk of ignition in HFTDs Remote GridWLDFREquipment / facility failureAggregated | WLDFR | HFTD - Distribution - Tier 2 - 3QU CoRE ¦ 1QU LoRE | Red Flag Warning - Large Fires | Equipment / facility failure | Aggregated | 2045 | 2.8083e-05 | 489.6273 | 0.01375 | 2045 | Mitigation | 0.95 | 45 | 0 | esc | 0.00097009 | 2.7243e-08 | 0.00097009 | 2.7243e-08
[35 empty] | 7.3.3.17.6 Updates to grid topology to minimize risk of ignition in HFTDs Butte County Rebuild | WLDFR | HFTD - Distribution - Tier 2 - 5QU CoRE ¦ 3QU LoRE | 2057 | 0.087535 | 0 | 0 | 0 | 0 |  |  |  |  | 0 | 0 | 0 | 0 | 0 |  | 0 | 0 | 0 | Column23: 0; Column24: 0; Column25: 0; Column26: 0; Column27: 0; Column28: 0; Column29: 0.00051103; Column30: 0.0034881; Column31: 0; Column32: 0.0034881; Column33: 0.00030533 | WLDFR | HFTD - Distribution - Tier 3 - 4QU CoRE ¦ 2QU LoRE | Red Flag Warning - Large Fires | 2046 | 2.4373e-08 | 2.4373e-08 | 6.9209 | 0.84944 | 3.8632 | 2.2083 | 0 | 0 | 2.5124e-05 | 1.6868e-07 | 0 | 1.6868e-07 | 1.6868e-07 | 0 | 1.6868e-07 | 0 | 0.00013536 | 0.00029671 | 0 | 0.00029671 | [17 empty] | 7.3.3.17.5 (Remote Grid) Updates to grid topology to minimize risk of ignition in HFTDs Remote GridWLDFREquipment / facility failureAggregated | WLDFR | HFTD - Distribution - Tier 2 - 3QU CoRE ¦ 1QU LoRE | Red Flag Warning - Large Fires | Equipment / facility failure | Aggregated | 2046 | 2.8083e-05 | 489.6273 | 0.01375 | 2046 | Mitigation | 0.95 | 45 | 0 | esc | 0.00097009 | 2.7243e-08 | 0.00097009 | 2.7243e-08
[35 empty] | 7.3.3.17.6 Updates to grid topology to minimize risk of ignition in HFTDs Butte County Rebuild | WLDFR | HFTD - Distribution - Tier 2 - 5QU CoRE ¦ 3QU LoRE | 2058 | 0.081809 | 0 | 0 | 0 | 0 |  |  |  |  | 0 | 0 | 0 | 0 | 0 |  | 0 | 0 | 0 | Column23: 0; Column24: 0; Column25: 0; Column26: 0; Column27: 0; Column28: 0; Column29: 0.00051103; Column30: 0.0036546; Column31: 0; Column32: 0.0036546; Column33: 0.00029898 | WLDFR | HFTD - Distribution - Tier 3 - 4QU CoRE ¦ 2QU LoRE | Red Flag Warning - Large Fires | 2047 | 2.4373e-08 | 2.4373e-08 | 6.9209 | 0.84944 | 3.8632 | 2.2083 | 0 | 0 | 2.5124e-05 | 1.6868e-07 | 0 | 1.6868e-07 | 1.6868e-07 | 0 | 1.6868e-07 | 0 | 0.00013536 | 0.00029671 | 0 | 0.00029671 | [17 empty] | 7.3.3.17.5 (Remote Grid) Updates to grid topology to minimize risk of ignition in HFTDs Remote GridWLDFREquipment / facility failureAggregated | WLDFR | HFTD - Distribution - Tier 2 - 3QU CoRE ¦ 1QU LoRE | Red Flag Warning - Large Fires | Equipment / facility failure | Aggregated | 2047 | 2.8083e-05 | 489.6273 | 0.01375 | 2047 | Mitigation | 0.95 | 45 | 0 | esc | 0.00097009 | 2.7243e-08 | 0.00097009 | 2.7243e-08
[35 empty] | 7.3.3.17.6 Updates to grid topology to minimize risk of ignition in HFTDs Butte County Rebuild | WLDFR | HFTD - Distribution - Tier 2 - 5QU CoRE ¦ 3QU LoRE | 2059 | 0.076457 | 0 | 0 | 0 | 0 |  |  |  |  | 0 | 0 | 0 | 0 | 0 |  | 0 | 0 | 0 | Column23: 0; Column24: 0; Column25: 0; Column26: 0; Column27: 0; Column28: 0; Column29: 0.00051103; Column30: 0.0036546; Column31: 0; Column32: 0.0036546; Column33: 0.00027942 | WLDFR | HFTD - Distribution - Tier 3 - 4QU CoRE ¦ 2QU LoRE | Red Flag Warning - Large Fires | 2048 | 2.4373e-08 | 2.4373e-08 | 7.3713 | 0.88759 | 4.1075 | 2.3763 | 0 | 0 | 2.5124e-05 | 1.7966e-07 | 0 | 1.7966e-07 | 1.7966e-07 | 0 | 1.7966e-07 | 0 | 0.00013536 | 0.00029671 | 0 | 0.00029671 | [17 empty] | 7.3.3.17.5 (Remote Grid) Updates to grid topology to minimize risk of ignition in HFTDs Remote GridWLDFREquipment / facility failureAggregated | WLDFR | HFTD - Distribution - Tier 2 - 3QU CoRE ¦ 1QU LoRE | Red Flag Warning - Large Fires | Equipment / facility failure | Aggregated | 2048 | 2.8083e-05 | 489.6273 | 0.01375 | 2048 | Mitigation | 0.95 | 45 | 0 | esc | 0.00097009 | 2.7243e-08 | 0.00097009 | 2.7243e-08
[35 empty] | 7.3.3.17.6 Updates to grid topology to minimize risk of ignition in HFTDs Butte County Rebuild | WLDFR | HFTD - Distribution - Tier 2 - 5QU CoRE ¦ 3QU LoRE | 2060 | 0.071455 | 0 | 0 | 0 | 0 |  |  |  |  | 0 | 0 | 0 | 0 | 0 |  | 0 | 0 | 0 | Column23: 0; Column24: 0; Column25: 0; Column26: 0; Column27: 0; Column28: 0; Column29: 0.00051103; Column30: 0.0036546; Column31: 0; Column32: 0.0036546; Column33: 0.00026114 | WLDFR | HFTD - Distribution - Tier 3 - 4QU CoRE ¦ 2QU LoRE | Red Flag Warning - Large Fires | 2049 | 2.4373e-08 | 2.4373e-08 | 7.3713 | 0.88759 | 4.1075 | 2.3763 | 0 | 0 | 2.5124e-05 | 1.7966e-07 | 0 | 1.7966e-07 | 1.7966e-07 | 0 | 1.7966e-07 | 0 | 0.00013536 | 0.00029671 | 0 | 0.00029671 | [17 empty] | 7.3.3.17.5 (Remote Grid) Updates to grid topology to minimize risk of ignition in HFTDs Remote GridWLDFREquipment / facility failureAggregated | WLDFR | HFTD - Distribution - Tier 2 - 3QU CoRE ¦ 1QU LoRE | Red Flag Warning - Large Fires | Equipment / facility failure | Aggregated | 2049 | 2.8083e-05 | 489.6273 | 0.01375 | 2049 | Mitigation | 0.95 | 45 | 0 | esc | 0.00097009 | 2.7243e-08 | 0.00097009 | 2.7243e-08
[35 empty] | 7.3.3.17.6 Updates to grid topology to minimize risk of ignition in HFTDs Butte County Rebuild | WLDFR | HFTD - Distribution - Tier 2 - 5QU CoRE ¦ 3QU LoRE | 2061 | 0.06678 | 0 | 0 | 0 | 0 |  |  |  |  | 0 | 0 | 0 | 0 | 0 |  | 0 | 0 | 0 | Column23: 0; Column24: 0; Column25: 0; Column26: 0; Column27: 0; Column28: 0; Column29: 0.00051103; Column30: 0.0036546; Column31: 0; Column32: 0.0036546; Column33: 0.00024405 | WLDFR | HFTD - Distribution - Tier 3 - 4QU CoRE ¦ 2QU LoRE | Red Flag Warning - Large Fires | 2050 | 2.4373e-08 | 2.4373e-08 | 7.3713 | 0.88759 | 4.1075 | 2.3763 | 0 | 0 | 2.5124e-05 | 1.7966e-07 | 0 | 1.7966e-07 | 1.7966e-07 | 0 | 1.7966e-07 | 0 | 0.00013536 | 0.00029671 | 0 | 0.00029671 | [17 empty] | 7.3.3.17.5 (Remote Grid) Updates to grid topology to minimize risk of ignition in HFTDs Remote GridWLDFREquipment / facility failureAggregated | WLDFR | HFTD - Distribution - Tier 2 - 3QU CoRE ¦ 1QU LoRE | Red Flag Warning - Large Fires | Equipment / facility failure | Aggregated | 2050 | 2.8083e-05 | 489.6273 | 0.01375 | 2050 | Mitigation | 0.95 | 45 | 0 | esc | 0.00097009 | 2.7243e-08 | 0.00097009 | 2.7243e-08
[35 empty] | 7.3.3.17.6 Updates to grid topology to minimize risk of ignition in HFTDs Butte County Rebuild | WLDFR | HFTD - Distribution - Tier 2 - 5QU CoRE ¦ 3QU LoRE | 2062 | 0.062412 | 0 | 0 | 0 | 0 |  |  |  |  | 0 | 0 | 0 | 0 | 0 |  | 0 | 0 | 0 | Column23: 0; Column24: 0; Column25: 0; Column26: 0; Column27: 0; Column28: 0; Column29: 0.00051103; Column30: 0.0036546; Column31: 0; Column32: 0.0036546; Column33: 0.00022809 | WLDFR | HFTD - Distribution - Tier 3 - 4QU CoRE ¦ 2QU LoRE | Red Flag Warning - Large Fires | 2051 | 2.4373e-08 | 2.4373e-08 | 7.3713 | 0.88759 | 4.1075 | 2.3763 | 0 | 0 | 2.5124e-05 | 1.7966e-07 | 0 | 1.7966e-07 | 1.7966e-07 | 0 | 1.7966e-07 | 0 | 0.00014152 | 0.00031021 | 0 | 0.00031021 | [17 empty] | 7.3.3.17.5 (Remote Grid) Updates to grid topology to minimize risk of ignition in HFTDs Remote GridWLDFREquipment / facility failureAggregated | WLDFR | HFTD - Distribution - Tier 2 - 3QU CoRE ¦ 1QU LoRE | Red Flag Warning - Large Fires | Equipment / facility failure | Aggregated | 2051 | 2.8083e-05 | 489.6273 | 0.01375 | 2051 | Mitigation | 0.95 | 45 | 0 | esc | 0.00097009 | 2.7243e-08 | 0.00097009 | 2.7243e-08
[35 empty] | 7.3.3.17.6 Updates to grid topology to minimize risk of ignition in HFTDs Butte County Rebuild | WLDFR | HFTD - Distribution - Tier 2 - 5QU CoRE ¦ 3QU LoRE | 2063 | 0.058329 | 0 | 0 | 0 | 0 |  |  |  |  | 0 | 0 | 0 | 0 | 0 |  | 0 | 0 | 0 | Column23: 0; Column24: 0; Column25: 0; Column26: 0; Column27: 0; Column28: 0; Column29: 0.00051103; Column30: 0.0038224; Column31: 0; Column32: 0.0038224; Column33: 0.00022296 | WLDFR | HFTD - Distribution - Tier 3 - 4QU CoRE ¦ 2QU LoRE | Red Flag Warning - Large Fires | 2052 | 2.4373e-08 | 2.4373e-08 | 7.3713 | 0.88759 | 4.1075 | 2.3763 | 0 | 0 | 2.5124e-05 | 1.7966e-07 | 0 | 1.7966e-07 | 1.7966e-07 | 0 | 1.7966e-07 | 0 | 0.00014152 | 0.00031021 | 0 | 0.00031021 | [17 empty] | 7.3.3.17.5 (Remote Grid) Updates to grid topology to minimize risk of ignition in HFTDs Remote GridWLDFREquipment / facility failureAggregated | WLDFR | HFTD - Distribution - Tier 2 - 3QU CoRE ¦ 1QU LoRE | Red Flag Warning - Large Fires | Equipment / facility failure | Aggregated | 2052 | 2.8083e-05 | 489.6273 | 0.01375 | 2052 | Mitigation | 0.95 | 45 | 0 | esc | 0.00097009 | 2.7243e-08 | 0.00097009 | 2.7243e-08
[35 empty] | 7.3.3.17.6 Updates to grid topology to minimize risk of ignition in HFTDs Butte County Rebuild | WLDFR | HFTD - Distribution - Tier 2 - 5QU CoRE ¦ 3QU LoRE | 2064 | 0.054513 | 0 | 0 | 0 | 0 |  |  |  |  | 0 | 0 | 0 | 0 | 0 |  | 0 | 0 | 0 | Column23: 0; Column24: 0; Column25: 0; Column26: 0; Column27: 0; Column28: 0; Column29: 0.00051103; Column30: 0.0038224; Column31: 0; Column32: 0.0038224; Column33: 0.00020837 | WLDFR | HFTD - Distribution - Tier 3 - 4QU CoRE ¦ 2QU LoRE | Red Flag Warning - Large Fires | 2053 | 2.4373e-08 | 2.4373e-08 | 7.8503 | 0.92702 | 4.3664 | 2.5569 | 0 | 0 | 2.5124e-05 | 1.9133e-07 | 0 | 1.9133e-07 | 1.9133e-07 | 0 | 1.9133e-07 | 0 | 0.00014152 | 0.00031021 | 0 | 0.00031021 | [17 empty] | 7.3.3.17.5 (Remote Grid) Updates to grid topology to minimize risk of ignition in HFTDs Remote GridWLDFREquipment / facility failureAggregated | WLDFR | HFTD - Distribution - Tier 2 - 3QU CoRE ¦ 1QU LoRE | Red Flag Warning - Large Fires | Equipment / facility failure | Aggregated | 2053 | 2.8083e-05 | 489.6273 | 0.01375 | 2053 | Mitigation | 0.95 | 45 | 0 | esc | 0.00097009 | 2.7243e-08 | 0.00097009 | 2.7243e-08
[35 empty] | 7.3.3.17.6 Updates to grid topology to minimize risk of ignition in HFTDs Butte County Rebuild | WLDFR | HFTD - Distribution - Tier 2 - 5QU CoRE ¦ 3QU LoRE | 2065 | 0.050946 | 0 | 0 | 0 | 0 |  |  |  |  | 0 | 0 | 0 | 0 | 0 |  | 0 | 0 | 0 | Column23: 0; Column24: 0; Column25: 0; Column26: 0; Column27: 0; Column28: 0; Column29: 0.00051103; Column30: 0.0038224; Column31: 0; Column32: 0.0038224; Column33: 0.00019474 | WLDFR | HFTD - Distribution - Tier 3 - 4QU CoRE ¦ 2QU LoRE | Red Flag Warning - Large Fires | 2054 | 2.4373e-08 | 2.4373e-08 | 7.8503 | 0.92702 | 4.3664 | 2.5569 | 0 | 0 | 2.5124e-05 | 1.9133e-07 | 0 | 1.9133e-07 | 1.9133e-07 | 0 | 1.9133e-07 | 0 | 0.00014152 | 0.00031021 | 0 | 0.00031021 | [17 empty] | 7.3.3.17.5 (Remote Grid) Updates to grid topology to minimize risk of ignition in HFTDs Remote GridWLDFREquipment / facility failureAggregated | WLDFR | HFTD - Distribution - Tier 2 - 3QU CoRE ¦ 1QU LoRE | Red Flag Warning - Large Fires | Equipment / facility failure | Aggregated | 2054 | 2.8083e-05 | 489.6273 | 0.01375 | 2054 | Mitigation | 0.95 | 45 | 0 | esc | 0.00097009 | 2.7243e-08 | 0.00097009 | 2.7243e-08
[35 empty] | 7.3.3.17.6 Updates to grid topology to minimize risk of ignition in HFTDs Butte County Rebuild | WLDFR | HFTD - Distribution - Tier 2 - 5QU CoRE ¦ 3QU LoRE | 2066 | 0.047613 | 0 | 0 | 0 | 0 |  |  |  |  | 0 | 0 | 0 | 0 | 0 |  | 0 | 0 | 0 | Column23: 0; Column24: 0; Column25: 0; Column26: 0; Column27: 0; Column28: 0; Column29: 0.00051103; Column30: 0.0038224; Column31: 0; Column32: 0.0038224; Column33: 0.000182 | WLDFR | HFTD - Distribution - Tier 3 - 4QU CoRE ¦ 2QU LoRE | Red Flag Warning - Large Fires | 2055 | 2.4373e-08 | 2.4373e-08 | 7.8503 | 0.92702 | 4.3664 | 2.5569 | 0 | 0 | 2.5124e-05 | 1.9133e-07 | 0 | 1.9133e-07 | 1.9133e-07 | 0 | 1.9133e-07 | 0 | 0.00014152 | 0.00031021 | 0 | 0.00031021 | [17 empty] | 7.3.3.17.5 (Remote Grid) Updates to grid topology to minimize risk of ignition in HFTDs Remote GridWLDFREquipment / facility failureAggregated | WLDFR | HFTD - Distribution - Tier 2 - 3QU CoRE ¦ 1QU LoRE | Red Flag Warning - Large Fires | Equipment / facility failure | Aggregated | 2055 | 2.8083e-05 | 489.6273 | 0.01375 | 2055 | Mitigation | 0.95 | 45 | 0 | esc | 0.00097009 | 2.7243e-08 | 0.00097009 | 2.7243e-08
[35 empty] | 7.3.3.17.6 Updates to grid topology to minimize risk of ignition in HFTDs Butte County Rebuild | WLDFR | HFTD - Distribution - Tier 2 - 5QU CoRE ¦ 3QU LoRE | 2067 | 0.044499 | 0 | 0 | 0 | 0 |  |  |  |  | 0 | 0 | 0 | 0 | 0 |  | 0 | 0 | 0 | Column23: 0; Column24: 0; Column25: 0; Column26: 0; Column27: 0; Column28: 0; Column29: 0.00051103; Column30: 0.0038224; Column31: 0; Column32: 0.0038224; Column33: 0.00017009 | WLDFR | HFTD - Distribution - Tier 3 - 4QU CoRE ¦ 2QU LoRE | Red Flag Warning - Large Fires | 2056 | 2.4373e-08 | 2.4373e-08 | 7.8503 | 0.92702 | 4.3664 | 2.5569 | 0 | 0 | 2.5124e-05 | 1.9133e-07 | 0 | 1.9133e-07 | 1.9133e-07 | 0 | 1.9133e-07 | 0 | 0.00014765 | 0.00032364 | 0 | 0.00032364 | [17 empty] | 7.3.3.17.5 (Remote Grid) Updates to grid topology to minimize risk of ignition in HFTDs Remote GridWLDFREquipment / facility failureAggregated | WLDFR | HFTD - Distribution - Tier 2 - 3QU CoRE ¦ 1QU LoRE | Red Flag Warning - Large Fires | Equipment / facility failure | Aggregated | 2056 | 2.8083e-05 | 489.6273 | 0.01375 | 2056 | Mitigation | 0.95 | 45 | 0 | esc | 0.00097009 | 2.7243e-08 | 0.00097009 | 2.7243e-08
[35 empty] | 7.3.3.17.6 Updates to grid topology to minimize risk of ignition in HFTDs Butte County Rebuild | WLDFR | HFTD - Distribution - Tier 2 - 5QU CoRE ¦ 3QU LoRE | 2068 | 0.041587 | 0 | 0 | 0 | 0 |  |  |  |  | 0 | 0 | 0 | 0 | 0 |  | 0 | 0 | 0 | Column23: 0; Column24: 0; Column25: 0; Column26: 0; Column27: 0; Column28: 0; Column29: 0.00051103; Column30: 0.0039896; Column31: 0; Column32: 0.0039896; Column33: 0.00016592 | WLDFR | HFTD - Distribution - Tier 3 - 4QU CoRE ¦ 2QU LoRE | Red Flag Warning - Large Fires | 2057 | 2.4373e-08 | 2.4373e-08 | 7.8503 | 0.92702 | 4.3664 | 2.5569 | 0 | 0 | 2.5124e-05 | 1.9133e-07 | 0 | 1.9133e-07 | 1.9133e-07 | 0 | 1.9133e-07 | 0 | 0.00014765 | 0.00032364 | 0 | 0.00032364 | [17 empty] | 7.3.3.17.5 (Remote Grid) Updates to grid topology to minimize risk of ignition in HFTDs Remote GridWLDFREquipment / facility failureAggregated | WLDFR | HFTD - Distribution - Tier 2 - 3QU CoRE ¦ 1QU LoRE | Red Flag Warning - Large Fires | Equipment / facility failure | Aggregated | 2057 | 2.8083e-05 | 489.6273 | 0.01375 | 2057 | Mitigation | 0.95 | 45 | 0 | esc | 0.00097009 | 2.7243e-08 | 0.00097009 | 2.7243e-08
[35 empty] | 7.3.3.17.6 Updates to grid topology to minimize risk of ignition in HFTDs Butte County Rebuild | WLDFR | HFTD - Distribution - Tier 2 - 5QU CoRE ¦ 3QU LoRE | 2069 | 0.038867 | 0 | 0 | 0 | 0 |  |  |  |  | 0 | 0 | 0 | 0 | 0 |  | 0 | 0 | 0 | Column23: 0; Column24: 0; Column25: 0; Column26: 0; Column27: 0; Column28: 0; Column29: 0.00051103; Column30: 0.0039896; Column31: 0; Column32: 0.0039896; Column33: 0.00015506 | WLDFR | HFTD - Distribution - Tier 3 - 4QU CoRE ¦ 2QU LoRE | Red Flag Warning - Large Fires | 2058 | 2.4373e-08 | 2.4373e-08 | 8.3524 | 0.96727 | 4.6367 | 2.7484 | 0 | 0 | 2.5124e-05 | 2.0357e-07 | 0 | 2.0357e-07 | 2.0357e-07 | 0 | 2.0357e-07 | 0 | 0.00014765 | 0.00032364 | 0 | 0.00032364 | [17 empty] | 7.3.3.17.5 (Remote Grid) Updates to grid topology to minimize risk of ignition in HFTDs Remote GridWLDFREquipment / facility failureAggregated | WLDFR | HFTD - Distribution - Tier 2 - 3QU CoRE ¦ 1QU LoRE | Red Flag Warning - Large Fires | Equipment / facility failure | Aggregated | 2058 | 2.8083e-05 | 489.6273 | 0.01375 | 2058 | Mitigation | 0.95 | 45 | 0 | esc | 0.00097009 | 2.7243e-08 | 0.00097009 | 2.7243e-08
[35 empty] | 7.3.3.17.6 Updates to grid topology to minimize risk of ignition in HFTDs Butte County Rebuild | WLDFR | HFTD - Distribution - Tier 2 - 5QU CoRE ¦ 3QU LoRE | 2070 | 0.036324 | 0 | 0 | 0 | 0 |  |  |  |  | 0 | 0 | 0 | 0 | 0 |  | 0 | 0 | 0 | Column23: 0; Column24: 0; Column25: 0; Column26: 0; Column27: 0; Column28: 0; Column29: 0.00051103; Column30: 0.0039896; Column31: 0; Column32: 0.0039896; Column33: 0.00014492 | WLDFR | HFTD - Distribution - Tier 3 - 4QU CoRE ¦ 2QU LoRE | Red Flag Warning - Large Fires | 2059 | 2.4373e-08 | 2.4373e-08 | 8.3524 | 0.96727 | 4.6367 | 2.7484 | 0 | 0 | 2.5124e-05 | 2.0357e-07 | 0 | 2.0357e-07 | 2.0357e-07 | 0 | 2.0357e-07 | 0 | 0 | 0.00032364 | 0 | 0.00032364 | [17 empty] | 7.3.3.17.5 (Remote Grid) Updates to grid topology to minimize risk of ignition in HFTDs Remote GridWLDFREquipment / facility failureAggregated | WLDFR | HFTD - Distribution - Tier 2 - 3QU CoRE ¦ 1QU LoRE | Red Flag Warning - Large Fires | Equipment / facility failure | Aggregated | 2059 | 2.8083e-05 | 489.6273 | 0.01375 | 2059 | Mitigation | 0.95 | 45 | 0 | esc | 0.00097009 | 2.7243e-08 | 0.00097009 | 2.7243e-08
[35 empty] | 7.3.3.17.6 Updates to grid topology to minimize risk of ignition in HFTDs Butte County Rebuild | WLDFR | HFTD - Distribution - Tier 2 - 5QU CoRE ¦ 3QU LoRE | 2071 | 0.033948 | 0 | 0 | 0 | 0 |  |  |  |  | 0 | 0 | 0 | 0 | 0 |  | 0 | 0 | 0 | Column23: 0; Column24: 0; Column25: 0; Column26: 0; Column27: 0; Column28: 0; Column29: 0.00051103; Column30: 0.0039896; Column31: 0; Column32: 0.0039896; Column33: 0.00013544 | WLDFR | HFTD - Distribution - Tier 3 - 4QU CoRE ¦ 2QU LoRE | Red Flag Warning - Large Fires | 2060 | 2.4373e-08 | 2.4373e-08 | 8.3524 | 0.96727 | 4.6367 | 2.7484 | 0 | 0 | 2.5124e-05 | 2.0357e-07 | 0 | 2.0357e-07 | 2.0357e-07 | 0 | 2.0357e-07 | 0 | 0 | 0 | 0 | 0 | [17 empty] | 7.3.3.17.5 (Remote Grid) Updates to grid topology to minimize risk of ignition in HFTDs Remote GridWLDFREquipment / facility failureAggregated | WLDFR | HFTD - Distribution - Tier 2 - 3QU CoRE ¦ 1QU LoRE | Red Flag Warning - Large Fires | Equipment / facility failure | Aggregated | 2060 | 2.8083e-05 | 489.6273 | 0.01375 | 2060 | Mitigation | 0.95 | 45 | 0 | esc | 0.00097009 | 2.7243e-08 | 0.00097009 | 2.7243e-08
[35 empty] | 7.3.3.17.6 Updates to grid topology to minimize risk of ignition in HFTDs Butte County Rebuild | WLDFR | HFTD - Distribution - Tier 2 - 5QU CoRE ¦ 3QU LoRE | 2072 | 0.031727 | 0 | 0 | 0 | 0 |  |  |  |  | 0 | 0 | 0 | 0 | 0 |  | 0 | 0 | 0 | Column23: 0; Column24: 0; Column25: 0; Column26: 0; Column27: 0; Column28: 0; Column29: 0.00051103; Column30: 0.0039896; Column31: 0; Column32: 0.0039896; Column33: 0.00012658 | WLDFR | HFTD - Distribution - Tier 3 - 4QU CoRE ¦ 2QU LoRE | Red Flag Warning - Large Fires | 2061 | 2.4373e-08 | 2.4373e-08 | 8.3524 | 0.96727 | 4.6367 | 2.7484 | 0 | 0 | 2.5124e-05 | 2.0357e-07 | 0 | 2.0357e-07 | 2.0357e-07 | 0 | 2.0357e-07 | 0 | 5.7289e-07 | 0 | 0 | 0 | [17 empty] | 7.3.3.17.5 (Remote Grid) Updates to grid topology to minimize risk of ignition in HFTDs Remote GridWLDFREquipment / facility failureAggregated | WLDFR | HFTD - Distribution - Tier 2 - 3QU CoRE ¦ 1QU LoRE | Red Flag Warning - Large Fires | Equipment / facility failure | Aggregated | 2061 | 2.8083e-05 | 489.6273 | 0.01375 | 2061 | Mitigation | 0.95 | 45 | 0 | esc | 0.00097009 | 2.7243e-08 | 0.00097009 | 2.7243e-08
[35 empty] | 7.3.3.17.6 Updates to grid topology to minimize risk of ignition in HFTDs Butte County Rebuild | WLDFR | HFTD - Distribution - Tier 2 - 5QU CoRE ¦ 3QU LoRE | 2073 | 0.029651 | 0 | 0 | 0 | 0 |  |  |  |  | 0 | 0 | 0 | 0 | 0 |  | 0 | 0 | 0 | Column23: 0; Column24: 0; Column25: 0; Column26: 0; Column27: 0; Column28: 0; Column29: 0.00051103; Column30: 0.0041541; Column31: 0; Column32: 0.0041541; Column33: 0.00012317 | WLDFR | HFTD - Distribution - Tier 3 - 4QU CoRE ¦ 2QU LoRE | Red Flag Warning - Large Fires | 2062 | 2.4373e-08 | 2.4373e-08 | 8.3524 | 0.96727 | 4.6367 | 2.7484 | 0 | 0 | 2.5124e-05 | 2.0357e-07 | 0 | 2.0357e-07 | 2.0357e-07 | 0 | 2.0357e-07 | 0 | 5.9852e-07 | 1.312e-06 | 0 | 1.312e-06 | [17 empty] | 7.3.3.17.5 (Remote Grid) Updates to grid topology to minimize risk of ignition in HFTDs Remote GridWLDFREquipment / facility failureAggregated | WLDFR | HFTD - Distribution - Tier 2 - 3QU CoRE ¦ 1QU LoRE | Red Flag Warning - Large Fires | Equipment / facility failure | Aggregated | 2062 | 2.8083e-05 | 489.6273 | 0.01375 | 2062 | Mitigation | 0.95 | 45 | 0 | esc | 0.00097009 | 2.7243e-08 | 0.00097009 | 2.7243e-08
[35 empty] | 7.3.3.17.6 Updates to grid topology to minimize risk of ignition in HFTDs Butte County Rebuild | WLDFR | HFTD - Distribution - Tier 2 - 5QU CoRE ¦ 3QU LoRE | 2074 | 0.027711 | 0 | 0 | 0 | 0 |  |  |  |  | 0 | 0 | 0 | 0 | 0 |  | 0 | 0 | 0 | Column23: 0; Column24: 0; Column25: 0; Column26: 0; Column27: 0; Column28: 0; Column29: 0.00051103; Column30: 0.0041541; Column31: 0; Column32: 0.0041541; Column33: 0.00011512 | WLDFR | HFTD - Distribution - Tier 3 - 4QU CoRE ¦ 2QU LoRE | Red Flag Warning - Large Fires | 2063 | 2.4373e-08 | 2.4373e-08 | 8.872 | 1.0079 | 4.9153 | 2.9488 | 0 | 0 | 2.5124e-05 | 2.1623e-07 | 0 | 2.1623e-07 | 2.1623e-07 | 0 | 2.1623e-07 | 0 | 5.9852e-07 | 1.312e-06 | 0 | 1.312e-06 | [17 empty] | 7.3.3.17.5 (Remote Grid) Updates to grid topology to minimize risk of ignition in HFTDs Remote GridWLDFREquipment / facility failureAggregated | WLDFR | HFTD - Distribution - Tier 2 - 3QU CoRE ¦ 1QU LoRE | Red Flag Warning - Large Fires | Equipment / facility failure | Aggregated | 2063 | 2.8083e-05 | 489.6273 | 0.01375 | 2063 | Mitigation | 0.95 | 45 | 0 | esc | 0.00097009 | 2.7243e-08 | 0.00097009 | 2.7243e-08
[35 empty] | 7.3.3.17.6 Updates to grid topology to minimize risk of ignition in HFTDs Butte County Rebuild | WLDFR | HFTD - Distribution - Tier 2 - 5QU CoRE ¦ 3QU LoRE | 2075 | 0.025899 | 0 | 0 | 0 | 0 |  |  |  |  | 0 | 0 | 0 | 0 | 0 |  | 0 | 0 | 0 | Column23: 0; Column24: 0; Column25: 0; Column26: 0; Column27: 0; Column28: 0; Column29: 0.00051103; Column30: 0.0041541; Column31: 0; Column32: 0.0041541; Column33: 0.00010758 | WLDFR | HFTD - Distribution - Tier 3 - 4QU CoRE ¦ 2QU LoRE | Red Flag Warning - Large Fires | 2064 | 2.4373e-08 | 2.4373e-08 | 8.872 | 1.0079 | 4.9153 | 2.9488 | 0 | 0 | 2.5124e-05 | 2.1623e-07 | 0 | 2.1623e-07 | 2.1623e-07 | 0 | 2.1623e-07 | 0 | 5.9852e-07 | 1.312e-06 | 0 | 1.312e-06 | [17 empty] | 7.3.3.17.5 (Remote Grid) Updates to grid topology to minimize risk of ignition in HFTDs Remote GridWLDFREquipment / facility failureAggregated | WLDFR | HFTD - Distribution - Tier 2 - 3QU CoRE ¦ 1QU LoRE | Red Flag Warning - Large Fires | Equipment / facility failure | Aggregated | 2064 | 2.8083e-05 | 489.6273 | 0.01375 | 2064 | Mitigation | 0.95 | 45 | 0 | esc | 0.00097009 | 2.7243e-08 | 0.00097009 | 2.7243e-08
[35 empty] | 7.3.3.17.6 Updates to grid topology to minimize risk of ignition in HFTDs Butte County Rebuild | WLDFR | HFTD - Distribution - Tier 2 - 5QU CoRE ¦ 3QU LoRE | 2076 | 0.024204 | 0 | 0 | 0 | 0 |  |  |  |  | 0 | 0 | 0 | 0 | 0 |  | 0 | 0 | 0 | Column23: 0; Column24: 0; Column25: 0; Column26: 0; Column27: 0; Column28: 0; Column29: 0.00051103; Column30: 0.0041541; Column31: 0; Column32: 0.0041541; Column33: 0.00010055 | WLDFR | HFTD - Distribution - Tier 3 - 4QU CoRE ¦ 2QU LoRE | Red Flag Warning - Large Fires | 2065 | 2.4373e-08 | 2.4373e-08 | 8.872 | 1.0079 | 4.9153 | 2.9488 | 0 | 0 | 2.5124e-05 | 2.1623e-07 | 0 | 2.1623e-07 | 2.1623e-07 | 0 | 2.1623e-07 | 0 | 5.9852e-07 | 1.312e-06 | 0 | 1.312e-06 | [17 empty] | 7.3.3.17.5 (Remote Grid) Updates to grid topology to minimize risk of ignition in HFTDs Remote GridWLDFREquipment / facility failureAggregated | WLDFR | HFTD - Distribution - Tier 2 - 3QU CoRE ¦ 1QU LoRE | Red Flag Warning - Large Fires | Equipment / facility failure | Aggregated | 2065 | 2.8083e-05 | 489.6273 | 0.01375 | 2065 | Mitigation | 0.95 | 45 | 0 | esc | 0.00097009 | 2.7243e-08 | 0.00097009 | 2.7243e-08
[35 empty] | 7.3.3.17.6 Updates to grid topology to minimize risk of ignition in HFTDs Butte County Rebuild | WLDFR | HFTD - Distribution - Tier 2 - 5QU CoRE ¦ 3QU LoRE | 2077 | 0.022621 | 0 | 0 | 0 | 0 |  |  |  |  | 0 | 0 | 0 | 0 | 0 |  | 0 | 0 | 0 | Column23: 0; Column24: 0; Column25: 0; Column26: 0; Column27: 0; Column28: 0; Column29: 0.00051103; Column30: 0.0041541; Column31: 0; Column32: 0.0041541; Column33: 9.3969e-05 | WLDFR | HFTD - Distribution - Tier 3 - 4QU CoRE ¦ 2QU LoRE | Red Flag Warning - Large Fires | 2066 | 2.4373e-08 | 2.4373e-08 | 8.872 | 1.0079 | 4.9153 | 2.9488 | 0 | 0 | 2.5124e-05 | 2.1623e-07 | 0 | 2.1623e-07 | 2.1623e-07 | 0 | 2.1623e-07 | 0 | 5.9852e-07 | 1.312e-06 | 0 | 1.312e-06 | [17 empty] | 7.3.3.17.5 (Remote Grid) Updates to grid topology to minimize risk of ignition in HFTDs Remote GridWLDFREquipment / facility failureAggregated | WLDFR | HFTD - Distribution - Tier 2 - 3QU CoRE ¦ 1QU LoRE | Red Flag Warning - Large Fires | Equipment / facility failure | Aggregated | 2066 | 2.8083e-05 | 489.6273 | 0.01375 | 2066 | Mitigation | 0.95 | 45 | 0 | esc | 0.00097009 | 2.7243e-08 | 0.00097009 | 2.7243e-08
[35 empty] | 7.3.3.17.6 Updates to grid topology to minimize risk of ignition in HFTDs Butte County Rebuild | WLDFR | HFTD - Distribution - Tier 2 - 5QU CoRE ¦ 4QU LoRE | 2023 | 0.87344 | 0 | 0 | 0 | 0 |  |  |  |  | 0 | 0 | 0 | 0 | 0 |  | 0 | 0 | 0 | Column23: 0; Column24: 0; Column25: 0; Column26: 0; Column27: 0; Column28: 0; Column29: 0.00029309; Column30: 0.0018414; Column31: 0; Column32: 0.0018414; Column33: 0.0016084 | WLDFR | HFTD - Distribution - Tier 3 - 4QU CoRE ¦ 2QU LoRE | Red Flag Warning - Large Fires | 2067 | 0 | 2.4373e-08 | 8.872 | 1.0079 | 4.9153 | 2.9488 | 0 | 0 | 2.5124e-05 | 0 | 0 | 0 | 2.1623e-07 | 0 | 2.1623e-07 | 0 | 6.3153e-07 | 1.3843e-06 | 0 | 1.3843e-06 | [17 empty] | 7.3.3.17.5 (Remote Grid) Updates to grid topology to minimize risk of ignition in HFTDs Remote GridWLDFREquipment / facility failureAggregated | WLDFR | HFTD - Distribution - Tier 2 - 3QU CoRE ¦ 1QU LoRE | Red Flag Warning - Large Fires | Equipment / facility failure | Aggregated | 2067 | 2.8083e-05 | 489.6273 | 0.01375 | 2067 | Mitigation | 0.95 | 45 | 0 | esc | 0 | 0 | 0.00097009 | 2.7243e-08
[35 empty] | 7.3.3.17.6 Updates to grid topology to minimize risk of ignition in HFTDs Butte County Rebuild | WLDFR | HFTD - Distribution - Tier 2 - 5QU CoRE ¦ 4QU LoRE | 2024 | 0.8163 | 0 | 0 | 0 | 0 |  |  |  |  | 0 | 0 | 0 | 0 | 0 |  | 0 | 0 | 0 | Column23: 0; Column24: 0; Column25: 0; Column26: 0; Column27: 0; Column28: 0; Column29: 0.00029309; Column30: 0.0018414; Column31: 0; Column32: 0.0018414; Column33: 0.0015032 | WLDFR | HFTD - Distribution - Tier 3 - 4QU CoRE ¦ 2QU LoRE | Red Flag Warning - Small Fires | 2022 | 7.6806e-07 | 0 | 0.077901 | 0.036425 | 0.0015809 | 0.039895 | 0 | 0 | 0.00080004 | 5.9832e-08 | 0 | 5.9832e-08 | 0 | 0 | 0 | 0 | 6.3153e-07 | 1.3843e-06 | 0 | 1.3843e-06 | [17 empty] | 7.3.3.17.5 (Remote Grid) Updates to grid topology to minimize risk of ignition in HFTDs Remote GridWLDFRVegetation ContactAggregated | WLDFR | HFTD - Distribution - Tier 2 - 3QU CoRE ¦ 1QU LoRE | Red Flag Warning - Large Fires | Vegetation Contact | Aggregated | 2022 | 3.0376e-05 | 489.6273 | 0.014873 | 2022 | Mitigation | 0.95 | 45 | 0 | esc | 0.00097009 | 2.9467e-08 | 0 | 0
[35 empty] | 7.3.3.17.6 Updates to grid topology to minimize risk of ignition in HFTDs Butte County Rebuild | WLDFR | HFTD - Distribution - Tier 2 - 5QU CoRE ¦ 4QU LoRE | 2025 | 0.7629 | 0 | 0 | 0 | 0 |  |  |  |  | 0 | 0 | 0 | 0 | 0 |  | 0 | 0 | 0 | Column23: 0; Column24: 0; Column25: 0; Column26: 0; Column27: 0; Column28: 0; Column29: 0.00029309; Column30: 0.0018414; Column31: 0; Column32: 0.0018414; Column33: 0.0014048 | WLDFR | HFTD - Distribution - Tier 3 - 4QU CoRE ¦ 2QU LoRE | Red Flag Warning - Small Fires | 2023 | 7.6806e-07 | 7.6806e-07 | 0.080408 | 0.03759 | 0.0016314 | 0.041187 | 0 | 0 | 0.00080004 | 6.1758e-08 | 0 | 6.1758e-08 | 6.1758e-08 | 0 | 6.1758e-08 | 0 | 6.3153e-07 | 1.3843e-06 | 0 | 1.3843e-06 | [17 empty] | 7.3.3.17.5 (Remote Grid) Updates to grid topology to minimize risk of ignition in HFTDs Remote GridWLDFRVegetation ContactAggregated | WLDFR | HFTD - Distribution - Tier 2 - 3QU CoRE ¦ 1QU LoRE | Red Flag Warning - Large Fires | Vegetation Contact | Aggregated | 2023 | 3.0376e-05 | 489.6273 | 0.014873 | 2023 | Mitigation | 0.95 | 45 | 0 | esc | 0.00097009 | 2.9467e-08 | 0.00097009 | 2.9467e-08
[35 empty] | 7.3.3.17.6 Updates to grid topology to minimize risk of ignition in HFTDs Butte County Rebuild | WLDFR | HFTD - Distribution - Tier 2 - 5QU CoRE ¦ 4QU LoRE | 2026 | 0.71299 | 0 | 0 | 0 | 0 |  |  |  |  | 0 | 0 | 0 | 0 | 0 |  | 0 | 0 | 0 | Column23: 0; Column24: 0; Column25: 0; Column26: 0; Column27: 0; Column28: 0; Column29: 0.00029309; Column30: 0.0018414; Column31: 0; Column32: 0.0018414; Column33: 0.0013129 | WLDFR | HFTD - Distribution - Tier 3 - 4QU CoRE ¦ 2QU LoRE | Red Flag Warning - Small Fires | 2024 | 7.6806e-07 | 7.6806e-07 | 0.080408 | 0.03759 | 0.0016314 | 0.041187 | 0 | 0 | 0.00080004 | 6.1758e-08 | 0 | 6.1758e-08 | 6.1758e-08 | 0 | 6.1758e-08 | 0 | 6.3153e-07 | 1.3843e-06 | 0 | 1.3843e-06 | [17 empty] | 7.3.3.17.5 (Remote Grid) Updates to grid topology to minimize risk of ignition in HFTDs Remote GridWLDFRVegetation ContactAggregated | WLDFR | HFTD - Distribution - Tier 2 - 3QU CoRE ¦ 1QU LoRE | Red Flag Warning - Large Fires | Vegetation Contact | Aggregated | 2024 | 3.0376e-05 | 489.6273 | 0.014873 | 2024 | Mitigation | 0.95 | 45 | 0 | esc | 0.00097009 | 2.9467e-08 | 0.00097009 | 2.9467e-08
[35 empty] | 7.3.3.17.6 Updates to grid topology to minimize risk of ignition in HFTDs Butte County Rebuild | WLDFR | HFTD - Distribution - Tier 2 - 5QU CoRE ¦ 4QU LoRE | 2027 | 0.66634 | 0 | 0 | 0 | 0 |  |  |  |  | 0 | 0 | 0 | 0 | 0 |  | 0 | 0 | 0 | Column23: 0; Column24: 0; Column25: 0; Column26: 0; Column27: 0; Column28: 0; Column29: 0.00029309; Column30: 0.0018414; Column31: 0; Column32: 0.0018414; Column33: 0.001227 | WLDFR | HFTD - Distribution - Tier 3 - 4QU CoRE ¦ 2QU LoRE | Red Flag Warning - Small Fires | 2025 | 7.6806e-07 | 7.6806e-07 | 0.080408 | 0.03759 | 0.0016314 | 0.041187 | 0 | 0 | 0.00080004 | 6.1758e-08 | 0 | 6.1758e-08 | 6.1758e-08 | 0 | 6.1758e-08 | 0 | 6.3153e-07 | 1.3843e-06 | 0 | 1.3843e-06 | [17 empty] | 7.3.3.17.5 (Remote Grid) Updates to grid topology to minimize risk of ignition in HFTDs Remote GridWLDFRVegetation ContactAggregated | WLDFR | HFTD - Distribution - Tier 2 - 3QU CoRE ¦ 1QU LoRE | Red Flag Warning - Large Fires | Vegetation Contact | Aggregated | 2025 | 3.0376e-05 | 489.6273 | 0.014873 | 2025 | Mitigation | 0.95 | 45 | 0 | esc | 0.00097009 | 2.9467e-08 | 0.00097009 | 2.9467e-08
[35 empty] | 7.3.3.17.6 Updates to grid topology to minimize risk of ignition in HFTDs Butte County Rebuild | WLDFR | HFTD - Distribution - Tier 2 - 5QU CoRE ¦ 4QU LoRE | 2028 | 0.62275 | 0 | 0 | 0 | 0 |  |  |  |  | 0 | 0 | 0 | 0 | 0 |  | 0 | 0 | 0 | Column23: 0; Column24: 0; Column25: 0; Column26: 0; Column27: 0; Column28: 0; Column29: 0.00029309; Column30: 0.0019234; Column31: 0; Column32: 0.0019234; Column33: 0.0011978 | WLDFR | HFTD - Distribution - Tier 3 - 4QU CoRE ¦ 2QU LoRE | Red Flag Warning - Small Fires | 2026 | 7.6806e-07 | 7.6806e-07 | 0.080408 | 0.03759 | 0.0016314 | 0.041187 | 0 | 0 | 0.00080004 | 6.1758e-08 | 0 | 6.1758e-08 | 6.1758e-08 | 0 | 6.1758e-08 | 0 | 6.6908e-07 | 1.4666e-06 | 0 | 1.4666e-06 | [17 empty] | 7.3.3.17.5 (Remote Grid) Updates to grid topology to minimize risk of ignition in HFTDs Remote GridWLDFRVegetation ContactAggregated | WLDFR | HFTD - Distribution - Tier 2 - 3QU CoRE ¦ 1QU LoRE | Red Flag Warning - Large Fires | Vegetation Contact | Aggregated | 2026 | 3.0376e-05 | 489.6273 | 0.014873 | 2026 | Mitigation | 0.95 | 45 | 0 | esc | 0.00097009 | 2.9467e-08 | 0.00097009 | 2.9467e-08
[35 empty] | 7.3.3.17.6 Updates to grid topology to minimize risk of ignition in HFTDs Butte County Rebuild | WLDFR | HFTD - Distribution - Tier 2 - 5QU CoRE ¦ 4QU LoRE | 2029 | 0.58201 | 0 | 0 | 0 | 0 |  |  |  |  | 0 | 0 | 0 | 0 | 0 |  | 0 | 0 | 0 | Column23: 0; Column24: 0; Column25: 0; Column26: 0; Column27: 0; Column28: 0; Column29: 0.00029309; Column30: 0.0019234; Column31: 0; Column32: 0.0019234; Column33: 0.0011194 | WLDFR | HFTD - Distribution - Tier 3 - 4QU CoRE ¦ 2QU LoRE | Red Flag Warning - Small Fires | 2027 | 7.6806e-07 | 7.6806e-07 | 0.080408 | 0.03759 | 0.0016314 | 0.041187 | 0 | 0 | 0.00080004 | 6.1758e-08 | 0 | 6.1758e-08 | 6.1758e-08 | 0 | 6.1758e-08 | 0 | 6.6908e-07 | 1.4666e-06 | 0 | 1.4666e-06 | [17 empty] | 7.3.3.17.5 (Remote Grid) Updates to grid topology to minimize risk of ignition in HFTDs Remote GridWLDFRVegetation ContactAggregated | WLDFR | HFTD - Distribution - Tier 2 - 3QU CoRE ¦ 1QU LoRE | Red Flag Warning - Large Fires | Vegetation Contact | Aggregated | 2027 | 3.0376e-05 | 489.6273 | 0.014873 | 2027 | Mitigation | 0.95 | 45 | 0 | esc | 0.00097009 | 2.9467e-08 | 0.00097009 | 2.9467e-08
[35 empty] | 7.3.3.17.6 Updates to grid topology to minimize risk of ignition in HFTDs Butte County Rebuild | WLDFR | HFTD - Distribution - Tier 2 - 5QU CoRE ¦ 4QU LoRE | 2030 | 0.54393 | 0 | 0 | 0 | 0 |  |  |  |  | 0 | 0 | 0 | 0 | 0 |  | 0 | 0 | 0 | Column23: 0; Column24: 0; Column25: 0; Column26: 0; Column27: 0; Column28: 0; Column29: 0.00029309; Column30: 0.0019234; Column31: 0; Column32: 0.0019234; Column33: 0.0010462 | WLDFR | HFTD - Distribution - Tier 3 - 4QU CoRE ¦ 2QU LoRE | Red Flag Warning - Small Fires | 2028 | 7.6806e-07 | 7.6806e-07 | 0.083606 | 0.039055 | 0.001695 | 0.042856 | 0 | 0 | 0.00080004 | 6.4215e-08 | 0 | 6.4215e-08 | 6.4215e-08 | 0 | 6.4215e-08 | 0 | 6.6908e-07 | 1.4666e-06 | 0 | 1.4666e-06 | [17 empty] | 7.3.3.17.5 (Remote Grid) Updates to grid topology to minimize risk of ignition in HFTDs Remote GridWLDFRVegetation ContactAggregated | WLDFR | HFTD - Distribution - Tier 2 - 3QU CoRE ¦ 1QU LoRE | Red Flag Warning - Large Fires | Vegetation Contact | Aggregated | 2028 | 3.0376e-05 | 489.6273 | 0.014873 | 2028 | Mitigation | 0.95 | 45 | 0 | esc | 0.00097009 | 2.9467e-08 | 0.00097009 | 2.9467e-08
[35 empty] | 7.3.3.17.6 Updates to grid topology to minimize risk of ignition in HFTDs Butte County Rebuild | WLDFR | HFTD - Distribution - Tier 2 - 5QU CoRE ¦ 4QU LoRE | 2031 | 0.50835 | 0 | 0 | 0 | 0 |  |  |  |  | 0 | 0 | 0 | 0 | 0 |  | 0 | 0 | 0 | Column23: 0; Column24: 0; Column25: 0; Column26: 0; Column27: 0; Column28: 0; Column29: 0.00029309; Column30: 0.0019234; Column31: 0; Column32: 0.0019234; Column33: 0.00097774 | WLDFR | HFTD - Distribution - Tier 3 - 4QU CoRE ¦ 2QU LoRE | Red Flag Warning - Small Fires | 2029 | 7.6806e-07 | 7.6806e-07 | 0.083606 | 0.039055 | 0.001695 | 0.042856 | 0 | 0 | 0.00080004 | 6.4215e-08 | 0 | 6.4215e-08 | 6.4215e-08 | 0 | 6.4215e-08 | 0 | 6.6908e-07 | 1.4666e-06 | 0 | 1.4666e-06 | [17 empty] | 7.3.3.17.5 (Remote Grid) Updates to grid topology to minimize risk of ignition in HFTDs Remote GridWLDFRVegetation ContactAggregated | WLDFR | HFTD - Distribution - Tier 2 - 3QU CoRE ¦ 1QU LoRE | Red Flag Warning - Large Fires | Vegetation Contact | Aggregated | 2029 | 3.0376e-05 | 489.6273 | 0.014873 | 2029 | Mitigation | 0.95 | 45 | 0 | esc | 0.00097009 | 2.9467e-08 | 0.00097009 | 2.9467e-08
[35 empty] | 7.3.3.17.6 Updates to grid topology to minimize risk of ignition in HFTDs Butte County Rebuild | WLDFR | HFTD - Distribution - Tier 2 - 5QU CoRE ¦ 4QU LoRE | 2032 | 0.47509 | 0 | 0 | 0 | 0 |  |  |  |  | 0 | 0 | 0 | 0 | 0 |  | 0 | 0 | 0 | Column23: 0; Column24: 0; Column25: 0; Column26: 0; Column27: 0; Column28: 0; Column29: 0.00029309; Column30: 0.0019234; Column31: 0; Column32: 0.0019234; Column33: 0.00091377 | WLDFR | HFTD - Distribution - Tier 3 - 4QU CoRE ¦ 2QU LoRE | Red Flag Warning - Small Fires | 2030 | 7.6806e-07 | 7.6806e-07 | 0.083606 | 0.039055 | 0.001695 | 0.042856 | 0 | 0 | 0.00080004 | 6.4215e-08 | 0 | 6.4215e-08 | 6.4215e-08 | 0 | 6.4215e-08 | 0 | 6.6908e-07 | 1.4666e-06 | 0 | 1.4666e-06 | [17 empty] | 7.3.3.17.5 (Remote Grid) Updates to grid topology to minimize risk of ignition in HFTDs Remote GridWLDFRVegetation ContactAggregated | WLDFR | HFTD - Distribution - Tier 2 - 3QU CoRE ¦ 1QU LoRE | Red Flag Warning - Large Fires | Vegetation Contact | Aggregated | 2030 | 3.0376e-05 | 489.6273 | 0.014873 | 2030 | Mitigation | 0.95 | 45 | 0 | esc | 0.00097009 | 2.9467e-08 | 0.00097009 | 2.9467e-08
[35 empty] | 7.3.3.17.6 Updates to grid topology to minimize risk of ignition in HFTDs Butte County Rebuild | WLDFR | HFTD - Distribution - Tier 2 - 5QU CoRE ¦ 4QU LoRE | 2033 | 0.44401 | 0 | 0 | 0 | 0 |  |  |  |  | 0 | 0 | 0 | 0 | 0 |  | 0 | 0 | 0 | Column23: 0; Column24: 0; Column25: 0; Column26: 0; Column27: 0; Column28: 0; Column29: 0.00029309; Column30: 0.0020144; Column31: 0; Column32: 0.0020144; Column33: 0.00089442 | WLDFR | HFTD - Distribution - Tier 3 - 4QU CoRE ¦ 2QU LoRE | Red Flag Warning - Small Fires | 2031 | 7.6806e-07 | 7.6806e-07 | 0.083606 | 0.039055 | 0.001695 | 0.042856 | 0 | 0 | 0.00080004 | 6.4215e-08 | 0 | 6.4215e-08 | 6.4215e-08 | 0 | 6.4215e-08 | 0 | 7.1088e-07 | 1.5583e-06 | 0 | 1.5583e-06 | [17 empty] | 7.3.3.17.5 (Remote Grid) Updates to grid topology to minimize risk of ignition in HFTDs Remote GridWLDFRVegetation ContactAggregated | WLDFR | HFTD - Distribution - Tier 2 - 3QU CoRE ¦ 1QU LoRE | Red Flag Warning - Large Fires | Vegetation Contact | Aggregated | 2031 | 3.0376e-05 | 489.6273 | 0.014873 | 2031 | Mitigation | 0.95 | 45 | 0 | esc | 0.00097009 | 2.9467e-08 | 0.00097009 | 2.9467e-08
[35 empty] | 7.3.3.17.6 Updates to grid topology to minimize risk of ignition in HFTDs Butte County Rebuild | WLDFR | HFTD - Distribution - Tier 2 - 5QU CoRE ¦ 4QU LoRE | 2034 | 0.41496 | 0 | 0 | 0 | 0 |  |  |  |  | 0 | 0 | 0 | 0 | 0 |  | 0 | 0 | 0 | Column23: 0; Column24: 0; Column25: 0; Column26: 0; Column27: 0; Column28: 0; Column29: 0.00029309; Column30: 0.0020144; Column31: 0; Column32: 0.0020144; Column33: 0.00083591 | WLDFR | HFTD - Distribution - Tier 3 - 4QU CoRE ¦ 2QU LoRE | Red Flag Warning - Small Fires | 2032 | 7.6806e-07 | 7.6806e-07 | 0.083606 | 0.039055 | 0.001695 | 0.042856 | 0 | 0 | 0.00080004 | 6.4215e-08 | 0 | 6.4215e-08 | 6.4215e-08 | 0 | 6.4215e-08 | 0 | 7.1088e-07 | 1.5583e-06 | 0 | 1.5583e-06 | [17 empty] | 7.3.3.17.5 (Remote Grid) Updates to grid topology to minimize risk of ignition in HFTDs Remote GridWLDFRVegetation ContactAggregated | WLDFR | HFTD - Distribution - Tier 2 - 3QU CoRE ¦ 1QU LoRE | Red Flag Warning - Large Fires | Vegetation Contact | Aggregated | 2032 | 3.0376e-05 | 489.6273 | 0.014873 | 2032 | Mitigation | 0.95 | 45 | 0 | esc | 0.00097009 | 2.9467e-08 | 0.00097009 | 2.9467e-08
[35 empty] | 7.3.3.17.6 Updates to grid topology to minimize risk of ignition in HFTDs Butte County Rebuild | WLDFR | HFTD - Distribution - Tier 2 - 5QU CoRE ¦ 4QU LoRE | 2035 | 0.38782 | 0 | 0 | 0 | 0 |  |  |  |  | 0 | 0 | 0 | 0 | 0 |  | 0 | 0 | 0 | Column23: 0; Column24: 0; Column25: 0; Column26: 0; Column27: 0; Column28: 0; Column29: 0.00029309; Column30: 0.0020144; Column31: 0; Column32: 0.0020144; Column33: 0.00078122 | WLDFR | HFTD - Distribution - Tier 3 - 4QU CoRE ¦ 2QU LoRE | Red Flag Warning - Small Fires | 2033 | 7.6806e-07 | 7.6806e-07 | 0.087211 | 0.040679 | 0.0017655 | 0.044766 | 0 | 0 | 0.00080004 | 6.6983e-08 | 0 | 6.6983e-08 | 6.6983e-08 | 0 | 6.6983e-08 | 0 | 7.1088e-07 | 1.5583e-06 | 0 | 1.5583e-06 | [17 empty] | 7.3.3.17.5 (Remote Grid) Updates to grid topology to minimize risk of ignition in HFTDs Remote GridWLDFRVegetation ContactAggregated | WLDFR | HFTD - Distribution - Tier 2 - 3QU CoRE ¦ 1QU LoRE | Red Flag Warning - Large Fires | Vegetation Contact | Aggregated | 2033 | 3.0376e-05 | 489.6273 | 0.014873 | 2033 | Mitigation | 0.95 | 45 | 0 | esc | 0.00097009 | 2.9467e-08 | 0.00097009 | 2.9467e-08
[35 empty] | 7.3.3.17.6 Updates to grid topology to minimize risk of ignition in HFTDs Butte County Rebuild | WLDFR | HFTD - Distribution - Tier 2 - 5QU CoRE ¦ 4QU LoRE | 2036 | 0.36245 | 0 | 0 | 0 | 0 |  |  |  |  | 0 | 0 | 0 | 0 | 0 |  | 0 | 0 | 0 | Column23: 0; Column24: 0; Column25: 0; Column26: 0; Column27: 0; Column28: 0; Column29: 0.00029309; Column30: 0.0020144; Column31: 0; Column32: 0.0020144; Column33: 0.00073012 | WLDFR | HFTD - Distribution - Tier 3 - 4QU CoRE ¦ 2QU LoRE | Red Flag Warning - Small Fires | 2034 | 7.6806e-07 | 7.6806e-07 | 0.087211 | 0.040679 | 0.0017655 | 0.044766 | 0 | 0 | 0.00080004 | 6.6983e-08 | 0 | 6.6983e-08 | 6.6983e-08 | 0 | 6.6983e-08 | 0 | 7.1088e-07 | 1.5583e-06 | 0 | 1.5583e-06 | [17 empty] | 7.3.3.17.5 (Remote Grid) Updates to grid topology to minimize risk of ignition in HFTDs Remote GridWLDFRVegetation ContactAggregated | WLDFR | HFTD - Distribution - Tier 2 - 3QU CoRE ¦ 1QU LoRE | Red Flag Warning - Large Fires | Vegetation Contact | Aggregated | 2034 | 3.0376e-05 | 489.6273 | 0.014873 | 2034 | Mitigation | 0.95 | 45 | 0 | esc | 0.00097009 | 2.9467e-08 | 0.00097009 | 2.9467e-08
[35 empty] | 7.3.3.17.6 Updates to grid topology to minimize risk of ignition in HFTDs Butte County Rebuild | WLDFR | HFTD - Distribution - Tier 2 - 5QU CoRE ¦ 4QU LoRE | 2037 | 0.33873 | 0 | 0 | 0 | 0 |  |  |  |  | 0 | 0 | 0 | 0 | 0 |  | 0 | 0 | 0 | Column23: 0; Column24: 0; Column25: 0; Column26: 0; Column27: 0; Column28: 0; Column29: 0.00029309; Column30: 0.0020144; Column31: 0; Column32: 0.0020144; Column33: 0.00068235 | WLDFR | HFTD - Distribution - Tier 3 - 4QU CoRE ¦ 2QU LoRE | Red Flag Warning - Small Fires | 2035 | 7.6806e-07 | 7.6806e-07 | 0.087211 | 0.040679 | 0.0017655 | 0.044766 | 0 | 0 | 0.00080004 | 6.6983e-08 | 0 | 6.6983e-08 | 6.6983e-08 | 0 | 6.6983e-08 | 0 | 7.1088e-07 | 1.5583e-06 | 0 | 1.5583e-06 | [17 empty] | 7.3.3.17.5 (Remote Grid) Updates to grid topology to minimize risk of ignition in HFTDs Remote GridWLDFRVegetation ContactAggregated | WLDFR | HFTD - Distribution - Tier 2 - 3QU CoRE ¦ 1QU LoRE | Red Flag Warning - Large Fires | Vegetation Contact | Aggregated | 2035 | 3.0376e-05 | 489.6273 | 0.014873 | 2035 | Mitigation | 0.95 | 45 | 0 | esc | 0.00097009 | 2.9467e-08 | 0.00097009 | 2.9467e-08
[35 empty] | 7.3.3.17.6 Updates to grid topology to minimize risk of ignition in HFTDs Butte County Rebuild | WLDFR | HFTD - Distribution - Tier 2 - 5QU CoRE ¦ 4QU LoRE | 2038 | 0.31657 | 0 | 0 | 0 | 0 |  |  |  |  | 0 | 0 | 0 | 0 | 0 |  | 0 | 0 | 0 | Column23: 0; Column24: 0; Column25: 0; Column26: 0; Column27: 0; Column28: 0; Column29: 0.00029309; Column30: 0.0021133; Column31: 0; Column32: 0.0021133; Column33: 0.00066901 | WLDFR | HFTD - Distribution - Tier 3 - 4QU CoRE ¦ 2QU LoRE | Red Flag Warning - Small Fires | 2036 | 7.6806e-07 | 7.6806e-07 | 0.087211 | 0.040679 | 0.0017655 | 0.044766 | 0 | 0 | 0.00080004 | 6.6983e-08 | 0 | 6.6983e-08 | 6.6983e-08 | 0 | 6.6983e-08 | 0 | 7.5658e-07 | 1.6584e-06 | 0 | 1.6584e-06 | [17 empty] | 7.3.3.17.5 (Remote Grid) Updates to grid topology to minimize risk of ignition in HFTDs Remote GridWLDFRVegetation ContactAggregated | WLDFR | HFTD - Distribution - Tier 2 - 3QU CoRE ¦ 1QU LoRE | Red Flag Warning - Large Fires | Vegetation Contact | Aggregated | 2036 | 3.0376e-05 | 489.6273 | 0.014873 | 2036 | Mitigation | 0.95 | 45 | 0 | esc | 0.00097009 | 2.9467e-08 | 0.00097009 | 2.9467e-08
[35 empty] | 7.3.3.17.6 Updates to grid topology to minimize risk of ignition in HFTDs Butte County Rebuild | WLDFR | HFTD - Distribution - Tier 2 - 5QU CoRE ¦ 4QU LoRE | 2039 | 0.29586 | 0 | 0 | 0 | 0 |  |  |  |  | 0 | 0 | 0 | 0 | 0 |  | 0 | 0 | 0 | Column23: 0; Column24: 0; Column25: 0; Column26: 0; Column27: 0; Column28: 0; Column29: 0.00029309; Column30: 0.0021133; Column31: 0; Column32: 0.0021133; Column33: 0.00062524 | WLDFR | HFTD - Distribution - Tier 3 - 4QU CoRE ¦ 2QU LoRE | Red Flag Warning - Small Fires | 2037 | 7.6806e-07 | 7.6806e-07 | 0.087211 | 0.040679 | 0.0017655 | 0.044766 | 0 | 0 | 0.00080004 | 6.6983e-08 | 0 | 6.6983e-08 | 6.6983e-08 | 0 | 6.6983e-08 | 0 | 7.5658e-07 | 1.6584e-06 | 0 | 1.6584e-06 | [17 empty] | 7.3.3.17.5 (Remote Grid) Updates to grid topology to minimize risk of ignition in HFTDs Remote GridWLDFRVegetation ContactAggregated | WLDFR | HFTD - Distribution - Tier 2 - 3QU CoRE ¦ 1QU LoRE | Red Flag Warning - Large Fires | Vegetation Contact | Aggregated | 2037 | 3.0376e-05 | 489.6273 | 0.014873 | 2037 | Mitigation | 0.95 | 45 | 0 | esc | 0.00097009 | 2.9467e-08 | 0.00097009 | 2.9467e-08
[35 empty] | 7.3.3.17.6 Updates to grid topology to minimize risk of ignition in HFTDs Butte County Rebuild | WLDFR | HFTD - Distribution - Tier 2 - 5QU CoRE ¦ 4QU LoRE | 2040 | 0.27651 | 0 | 0 | 0 | 0 |  |  |  |  | 0 | 0 | 0 | 0 | 0 |  | 0 | 0 | 0 | Column23: 0; Column24: 0; Column25: 0; Column26: 0; Column27: 0; Column28: 0; Column29: 0.00029309; Column30: 0.0021133; Column31: 0; Column32: 0.0021133; Column33: 0.00058434 | WLDFR | HFTD - Distribution - Tier 3 - 4QU CoRE ¦ 2QU LoRE | Red Flag Warning - Small Fires | 2038 | 7.6806e-07 | 7.6806e-07 | 0.091184 | 0.042438 | 0.0018418 | 0.046905 | 0 | 0 | 0.00080004 | 7.0035e-08 | 0 | 7.0035e-08 | 7.0035e-08 | 0 | 7.0035e-08 | 0 | 7.5658e-07 | 1.6584e-06 | 0 | 1.6584e-06 | [17 empty] | 7.3.3.17.5 (Remote Grid) Updates to grid topology to minimize risk of ignition in HFTDs Remote GridWLDFRVegetation ContactAggregated | WLDFR | HFTD - Distribution - Tier 2 - 3QU CoRE ¦ 1QU LoRE | Red Flag Warning - Large Fires | Vegetation Contact | Aggregated | 2038 | 3.0376e-05 | 489.6273 | 0.014873 | 2038 | Mitigation | 0.95 | 45 | 0 | esc | 0.00097009 | 2.9467e-08 | 0.00097009 | 2.9467e-08
[35 empty] | 7.3.3.17.6 Updates to grid topology to minimize risk of ignition in HFTDs Butte County Rebuild | WLDFR | HFTD - Distribution - Tier 2 - 5QU CoRE ¦ 4QU LoRE | 2041 | 0.25842 | 0 | 0 | 0 | 0 |  |  |  |  | 0 | 0 | 0 | 0 | 0 |  | 0 | 0 | 0 | Column23: 0; Column24: 0; Column25: 0; Column26: 0; Column27: 0; Column28: 0; Column29: 0.00029309; Column30: 0.0021133; Column31: 0; Column32: 0.0021133; Column33: 0.00054611 | WLDFR | HFTD - Distribution - Tier 3 - 4QU CoRE ¦ 2QU LoRE | Red Flag Warning - Small Fires | 2039 | 7.6806e-07 | 7.6806e-07 | 0.091184 | 0.042438 | 0.0018418 | 0.046905 | 0 | 0 | 0.00080004 | 7.0035e-08 | 0 | 7.0035e-08 | 7.0035e-08 | 0 | 7.0035e-08 | 0 | 7.5658e-07 | 1.6584e-06 | 0 | 1.6584e-06 | [17 empty] | 7.3.3.17.5 (Remote Grid) Updates to grid topology to minimize risk of ignition in HFTDs Remote GridWLDFRVegetation ContactAggregated | WLDFR | HFTD - Distribution - Tier 2 - 3QU CoRE ¦ 1QU LoRE | Red Flag Warning - Large Fires | Vegetation Contact | Aggregated | 2039 | 3.0376e-05 | 489.6273 | 0.014873 | 2039 | Mitigation | 0.95 | 45 | 0 | esc | 0.00097009 | 2.9467e-08 | 0.00097009 | 2.9467e-08
[35 empty] | 7.3.3.17.6 Updates to grid topology to minimize risk of ignition in HFTDs Butte County Rebuild | WLDFR | HFTD - Distribution - Tier 2 - 5QU CoRE ¦ 4QU LoRE | 2042 | 0.24151 | 0 | 0 | 0 | 0 |  |  |  |  | 0 | 0 | 0 | 0 | 0 |  | 0 | 0 | 0 | Column23: 0; Column24: 0; Column25: 0; Column26: 0; Column27: 0; Column28: 0; Column29: 0.00029309; Column30: 0.0021133; Column31: 0; Column32: 0.0021133; Column33: 0.00051039 | WLDFR | HFTD - Distribution - Tier 3 - 4QU CoRE ¦ 2QU LoRE | Red Flag Warning - Small Fires | 2040 | 7.6806e-07 | 7.6806e-07 | 0.091184 | 0.042438 | 0.0018418 | 0.046905 | 0 | 0 | 0.00080004 | 7.0035e-08 | 0 | 7.0035e-08 | 7.0035e-08 | 0 | 7.0035e-08 | 0 | 7.5658e-07 | 1.6584e-06 | 0 | 1.6584e-06 | [17 empty] | 7.3.3.17.5 (Remote Grid) Updates to grid topology to minimize risk of ignition in HFTDs Remote GridWLDFRVegetation ContactAggregated | WLDFR | HFTD - Distribution - Tier 2 - 3QU CoRE ¦ 1QU LoRE | Red Flag Warning - Large Fires | Vegetation Contact | Aggregated | 2040 | 3.0376e-05 | 489.6273 | 0.014873 | 2040 | Mitigation | 0.95 | 45 | 0 | esc | 0.00097009 | 2.9467e-08 | 0.00097009 | 2.9467e-08
[35 empty] | 7.3.3.17.6 Updates to grid topology to minimize risk of ignition in HFTDs Butte County Rebuild | WLDFR | HFTD - Distribution - Tier 2 - 5QU CoRE ¦ 4QU LoRE | 2043 | 0.22571 | 0 | 0 | 0 | 0 |  |  |  |  | 0 | 0 | 0 | 0 | 0 |  | 0 | 0 | 0 | Column23: 0; Column24: 0; Column25: 0; Column26: 0; Column27: 0; Column28: 0; Column29: 0.00029309; Column30: 0.0022186; Column31: 0; Column32: 0.0022186; Column33: 0.00050077 | WLDFR | HFTD - Distribution - Tier 3 - 4QU CoRE ¦ 2QU LoRE | Red Flag Warning - Small Fires | 2041 | 7.6806e-07 | 7.6806e-07 | 0.091184 | 0.042438 | 0.0018418 | 0.046905 | 0 | 0 | 0.00080004 | 7.0035e-08 | 0 | 7.0035e-08 | 7.0035e-08 | 0 | 7.0035e-08 | 0 | 8.0582e-07 | 1.7664e-06 | 0 | 1.7664e-06 | [17 empty] | 7.3.3.17.5 (Remote Grid) Updates to grid topology to minimize risk of ignition in HFTDs Remote GridWLDFRVegetation ContactAggregated | WLDFR | HFTD - Distribution - Tier 2 - 3QU CoRE ¦ 1QU LoRE | Red Flag Warning - Large Fires | Vegetation Contact | Aggregated | 2041 | 3.0376e-05 | 489.6273 | 0.014873 | 2041 | Mitigation | 0.95 | 45 | 0 | esc | 0.00097009 | 2.9467e-08 | 0.00097009 | 2.9467e-08
[35 empty] | 7.3.3.17.6 Updates to grid topology to minimize risk of ignition in HFTDs Butte County Rebuild | WLDFR | HFTD - Distribution - Tier 2 - 5QU CoRE ¦ 4QU LoRE | 2044 | 0.21095 | 0 | 0 | 0 | 0 |  |  |  |  | 0 | 0 | 0 | 0 | 0 |  | 0 | 0 | 0 | Column23: 0; Column24: 0; Column25: 0; Column26: 0; Column27: 0; Column28: 0; Column29: 0.00029309; Column30: 0.0022186; Column31: 0; Column32: 0.0022186; Column33: 0.00046801 | WLDFR | HFTD - Distribution - Tier 3 - 4QU CoRE ¦ 2QU LoRE | Red Flag Warning - Small Fires | 2042 | 7.6806e-07 | 7.6806e-07 | 0.091184 | 0.042438 | 0.0018418 | 0.046905 | 0 | 0 | 0.00080004 | 7.0035e-08 | 0 | 7.0035e-08 | 7.0035e-08 | 0 | 7.0035e-08 | 0 | 8.0582e-07 | 1.7664e-06 | 0 | 1.7664e-06 | [17 empty] | 7.3.3.17.5 (Remote Grid) Updates to grid topology to minimize risk of ignition in HFTDs Remote GridWLDFRVegetation ContactAggregated | WLDFR | HFTD - Distribution - Tier 2 - 3QU CoRE ¦ 1QU LoRE | Red Flag Warning - Large Fires | Vegetation Contact | Aggregated | 2042 | 3.0376e-05 | 489.6273 | 0.014873 | 2042 | Mitigation | 0.95 | 45 | 0 | esc | 0.00097009 | 2.9467e-08 | 0.00097009 | 2.9467e-08
[35 empty] | 7.3.3.17.6 Updates to grid topology to minimize risk of ignition in HFTDs Butte County Rebuild | WLDFR | HFTD - Distribution - Tier 2 - 5QU CoRE ¦ 4QU LoRE | 2045 | 0.19715 | 0 | 0 | 0 | 0 |  |  |  |  | 0 | 0 | 0 | 0 | 0 |  | 0 | 0 | 0 | Column23: 0; Column24: 0; Column25: 0; Column26: 0; Column27: 0; Column28: 0; Column29: 0.00029309; Column30: 0.0022186; Column31: 0; Column32: 0.0022186; Column33: 0.0004374 | WLDFR | HFTD - Distribution - Tier 3 - 4QU CoRE ¦ 2QU LoRE | Red Flag Warning - Small Fires | 2043 | 7.6806e-07 | 7.6806e-07 | 0.095486 | 0.044306 | 0.0019228 | 0.049257 | 0 | 0 | 0.00080004 | 7.3339e-08 | 0 | 7.3339e-08 | 7.3339e-08 | 0 | 7.3339e-08 | 0 | 8.0582e-07 | 1.7664e-06 | 0 | 1.7664e-06 | [17 empty] | 7.3.3.17.5 (Remote Grid) Updates to grid topology to minimize risk of ignition in HFTDs Remote GridWLDFRVegetation ContactAggregated | WLDFR | HFTD - Distribution - Tier 2 - 3QU CoRE ¦ 1QU LoRE | Red Flag Warning - Large Fires | Vegetation Contact | Aggregated | 2043 | 3.0376e-05 | 489.6273 | 0.014873 | 2043 | Mitigation | 0.95 | 45 | 0 | esc | 0.00097009 | 2.9467e-08 | 0.00097009 | 2.9467e-08
[35 empty] | 7.3.3.17.6 Updates to grid topology to minimize risk of ignition in HFTDs Butte County Rebuild | WLDFR | HFTD - Distribution - Tier 2 - 5QU CoRE ¦ 4QU LoRE | 2046 | 0.18425 | 0 | 0 | 0 | 0 |  |  |  |  | 0 | 0 | 0 | 0 | 0 |  | 0 | 0 | 0 | Column23: 0; Column24: 0; Column25: 0; Column26: 0; Column27: 0; Column28: 0; Column29: 0.00029309; Column30: 0.0022186; Column31: 0; Column32: 0.0022186; Column33: 0.00040878 | WLDFR | HFTD - Distribution - Tier 3 - 4QU CoRE ¦ 2QU LoRE | Red Flag Warning - Small Fires | 2044 | 7.6806e-07 | 7.6806e-07 | 0.095486 | 0.044306 | 0.0019228 | 0.049257 | 0 | 0 | 0.00080004 | 7.3339e-08 | 0 | 7.3339e-08 | 7.3339e-08 | 0 | 7.3339e-08 | 0 | 8.0582e-07 | 1.7664e-06 | 0 | 1.7664e-06 | [17 empty] | 7.3.3.17.5 (Remote Grid) Updates to grid topology to minimize risk of ignition in HFTDs Remote GridWLDFRVegetation ContactAggregated | WLDFR | HFTD - Distribution - Tier 2 - 3QU CoRE ¦ 1QU LoRE | Red Flag Warning - Large Fires | Vegetation Contact | Aggregated | 2044 | 3.0376e-05 | 489.6273 | 0.014873 | 2044 | Mitigation | 0.95 | 45 | 0 | esc | 0.00097009 | 2.9467e-08 | 0.00097009 | 2.9467e-08
[35 empty] | 7.3.3.17.6 Updates to grid topology to minimize risk of ignition in HFTDs Butte County Rebuild | WLDFR | HFTD - Distribution - Tier 2 - 5QU CoRE ¦ 4QU LoRE | 2047 | 0.1722 | 0 | 0 | 0 | 0 |  |  |  |  | 0 | 0 | 0 | 0 | 0 |  | 0 | 0 | 0 | Column23: 0; Column24: 0; Column25: 0; Column26: 0; Column27: 0; Column28: 0; Column29: 0.00029309; Column30: 0.0022186; Column31: 0; Column32: 0.0022186; Column33: 0.00038204 | WLDFR | HFTD - Distribution - Tier 3 - 4QU CoRE ¦ 2QU LoRE | Red Flag Warning - Small Fires | 2045 | 7.6806e-07 | 7.6806e-07 | 0.095486 | 0.044306 | 0.0019228 | 0.049257 | 0 | 0 | 0.00080004 | 7.3339e-08 | 0 | 7.3339e-08 | 7.3339e-08 | 0 | 7.3339e-08 | 0 | 8.0582e-07 | 1.7664e-06 | 0 | 1.7664e-06 | [17 empty] | 7.3.3.17.5 (Remote Grid) Updates to grid topology to minimize risk of ignition in HFTDs Remote GridWLDFRVegetation ContactAggregated | WLDFR | HFTD - Distribution - Tier 2 - 3QU CoRE ¦ 1QU LoRE | Red Flag Warning - Large Fires | Vegetation Contact | Aggregated | 2045 | 3.0376e-05 | 489.6273 | 0.014873 | 2045 | Mitigation | 0.95 | 45 | 0 | esc | 0.00097009 | 2.9467e-08 | 0.00097009 | 2.9467e-08
[35 empty] | 7.3.3.17.6 Updates to grid topology to minimize risk of ignition in HFTDs Butte County Rebuild | WLDFR | HFTD - Distribution - Tier 2 - 5QU CoRE ¦ 4QU LoRE | 2048 | 0.16093 | 0 | 0 | 0 | 0 |  |  |  |  | 0 | 0 | 0 | 0 | 0 |  | 0 | 0 | 0 | Column23: 0; Column24: 0; Column25: 0; Column26: 0; Column27: 0; Column28: 0; Column29: 0.00029309; Column30: 0.0023291; Column31: 0; Column32: 0.0023291; Column33: 0.00037482 | WLDFR | HFTD - Distribution - Tier 3 - 4QU CoRE ¦ 2QU LoRE | Red Flag Warning - Small Fires | 2046 | 7.6806e-07 | 7.6806e-07 | 0.095486 | 0.044306 | 0.0019228 | 0.049257 | 0 | 0 | 0.00080004 | 7.3339e-08 | 0 | 7.3339e-08 | 7.3339e-08 | 0 | 7.3339e-08 | 0 | 8.5818e-07 | 1.8812e-06 | 0 | 1.8812e-06 | [17 empty] | 7.3.3.17.5 (Remote Grid) Updates to grid topology to minimize risk of ignition in HFTDs Remote GridWLDFRVegetation ContactAggregated | WLDFR | HFTD - Distribution - Tier 2 - 3QU CoRE ¦ 1QU LoRE | Red Flag Warning - Large Fires | Vegetation Contact | Aggregated | 2046 | 3.0376e-05 | 489.6273 | 0.014873 | 2046 | Mitigation | 0.95 | 45 | 0 | esc | 0.00097009 | 2.9467e-08 | 0.00097009 | 2.9467e-08
[35 empty] | 7.3.3.17.6 Updates to grid topology to minimize risk of ignition in HFTDs Butte County Rebuild | WLDFR | HFTD - Distribution - Tier 2 - 5QU CoRE ¦ 4QU LoRE | 2049 | 0.1504 | 0 | 0 | 0 | 0 |  |  |  |  | 0 | 0 | 0 | 0 | 0 |  | 0 | 0 | 0 | Column23: 0; Column24: 0; Column25: 0; Column26: 0; Column27: 0; Column28: 0; Column29: 0.00029309; Column30: 0.0023291; Column31: 0; Column32: 0.0023291; Column33: 0.0003503 | WLDFR | HFTD - Distribution - Tier 3 - 4QU CoRE ¦ 2QU LoRE | Red Flag Warning - Small Fires | 2047 | 7.6806e-07 | 7.6806e-07 | 0.095486 | 0.044306 | 0.0019228 | 0.049257 | 0 | 0 | 0.00080004 | 7.3339e-08 | 0 | 7.3339e-08 | 7.3339e-08 | 0 | 7.3339e-08 | 0 | 8.5818e-07 | 1.8812e-06 | 0 | 1.8812e-06 | [17 empty] | 7.3.3.17.5 (Remote Grid) Updates to grid topology to minimize risk of ignition in HFTDs Remote GridWLDFRVegetation ContactAggregated | WLDFR | HFTD - Distribution - Tier 2 - 3QU CoRE ¦ 1QU LoRE | Red Flag Warning - Large Fires | Vegetation Contact | Aggregated | 2047 | 3.0376e-05 | 489.6273 | 0.014873 | 2047 | Mitigation | 0.95 | 45 | 0 | esc | 0.00097009 | 2.9467e-08 | 0.00097009 | 2.9467e-08
[35 empty] | 7.3.3.17.6 Updates to grid topology to minimize risk of ignition in HFTDs Butte County Rebuild | WLDFR | HFTD - Distribution - Tier 2 - 5QU CoRE ¦ 4QU LoRE | 2050 | 0.14056 | 0 | 0 | 0 | 0 |  |  |  |  | 0 | 0 | 0 | 0 | 0 |  | 0 | 0 | 0 | Column23: 0; Column24: 0; Column25: 0; Column26: 0; Column27: 0; Column28: 0; Column29: 0.00029309; Column30: 0.0023291; Column31: 0; Column32: 0.0023291; Column33: 0.00032738 | WLDFR | HFTD - Distribution - Tier 3 - 4QU CoRE ¦ 2QU LoRE | Red Flag Warning - Small Fires | 2048 | 7.6806e-07 | 7.6806e-07 | 0.10007 | 0.04626 | 0.0020076 | 0.051804 | 0 | 0 | 0.00080004 | 7.6861e-08 | 0 | 7.6861e-08 | 7.6861e-08 | 0 | 7.6861e-08 | 0 | 8.5818e-07 | 1.8812e-06 | 0 | 1.8812e-06 | [17 empty] | 7.3.3.17.5 (Remote Grid) Updates to grid topology to minimize risk of ignition in HFTDs Remote GridWLDFRVegetation ContactAggregated | WLDFR | HFTD - Distribution - Tier 2 - 3QU CoRE ¦ 1QU LoRE | Red Flag Warning - Large Fires | Vegetation Contact | Aggregated | 2048 | 3.0376e-05 | 489.6273 | 0.014873 | 2048 | Mitigation | 0.95 | 45 | 0 | esc | 0.00097009 | 2.9467e-08 | 0.00097009 | 2.9467e-08
[35 empty] | 7.3.3.17.6 Updates to grid topology to minimize risk of ignition in HFTDs Butte County Rebuild | WLDFR | HFTD - Distribution - Tier 2 - 5QU CoRE ¦ 4QU LoRE | 2051 | 0.13137 | 0 | 0 | 0 | 0 |  |  |  |  | 0 | 0 | 0 | 0 | 0 |  | 0 | 0 | 0 | Column23: 0; Column24: 0; Column25: 0; Column26: 0; Column27: 0; Column28: 0; Column29: 0.00029309; Column30: 0.0023291; Column31: 0; Column32: 0.0023291; Column33: 0.00030597 | WLDFR | HFTD - Distribution - Tier 3 - 4QU CoRE ¦ 2QU LoRE | Red Flag Warning - Small Fires | 2049 | 7.6806e-07 | 7.6806e-07 | 0.10007 | 0.04626 | 0.0020076 | 0.051804 | 0 | 0 | 0.00080004 | 7.6861e-08 | 0 | 7.6861e-08 | 7.6861e-08 | 0 | 7.6861e-08 | 0 | 8.5818e-07 | 1.8812e-06 | 0 | 1.8812e-06 | [17 empty] | 7.3.3.17.5 (Remote Grid) Updates to grid topology to minimize risk of ignition in HFTDs Remote GridWLDFRVegetation ContactAggregated | WLDFR | HFTD - Distribution - Tier 2 - 3QU CoRE ¦ 1QU LoRE | Red Flag Warning - Large Fires | Vegetation Contact | Aggregated | 2049 | 3.0376e-05 | 489.6273 | 0.014873 | 2049 | Mitigation | 0.95 | 45 | 0 | esc | 0.00097009 | 2.9467e-08 | 0.00097009 | 2.9467e-08
[35 empty] | 7.3.3.17.6 Updates to grid topology to minimize risk of ignition in HFTDs Butte County Rebuild | WLDFR | HFTD - Distribution - Tier 2 - 5QU CoRE ¦ 4QU LoRE | 2052 | 0.12277 | 0 | 0 | 0 | 0 |  |  |  |  | 0 | 0 | 0 | 0 | 0 |  | 0 | 0 | 0 | Column23: 0; Column24: 0; Column25: 0; Column26: 0; Column27: 0; Column28: 0; Column29: 0.00029309; Column30: 0.0023291; Column31: 0; Column32: 0.0023291; Column33: 0.00028595 | WLDFR | HFTD - Distribution - Tier 3 - 4QU CoRE ¦ 2QU LoRE | Red Flag Warning - Small Fires | 2050 | 7.6806e-07 | 7.6806e-07 | 0.10007 | 0.04626 | 0.0020076 | 0.051804 | 0 | 0 | 0.00080004 | 7.6861e-08 | 0 | 7.6861e-08 | 7.6861e-08 | 0 | 7.6861e-08 | 0 | 8.5818e-07 | 1.8812e-06 | 0 | 1.8812e-06 | [17 empty] | 7.3.3.17.5 (Remote Grid) Updates to grid topology to minimize risk of ignition in HFTDs Remote GridWLDFRVegetation ContactAggregated | WLDFR | HFTD - Distribution - Tier 2 - 3QU CoRE ¦ 1QU LoRE | Red Flag Warning - Large Fires | Vegetation Contact | Aggregated | 2050 | 3.0376e-05 | 489.6273 | 0.014873 | 2050 | Mitigation | 0.95 | 45 | 0 | esc | 0.00097009 | 2.9467e-08 | 0.00097009 | 2.9467e-08
[35 empty] | 7.3.3.17.6 Updates to grid topology to minimize risk of ignition in HFTDs Butte County Rebuild | WLDFR | HFTD - Distribution - Tier 2 - 5QU CoRE ¦ 4QU LoRE | 2053 | 0.11474 | 0 | 0 | 0 | 0 |  |  |  |  | 0 | 0 | 0 | 0 | 0 |  | 0 | 0 | 0 | Column23: 0; Column24: 0; Column25: 0; Column26: 0; Column27: 0; Column28: 0; Column29: 0.00029309; Column30: 0.0024433; Column31: 0; Column32: 0.0024433; Column33: 0.00028035 | WLDFR | HFTD - Distribution - Tier 3 - 4QU CoRE ¦ 2QU LoRE | Red Flag Warning - Small Fires | 2051 | 7.6806e-07 | 7.6806e-07 | 0.10007 | 0.04626 | 0.0020076 | 0.051804 | 0 | 0 | 0.00080004 | 7.6861e-08 | 0 | 7.6861e-08 | 7.6861e-08 | 0 | 7.6861e-08 | 0 | 9.1306e-07 | 2.0015e-06 | 0 | 2.0015e-06 | [17 empty] | 7.3.3.17.5 (Remote Grid) Updates to grid topology to minimize risk of ignition in HFTDs Remote GridWLDFRVegetation ContactAggregated | WLDFR | HFTD - Distribution - Tier 2 - 3QU CoRE ¦ 1QU LoRE | Red Flag Warning - Large Fires | Vegetation Contact | Aggregated | 2051 | 3.0376e-05 | 489.6273 | 0.014873 | 2051 | Mitigation | 0.95 | 45 | 0 | esc | 0.00097009 | 2.9467e-08 | 0.00097009 | 2.9467e-08
[35 empty] | 7.3.3.17.6 Updates to grid topology to minimize risk of ignition in HFTDs Butte County Rebuild | WLDFR | HFTD - Distribution - Tier 2 - 5QU CoRE ¦ 4QU LoRE | 2054 | 0.10723 | 0 | 0 | 0 | 0 |  |  |  |  | 0 | 0 | 0 | 0 | 0 |  | 0 | 0 | 0 | Column23: 0; Column24: 0; Column25: 0; Column26: 0; Column27: 0; Column28: 0; Column29: 0.00029309; Column30: 0.0024433; Column31: 0; Column32: 0.0024433; Column33: 0.00026201 | WLDFR | HFTD - Distribution - Tier 3 - 4QU CoRE ¦ 2QU LoRE | Red Flag Warning - Small Fires | 2052 | 7.6806e-07 | 7.6806e-07 | 0.10007 | 0.04626 | 0.0020076 | 0.051804 | 0 | 0 | 0.00080004 | 7.6861e-08 | 0 | 7.6861e-08 | 7.6861e-08 | 0 | 7.6861e-08 | 0 | 9.1306e-07 | 2.0015e-06 | 0 | 2.0015e-06 | [17 empty] | 7.3.3.17.5 (Remote Grid) Updates to grid topology to minimize risk of ignition in HFTDs Remote GridWLDFRVegetation ContactAggregated | WLDFR | HFTD - Distribution - Tier 2 - 3QU CoRE ¦ 1QU LoRE | Red Flag Warning - Large Fires | Vegetation Contact | Aggregated | 2052 | 3.0376e-05 | 489.6273 | 0.014873 | 2052 | Mitigation | 0.95 | 45 | 0 | esc | 0.00097009 | 2.9467e-08 | 0.00097009 | 2.9467e-08
[35 empty] | 7.3.3.17.6 Updates to grid topology to minimize risk of ignition in HFTDs Butte County Rebuild | WLDFR | HFTD - Distribution - Tier 2 - 5QU CoRE ¦ 4QU LoRE | 2055 | 0.10022 | 0 | 0 | 0 | 0 |  |  |  |  | 0 | 0 | 0 | 0 | 0 |  | 0 | 0 | 0 | Column23: 0; Column24: 0; Column25: 0; Column26: 0; Column27: 0; Column28: 0; Column29: 0.00029309; Column30: 0.0024433; Column31: 0; Column32: 0.0024433; Column33: 0.00024487 | WLDFR | HFTD - Distribution - Tier 3 - 4QU CoRE ¦ 2QU LoRE | Red Flag Warning - Small Fires | 2053 | 7.6806e-07 | 7.6806e-07 | 0.10489 | 0.048274 | 0.002095 | 0.054525 | 0 | 0 | 0.00080004 | 8.0565e-08 | 0 | 8.0565e-08 | 8.0565e-08 | 0 | 8.0565e-08 | 0 | 9.1306e-07 | 2.0015e-06 | 0 | 2.0015e-06 | [17 empty] | 7.3.3.17.5 (Remote Grid) Updates to grid topology to minimize risk of ignition in HFTDs Remote GridWLDFRVegetation ContactAggregated | WLDFR | HFTD - Distribution - Tier 2 - 3QU CoRE ¦ 1QU LoRE | Red Flag Warning - Large Fires | Vegetation Contact | Aggregated | 2053 | 3.0376e-05 | 489.6273 | 0.014873 | 2053 | Mitigation | 0.95 | 45 | 0 | esc | 0.00097009 | 2.9467e-08 | 0.00097009 | 2.9467e-08
[35 empty] | 7.3.3.17.6 Updates to grid topology to minimize risk of ignition in HFTDs Butte County Rebuild | WLDFR | HFTD - Distribution - Tier 2 - 5QU CoRE ¦ 4QU LoRE | 2056 | 0.093663 | 0 | 0 | 0 | 0 |  |  |  |  | 0 | 0 | 0 | 0 | 0 |  | 0 | 0 | 0 | Column23: 0; Column24: 0; Column25: 0; Column26: 0; Column27: 0; Column28: 0; Column29: 0.00029309; Column30: 0.0024433; Column31: 0; Column32: 0.0024433; Column33: 0.00022885 | WLDFR | HFTD - Distribution - Tier 3 - 4QU CoRE ¦ 2QU LoRE | Red Flag Warning - Small Fires | 2054 | 7.6806e-07 | 7.6806e-07 | 0.10489 | 0.048274 | 0.002095 | 0.054525 | 0 | 0 | 0.00080004 | 8.0565e-08 | 0 | 8.0565e-08 | 8.0565e-08 | 0 | 8.0565e-08 | 0 | 9.1306e-07 | 2.0015e-06 | 0 | 2.0015e-06 | [17 empty] | 7.3.3.17.5 (Remote Grid) Updates to grid topology to minimize risk of ignition in HFTDs Remote GridWLDFRVegetation ContactAggregated | WLDFR | HFTD - Distribution - Tier 2 - 3QU CoRE ¦ 1QU LoRE | Red Flag Warning - Large Fires | Vegetation Contact | Aggregated | 2054 | 3.0376e-05 | 489.6273 | 0.014873 | 2054 | Mitigation | 0.95 | 45 | 0 | esc | 0.00097009 | 2.9467e-08 | 0.00097009 | 2.9467e-08
[35 empty] | 7.3.3.17.6 Updates to grid topology to minimize risk of ignition in HFTDs Butte County Rebuild | WLDFR | HFTD - Distribution - Tier 2 - 5QU CoRE ¦ 4QU LoRE | 2057 | 0.087535 | 0 | 0 | 0 | 0 |  |  |  |  | 0 | 0 | 0 | 0 | 0 |  | 0 | 0 | 0 | Column23: 0; Column24: 0; Column25: 0; Column26: 0; Column27: 0; Column28: 0; Column29: 0.00029309; Column30: 0.0024433; Column31: 0; Column32: 0.0024433; Column33: 0.00021388 | WLDFR | HFTD - Distribution - Tier 3 - 4QU CoRE ¦ 2QU LoRE | Red Flag Warning - Small Fires | 2055 | 7.6806e-07 | 7.6806e-07 | 0.10489 | 0.048274 | 0.002095 | 0.054525 | 0 | 0 | 0.00080004 | 8.0565e-08 | 0 | 8.0565e-08 | 8.0565e-08 | 0 | 8.0565e-08 | 0 | 9.1306e-07 | 2.0015e-06 | 0 | 2.0015e-06 | [17 empty] | 7.3.3.17.5 (Remote Grid) Updates to grid topology to minimize risk of ignition in HFTDs Remote GridWLDFRVegetation ContactAggregated | WLDFR | HFTD - Distribution - Tier 2 - 3QU CoRE ¦ 1QU LoRE | Red Flag Warning - Large Fires | Vegetation Contact | Aggregated | 2055 | 3.0376e-05 | 489.6273 | 0.014873 | 2055 | Mitigation | 0.95 | 45 | 0 | esc | 0.00097009 | 2.9467e-08 | 0.00097009 | 2.9467e-08
[35 empty] | 7.3.3.17.6 Updates to grid topology to minimize risk of ignition in HFTDs Butte County Rebuild | WLDFR | HFTD - Distribution - Tier 2 - 5QU CoRE ¦ 4QU LoRE | 2058 | 0.081809 | 0 | 0 | 0 | 0 |  |  |  |  | 0 | 0 | 0 | 0 | 0 |  | 0 | 0 | 0 | Column23: 0; Column24: 0; Column25: 0; Column26: 0; Column27: 0; Column28: 0; Column29: 0.00029309; Column30: 0.0025599; Column31: 0; Column32: 0.0025599; Column33: 0.00020942 | WLDFR | HFTD - Distribution - Tier 3 - 4QU CoRE ¦ 2QU LoRE | Red Flag Warning - Small Fires | 2056 | 7.6806e-07 | 7.6806e-07 | 0.10489 | 0.048274 | 0.002095 | 0.054525 | 0 | 0 | 0.00080004 | 8.0565e-08 | 0 | 8.0565e-08 | 8.0565e-08 | 0 | 8.0565e-08 | 0 | 9.6987e-07 | 2.126e-06 | 0 | 2.126e-06 | [17 empty] | 7.3.3.17.5 (Remote Grid) Updates to grid topology to minimize risk of ignition in HFTDs Remote GridWLDFRVegetation ContactAggregated | WLDFR | HFTD - Distribution - Tier 2 - 3QU CoRE ¦ 1QU LoRE | Red Flag Warning - Large Fires | Vegetation Contact | Aggregated | 2056 | 3.0376e-05 | 489.6273 | 0.014873 | 2056 | Mitigation | 0.95 | 45 | 0 | esc | 0.00097009 | 2.9467e-08 | 0.00097009 | 2.9467e-08
[35 empty] | 7.3.3.17.6 Updates to grid topology to minimize risk of ignition in HFTDs Butte County Rebuild | WLDFR | HFTD - Distribution - Tier 2 - 5QU CoRE ¦ 4QU LoRE | 2059 | 0.076457 | 0 | 0 | 0 | 0 |  |  |  |  | 0 | 0 | 0 | 0 | 0 |  | 0 | 0 | 0 | Column23: 0; Column24: 0; Column25: 0; Column26: 0; Column27: 0; Column28: 0; Column29: 0.00029309; Column30: 0.0025599; Column31: 0; Column32: 0.0025599; Column33: 0.00019572 | WLDFR | HFTD - Distribution - Tier 3 - 4QU CoRE ¦ 2QU LoRE | Red Flag Warning - Small Fires | 2057 | 7.6806e-07 | 7.6806e-07 | 0.10489 | 0.048274 | 0.002095 | 0.054525 | 0 | 0 | 0.00080004 | 8.0565e-08 | 0 | 8.0565e-08 | 8.0565e-08 | 0 | 8.0565e-08 | 0 | 9.6987e-07 | 2.126e-06 | 0 | 2.126e-06 | [17 empty] | 7.3.3.17.5 (Remote Grid) Updates to grid topology to minimize risk of ignition in HFTDs Remote GridWLDFRVegetation ContactAggregated | WLDFR | HFTD - Distribution - Tier 2 - 3QU CoRE ¦ 1QU LoRE | Red Flag Warning - Large Fires | Vegetation Contact | Aggregated | 2057 | 3.0376e-05 | 489.6273 | 0.014873 | 2057 | Mitigation | 0.95 | 45 | 0 | esc | 0.00097009 | 2.9467e-08 | 0.00097009 | 2.9467e-08
[35 empty] | 7.3.3.17.6 Updates to grid topology to minimize risk of ignition in HFTDs Butte County Rebuild | WLDFR | HFTD - Distribution - Tier 2 - 5QU CoRE ¦ 4QU LoRE | 2060 | 0.071455 | 0 | 0 | 0 | 0 |  |  |  |  | 0 | 0 | 0 | 0 | 0 |  | 0 | 0 | 0 | Column23: 0; Column24: 0; Column25: 0; Column26: 0; Column27: 0; Column28: 0; Column29: 0.00029309; Column30: 0.0025599; Column31: 0; Column32: 0.0025599; Column33: 0.00018292 | WLDFR | HFTD - Distribution - Tier 3 - 4QU CoRE ¦ 2QU LoRE | Red Flag Warning - Small Fires | 2058 | 7.6806e-07 | 7.6806e-07 | 0.1099 | 0.050325 | 0.0021839 | 0.057393 | 0 | 0 | 0.00080004 | 8.4412e-08 | 0 | 8.4412e-08 | 8.4412e-08 | 0 | 8.4412e-08 | 0 | 9.6987e-07 | 2.126e-06 | 0 | 2.126e-06 | [17 empty] | 7.3.3.17.5 (Remote Grid) Updates to grid topology to minimize risk of ignition in HFTDs Remote GridWLDFRVegetation ContactAggregated | WLDFR | HFTD - Distribution - Tier 2 - 3QU CoRE ¦ 1QU LoRE | Red Flag Warning - Large Fires | Vegetation Contact | Aggregated | 2058 | 3.0376e-05 | 489.6273 | 0.014873 | 2058 | Mitigation | 0.95 | 45 | 0 | esc | 0.00097009 | 2.9467e-08 | 0.00097009 | 2.9467e-08
[35 empty] | 7.3.3.17.6 Updates to grid topology to minimize risk of ignition in HFTDs Butte County Rebuild | WLDFR | HFTD - Distribution - Tier 2 - 5QU CoRE ¦ 4QU LoRE | 2061 | 0.06678 | 0 | 0 | 0 | 0 |  |  |  |  | 0 | 0 | 0 | 0 | 0 |  | 0 | 0 | 0 | Column23: 0; Column24: 0; Column25: 0; Column26: 0; Column27: 0; Column28: 0; Column29: 0.00029309; Column30: 0.0025599; Column31: 0; Column32: 0.0025599; Column33: 0.00017095 | WLDFR | HFTD - Distribution - Tier 3 - 4QU CoRE ¦ 2QU LoRE | Red Flag Warning - Small Fires | 2059 | 7.6806e-07 | 7.6806e-07 | 0.1099 | 0.050325 | 0.0021839 | 0.057393 | 0 | 0 | 0.00080004 | 8.4412e-08 | 0 | 8.4412e-08 | 8.4412e-08 | 0 | 8.4412e-08 | 0 | 9.6987e-07 | 2.126e-06 | 0 | 2.126e-06 | [17 empty] | 7.3.3.17.5 (Remote Grid) Updates to grid topology to minimize risk of ignition in HFTDs Remote GridWLDFRVegetation ContactAggregated | WLDFR | HFTD - Distribution - Tier 2 - 3QU CoRE ¦ 1QU LoRE | Red Flag Warning - Large Fires | Vegetation Contact | Aggregated | 2059 | 3.0376e-05 | 489.6273 | 0.014873 | 2059 | Mitigation | 0.95 | 45 | 0 | esc | 0.00097009 | 2.9467e-08 | 0.00097009 | 2.9467e-08
[35 empty] | 7.3.3.17.6 Updates to grid topology to minimize risk of ignition in HFTDs Butte County Rebuild | WLDFR | HFTD - Distribution - Tier 2 - 5QU CoRE ¦ 4QU LoRE | 2062 | 0.062412 | 0 | 0 | 0 | 0 |  |  |  |  | 0 | 0 | 0 | 0 | 0 |  | 0 | 0 | 0 | Column23: 0; Column24: 0; Column25: 0; Column26: 0; Column27: 0; Column28: 0; Column29: 0.00029309; Column30: 0.0025599; Column31: 0; Column32: 0.0025599; Column33: 0.00015977 | WLDFR | HFTD - Distribution - Tier 3 - 4QU CoRE ¦ 2QU LoRE | Red Flag Warning - Small Fires | 2060 | 7.6806e-07 | 7.6806e-07 | 0.1099 | 0.050325 | 0.0021839 | 0.057393 | 0 | 0 | 0.00080004 | 8.4412e-08 | 0 | 8.4412e-08 | 8.4412e-08 | 0 | 8.4412e-08 | 0 | 9.6987e-07 | 2.126e-06 | 0 | 2.126e-06 | [17 empty] | 7.3.3.17.5 (Remote Grid) Updates to grid topology to minimize risk of ignition in HFTDs Remote GridWLDFRVegetation ContactAggregated | WLDFR | HFTD - Distribution - Tier 2 - 3QU CoRE ¦ 1QU LoRE | Red Flag Warning - Large Fires | Vegetation Contact | Aggregated | 2060 | 3.0376e-05 | 489.6273 | 0.014873 | 2060 | Mitigation | 0.95 | 45 | 0 | esc | 0.00097009 | 2.9467e-08 | 0.00097009 | 2.9467e-08
[35 empty] | 7.3.3.17.6 Updates to grid topology to minimize risk of ignition in HFTDs Butte County Rebuild | WLDFR | HFTD - Distribution - Tier 2 - 5QU CoRE ¦ 4QU LoRE | 2063 | 0.058329 | 0 | 0 | 0 | 0 |  |  |  |  | 0 | 0 | 0 | 0 | 0 |  | 0 | 0 | 0 | Column23: 0; Column24: 0; Column25: 0; Column26: 0; Column27: 0; Column28: 0; Column29: 0.00029309; Column30: 0.0026774; Column31: 0; Column32: 0.0026774; Column33: 0.00015617 | WLDFR | HFTD - Distribution - Tier 3 - 4QU CoRE ¦ 2QU LoRE | Red Flag Warning - Small Fires | 2061 | 7.6806e-07 | 7.6806e-07 | 0.1099 | 0.050325 | 0.0021839 | 0.057393 | 0 | 0 | 0.00080004 | 8.4412e-08 | 0 | 8.4412e-08 | 8.4412e-08 | 0 | 8.4412e-08 | 0 | 1.0279e-06 | 2.2533e-06 | 0 | 2.2533e-06 | [17 empty] | 7.3.3.17.5 (Remote Grid) Updates to grid topology to minimize risk of ignition in HFTDs Remote GridWLDFRVegetation ContactAggregated | WLDFR | HFTD - Distribution - Tier 2 - 3QU CoRE ¦ 1QU LoRE | Red Flag Warning - Large Fires | Vegetation Contact | Aggregated | 2061 | 3.0376e-05 | 489.6273 | 0.014873 | 2061 | Mitigation | 0.95 | 45 | 0 | esc | 0.00097009 | 2.9467e-08 | 0.00097009 | 2.9467e-08
[35 empty] | 7.3.3.17.6 Updates to grid topology to minimize risk of ignition in HFTDs Butte County Rebuild | WLDFR | HFTD - Distribution - Tier 2 - 5QU CoRE ¦ 4QU LoRE | 2064 | 0.054513 | 0 | 0 | 0 | 0 |  |  |  |  | 0 | 0 | 0 | 0 | 0 |  | 0 | 0 | 0 | Column23: 0; Column24: 0; Column25: 0; Column26: 0; Column27: 0; Column28: 0; Column29: 0.00029309; Column30: 0.0026774; Column31: 0; Column32: 0.0026774; Column33: 0.00014595 | WLDFR | HFTD - Distribution - Tier 3 - 4QU CoRE ¦ 2QU LoRE | Red Flag Warning - Small Fires | 2062 | 7.6806e-07 | 7.6806e-07 | 0.1099 | 0.050325 | 0.0021839 | 0.057393 | 0 | 0 | 0.00080004 | 8.4412e-08 | 0 | 8.4412e-08 | 8.4412e-08 | 0 | 8.4412e-08 | 0 | 1.0279e-06 | 2.2533e-06 | 0 | 2.2533e-06 | [17 empty] | 7.3.3.17.5 (Remote Grid) Updates to grid topology to minimize risk of ignition in HFTDs Remote GridWLDFRVegetation ContactAggregated | WLDFR | HFTD - Distribution - Tier 2 - 3QU CoRE ¦ 1QU LoRE | Red Flag Warning - Large Fires | Vegetation Contact | Aggregated | 2062 | 3.0376e-05 | 489.6273 | 0.014873 | 2062 | Mitigation | 0.95 | 45 | 0 | esc | 0.00097009 | 2.9467e-08 | 0.00097009 | 2.9467e-08
[35 empty] | 7.3.3.17.6 Updates to grid topology to minimize risk of ignition in HFTDs Butte County Rebuild | WLDFR | HFTD - Distribution - Tier 2 - 5QU CoRE ¦ 4QU LoRE | 2065 | 0.050946 | 0 | 0 | 0 | 0 |  |  |  |  | 0 | 0 | 0 | 0 | 0 |  | 0 | 0 | 0 | Column23: 0; Column24: 0; Column25: 0; Column26: 0; Column27: 0; Column28: 0; Column29: 0.00029309; Column30: 0.0026774; Column31: 0; Column32: 0.0026774; Column33: 0.0001364 | WLDFR | HFTD - Distribution - Tier 3 - 4QU CoRE ¦ 2QU LoRE | Red Flag Warning - Small Fires | 2063 | 7.6806e-07 | 7.6806e-07 | 0.11504 | 0.052388 | 0.0022734 | 0.060377 | 0 | 0 | 0.00080004 | 8.8356e-08 | 0 | 8.8356e-08 | 8.8356e-08 | 0 | 8.8356e-08 | 0 | 1.0279e-06 | 2.2533e-06 | 0 | 2.2533e-06 | [17 empty] | 7.3.3.17.5 (Remote Grid) Updates to grid topology to minimize risk of ignition in HFTDs Remote GridWLDFRVegetation ContactAggregated | WLDFR | HFTD - Distribution - Tier 2 - 3QU CoRE ¦ 1QU LoRE | Red Flag Warning - Large Fires | Vegetation Contact | Aggregated | 2063 | 3.0376e-05 | 489.6273 | 0.014873 | 2063 | Mitigation | 0.95 | 45 | 0 | esc | 0.00097009 | 2.9467e-08 | 0.00097009 | 2.9467e-08
[35 empty] | 7.3.3.17.6 Updates to grid topology to minimize risk of ignition in HFTDs Butte County Rebuild | WLDFR | HFTD - Distribution - Tier 2 - 5QU CoRE ¦ 4QU LoRE | 2066 | 0.047613 | 0 | 0 | 0 | 0 |  |  |  |  | 0 | 0 | 0 | 0 | 0 |  | 0 | 0 | 0 | Column23: 0; Column24: 0; Column25: 0; Column26: 0; Column27: 0; Column28: 0; Column29: 0.00029309; Column30: 0.0026774; Column31: 0; Column32: 0.0026774; Column33: 0.00012748 | WLDFR | HFTD - Distribution - Tier 3 - 4QU CoRE ¦ 2QU LoRE | Red Flag Warning - Small Fires | 2064 | 7.6806e-07 | 7.6806e-07 | 0.11504 | 0.052388 | 0.0022734 | 0.060377 | 0 | 0 | 0.00080004 | 8.8356e-08 | 0 | 8.8356e-08 | 8.8356e-08 | 0 | 8.8356e-08 | 0 | 0 | 2.2533e-06 | 0 | 2.2533e-06 | [17 empty] | 7.3.3.17.5 (Remote Grid) Updates to grid topology to minimize risk of ignition in HFTDs Remote GridWLDFRVegetation ContactAggregated | WLDFR | HFTD - Distribution - Tier 2 - 3QU CoRE ¦ 1QU LoRE | Red Flag Warning - Large Fires | Vegetation Contact | Aggregated | 2064 | 3.0376e-05 | 489.6273 | 0.014873 | 2064 | Mitigation | 0.95 | 45 | 0 | esc | 0.00097009 | 2.9467e-08 | 0.00097009 | 2.9467e-08
[35 empty] | 7.3.3.17.6 Updates to grid topology to minimize risk of ignition in HFTDs Butte County Rebuild | WLDFR | HFTD - Distribution - Tier 2 - 5QU CoRE ¦ 4QU LoRE | 2067 | 0.044499 | 0 | 0 | 0 | 0 |  |  |  |  | 0 | 0 | 0 | 0 | 0 |  | 0 | 0 | 0 | Column23: 0; Column24: 0; Column25: 0; Column26: 0; Column27: 0; Column28: 0; Column29: 0.00029309; Column30: 0.0026774; Column31: 0; Column32: 0.0026774; Column33: 0.00011914 | WLDFR | HFTD - Distribution - Tier 3 - 4QU CoRE ¦ 2QU LoRE | Red Flag Warning - Small Fires | 2065 | 7.6806e-07 | 7.6806e-07 | 0.11504 | 0.052388 | 0.0022734 | 0.060377 | 0 | 0 | 0.00080004 | 8.8356e-08 | 0 | 8.8356e-08 | 8.8356e-08 | 0 | 8.8356e-08 | 0 | 0 | 0 | 0 | 0 | [17 empty] | 7.3.3.17.5 (Remote Grid) Updates to grid topology to minimize risk of ignition in HFTDs Remote GridWLDFRVegetation ContactAggregated | WLDFR | HFTD - Distribution - Tier 2 - 3QU CoRE ¦ 1QU LoRE | Red Flag Warning - Large Fires | Vegetation Contact | Aggregated | 2065 | 3.0376e-05 | 489.6273 | 0.014873 | 2065 | Mitigation | 0.95 | 45 | 0 | esc | 0.00097009 | 2.9467e-08 | 0.00097009 | 2.9467e-08
[35 empty] | 7.3.3.17.6 Updates to grid topology to minimize risk of ignition in HFTDs Butte County Rebuild | WLDFR | HFTD - Distribution - Tier 2 - 5QU CoRE ¦ 4QU LoRE | 2068 | 0.041587 | 0 | 0 | 0 | 0 |  |  |  |  | 0 | 0 | 0 | 0 | 0 |  | 0 | 0 | 0 | Column23: 0; Column24: 0; Column25: 0; Column26: 0; Column27: 0; Column28: 0; Column29: 0.00029309; Column30: 0.0027944; Column31: 0; Column32: 0.0027944; Column33: 0.00011621 | WLDFR | HFTD - Distribution - Tier 3 - 4QU CoRE ¦ 2QU LoRE | Red Flag Warning - Small Fires | 2066 | 7.6806e-07 | 7.6806e-07 | 0.11504 | 0.052388 | 0.0022734 | 0.060377 | 0 | 0 | 0.00080004 | 8.8356e-08 | 0 | 8.8356e-08 | 8.8356e-08 | 0 | 8.8356e-08 | 0 | 1.4219e-07 | 0 | 0 | 0 | [17 empty] | 7.3.3.17.5 (Remote Grid) Updates to grid topology to minimize risk of ignition in HFTDs Remote GridWLDFRVegetation ContactAggregated | WLDFR | HFTD - Distribution - Tier 2 - 3QU CoRE ¦ 1QU LoRE | Red Flag Warning - Large Fires | Vegetation Contact | Aggregated | 2066 | 3.0376e-05 | 489.6273 | 0.014873 | 2066 | Mitigation | 0.95 | 45 | 0 | esc | 0.00097009 | 2.9467e-08 | 0.00097009 | 2.9467e-08
[35 empty] | 7.3.3.17.6 Updates to grid topology to minimize risk of ignition in HFTDs Butte County Rebuild | WLDFR | HFTD - Distribution - Tier 2 - 5QU CoRE ¦ 4QU LoRE | 2069 | 0.038867 | 0 | 0 | 0 | 0 |  |  |  |  | 0 | 0 | 0 | 0 | 0 |  | 0 | 0 | 0 | Column23: 0; Column24: 0; Column25: 0; Column26: 0; Column27: 0; Column28: 0; Column29: 0.00029309; Column30: 0.0027944; Column31: 0; Column32: 0.0027944; Column33: 0.00010861 | WLDFR | HFTD - Distribution - Tier 3 - 4QU CoRE ¦ 2QU LoRE | Red Flag Warning - Small Fires | 2067 | 0 | 7.6806e-07 | 0.11504 | 0.052388 | 0.0022734 | 0.060377 | 0 | 0 | 0.00080004 | 0 | 0 | 0 | 8.8356e-08 | 0 | 8.8356e-08 | 0 | 1.4676e-07 | 3.2171e-07 | 0 | 3.2171e-07 | [17 empty] | 7.3.3.17.5 (Remote Grid) Updates to grid topology to minimize risk of ignition in HFTDs Remote GridWLDFRVegetation ContactAggregated | WLDFR | HFTD - Distribution - Tier 2 - 3QU CoRE ¦ 1QU LoRE | Red Flag Warning - Large Fires | Vegetation Contact | Aggregated | 2067 | 3.0376e-05 | 489.6273 | 0.014873 | 2067 | Mitigation | 0.95 | 45 | 0 | esc | 0 | 0 | 0.00097009 | 2.9467e-08
[35 empty] | 7.3.3.17.6 Updates to grid topology to minimize risk of ignition in HFTDs Butte County Rebuild | WLDFR | HFTD - Distribution - Tier 2 - 5QU CoRE ¦ 4QU LoRE | 2070 | 0.036324 | 0 | 0 | 0 | 0 |  |  |  |  | 0 | 0 | 0 | 0 | 0 |  | 0 | 0 | 0 | Column23: 0; Column24: 0; Column25: 0; Column26: 0; Column27: 0; Column28: 0; Column29: 0.00029309; Column30: 0.0027944; Column31: 0; Column32: 0.0027944; Column33: 0.00010151 | WLDFR | HFTD - Distribution - Tier 3 - 4QU CoRE ¦ 3QU LoRE | Non-Red Flag Warning - Catastrophic Fires | 2022 | 3.1249e-10 | 0 | 14146.1306 | 222.2294 | 8585.7228 | 5338.1784 | 0 | 0 | 3.8554e-07 | 4.4205e-06 | 0 | 4.4205e-06 | 0 | 0 | 0 | 0 | 1.4676e-07 | 3.2171e-07 | 0 | 3.2171e-07 | [17 empty] | 7.3.3.17.5 (Remote Grid) Updates to grid topology to minimize risk of ignition in HFTDs Remote GridWLDFRContact from objectAggregated | WLDFR | HFTD - Distribution - Tier 2 - 3QU CoRE ¦ 1QU LoRE | Red Flag Warning - Small Fires | Contact from object | Aggregated | 2022 | 4.4343e-05 | 489.6273 | 0.021712 | 2022 | Mitigation | 0.95 | 45 | 0 | esc | 0.00097009 | 4.3017e-08 | 0 | 0
[35 empty] | 7.3.3.17.6 Updates to grid topology to minimize risk of ignition in HFTDs Butte County Rebuild | WLDFR | HFTD - Distribution - Tier 2 - 5QU CoRE ¦ 4QU LoRE | 2071 | 0.033948 | 0 | 0 | 0 | 0 |  |  |  |  | 0 | 0 | 0 | 0 | 0 |  | 0 | 0 | 0 | Column23: 0; Column24: 0; Column25: 0; Column26: 0; Column27: 0; Column28: 0; Column29: 0.00029309; Column30: 0.0027944; Column31: 0; Column32: 0.0027944; Column33: 9.4865e-05 | WLDFR | HFTD - Distribution - Tier 3 - 4QU CoRE ¦ 3QU LoRE | Non-Red Flag Warning - Catastrophic Fires | 2023 | 3.1249e-10 | 3.1249e-10 | 14664.6376 | 233.2301 | 8896.516 | 5534.8915 | 0 | 0 | 3.8554e-07 | 4.5825e-06 | 0 | 4.5825e-06 | 4.5825e-06 | 0 | 4.5825e-06 | 0 | 1.4676e-07 | 3.2171e-07 | 0 | 3.2171e-07 | [17 empty] | 7.3.3.17.5 (Remote Grid) Updates to grid topology to minimize risk of ignition in HFTDs Remote GridWLDFRContact from objectAggregated | WLDFR | HFTD - Distribution - Tier 2 - 3QU CoRE ¦ 1QU LoRE | Red Flag Warning - Small Fires | Contact from object | Aggregated | 2023 | 4.4343e-05 | 489.6273 | 0.021712 | 2023 | Mitigation | 0.95 | 45 | 0 | esc | 0.00097009 | 4.3017e-08 | 0.00097009 | 4.3017e-08
[35 empty] | 7.3.3.17.6 Updates to grid topology to minimize risk of ignition in HFTDs Butte County Rebuild | WLDFR | HFTD - Distribution - Tier 2 - 5QU CoRE ¦ 4QU LoRE | 2072 | 0.031727 | 0 | 0 | 0 | 0 |  |  |  |  | 0 | 0 | 0 | 0 | 0 |  | 0 | 0 | 0 | Column23: 0; Column24: 0; Column25: 0; Column26: 0; Column27: 0; Column28: 0; Column29: 0.00029309; Column30: 0.0027944; Column31: 0; Column32: 0.0027944; Column33: 8.8659e-05 | WLDFR | HFTD - Distribution - Tier 3 - 4QU CoRE ¦ 3QU LoRE | Non-Red Flag Warning - Catastrophic Fires | 2024 | 3.1249e-10 | 3.1249e-10 | 14664.6376 | 233.2301 | 8896.516 | 5534.8915 | 0 | 0 | 3.8554e-07 | 4.5825e-06 | 0 | 4.5825e-06 | 4.5825e-06 | 0 | 4.5825e-06 | 0 | 1.4676e-07 | 3.2171e-07 | 0 | 3.2171e-07 | [17 empty] | 7.3.3.17.5 (Remote Grid) Updates to grid topology to minimize risk of ignition in HFTDs Remote GridWLDFRContact from objectAggregated | WLDFR | HFTD - Distribution - Tier 2 - 3QU CoRE ¦ 1QU LoRE | Red Flag Warning - Small Fires | Contact from object | Aggregated | 2024 | 4.4343e-05 | 489.6273 | 0.021712 | 2024 | Mitigation | 0.95 | 45 | 0 | esc | 0.00097009 | 4.3017e-08 | 0.00097009 | 4.3017e-08
[35 empty] | 7.3.3.17.6 Updates to grid topology to minimize risk of ignition in HFTDs Butte County Rebuild | WLDFR | HFTD - Distribution - Tier 2 - 5QU CoRE ¦ 4QU LoRE | 2073 | 0.029651 | 0 | 0 | 0 | 0 |  |  |  |  | 0 | 0 | 0 | 0 | 0 |  | 0 | 0 | 0 | Column23: 0; Column24: 0; Column25: 0; Column26: 0; Column27: 0; Column28: 0; Column29: 0.00029309; Column30: 0.0029096; Column31: 0; Column32: 0.0029096; Column33: 8.6273e-05 | WLDFR | HFTD - Distribution - Tier 3 - 4QU CoRE ¦ 3QU LoRE | Non-Red Flag Warning - Catastrophic Fires | 2025 | 3.1249e-10 | 3.1249e-10 | 14664.6376 | 233.2301 | 8896.516 | 5534.8915 | 0 | 0 | 3.8554e-07 | 4.5825e-06 | 0 | 4.5825e-06 | 4.5825e-06 | 0 | 4.5825e-06 | 0 | 1.4676e-07 | 3.2171e-07 | 0 | 3.2171e-07 | [17 empty] | 7.3.3.17.5 (Remote Grid) Updates to grid topology to minimize risk of ignition in HFTDs Remote GridWLDFRContact from objectAggregated | WLDFR | HFTD - Distribution - Tier 2 - 3QU CoRE ¦ 1QU LoRE | Red Flag Warning - Small Fires | Contact from object | Aggregated | 2025 | 4.4343e-05 | 489.6273 | 0.021712 | 2025 | Mitigation | 0.95 | 45 | 0 | esc | 0.00097009 | 4.3017e-08 | 0.00097009 | 4.3017e-08
[35 empty] | 7.3.3.17.6 Updates to grid topology to minimize risk of ignition in HFTDs Butte County Rebuild | WLDFR | HFTD - Distribution - Tier 2 - 5QU CoRE ¦ 4QU LoRE | 2074 | 0.027711 | 0 | 0 | 0 | 0 |  |  |  |  | 0 | 0 | 0 | 0 | 0 |  | 0 | 0 | 0 | Column23: 0; Column24: 0; Column25: 0; Column26: 0; Column27: 0; Column28: 0; Column29: 0.00029309; Column30: 0.0029096; Column31: 0; Column32: 0.0029096; Column33: 8.0629e-05 | WLDFR | HFTD - Distribution - Tier 3 - 4QU CoRE ¦ 3QU LoRE | Non-Red Flag Warning - Catastrophic Fires | 2026 | 3.1249e-10 | 3.1249e-10 | 14664.6376 | 233.2301 | 8896.516 | 5534.8915 | 0 | 0 | 3.8554e-07 | 4.5825e-06 | 0 | 4.5825e-06 | 4.5825e-06 | 0 | 4.5825e-06 | 0 | 1.526e-07 | 3.345e-07 | 0 | 3.345e-07 | [17 empty] | 7.3.3.17.5 (Remote Grid) Updates to grid topology to minimize risk of ignition in HFTDs Remote GridWLDFRContact from objectAggregated | WLDFR | HFTD - Distribution - Tier 2 - 3QU CoRE ¦ 1QU LoRE | Red Flag Warning - Small Fires | Contact from object | Aggregated | 2026 | 4.4343e-05 | 489.6273 | 0.021712 | 2026 | Mitigation | 0.95 | 45 | 0 | esc | 0.00097009 | 4.3017e-08 | 0.00097009 | 4.3017e-08
[35 empty] | 7.3.3.17.6 Updates to grid topology to minimize risk of ignition in HFTDs Butte County Rebuild | WLDFR | HFTD - Distribution - Tier 2 - 5QU CoRE ¦ 4QU LoRE | 2075 | 0.025899 | 0 | 0 | 0 | 0 |  |  |  |  | 0 | 0 | 0 | 0 | 0 |  | 0 | 0 | 0 | Column23: 0; Column24: 0; Column25: 0; Column26: 0; Column27: 0; Column28: 0; Column29: 0.00029309; Column30: 0.0029096; Column31: 0; Column32: 0.0029096; Column33: 7.5354e-05 | WLDFR | HFTD - Distribution - Tier 3 - 4QU CoRE ¦ 3QU LoRE | Non-Red Flag Warning - Catastrophic Fires | 2027 | 3.1249e-10 | 3.1249e-10 | 14664.6376 | 233.2301 | 8896.516 | 5534.8915 | 0 | 0 | 3.8554e-07 | 4.5825e-06 | 0 | 4.5825e-06 | 4.5825e-06 | 0 | 4.5825e-06 | 0 | 1.526e-07 | 3.345e-07 | 0 | 3.345e-07 | [17 empty] | 7.3.3.17.5 (Remote Grid) Updates to grid topology to minimize risk of ignition in HFTDs Remote GridWLDFRContact from objectAggregated | WLDFR | HFTD - Distribution - Tier 2 - 3QU CoRE ¦ 1QU LoRE | Red Flag Warning - Small Fires | Contact from object | Aggregated | 2027 | 4.4343e-05 | 489.6273 | 0.021712 | 2027 | Mitigation | 0.95 | 45 | 0 | esc | 0.00097009 | 4.3017e-08 | 0.00097009 | 4.3017e-08
[35 empty] | 7.3.3.17.6 Updates to grid topology to minimize risk of ignition in HFTDs Butte County Rebuild | WLDFR | HFTD - Distribution - Tier 2 - 5QU CoRE ¦ 4QU LoRE | 2076 | 0.024204 | 0 | 0 | 0 | 0 |  |  |  |  | 0 | 0 | 0 | 0 | 0 |  | 0 | 0 | 0 | Column23: 0; Column24: 0; Column25: 0; Column26: 0; Column27: 0; Column28: 0; Column29: 0.00029309; Column30: 0.0029096; Column31: 0; Column32: 0.0029096; Column33: 7.0425e-05 | WLDFR | HFTD - Distribution - Tier 3 - 4QU CoRE ¦ 3QU LoRE | Non-Red Flag Warning - Catastrophic Fires | 2028 | 3.1249e-10 | 3.1249e-10 | 15317.9909 | 247.273 | 9287.6491 | 5783.0689 | 0 | 0 | 3.8554e-07 | 4.7866e-06 | 0 | 4.7866e-06 | 4.7866e-06 | 0 | 4.7866e-06 | 0 | 1.526e-07 | 3.345e-07 | 0 | 3.345e-07 | [17 empty] | 7.3.3.17.5 (Remote Grid) Updates to grid topology to minimize risk of ignition in HFTDs Remote GridWLDFRContact from objectAggregated | WLDFR | HFTD - Distribution - Tier 2 - 3QU CoRE ¦ 1QU LoRE | Red Flag Warning - Small Fires | Contact from object | Aggregated | 2028 | 4.4343e-05 | 489.6273 | 0.021712 | 2028 | Mitigation | 0.95 | 45 | 0 | esc | 0.00097009 | 4.3017e-08 | 0.00097009 | 4.3017e-08
[35 empty] | 7.3.3.17.6 Updates to grid topology to minimize risk of ignition in HFTDs Butte County Rebuild | WLDFR | HFTD - Distribution - Tier 2 - 5QU CoRE ¦ 4QU LoRE | 2077 | 0.022621 | 0 | 0 | 0 | 0 |  |  |  |  | 0 | 0 | 0 | 0 | 0 |  | 0 | 0 | 0 | Column23: 0; Column24: 0; Column25: 0; Column26: 0; Column27: 0; Column28: 0; Column29: 0.00029309; Column30: 0.0029096; Column31: 0; Column32: 0.0029096; Column33: 6.5817e-05 | WLDFR | HFTD - Distribution - Tier 3 - 4QU CoRE ¦ 3QU LoRE | Non-Red Flag Warning - Catastrophic Fires | 2029 | 3.1249e-10 | 3.1249e-10 | 15317.9909 | 247.273 | 9287.6491 | 5783.0689 | 0 | 0 | 3.8554e-07 | 4.7866e-06 | 0 | 4.7866e-06 | 4.7866e-06 | 0 | 4.7866e-06 | 0 | 1.526e-07 | 3.345e-07 | 0 | 3.345e-07 | [17 empty] | 7.3.3.17.5 (Remote Grid) Updates to grid topology to minimize risk of ignition in HFTDs Remote GridWLDFRContact from objectAggregated | WLDFR | HFTD - Distribution - Tier 2 - 3QU CoRE ¦ 1QU LoRE | Red Flag Warning - Small Fires | Contact from object | Aggregated | 2029 | 4.4343e-05 | 489.6273 | 0.021712 | 2029 | Mitigation | 0.95 | 45 | 0 | esc | 0.00097009 | 4.3017e-08 | 0.00097009 | 4.3017e-08
[35 empty] | 7.3.3.17.6 Updates to grid topology to minimize risk of ignition in HFTDs Butte County Rebuild | WLDFR | HFTD - Distribution - Tier 2 - 5QU CoRE ¦ 5QU LoRE | 2023 | 0.87344 | 0 | 0 | 0 | 0 |  |  |  |  | 0 | 0 | 0 | 0 | 0 |  | 0 | 0 | 0 | Column23: 0; Column24: 0; Column25: 0; Column26: 0; Column27: 0; Column28: 0; Column29: 0.00020767; Column30: 0.0011495; Column31: 0; Column32: 0.0011495; Column33: 0.0010041 | WLDFR | HFTD - Distribution - Tier 3 - 4QU CoRE ¦ 3QU LoRE | Non-Red Flag Warning - Catastrophic Fires | 2030 | 3.1249e-10 | 3.1249e-10 | 15317.9909 | 247.273 | 9287.6491 | 5783.0689 | 0 | 0 | 3.8554e-07 | 4.7866e-06 | 0 | 4.7866e-06 | 4.7866e-06 | 0 | 4.7866e-06 | 0 | 1.526e-07 | 3.345e-07 | 0 | 3.345e-07 | [17 empty] | 7.3.3.17.5 (Remote Grid) Updates to grid topology to minimize risk of ignition in HFTDs Remote GridWLDFRContact from objectAggregated | WLDFR | HFTD - Distribution - Tier 2 - 3QU CoRE ¦ 1QU LoRE | Red Flag Warning - Small Fires | Contact from object | Aggregated | 2030 | 4.4343e-05 | 489.6273 | 0.021712 | 2030 | Mitigation | 0.95 | 45 | 0 | esc | 0.00097009 | 4.3017e-08 | 0.00097009 | 4.3017e-08
[35 empty] | 7.3.3.17.6 Updates to grid topology to minimize risk of ignition in HFTDs Butte County Rebuild | WLDFR | HFTD - Distribution - Tier 2 - 5QU CoRE ¦ 5QU LoRE | 2024 | 0.8163 | 0 | 0 | 0 | 0 |  |  |  |  | 0 | 0 | 0 | 0 | 0 |  | 0 | 0 | 0 | Column23: 0; Column24: 0; Column25: 0; Column26: 0; Column27: 0; Column28: 0; Column29: 0.00020767; Column30: 0.0011495; Column31: 0; Column32: 0.0011495; Column33: 0.00093837 | WLDFR | HFTD - Distribution - Tier 3 - 4QU CoRE ¦ 3QU LoRE | Non-Red Flag Warning - Catastrophic Fires | 2031 | 3.1249e-10 | 3.1249e-10 | 15317.9909 | 247.273 | 9287.6491 | 5783.0689 | 0 | 0 | 3.8554e-07 | 4.7866e-06 | 0 | 4.7866e-06 | 4.7866e-06 | 0 | 4.7866e-06 | 0 | 1.5918e-07 | 3.4892e-07 | 0 | 3.4892e-07 | [17 empty] | 7.3.3.17.5 (Remote Grid) Updates to grid topology to minimize risk of ignition in HFTDs Remote GridWLDFRContact from objectAggregated | WLDFR | HFTD - Distribution - Tier 2 - 3QU CoRE ¦ 1QU LoRE | Red Flag Warning - Small Fires | Contact from object | Aggregated | 2031 | 4.4343e-05 | 489.6273 | 0.021712 | 2031 | Mitigation | 0.95 | 45 | 0 | esc | 0.00097009 | 4.3017e-08 | 0.00097009 | 4.3017e-08
[35 empty] | 7.3.3.17.6 Updates to grid topology to minimize risk of ignition in HFTDs Butte County Rebuild | WLDFR | HFTD - Distribution - Tier 2 - 5QU CoRE ¦ 5QU LoRE | 2025 | 0.7629 | 0 | 0 | 0 | 0 |  |  |  |  | 0 | 0 | 0 | 0 | 0 |  | 0 | 0 | 0 | Column23: 0; Column24: 0; Column25: 0; Column26: 0; Column27: 0; Column28: 0; Column29: 0.00020767; Column30: 0.0011495; Column31: 0; Column32: 0.0011495; Column33: 0.00087698 | WLDFR | HFTD - Distribution - Tier 3 - 4QU CoRE ¦ 3QU LoRE | Non-Red Flag Warning - Catastrophic Fires | 2032 | 3.1249e-10 | 3.1249e-10 | 15317.9909 | 247.273 | 9287.6491 | 5783.0689 | 0 | 0 | 3.8554e-07 | 4.7866e-06 | 0 | 4.7866e-06 | 4.7866e-06 | 0 | 4.7866e-06 | 0 | 1.5918e-07 | 3.4892e-07 | 0 | 3.4892e-07 | [17 empty] | 7.3.3.17.5 (Remote Grid) Updates to grid topology to minimize risk of ignition in HFTDs Remote GridWLDFRContact from objectAggregated | WLDFR | HFTD - Distribution - Tier 2 - 3QU CoRE ¦ 1QU LoRE | Red Flag Warning - Small Fires | Contact from object | Aggregated | 2032 | 4.4343e-05 | 489.6273 | 0.021712 | 2032 | Mitigation | 0.95 | 45 | 0 | esc | 0.00097009 | 4.3017e-08 | 0.00097009 | 4.3017e-08
[35 empty] | 7.3.3.17.6 Updates to grid topology to minimize risk of ignition in HFTDs Butte County Rebuild | WLDFR | HFTD - Distribution - Tier 2 - 5QU CoRE ¦ 5QU LoRE | 2026 | 0.71299 | 0 | 0 | 0 | 0 |  |  |  |  | 0 | 0 | 0 | 0 | 0 |  | 0 | 0 | 0 | Column23: 0; Column24: 0; Column25: 0; Column26: 0; Column27: 0; Column28: 0; Column29: 0.00020767; Column30: 0.0011495; Column31: 0; Column32: 0.0011495; Column33: 0.00081961 | WLDFR | HFTD - Distribution - Tier 3 - 4QU CoRE ¦ 3QU LoRE | Non-Red Flag Warning - Catastrophic Fires | 2033 | 3.1249e-10 | 3.1249e-10 | 16044.1264 | 263.1074 | 9721.74 | 6059.2791 | 0 | 0 | 3.8554e-07 | 5.0136e-06 | 0 | 5.0136e-06 | 5.0136e-06 | 0 | 5.0136e-06 | 0 | 1.5918e-07 | 3.4892e-07 | 0 | 3.4892e-07 | [17 empty] | 7.3.3.17.5 (Remote Grid) Updates to grid topology to minimize risk of ignition in HFTDs Remote GridWLDFRContact from objectAggregated | WLDFR | HFTD - Distribution - Tier 2 - 3QU CoRE ¦ 1QU LoRE | Red Flag Warning - Small Fires | Contact from object | Aggregated | 2033 | 4.4343e-05 | 489.6273 | 0.021712 | 2033 | Mitigation | 0.95 | 45 | 0 | esc | 0.00097009 | 4.3017e-08 | 0.00097009 | 4.3017e-08
[35 empty] | 7.3.3.17.6 Updates to grid topology to minimize risk of ignition in HFTDs Butte County Rebuild | WLDFR | HFTD - Distribution - Tier 2 - 5QU CoRE ¦ 5QU LoRE | 2027 | 0.66634 | 0 | 0 | 0 | 0 |  |  |  |  | 0 | 0 | 0 | 0 | 0 |  | 0 | 0 | 0 | Column23: 0; Column24: 0; Column25: 0; Column26: 0; Column27: 0; Column28: 0; Column29: 0.00020767; Column30: 0.0011495; Column31: 0; Column32: 0.0011495; Column33: 0.00076599 | WLDFR | HFTD - Distribution - Tier 3 - 4QU CoRE ¦ 3QU LoRE | Non-Red Flag Warning - Catastrophic Fires | 2034 | 3.1249e-10 | 3.1249e-10 | 16044.1264 | 263.1074 | 9721.74 | 6059.2791 | 0 | 0 | 3.8554e-07 | 5.0136e-06 | 0 | 5.0136e-06 | 5.0136e-06 | 0 | 5.0136e-06 | 0 | 1.5918e-07 | 3.4892e-07 | 0 | 3.4892e-07 | [17 empty] | 7.3.3.17.5 (Remote Grid) Updates to grid topology to minimize risk of ignition in HFTDs Remote GridWLDFRContact from objectAggregated | WLDFR | HFTD - Distribution - Tier 2 - 3QU CoRE ¦ 1QU LoRE | Red Flag Warning - Small Fires | Contact from object | Aggregated | 2034 | 4.4343e-05 | 489.6273 | 0.021712 | 2034 | Mitigation | 0.95 | 45 | 0 | esc | 0.00097009 | 4.3017e-08 | 0.00097009 | 4.3017e-08
[35 empty] | 7.3.3.17.6 Updates to grid topology to minimize risk of ignition in HFTDs Butte County Rebuild | WLDFR | HFTD - Distribution - Tier 2 - 5QU CoRE ¦ 5QU LoRE | 2028 | 0.62275 | 0 | 0 | 0 | 0 |  |  |  |  | 0 | 0 | 0 | 0 | 0 |  | 0 | 0 | 0 | Column23: 0; Column24: 0; Column25: 0; Column26: 0; Column27: 0; Column28: 0; Column29: 0.00020767; Column30: 0.0012006; Column31: 0; Column32: 0.0012006; Column33: 0.00074766 | WLDFR | HFTD - Distribution - Tier 3 - 4QU CoRE ¦ 3QU LoRE | Non-Red Flag Warning - Catastrophic Fires | 2035 | 3.1249e-10 | 3.1249e-10 | 16044.1264 | 263.1074 | 9721.74 | 6059.2791 | 0 | 0 | 3.8554e-07 | 5.0136e-06 | 0 | 5.0136e-06 | 5.0136e-06 | 0 | 5.0136e-06 | 0 | 1.5918e-07 | 3.4892e-07 | 0 | 3.4892e-07 | [17 empty] | 7.3.3.17.5 (Remote Grid) Updates to grid topology to minimize risk of ignition in HFTDs Remote GridWLDFRContact from objectAggregated | WLDFR | HFTD - Distribution - Tier 2 - 3QU CoRE ¦ 1QU LoRE | Red Flag Warning - Small Fires | Contact from object | Aggregated | 2035 | 4.4343e-05 | 489.6273 | 0.021712 | 2035 | Mitigation | 0.95 | 45 | 0 | esc | 0.00097009 | 4.3017e-08 | 0.00097009 | 4.3017e-08
[35 empty] | 7.3.3.17.6 Updates to grid topology to minimize risk of ignition in HFTDs Butte County Rebuild | WLDFR | HFTD - Distribution - Tier 2 - 5QU CoRE ¦ 5QU LoRE | 2029 | 0.58201 | 0 | 0 | 0 | 0 |  |  |  |  | 0 | 0 | 0 | 0 | 0 |  | 0 | 0 | 0 | Column23: 0; Column24: 0; Column25: 0; Column26: 0; Column27: 0; Column28: 0; Column29: 0.00020767; Column30: 0.0012006; Column31: 0; Column32: 0.0012006; Column33: 0.00069875 | WLDFR | HFTD - Distribution - Tier 3 - 4QU CoRE ¦ 3QU LoRE | Non-Red Flag Warning - Catastrophic Fires | 2036 | 3.1249e-10 | 3.1249e-10 | 16044.1264 | 263.1074 | 9721.74 | 6059.2791 | 0 | 0 | 3.8554e-07 | 5.0136e-06 | 0 | 5.0136e-06 | 5.0136e-06 | 0 | 5.0136e-06 | 0 | 1.6643e-07 | 3.6482e-07 | 0 | 3.6482e-07 | [17 empty] | 7.3.3.17.5 (Remote Grid) Updates to grid topology to minimize risk of ignition in HFTDs Remote GridWLDFRContact from objectAggregated | WLDFR | HFTD - Distribution - Tier 2 - 3QU CoRE ¦ 1QU LoRE | Red Flag Warning - Small Fires | Contact from object | Aggregated | 2036 | 4.4343e-05 | 489.6273 | 0.021712 | 2036 | Mitigation | 0.95 | 45 | 0 | esc | 0.00097009 | 4.3017e-08 | 0.00097009 | 4.3017e-08
[35 empty] | 7.3.3.17.6 Updates to grid topology to minimize risk of ignition in HFTDs Butte County Rebuild | WLDFR | HFTD - Distribution - Tier 2 - 5QU CoRE ¦ 5QU LoRE | 2030 | 0.54393 | 0 | 0 | 0 | 0 |  |  |  |  | 0 | 0 | 0 | 0 | 0 |  | 0 | 0 | 0 | Column23: 0; Column24: 0; Column25: 0; Column26: 0; Column27: 0; Column28: 0; Column29: 0.00020767; Column30: 0.0012006; Column31: 0; Column32: 0.0012006; Column33: 0.00065304 | WLDFR | HFTD - Distribution - Tier 3 - 4QU CoRE ¦ 3QU LoRE | Non-Red Flag Warning - Catastrophic Fires | 2037 | 3.1249e-10 | 3.1249e-10 | 16044.1264 | 263.1074 | 9721.74 | 6059.2791 | 0 | 0 | 3.8554e-07 | 5.0136e-06 | 0 | 5.0136e-06 | 5.0136e-06 | 0 | 5.0136e-06 | 0 | 1.6643e-07 | 3.6482e-07 | 0 | 3.6482e-07 | [17 empty] | 7.3.3.17.5 (Remote Grid) Updates to grid topology to minimize risk of ignition in HFTDs Remote GridWLDFRContact from objectAggregated | WLDFR | HFTD - Distribution - Tier 2 - 3QU CoRE ¦ 1QU LoRE | Red Flag Warning - Small Fires | Contact from object | Aggregated | 2037 | 4.4343e-05 | 489.6273 | 0.021712 | 2037 | Mitigation | 0.95 | 45 | 0 | esc | 0.00097009 | 4.3017e-08 | 0.00097009 | 4.3017e-08
[35 empty] | 7.3.3.17.6 Updates to grid topology to minimize risk of ignition in HFTDs Butte County Rebuild | WLDFR | HFTD - Distribution - Tier 2 - 5QU CoRE ¦ 5QU LoRE | 2031 | 0.50835 | 0 | 0 | 0 | 0 |  |  |  |  | 0 | 0 | 0 | 0 | 0 |  | 0 | 0 | 0 | Column23: 0; Column24: 0; Column25: 0; Column26: 0; Column27: 0; Column28: 0; Column29: 0.00020767; Column30: 0.0012006; Column31: 0; Column32: 0.0012006; Column33: 0.00061031 | WLDFR | HFTD - Distribution - Tier 3 - 4QU CoRE ¦ 3QU LoRE | Non-Red Flag Warning - Catastrophic Fires | 2038 | 3.1249e-10 | 3.1249e-10 | 16832.3912 | 280.5544 | 10192.2718 | 6359.5651 | 0 | 0 | 3.8554e-07 | 5.2599e-06 | 0 | 5.2599e-06 | 5.2599e-06 | 0 | 5.2599e-06 | 0 | 1.6643e-07 | 3.6482e-07 | 0 | 3.6482e-07 | [17 empty] | 7.3.3.17.5 (Remote Grid) Updates to grid topology to minimize risk of ignition in HFTDs Remote GridWLDFRContact from objectAggregated | WLDFR | HFTD - Distribution - Tier 2 - 3QU CoRE ¦ 1QU LoRE | Red Flag Warning - Small Fires | Contact from object | Aggregated | 2038 | 4.4343e-05 | 489.6273 | 0.021712 | 2038 | Mitigation | 0.95 | 45 | 0 | esc | 0.00097009 | 4.3017e-08 | 0.00097009 | 4.3017e-08
[35 empty] | 7.3.3.17.6 Updates to grid topology to minimize risk of ignition in HFTDs Butte County Rebuild | WLDFR | HFTD - Distribution - Tier 2 - 5QU CoRE ¦ 5QU LoRE | 2032 | 0.47509 | 0 | 0 | 0 | 0 |  |  |  |  | 0 | 0 | 0 | 0 | 0 |  | 0 | 0 | 0 | Column23: 0; Column24: 0; Column25: 0; Column26: 0; Column27: 0; Column28: 0; Column29: 0.00020767; Column30: 0.0012006; Column31: 0; Column32: 0.0012006; Column33: 0.00057039 | WLDFR | HFTD - Distribution - Tier 3 - 4QU CoRE ¦ 3QU LoRE | Non-Red Flag Warning - Catastrophic Fires | 2039 | 3.1249e-10 | 3.1249e-10 | 16832.3912 | 280.5544 | 10192.2718 | 6359.5651 | 0 | 0 | 3.8554e-07 | 5.2599e-06 | 0 | 5.2599e-06 | 5.2599e-06 | 0 | 5.2599e-06 | 0 | 1.6643e-07 | 3.6482e-07 | 0 | 3.6482e-07 | [17 empty] | 7.3.3.17.5 (Remote Grid) Updates to grid topology to minimize risk of ignition in HFTDs Remote GridWLDFRContact from objectAggregated | WLDFR | HFTD - Distribution - Tier 2 - 3QU CoRE ¦ 1QU LoRE | Red Flag Warning - Small Fires | Contact from object | Aggregated | 2039 | 4.4343e-05 | 489.6273 | 0.021712 | 2039 | Mitigation | 0.95 | 45 | 0 | esc | 0.00097009 | 4.3017e-08 | 0.00097009 | 4.3017e-08
[35 empty] | 7.3.3.17.6 Updates to grid topology to minimize risk of ignition in HFTDs Butte County Rebuild | WLDFR | HFTD - Distribution - Tier 2 - 5QU CoRE ¦ 5QU LoRE | 2033 | 0.44401 | 0 | 0 | 0 | 0 |  |  |  |  | 0 | 0 | 0 | 0 | 0 |  | 0 | 0 | 0 | Column23: 0; Column24: 0; Column25: 0; Column26: 0; Column27: 0; Column28: 0; Column29: 0.00020767; Column30: 0.0012573; Column31: 0; Column32: 0.0012573; Column33: 0.00055826 | WLDFR | HFTD - Distribution - Tier 3 - 4QU CoRE ¦ 3QU LoRE | Non-Red Flag Warning - Catastrophic Fires | 2040 | 3.1249e-10 | 3.1249e-10 | 16832.3912 | 280.5544 | 10192.2718 | 6359.5651 | 0 | 0 | 3.8554e-07 | 5.2599e-06 | 0 | 5.2599e-06 | 5.2599e-06 | 0 | 5.2599e-06 | 0 | 1.6643e-07 | 3.6482e-07 | 0 | 3.6482e-07 | [17 empty] | 7.3.3.17.5 (Remote Grid) Updates to grid topology to minimize risk of ignition in HFTDs Remote GridWLDFRContact from objectAggregated | WLDFR | HFTD - Distribution - Tier 2 - 3QU CoRE ¦ 1QU LoRE | Red Flag Warning - Small Fires | Contact from object | Aggregated | 2040 | 4.4343e-05 | 489.6273 | 0.021712 | 2040 | Mitigation | 0.95 | 45 | 0 | esc | 0.00097009 | 4.3017e-08 | 0.00097009 | 4.3017e-08
[35 empty] | 7.3.3.17.6 Updates to grid topology to minimize risk of ignition in HFTDs Butte County Rebuild | WLDFR | HFTD - Distribution - Tier 2 - 5QU CoRE ¦ 5QU LoRE | 2034 | 0.41496 | 0 | 0 | 0 | 0 |  |  |  |  | 0 | 0 | 0 | 0 | 0 |  | 0 | 0 | 0 | Column23: 0; Column24: 0; Column25: 0; Column26: 0; Column27: 0; Column28: 0; Column29: 0.00020767; Column30: 0.0012573; Column31: 0; Column32: 0.0012573; Column33: 0.00052174 | WLDFR | HFTD - Distribution - Tier 3 - 4QU CoRE ¦ 3QU LoRE | Non-Red Flag Warning - Catastrophic Fires | 2041 | 3.1249e-10 | 3.1249e-10 | 16832.3912 | 280.5544 | 10192.2718 | 6359.5651 | 0 | 0 | 3.8554e-07 | 5.2599e-06 | 0 | 5.2599e-06 | 5.2599e-06 | 0 | 5.2599e-06 | 0 | 1.7428e-07 | 3.8203e-07 | 0 | 3.8203e-07 | [17 empty] | 7.3.3.17.5 (Remote Grid) Updates to grid topology to minimize risk of ignition in HFTDs Remote GridWLDFRContact from objectAggregated | WLDFR | HFTD - Distribution - Tier 2 - 3QU CoRE ¦ 1QU LoRE | Red Flag Warning - Small Fires | Contact from object | Aggregated | 2041 | 4.4343e-05 | 489.6273 | 0.021712 | 2041 | Mitigation | 0.95 | 45 | 0 | esc | 0.00097009 | 4.3017e-08 | 0.00097009 | 4.3017e-08
[35 empty] | 7.3.3.17.6 Updates to grid topology to minimize risk of ignition in HFTDs Butte County Rebuild | WLDFR | HFTD - Distribution - Tier 2 - 5QU CoRE ¦ 5QU LoRE | 2035 | 0.38782 | 0 | 0 | 0 | 0 |  |  |  |  | 0 | 0 | 0 | 0 | 0 |  | 0 | 0 | 0 | Column23: 0; Column24: 0; Column25: 0; Column26: 0; Column27: 0; Column28: 0; Column29: 0.00020767; Column30: 0.0012573; Column31: 0; Column32: 0.0012573; Column33: 0.00048761 | WLDFR | HFTD - Distribution - Tier 3 - 4QU CoRE ¦ 3QU LoRE | Non-Red Flag Warning - Catastrophic Fires | 2042 | 3.1249e-10 | 3.1249e-10 | 16832.3912 | 280.5544 | 10192.2718 | 6359.5651 | 0 | 0 | 3.8554e-07 | 5.2599e-06 | 0 | 5.2599e-06 | 5.2599e-06 | 0 | 5.2599e-06 | 0 | 1.7428e-07 | 3.8203e-07 | 0 | 3.8203e-07 | [17 empty] | 7.3.3.17.5 (Remote Grid) Updates to grid topology to minimize risk of ignition in HFTDs Remote GridWLDFRContact from objectAggregated | WLDFR | HFTD - Distribution - Tier 2 - 3QU CoRE ¦ 1QU LoRE | Red Flag Warning - Small Fires | Contact from object | Aggregated | 2042 | 4.4343e-05 | 489.6273 | 0.021712 | 2042 | Mitigation | 0.95 | 45 | 0 | esc | 0.00097009 | 4.3017e-08 | 0.00097009 | 4.3017e-08
[35 empty] | 7.3.3.17.6 Updates to grid topology to minimize risk of ignition in HFTDs Butte County Rebuild | WLDFR | HFTD - Distribution - Tier 2 - 5QU CoRE ¦ 5QU LoRE | 2036 | 0.36245 | 0 | 0 | 0 | 0 |  |  |  |  | 0 | 0 | 0 | 0 | 0 |  | 0 | 0 | 0 | Column23: 0; Column24: 0; Column25: 0; Column26: 0; Column27: 0; Column28: 0; Column29: 0.00020767; Column30: 0.0012573; Column31: 0; Column32: 0.0012573; Column33: 0.00045571 | WLDFR | HFTD - Distribution - Tier 3 - 4QU CoRE ¦ 3QU LoRE | Non-Red Flag Warning - Catastrophic Fires | 2043 | 3.1249e-10 | 3.1249e-10 | 17672.0852 | 299.42 | 10692.7362 | 6679.929 | 0 | 0 | 3.8554e-07 | 5.5223e-06 | 0 | 5.5223e-06 | 5.5223e-06 | 0 | 5.5223e-06 | 0 | 1.7428e-07 | 3.8203e-07 | 0 | 3.8203e-07 | [17 empty] | 7.3.3.17.5 (Remote Grid) Updates to grid topology to minimize risk of ignition in HFTDs Remote GridWLDFRContact from objectAggregated | WLDFR | HFTD - Distribution - Tier 2 - 3QU CoRE ¦ 1QU LoRE | Red Flag Warning - Small Fires | Contact from object | Aggregated | 2043 | 4.4343e-05 | 489.6273 | 0.021712 | 2043 | Mitigation | 0.95 | 45 | 0 | esc | 0.00097009 | 4.3017e-08 | 0.00097009 | 4.3017e-08
[35 empty] | 7.3.3.17.6 Updates to grid topology to minimize risk of ignition in HFTDs Butte County Rebuild | WLDFR | HFTD - Distribution - Tier 2 - 5QU CoRE ¦ 5QU LoRE | 2037 | 0.33873 | 0 | 0 | 0 | 0 |  |  |  |  | 0 | 0 | 0 | 0 | 0 |  | 0 | 0 | 0 | Column23: 0; Column24: 0; Column25: 0; Column26: 0; Column27: 0; Column28: 0; Column29: 0.00020767; Column30: 0.0012573; Column31: 0; Column32: 0.0012573; Column33: 0.00042589 | WLDFR | HFTD - Distribution - Tier 3 - 4QU CoRE ¦ 3QU LoRE | Non-Red Flag Warning - Catastrophic Fires | 2044 | 3.1249e-10 | 3.1249e-10 | 17672.0852 | 299.42 | 10692.7362 | 6679.929 | 0 | 0 | 3.8554e-07 | 5.5223e-06 | 0 | 5.5223e-06 | 5.5223e-06 | 0 | 5.5223e-06 | 0 | 1.7428e-07 | 3.8203e-07 | 0 | 3.8203e-07 | [17 empty] | 7.3.3.17.5 (Remote Grid) Updates to grid topology to minimize risk of ignition in HFTDs Remote GridWLDFRContact from objectAggregated | WLDFR | HFTD - Distribution - Tier 2 - 3QU CoRE ¦ 1QU LoRE | Red Flag Warning - Small Fires | Contact from object | Aggregated | 2044 | 4.4343e-05 | 489.6273 | 0.021712 | 2044 | Mitigation | 0.95 | 45 | 0 | esc | 0.00097009 | 4.3017e-08 | 0.00097009 | 4.3017e-08
[35 empty] | 7.3.3.17.6 Updates to grid topology to minimize risk of ignition in HFTDs Butte County Rebuild | WLDFR | HFTD - Distribution - Tier 2 - 5QU CoRE ¦ 5QU LoRE | 2038 | 0.31657 | 0 | 0 | 0 | 0 |  |  |  |  | 0 | 0 | 0 | 0 | 0 |  | 0 | 0 | 0 | Column23: 0; Column24: 0; Column25: 0; Column26: 0; Column27: 0; Column28: 0; Column29: 0.00020767; Column30: 0.0013189; Column31: 0; Column32: 0.0013189; Column33: 0.00041753 | WLDFR | HFTD - Distribution - Tier 3 - 4QU CoRE ¦ 3QU LoRE | Non-Red Flag Warning - Catastrophic Fires | 2045 | 3.1249e-10 | 3.1249e-10 | 17672.0852 | 299.42 | 10692.7362 | 6679.929 | 0 | 0 | 3.8554e-07 | 5.5223e-06 | 0 | 5.5223e-06 | 5.5223e-06 | 0 | 5.5223e-06 | 0 | 1.7428e-07 | 3.8203e-07 | 0 | 3.8203e-07 | [17 empty] | 7.3.3.17.5 (Remote Grid) Updates to grid topology to minimize risk of ignition in HFTDs Remote GridWLDFRContact from objectAggregated | WLDFR | HFTD - Distribution - Tier 2 - 3QU CoRE ¦ 1QU LoRE | Red Flag Warning - Small Fires | Contact from object | Aggregated | 2045 | 4.4343e-05 | 489.6273 | 0.021712 | 2045 | Mitigation | 0.95 | 45 | 0 | esc | 0.00097009 | 4.3017e-08 | 0.00097009 | 4.3017e-08
[35 empty] | 7.3.3.17.6 Updates to grid topology to minimize risk of ignition in HFTDs Butte County Rebuild | WLDFR | HFTD - Distribution - Tier 2 - 5QU CoRE ¦ 5QU LoRE | 2039 | 0.29586 | 0 | 0 | 0 | 0 |  |  |  |  | 0 | 0 | 0 | 0 | 0 |  | 0 | 0 | 0 | Column23: 0; Column24: 0; Column25: 0; Column26: 0; Column27: 0; Column28: 0; Column29: 0.00020767; Column30: 0.0013189; Column31: 0; Column32: 0.0013189; Column33: 0.00039022 | WLDFR | HFTD - Distribution - Tier 3 - 4QU CoRE ¦ 3QU LoRE | Non-Red Flag Warning - Catastrophic Fires | 2046 | 3.1249e-10 | 3.1249e-10 | 17672.0852 | 299.42 | 10692.7362 | 6679.929 | 0 | 0 | 3.8554e-07 | 5.5223e-06 | 0 | 5.5223e-06 | 5.5223e-06 | 0 | 5.5223e-06 | 0 | 1.8265e-07 | 4.0038e-07 | 0 | 4.0038e-07 | [17 empty] | 7.3.3.17.5 (Remote Grid) Updates to grid topology to minimize risk of ignition in HFTDs Remote GridWLDFRContact from objectAggregated | WLDFR | HFTD - Distribution - Tier 2 - 3QU CoRE ¦ 1QU LoRE | Red Flag Warning - Small Fires | Contact from object | Aggregated | 2046 | 4.4343e-05 | 489.6273 | 0.021712 | 2046 | Mitigation | 0.95 | 45 | 0 | esc | 0.00097009 | 4.3017e-08 | 0.00097009 | 4.3017e-08
[35 empty] | 7.3.3.17.6 Updates to grid topology to minimize risk of ignition in HFTDs Butte County Rebuild | WLDFR | HFTD - Distribution - Tier 2 - 5QU CoRE ¦ 5QU LoRE | 2040 | 0.27651 | 0 | 0 | 0 | 0 |  |  |  |  | 0 | 0 | 0 | 0 | 0 |  | 0 | 0 | 0 | Column23: 0; Column24: 0; Column25: 0; Column26: 0; Column27: 0; Column28: 0; Column29: 0.00020767; Column30: 0.0013189; Column31: 0; Column32: 0.0013189; Column33: 0.00036469 | WLDFR | HFTD - Distribution - Tier 3 - 4QU CoRE ¦ 3QU LoRE | Non-Red Flag Warning - Catastrophic Fires | 2047 | 3.1249e-10 | 3.1249e-10 | 17672.0852 | 299.42 | 10692.7362 | 6679.929 | 0 | 0 | 3.8554e-07 | 5.5223e-06 | 0 | 5.5223e-06 | 5.5223e-06 | 0 | 5.5223e-06 | 0 | 1.8265e-07 | 4.0038e-07 | 0 | 4.0038e-07 | [17 empty] | 7.3.3.17.5 (Remote Grid) Updates to grid topology to minimize risk of ignition in HFTDs Remote GridWLDFRContact from objectAggregated | WLDFR | HFTD - Distribution - Tier 2 - 3QU CoRE ¦ 1QU LoRE | Red Flag Warning - Small Fires | Contact from object | Aggregated | 2047 | 4.4343e-05 | 489.6273 | 0.021712 | 2047 | Mitigation | 0.95 | 45 | 0 | esc | 0.00097009 | 4.3017e-08 | 0.00097009 | 4.3017e-08
[35 empty] | 7.3.3.17.6 Updates to grid topology to minimize risk of ignition in HFTDs Butte County Rebuild | WLDFR | HFTD - Distribution - Tier 2 - 5QU CoRE ¦ 5QU LoRE | 2041 | 0.25842 | 0 | 0 | 0 | 0 |  |  |  |  | 0 | 0 | 0 | 0 | 0 |  | 0 | 0 | 0 | Column23: 0; Column24: 0; Column25: 0; Column26: 0; Column27: 0; Column28: 0; Column29: 0.00020767; Column30: 0.0013189; Column31: 0; Column32: 0.0013189; Column33: 0.00034083 | WLDFR | HFTD - Distribution - Tier 3 - 4QU CoRE ¦ 3QU LoRE | Non-Red Flag Warning - Catastrophic Fires | 2048 | 3.1249e-10 | 3.1249e-10 | 18552.3348 | 319.4911 | 11216.5626 | 7016.281 | 0 | 0 | 3.8554e-07 | 5.7973e-06 | 0 | 5.7973e-06 | 5.7973e-06 | 0 | 5.7973e-06 | 0 | 1.8265e-07 | 4.0038e-07 | 0 | 4.0038e-07 | [17 empty] | 7.3.3.17.5 (Remote Grid) Updates to grid topology to minimize risk of ignition in HFTDs Remote GridWLDFRContact from objectAggregated | WLDFR | HFTD - Distribution - Tier 2 - 3QU CoRE ¦ 1QU LoRE | Red Flag Warning - Small Fires | Contact from object | Aggregated | 2048 | 4.4343e-05 | 489.6273 | 0.021712 | 2048 | Mitigation | 0.95 | 45 | 0 | esc | 0.00097009 | 4.3017e-08 | 0.00097009 | 4.3017e-08
[35 empty] | 7.3.3.17.6 Updates to grid topology to minimize risk of ignition in HFTDs Butte County Rebuild | WLDFR | HFTD - Distribution - Tier 2 - 5QU CoRE ¦ 5QU LoRE | 2042 | 0.24151 | 0 | 0 | 0 | 0 |  |  |  |  | 0 | 0 | 0 | 0 | 0 |  | 0 | 0 | 0 | Column23: 0; Column24: 0; Column25: 0; Column26: 0; Column27: 0; Column28: 0; Column29: 0.00020767; Column30: 0.0013189; Column31: 0; Column32: 0.0013189; Column33: 0.00031853 | WLDFR | HFTD - Distribution - Tier 3 - 4QU CoRE ¦ 3QU LoRE | Non-Red Flag Warning - Catastrophic Fires | 2049 | 3.1249e-10 | 3.1249e-10 | 18552.3348 | 319.4911 | 11216.5626 | 7016.281 | 0 | 0 | 3.8554e-07 | 5.7973e-06 | 0 | 5.7973e-06 | 5.7973e-06 | 0 | 5.7973e-06 | 0 | 1.8265e-07 | 4.0038e-07 | 0 | 4.0038e-07 | [17 empty] | 7.3.3.17.5 (Remote Grid) Updates to grid topology to minimize risk of ignition in HFTDs Remote GridWLDFRContact from objectAggregated | WLDFR | HFTD - Distribution - Tier 2 - 3QU CoRE ¦ 1QU LoRE | Red Flag Warning - Small Fires | Contact from object | Aggregated | 2049 | 4.4343e-05 | 489.6273 | 0.021712 | 2049 | Mitigation | 0.95 | 45 | 0 | esc | 0.00097009 | 4.3017e-08 | 0.00097009 | 4.3017e-08
[35 empty] | 7.3.3.17.6 Updates to grid topology to minimize risk of ignition in HFTDs Butte County Rebuild | WLDFR | HFTD - Distribution - Tier 2 - 5QU CoRE ¦ 5QU LoRE | 2043 | 0.22571 | 0 | 0 | 0 | 0 |  |  |  |  | 0 | 0 | 0 | 0 | 0 |  | 0 | 0 | 0 | Column23: 0; Column24: 0; Column25: 0; Column26: 0; Column27: 0; Column28: 0; Column29: 0.00020767; Column30: 0.0013845; Column31: 0; Column32: 0.0013845; Column33: 0.00031251 | WLDFR | HFTD - Distribution - Tier 3 - 4QU CoRE ¦ 3QU LoRE | Non-Red Flag Warning - Catastrophic Fires | 2050 | 3.1249e-10 | 3.1249e-10 | 18552.3348 | 319.4911 | 11216.5626 | 7016.281 | 0 | 0 | 3.8554e-07 | 5.7973e-06 | 0 | 5.7973e-06 | 5.7973e-06 | 0 | 5.7973e-06 | 0 | 1.8265e-07 | 4.0038e-07 | 0 | 4.0038e-07 | [17 empty] | 7.3.3.17.5 (Remote Grid) Updates to grid topology to minimize risk of ignition in HFTDs Remote GridWLDFRContact from objectAggregated | WLDFR | HFTD - Distribution - Tier 2 - 3QU CoRE ¦ 1QU LoRE | Red Flag Warning - Small Fires | Contact from object | Aggregated | 2050 | 4.4343e-05 | 489.6273 | 0.021712 | 2050 | Mitigation | 0.95 | 45 | 0 | esc | 0.00097009 | 4.3017e-08 | 0.00097009 | 4.3017e-08
[35 empty] | 7.3.3.17.6 Updates to grid topology to minimize risk of ignition in HFTDs Butte County Rebuild | WLDFR | HFTD - Distribution - Tier 2 - 5QU CoRE ¦ 5QU LoRE | 2044 | 0.21095 | 0 | 0 | 0 | 0 |  |  |  |  | 0 | 0 | 0 | 0 | 0 |  | 0 | 0 | 0 | Column23: 0; Column24: 0; Column25: 0; Column26: 0; Column27: 0; Column28: 0; Column29: 0.00020767; Column30: 0.0013845; Column31: 0; Column32: 0.0013845; Column33: 0.00029206 | WLDFR | HFTD - Distribution - Tier 3 - 4QU CoRE ¦ 3QU LoRE | Non-Red Flag Warning - Catastrophic Fires | 2051 | 3.1249e-10 | 3.1249e-10 | 18552.3348 | 319.4911 | 11216.5626 | 7016.281 | 0 | 0 | 3.8554e-07 | 5.7973e-06 | 0 | 5.7973e-06 | 5.7973e-06 | 0 | 5.7973e-06 | 0 | 1.9145e-07 | 4.1967e-07 | 0 | 4.1967e-07 | [17 empty] | 7.3.3.17.5 (Remote Grid) Updates to grid topology to minimize risk of ignition in HFTDs Remote GridWLDFRContact from objectAggregated | WLDFR | HFTD - Distribution - Tier 2 - 3QU CoRE ¦ 1QU LoRE | Red Flag Warning - Small Fires | Contact from object | Aggregated | 2051 | 4.4343e-05 | 489.6273 | 0.021712 | 2051 | Mitigation | 0.95 | 45 | 0 | esc | 0.00097009 | 4.3017e-08 | 0.00097009 | 4.3017e-08
[35 empty] | 7.3.3.17.6 Updates to grid topology to minimize risk of ignition in HFTDs Butte County Rebuild | WLDFR | HFTD - Distribution - Tier 2 - 5QU CoRE ¦ 5QU LoRE | 2045 | 0.19715 | 0 | 0 | 0 | 0 |  |  |  |  | 0 | 0 | 0 | 0 | 0 |  | 0 | 0 | 0 | Column23: 0; Column24: 0; Column25: 0; Column26: 0; Column27: 0; Column28: 0; Column29: 0.00020767; Column30: 0.0013845; Column31: 0; Column32: 0.0013845; Column33: 0.00027296 | WLDFR | HFTD - Distribution - Tier 3 - 4QU CoRE ¦ 3QU LoRE | Non-Red Flag Warning - Catastrophic Fires | 2052 | 3.1249e-10 | 3.1249e-10 | 18552.3348 | 319.4911 | 11216.5626 | 7016.281 | 0 | 0 | 3.8554e-07 | 5.7973e-06 | 0 | 5.7973e-06 | 5.7973e-06 | 0 | 5.7973e-06 | 0 | 1.9145e-07 | 4.1967e-07 | 0 | 4.1967e-07 | [17 empty] | 7.3.3.17.5 (Remote Grid) Updates to grid topology to minimize risk of ignition in HFTDs Remote GridWLDFRContact from objectAggregated | WLDFR | HFTD - Distribution - Tier 2 - 3QU CoRE ¦ 1QU LoRE | Red Flag Warning - Small Fires | Contact from object | Aggregated | 2052 | 4.4343e-05 | 489.6273 | 0.021712 | 2052 | Mitigation | 0.95 | 45 | 0 | esc | 0.00097009 | 4.3017e-08 | 0.00097009 | 4.3017e-08
[35 empty] | 7.3.3.17.6 Updates to grid topology to minimize risk of ignition in HFTDs Butte County Rebuild | WLDFR | HFTD - Distribution - Tier 2 - 5QU CoRE ¦ 5QU LoRE | 2046 | 0.18425 | 0 | 0 | 0 | 0 |  |  |  |  | 0 | 0 | 0 | 0 | 0 |  | 0 | 0 | 0 | Column23: 0; Column24: 0; Column25: 0; Column26: 0; Column27: 0; Column28: 0; Column29: 0.00020767; Column30: 0.0013845; Column31: 0; Column32: 0.0013845; Column33: 0.0002551 | WLDFR | HFTD - Distribution - Tier 3 - 4QU CoRE ¦ 3QU LoRE | Non-Red Flag Warning - Catastrophic Fires | 2053 | 3.1249e-10 | 3.1249e-10 | 19462.1283 | 340.5356 | 11757.1413 | 7364.4514 | 0 | 0 | 3.8554e-07 | 6.0816e-06 | 0 | 6.0816e-06 | 6.0816e-06 | 0 | 6.0816e-06 | 0 | 1.9145e-07 | 4.1967e-07 | 0 | 4.1967e-07 | [17 empty] | 7.3.3.17.5 (Remote Grid) Updates to grid topology to minimize risk of ignition in HFTDs Remote GridWLDFRContact from objectAggregated | WLDFR | HFTD - Distribution - Tier 2 - 3QU CoRE ¦ 1QU LoRE | Red Flag Warning - Small Fires | Contact from object | Aggregated | 2053 | 4.4343e-05 | 489.6273 | 0.021712 | 2053 | Mitigation | 0.95 | 45 | 0 | esc | 0.00097009 | 4.3017e-08 | 0.00097009 | 4.3017e-08
[35 empty] | 7.3.3.17.6 Updates to grid topology to minimize risk of ignition in HFTDs Butte County Rebuild | WLDFR | HFTD - Distribution - Tier 2 - 5QU CoRE ¦ 5QU LoRE | 2047 | 0.1722 | 0 | 0 | 0 | 0 |  |  |  |  | 0 | 0 | 0 | 0 | 0 |  | 0 | 0 | 0 | Column23: 0; Column24: 0; Column25: 0; Column26: 0; Column27: 0; Column28: 0; Column29: 0.00020767; Column30: 0.0013845; Column31: 0; Column32: 0.0013845; Column33: 0.00023841 | WLDFR | HFTD - Distribution - Tier 3 - 4QU CoRE ¦ 3QU LoRE | Non-Red Flag Warning - Catastrophic Fires | 2054 | 3.1249e-10 | 3.1249e-10 | 19462.1283 | 340.5356 | 11757.1413 | 7364.4514 | 0 | 0 | 3.8554e-07 | 6.0816e-06 | 0 | 6.0816e-06 | 6.0816e-06 | 0 | 6.0816e-06 | 0 | 1.9145e-07 | 4.1967e-07 | 0 | 4.1967e-07 | [17 empty] | 7.3.3.17.5 (Remote Grid) Updates to grid topology to minimize risk of ignition in HFTDs Remote GridWLDFRContact from objectAggregated | WLDFR | HFTD - Distribution - Tier 2 - 3QU CoRE ¦ 1QU LoRE | Red Flag Warning - Small Fires | Contact from object | Aggregated | 2054 | 4.4343e-05 | 489.6273 | 0.021712 | 2054 | Mitigation | 0.95 | 45 | 0 | esc | 0.00097009 | 4.3017e-08 | 0.00097009 | 4.3017e-08
[35 empty] | 7.3.3.17.6 Updates to grid topology to minimize risk of ignition in HFTDs Butte County Rebuild | WLDFR | HFTD - Distribution - Tier 2 - 5QU CoRE ¦ 5QU LoRE | 2048 | 0.16093 | 0 | 0 | 0 | 0 |  |  |  |  | 0 | 0 | 0 | 0 | 0 |  | 0 | 0 | 0 | Column23: 0; Column24: 0; Column25: 0; Column26: 0; Column27: 0; Column28: 0; Column29: 0.00020767; Column30: 0.0014534; Column31: 0; Column32: 0.0014534; Column33: 0.00023389 | WLDFR | HFTD - Distribution - Tier 3 - 4QU CoRE ¦ 3QU LoRE | Non-Red Flag Warning - Catastrophic Fires | 2055 | 3.1249e-10 | 3.1249e-10 | 19462.1283 | 340.5356 | 11757.1413 | 7364.4514 | 0 | 0 | 3.8554e-07 | 6.0816e-06 | 0 | 6.0816e-06 | 6.0816e-06 | 0 | 6.0816e-06 | 0 | 1.9145e-07 | 4.1967e-07 | 0 | 4.1967e-07 | [17 empty] | 7.3.3.17.5 (Remote Grid) Updates to grid topology to minimize risk of ignition in HFTDs Remote GridWLDFRContact from objectAggregated | WLDFR | HFTD - Distribution - Tier 2 - 3QU CoRE ¦ 1QU LoRE | Red Flag Warning - Small Fires | Contact from object | Aggregated | 2055 | 4.4343e-05 | 489.6273 | 0.021712 | 2055 | Mitigation | 0.95 | 45 | 0 | esc | 0.00097009 | 4.3017e-08 | 0.00097009 | 4.3017e-08
[35 empty] | 7.3.3.17.6 Updates to grid topology to minimize risk of ignition in HFTDs Butte County Rebuild | WLDFR | HFTD - Distribution - Tier 2 - 5QU CoRE ¦ 5QU LoRE | 2049 | 0.1504 | 0 | 0 | 0 | 0 |  |  |  |  | 0 | 0 | 0 | 0 | 0 |  | 0 | 0 | 0 | Column23: 0; Column24: 0; Column25: 0; Column26: 0; Column27: 0; Column28: 0; Column29: 0.00020767; Column30: 0.0014534; Column31: 0; Column32: 0.0014534; Column33: 0.00021859 | WLDFR | HFTD - Distribution - Tier 3 - 4QU CoRE ¦ 3QU LoRE | Non-Red Flag Warning - Catastrophic Fires | 2056 | 3.1249e-10 | 3.1249e-10 | 19462.1283 | 340.5356 | 11757.1413 | 7364.4514 | 0 | 0 | 3.8554e-07 | 6.0816e-06 | 0 | 6.0816e-06 | 6.0816e-06 | 0 | 6.0816e-06 | 0 | 2.006e-07 | 4.3971e-07 | 0 | 4.3971e-07 | [17 empty] | 7.3.3.17.5 (Remote Grid) Updates to grid topology to minimize risk of ignition in HFTDs Remote GridWLDFRContact from objectAggregated | WLDFR | HFTD - Distribution - Tier 2 - 3QU CoRE ¦ 1QU LoRE | Red Flag Warning - Small Fires | Contact from object | Aggregated | 2056 | 4.4343e-05 | 489.6273 | 0.021712 | 2056 | Mitigation | 0.95 | 45 | 0 | esc | 0.00097009 | 4.3017e-08 | 0.00097009 | 4.3017e-08
[35 empty] | 7.3.3.17.6 Updates to grid topology to minimize risk of ignition in HFTDs Butte County Rebuild | WLDFR | HFTD - Distribution - Tier 2 - 5QU CoRE ¦ 5QU LoRE | 2050 | 0.14056 | 0 | 0 | 0 | 0 |  |  |  |  | 0 | 0 | 0 | 0 | 0 |  | 0 | 0 | 0 | Column23: 0; Column24: 0; Column25: 0; Column26: 0; Column27: 0; Column28: 0; Column29: 0.00020767; Column30: 0.0014534; Column31: 0; Column32: 0.0014534; Column33: 0.00020429 | WLDFR | HFTD - Distribution - Tier 3 - 4QU CoRE ¦ 3QU LoRE | Non-Red Flag Warning - Catastrophic Fires | 2057 | 3.1249e-10 | 3.1249e-10 | 19462.1283 | 340.5356 | 11757.1413 | 7364.4514 | 0 | 0 | 3.8554e-07 | 6.0816e-06 | 0 | 6.0816e-06 | 6.0816e-06 | 0 | 6.0816e-06 | 0 | 2.006e-07 | 4.3971e-07 | 0 | 4.3971e-07 | [17 empty] | 7.3.3.17.5 (Remote Grid) Updates to grid topology to minimize risk of ignition in HFTDs Remote GridWLDFRContact from objectAggregated | WLDFR | HFTD - Distribution - Tier 2 - 3QU CoRE ¦ 1QU LoRE | Red Flag Warning - Small Fires | Contact from object | Aggregated | 2057 | 4.4343e-05 | 489.6273 | 0.021712 | 2057 | Mitigation | 0.95 | 45 | 0 | esc | 0.00097009 | 4.3017e-08 | 0.00097009 | 4.3017e-08
[35 empty] | 7.3.3.17.6 Updates to grid topology to minimize risk of ignition in HFTDs Butte County Rebuild | WLDFR | HFTD - Distribution - Tier 2 - 5QU CoRE ¦ 5QU LoRE | 2051 | 0.13137 | 0 | 0 | 0 | 0 |  |  |  |  | 0 | 0 | 0 | 0 | 0 |  | 0 | 0 | 0 | Column23: 0; Column24: 0; Column25: 0; Column26: 0; Column27: 0; Column28: 0; Column29: 0.00020767; Column30: 0.0014534; Column31: 0; Column32: 0.0014534; Column33: 0.00019092 | WLDFR | HFTD - Distribution - Tier 3 - 4QU CoRE ¦ 3QU LoRE | Non-Red Flag Warning - Catastrophic Fires | 2058 | 3.1249e-10 | 3.1249e-10 | 20390.4035 | 362.3049 | 12307.8747 | 7720.2238 | 0 | 0 | 3.8554e-07 | 6.3717e-06 | 0 | 6.3717e-06 | 6.3717e-06 | 0 | 6.3717e-06 | 0 | 2.006e-07 | 4.3971e-07 | 0 | 4.3971e-07 | [17 empty] | 7.3.3.17.5 (Remote Grid) Updates to grid topology to minimize risk of ignition in HFTDs Remote GridWLDFRContact from objectAggregated | WLDFR | HFTD - Distribution - Tier 2 - 3QU CoRE ¦ 1QU LoRE | Red Flag Warning - Small Fires | Contact from object | Aggregated | 2058 | 4.4343e-05 | 489.6273 | 0.021712 | 2058 | Mitigation | 0.95 | 45 | 0 | esc | 0.00097009 | 4.3017e-08 | 0.00097009 | 4.3017e-08
[35 empty] | 7.3.3.17.6 Updates to grid topology to minimize risk of ignition in HFTDs Butte County Rebuild | WLDFR | HFTD - Distribution - Tier 2 - 5QU CoRE ¦ 5QU LoRE | 2052 | 0.12277 | 0 | 0 | 0 | 0 |  |  |  |  | 0 | 0 | 0 | 0 | 0 |  | 0 | 0 | 0 | Column23: 0; Column24: 0; Column25: 0; Column26: 0; Column27: 0; Column28: 0; Column29: 0.00020767; Column30: 0.0014534; Column31: 0; Column32: 0.0014534; Column33: 0.00017843 | WLDFR | HFTD - Distribution - Tier 3 - 4QU CoRE ¦ 3QU LoRE | Non-Red Flag Warning - Catastrophic Fires | 2059 | 3.1249e-10 | 3.1249e-10 | 20390.4035 | 362.3049 | 12307.8747 | 7720.2238 | 0 | 0 | 3.8554e-07 | 6.3717e-06 | 0 | 6.3717e-06 | 6.3717e-06 | 0 | 6.3717e-06 | 0 | 2.006e-07 | 4.3971e-07 | 0 | 4.3971e-07 | [17 empty] | 7.3.3.17.5 (Remote Grid) Updates to grid topology to minimize risk of ignition in HFTDs Remote GridWLDFRContact from objectAggregated | WLDFR | HFTD - Distribution - Tier 2 - 3QU CoRE ¦ 1QU LoRE | Red Flag Warning - Small Fires | Contact from object | Aggregated | 2059 | 4.4343e-05 | 489.6273 | 0.021712 | 2059 | Mitigation | 0.95 | 45 | 0 | esc | 0.00097009 | 4.3017e-08 | 0.00097009 | 4.3017e-08
[35 empty] | 7.3.3.17.6 Updates to grid topology to minimize risk of ignition in HFTDs Butte County Rebuild | WLDFR | HFTD - Distribution - Tier 2 - 5QU CoRE ¦ 5QU LoRE | 2053 | 0.11474 | 0 | 0 | 0 | 0 |  |  |  |  | 0 | 0 | 0 | 0 | 0 |  | 0 | 0 | 0 | Column23: 0; Column24: 0; Column25: 0; Column26: 0; Column27: 0; Column28: 0; Column29: 0.00020767; Column30: 0.0015245; Column31: 0; Column32: 0.0015245; Column33: 0.00017492 | WLDFR | HFTD - Distribution - Tier 3 - 4QU CoRE ¦ 3QU LoRE | Non-Red Flag Warning - Catastrophic Fires | 2060 | 3.1249e-10 | 3.1249e-10 | 20390.4035 | 362.3049 | 12307.8747 | 7720.2238 | 0 | 0 | 3.8554e-07 | 6.3717e-06 | 0 | 6.3717e-06 | 6.3717e-06 | 0 | 6.3717e-06 | 0 | 2.006e-07 | 4.3971e-07 | 0 | 4.3971e-07 | [17 empty] | 7.3.3.17.5 (Remote Grid) Updates to grid topology to minimize risk of ignition in HFTDs Remote GridWLDFRContact from objectAggregated | WLDFR | HFTD - Distribution - Tier 2 - 3QU CoRE ¦ 1QU LoRE | Red Flag Warning - Small Fires | Contact from object | Aggregated | 2060 | 4.4343e-05 | 489.6273 | 0.021712 | 2060 | Mitigation | 0.95 | 45 | 0 | esc | 0.00097009 | 4.3017e-08 | 0.00097009 | 4.3017e-08
[35 empty] | 7.3.3.17.6 Updates to grid topology to minimize risk of ignition in HFTDs Butte County Rebuild | WLDFR | HFTD - Distribution - Tier 2 - 5QU CoRE ¦ 5QU LoRE | 2054 | 0.10723 | 0 | 0 | 0 | 0 |  |  |  |  | 0 | 0 | 0 | 0 | 0 |  | 0 | 0 | 0 | Column23: 0; Column24: 0; Column25: 0; Column26: 0; Column27: 0; Column28: 0; Column29: 0.00020767; Column30: 0.0015245; Column31: 0; Column32: 0.0015245; Column33: 0.00016348 | WLDFR | HFTD - Distribution - Tier 3 - 4QU CoRE ¦ 3QU LoRE | Non-Red Flag Warning - Catastrophic Fires | 2061 | 3.1249e-10 | 3.1249e-10 | 20390.4035 | 362.3049 | 12307.8747 | 7720.2238 | 0 | 0 | 3.8554e-07 | 6.3717e-06 | 0 | 6.3717e-06 | 6.3717e-06 | 0 | 6.3717e-06 | 0 | 2.0997e-07 | 4.6026e-07 | 0 | 4.6026e-07 | [17 empty] | 7.3.3.17.5 (Remote Grid) Updates to grid topology to minimize risk of ignition in HFTDs Remote GridWLDFRContact from objectAggregated | WLDFR | HFTD - Distribution - Tier 2 - 3QU CoRE ¦ 1QU LoRE | Red Flag Warning - Small Fires | Contact from object | Aggregated | 2061 | 4.4343e-05 | 489.6273 | 0.021712 | 2061 | Mitigation | 0.95 | 45 | 0 | esc | 0.00097009 | 4.3017e-08 | 0.00097009 | 4.3017e-08
[35 empty] | 7.3.3.17.6 Updates to grid topology to minimize risk of ignition in HFTDs Butte County Rebuild | WLDFR | HFTD - Distribution - Tier 2 - 5QU CoRE ¦ 5QU LoRE | 2055 | 0.10022 | 0 | 0 | 0 | 0 |  |  |  |  | 0 | 0 | 0 | 0 | 0 |  | 0 | 0 | 0 | Column23: 0; Column24: 0; Column25: 0; Column26: 0; Column27: 0; Column28: 0; Column29: 0.00020767; Column30: 0.0015245; Column31: 0; Column32: 0.0015245; Column33: 0.00015279 | WLDFR | HFTD - Distribution - Tier 3 - 4QU CoRE ¦ 3QU LoRE | Non-Red Flag Warning - Catastrophic Fires | 2062 | 3.1249e-10 | 3.1249e-10 | 20390.4035 | 362.3049 | 12307.8747 | 7720.2238 | 0 | 0 | 3.8554e-07 | 6.3717e-06 | 0 | 6.3717e-06 | 6.3717e-06 | 0 | 6.3717e-06 | 0 | 2.0997e-07 | 4.6026e-07 | 0 | 4.6026e-07 | [17 empty] | 7.3.3.17.5 (Remote Grid) Updates to grid topology to minimize risk of ignition in HFTDs Remote GridWLDFRContact from objectAggregated | WLDFR | HFTD - Distribution - Tier 2 - 3QU CoRE ¦ 1QU LoRE | Red Flag Warning - Small Fires | Contact from object | Aggregated | 2062 | 4.4343e-05 | 489.6273 | 0.021712 | 2062 | Mitigation | 0.95 | 45 | 0 | esc | 0.00097009 | 4.3017e-08 | 0.00097009 | 4.3017e-08
[35 empty] | 7.3.3.17.6 Updates to grid topology to minimize risk of ignition in HFTDs Butte County Rebuild | WLDFR | HFTD - Distribution - Tier 2 - 5QU CoRE ¦ 5QU LoRE | 2056 | 0.093663 | 0 | 0 | 0 | 0 |  |  |  |  | 0 | 0 | 0 | 0 | 0 |  | 0 | 0 | 0 | Column23: 0; Column24: 0; Column25: 0; Column26: 0; Column27: 0; Column28: 0; Column29: 0.00020767; Column30: 0.0015245; Column31: 0; Column32: 0.0015245; Column33: 0.00014279 | WLDFR | HFTD - Distribution - Tier 3 - 4QU CoRE ¦ 3QU LoRE | Non-Red Flag Warning - Catastrophic Fires | 2063 | 3.1249e-10 | 3.1249e-10 | 21325.9188 | 384.5316 | 12862.0997 | 8079.2876 | 0 | 0 | 3.8554e-07 | 6.664e-06 | 0 | 6.664e-06 | 6.664e-06 | 0 | 6.664e-06 | 0 | 2.0997e-07 | 4.6026e-07 | 0 | 4.6026e-07 | [17 empty] | 7.3.3.17.5 (Remote Grid) Updates to grid topology to minimize risk of ignition in HFTDs Remote GridWLDFRContact from objectAggregated | WLDFR | HFTD - Distribution - Tier 2 - 3QU CoRE ¦ 1QU LoRE | Red Flag Warning - Small Fires | Contact from object | Aggregated | 2063 | 4.4343e-05 | 489.6273 | 0.021712 | 2063 | Mitigation | 0.95 | 45 | 0 | esc | 0.00097009 | 4.3017e-08 | 0.00097009 | 4.3017e-08
[35 empty] | 7.3.3.17.6 Updates to grid topology to minimize risk of ignition in HFTDs Butte County Rebuild | WLDFR | HFTD - Distribution - Tier 2 - 5QU CoRE ¦ 5QU LoRE | 2057 | 0.087535 | 0 | 0 | 0 | 0 |  |  |  |  | 0 | 0 | 0 | 0 | 0 |  | 0 | 0 | 0 | Column23: 0; Column24: 0; Column25: 0; Column26: 0; Column27: 0; Column28: 0; Column29: 0.00020767; Column30: 0.0015245; Column31: 0; Column32: 0.0015245; Column33: 0.00013345 | WLDFR | HFTD - Distribution - Tier 3 - 4QU CoRE ¦ 3QU LoRE | Non-Red Flag Warning - Catastrophic Fires | 2064 | 3.1249e-10 | 3.1249e-10 | 21325.9188 | 384.5316 | 12862.0997 | 8079.2876 | 0 | 0 | 3.8554e-07 | 6.664e-06 | 0 | 6.664e-06 | 6.664e-06 | 0 | 6.664e-06 | 0 | 2.0997e-07 | 4.6026e-07 | 0 | 4.6026e-07 | [17 empty] | 7.3.3.17.5 (Remote Grid) Updates to grid topology to minimize risk of ignition in HFTDs Remote GridWLDFRContact from objectAggregated | WLDFR | HFTD - Distribution - Tier 2 - 3QU CoRE ¦ 1QU LoRE | Red Flag Warning - Small Fires | Contact from object | Aggregated | 2064 | 4.4343e-05 | 489.6273 | 0.021712 | 2064 | Mitigation | 0.95 | 45 | 0 | esc | 0.00097009 | 4.3017e-08 | 0.00097009 | 4.3017e-08
[35 empty] | 7.3.3.17.6 Updates to grid topology to minimize risk of ignition in HFTDs Butte County Rebuild | WLDFR | HFTD - Distribution - Tier 2 - 5QU CoRE ¦ 5QU LoRE | 2058 | 0.081809 | 0 | 0 | 0 | 0 |  |  |  |  | 0 | 0 | 0 | 0 | 0 |  | 0 | 0 | 0 | Column23: 0; Column24: 0; Column25: 0; Column26: 0; Column27: 0; Column28: 0; Column29: 0.00020767; Column30: 0.0015971; Column31: 0; Column32: 0.0015971; Column33: 0.00013066 | WLDFR | HFTD - Distribution - Tier 3 - 4QU CoRE ¦ 3QU LoRE | Non-Red Flag Warning - Catastrophic Fires | 2065 | 3.1249e-10 | 3.1249e-10 | 21325.9188 | 384.5316 | 12862.0997 | 8079.2876 | 0 | 0 | 3.8554e-07 | 6.664e-06 | 0 | 6.664e-06 | 6.664e-06 | 0 | 6.664e-06 | 0 | 2.0997e-07 | 4.6026e-07 | 0 | 4.6026e-07 | [17 empty] | 7.3.3.17.5 (Remote Grid) Updates to grid topology to minimize risk of ignition in HFTDs Remote GridWLDFRContact from objectAggregated | WLDFR | HFTD - Distribution - Tier 2 - 3QU CoRE ¦ 1QU LoRE | Red Flag Warning - Small Fires | Contact from object | Aggregated | 2065 | 4.4343e-05 | 489.6273 | 0.021712 | 2065 | Mitigation | 0.95 | 45 | 0 | esc | 0.00097009 | 4.3017e-08 | 0.00097009 | 4.3017e-08
[35 empty] | 7.3.3.17.6 Updates to grid topology to minimize risk of ignition in HFTDs Butte County Rebuild | WLDFR | HFTD - Distribution - Tier 2 - 5QU CoRE ¦ 5QU LoRE | 2059 | 0.076457 | 0 | 0 | 0 | 0 |  |  |  |  | 0 | 0 | 0 | 0 | 0 |  | 0 | 0 | 0 | Column23: 0; Column24: 0; Column25: 0; Column26: 0; Column27: 0; Column28: 0; Column29: 0.00020767; Column30: 0.0015971; Column31: 0; Column32: 0.0015971; Column33: 0.00012211 | WLDFR | HFTD - Distribution - Tier 3 - 4QU CoRE ¦ 3QU LoRE | Non-Red Flag Warning - Catastrophic Fires | 2066 | 3.1249e-10 | 3.1249e-10 | 21325.9188 | 384.5316 | 12862.0997 | 8079.2876 | 0 | 0 | 3.8554e-07 | 6.664e-06 | 0 | 6.664e-06 | 6.664e-06 | 0 | 6.664e-06 | 0 | 2.1947e-07 | 4.8107e-07 | 0 | 4.8107e-07 | [17 empty] | 7.3.3.17.5 (Remote Grid) Updates to grid topology to minimize risk of ignition in HFTDs Remote GridWLDFRContact from objectAggregated | WLDFR | HFTD - Distribution - Tier 2 - 3QU CoRE ¦ 1QU LoRE | Red Flag Warning - Small Fires | Contact from object | Aggregated | 2066 | 4.4343e-05 | 489.6273 | 0.021712 | 2066 | Mitigation | 0.95 | 45 | 0 | esc | 0.00097009 | 4.3017e-08 | 0.00097009 | 4.3017e-08
[35 empty] | 7.3.3.17.6 Updates to grid topology to minimize risk of ignition in HFTDs Butte County Rebuild | WLDFR | HFTD - Distribution - Tier 2 - 5QU CoRE ¦ 5QU LoRE | 2060 | 0.071455 | 0 | 0 | 0 | 0 |  |  |  |  | 0 | 0 | 0 | 0 | 0 |  | 0 | 0 | 0 | Column23: 0; Column24: 0; Column25: 0; Column26: 0; Column27: 0; Column28: 0; Column29: 0.00020767; Column30: 0.0015971; Column31: 0; Column32: 0.0015971; Column33: 0.00011412 | WLDFR | HFTD - Distribution - Tier 3 - 4QU CoRE ¦ 3QU LoRE | Non-Red Flag Warning - Catastrophic Fires | 2067 | 0 | 3.1249e-10 | 21325.9188 | 384.5316 | 12862.0997 | 8079.2876 | 0 | 0 | 3.8554e-07 | 0 | 0 | 0 | 6.664e-06 | 0 | 6.664e-06 | 0 | 2.1947e-07 | 4.8107e-07 | 0 | 4.8107e-07 | [17 empty] | 7.3.3.17.5 (Remote Grid) Updates to grid topology to minimize risk of ignition in HFTDs Remote GridWLDFRContact from objectAggregated | WLDFR | HFTD - Distribution - Tier 2 - 3QU CoRE ¦ 1QU LoRE | Red Flag Warning - Small Fires | Contact from object | Aggregated | 2067 | 4.4343e-05 | 489.6273 | 0.021712 | 2067 | Mitigation | 0.95 | 45 | 0 | esc | 0 | 0 | 0.00097009 | 4.3017e-08
[35 empty] | 7.3.3.17.6 Updates to grid topology to minimize risk of ignition in HFTDs Butte County Rebuild | WLDFR | HFTD - Distribution - Tier 2 - 5QU CoRE ¦ 5QU LoRE | 2061 | 0.06678 | 0 | 0 | 0 | 0 |  |  |  |  | 0 | 0 | 0 | 0 | 0 |  | 0 | 0 | 0 | Column23: 0; Column24: 0; Column25: 0; Column26: 0; Column27: 0; Column28: 0; Column29: 0.00020767; Column30: 0.0015971; Column31: 0; Column32: 0.0015971; Column33: 0.00010666 | WLDFR | HFTD - Distribution - Tier 3 - 4QU CoRE ¦ 3QU LoRE | Non-Red Flag Warning - Destructive Fires | 2022 | 4.1042e-10 | 0 | 8807.9522 | 222.2294 | 8585.7228 | 0 | 0 | 0 | 4.6874e-07 | 3.615e-06 | 0 | 3.615e-06 | 0 | 0 | 0 | 0 | 2.1947e-07 | 4.8107e-07 | 0 | 4.8107e-07 | [17 empty] | 7.3.3.17.5 (Remote Grid) Updates to grid topology to minimize risk of ignition in HFTDs Remote GridWLDFRContaminationAggregated | WLDFR | HFTD - Distribution - Tier 2 - 3QU CoRE ¦ 1QU LoRE | Red Flag Warning - Small Fires | Contamination | Aggregated | 2022 | 2.544e-07 | 489.6273 | 0.00012456 | 2022 | Mitigation | 0.95 | 45 | 0 | esc | 0.00097009 | 2.4679e-10 | 0 | 0
[35 empty] | 7.3.3.17.6 Updates to grid topology to minimize risk of ignition in HFTDs Butte County Rebuild | WLDFR | HFTD - Distribution - Tier 2 - 5QU CoRE ¦ 5QU LoRE | 2062 | 0.062412 | 0 | 0 | 0 | 0 |  |  |  |  | 0 | 0 | 0 | 0 | 0 |  | 0 | 0 | 0 | Column23: 0; Column24: 0; Column25: 0; Column26: 0; Column27: 0; Column28: 0; Column29: 0.00020767; Column30: 0.0015971; Column31: 0; Column32: 0.0015971; Column33: 9.968e-05 | WLDFR | HFTD - Distribution - Tier 3 - 4QU CoRE ¦ 3QU LoRE | Non-Red Flag Warning - Destructive Fires | 2023 | 4.1042e-10 | 4.1042e-10 | 9129.7461 | 233.2301 | 8896.516 | 0 | 0 | 0 | 4.6874e-07 | 3.747e-06 | 0 | 3.747e-06 | 3.747e-06 | 0 | 3.747e-06 | 0 | 0 | 4.8107e-07 | 0 | 4.8107e-07 | [17 empty] | 7.3.3.17.5 (Remote Grid) Updates to grid topology to minimize risk of ignition in HFTDs Remote GridWLDFRContaminationAggregated | WLDFR | HFTD - Distribution - Tier 2 - 3QU CoRE ¦ 1QU LoRE | Red Flag Warning - Small Fires | Contamination | Aggregated | 2023 | 2.544e-07 | 489.6273 | 0.00012456 | 2023 | Mitigation | 0.95 | 45 | 0 | esc | 0.00097009 | 2.4679e-10 | 0.00097009 | 2.4679e-10
[35 empty] | 7.3.3.17.6 Updates to grid topology to minimize risk of ignition in HFTDs Butte County Rebuild | WLDFR | HFTD - Distribution - Tier 2 - 5QU CoRE ¦ 5QU LoRE | 2063 | 0.058329 | 0 | 0 | 0 | 0 |  |  |  |  | 0 | 0 | 0 | 0 | 0 |  | 0 | 0 | 0 | Column23: 0; Column24: 0; Column25: 0; Column26: 0; Column27: 0; Column28: 0; Column29: 0.00020767; Column30: 0.0016704; Column31: 0; Column32: 0.0016704; Column33: 9.7429e-05 | WLDFR | HFTD - Distribution - Tier 3 - 4QU CoRE ¦ 3QU LoRE | Non-Red Flag Warning - Destructive Fires | 2024 | 4.1042e-10 | 4.1042e-10 | 9129.7461 | 233.2301 | 8896.516 | 0 | 0 | 0 | 4.6874e-07 | 3.747e-06 | 0 | 3.747e-06 | 3.747e-06 | 0 | 3.747e-06 | 0 | 0 | 0 | 0 | 0 | [17 empty] | 7.3.3.17.5 (Remote Grid) Updates to grid topology to minimize risk of ignition in HFTDs Remote GridWLDFRContaminationAggregated | WLDFR | HFTD - Distribution - Tier 2 - 3QU CoRE ¦ 1QU LoRE | Red Flag Warning - Small Fires | Contamination | Aggregated | 2024 | 2.544e-07 | 489.6273 | 0.00012456 | 2024 | Mitigation | 0.95 | 45 | 0 | esc | 0.00097009 | 2.4679e-10 | 0.00097009 | 2.4679e-10
[35 empty] | 7.3.3.17.6 Updates to grid topology to minimize risk of ignition in HFTDs Butte County Rebuild | WLDFR | HFTD - Distribution - Tier 2 - 5QU CoRE ¦ 5QU LoRE | 2064 | 0.054513 | 0 | 0 | 0 | 0 |  |  |  |  | 0 | 0 | 0 | 0 | 0 |  | 0 | 0 | 0 | Column23: 0; Column24: 0; Column25: 0; Column26: 0; Column27: 0; Column28: 0; Column29: 0.00020767; Column30: 0.0016704; Column31: 0; Column32: 0.0016704; Column33: 9.1055e-05 | WLDFR | HFTD - Distribution - Tier 3 - 4QU CoRE ¦ 3QU LoRE | Non-Red Flag Warning - Destructive Fires | 2025 | 4.1042e-10 | 4.1042e-10 | 9129.7461 | 233.2301 | 8896.516 | 0 | 0 | 0 | 4.6874e-07 | 3.747e-06 | 0 | 3.747e-06 | 3.747e-06 | 0 | 3.747e-06 | 0 | 3.6162e-05 | 0 | 0 | 0 | [17 empty] | 7.3.3.17.5 (Remote Grid) Updates to grid topology to minimize risk of ignition in HFTDs Remote GridWLDFRContaminationAggregated | WLDFR | HFTD - Distribution - Tier 2 - 3QU CoRE ¦ 1QU LoRE | Red Flag Warning - Small Fires | Contamination | Aggregated | 2025 | 2.544e-07 | 489.6273 | 0.00012456 | 2025 | Mitigation | 0.95 | 45 | 0 | esc | 0.00097009 | 2.4679e-10 | 0.00097009 | 2.4679e-10
[35 empty] | 7.3.3.17.6 Updates to grid topology to minimize risk of ignition in HFTDs Butte County Rebuild | WLDFR | HFTD - Distribution - Tier 2 - 5QU CoRE ¦ 5QU LoRE | 2065 | 0.050946 | 0 | 0 | 0 | 0 |  |  |  |  | 0 | 0 | 0 | 0 | 0 |  | 0 | 0 | 0 | Column23: 0; Column24: 0; Column25: 0; Column26: 0; Column27: 0; Column28: 0; Column29: 0.00020767; Column30: 0.0016704; Column31: 0; Column32: 0.0016704; Column33: 8.5098e-05 | WLDFR | HFTD - Distribution - Tier 3 - 4QU CoRE ¦ 3QU LoRE | Non-Red Flag Warning - Destructive Fires | 2026 | 4.1042e-10 | 4.1042e-10 | 9129.7461 | 233.2301 | 8896.516 | 0 | 0 | 0 | 4.6874e-07 | 3.747e-06 | 0 | 3.747e-06 | 3.747e-06 | 0 | 3.747e-06 | 0 | 3.7487e-05 | 8.2173e-05 | 0 | 8.2173e-05 | [17 empty] | 7.3.3.17.5 (Remote Grid) Updates to grid topology to minimize risk of ignition in HFTDs Remote GridWLDFRContaminationAggregated | WLDFR | HFTD - Distribution - Tier 2 - 3QU CoRE ¦ 1QU LoRE | Red Flag Warning - Small Fires | Contamination | Aggregated | 2026 | 2.544e-07 | 489.6273 | 0.00012456 | 2026 | Mitigation | 0.95 | 45 | 0 | esc | 0.00097009 | 2.4679e-10 | 0.00097009 | 2.4679e-10
[35 empty] | 7.3.3.17.6 Updates to grid topology to minimize risk of ignition in HFTDs Butte County Rebuild | WLDFR | HFTD - Distribution - Tier 2 - 5QU CoRE ¦ 5QU LoRE | 2066 | 0.047613 | 0 | 0 | 0 | 0 |  |  |  |  | 0 | 0 | 0 | 0 | 0 |  | 0 | 0 | 0 | Column23: 0; Column24: 0; Column25: 0; Column26: 0; Column27: 0; Column28: 0; Column29: 0.00020767; Column30: 0.0016704; Column31: 0; Column32: 0.0016704; Column33: 7.9531e-05 | WLDFR | HFTD - Distribution - Tier 3 - 4QU CoRE ¦ 3QU LoRE | Non-Red Flag Warning - Destructive Fires | 2027 | 4.1042e-10 | 4.1042e-10 | 9129.7461 | 233.2301 | 8896.516 | 0 | 0 | 0 | 4.6874e-07 | 3.747e-06 | 0 | 3.747e-06 | 3.747e-06 | 0 | 3.747e-06 | 0 | 3.7487e-05 | 8.2173e-05 | 0 | 8.2173e-05 | [17 empty] | 7.3.3.17.5 (Remote Grid) Updates to grid topology to minimize risk of ignition in HFTDs Remote GridWLDFRContaminationAggregated | WLDFR | HFTD - Distribution - Tier 2 - 3QU CoRE ¦ 1QU LoRE | Red Flag Warning - Small Fires | Contamination | Aggregated | 2027 | 2.544e-07 | 489.6273 | 0.00012456 | 2027 | Mitigation | 0.95 | 45 | 0 | esc | 0.00097009 | 2.4679e-10 | 0.00097009 | 2.4679e-10
[35 empty] | 7.3.3.17.6 Updates to grid topology to minimize risk of ignition in HFTDs Butte County Rebuild | WLDFR | HFTD - Distribution - Tier 2 - 5QU CoRE ¦ 5QU LoRE | 2067 | 0.044499 | 0 | 0 | 0 | 0 |  |  |  |  | 0 | 0 | 0 | 0 | 0 |  | 0 | 0 | 0 | Column23: 0; Column24: 0; Column25: 0; Column26: 0; Column27: 0; Column28: 0; Column29: 0.00020767; Column30: 0.0016704; Column31: 0; Column32: 0.0016704; Column33: 7.4328e-05 | WLDFR | HFTD - Distribution - Tier 3 - 4QU CoRE ¦ 3QU LoRE | Non-Red Flag Warning - Destructive Fires | 2028 | 4.1042e-10 | 4.1042e-10 | 9534.9221 | 247.273 | 9287.6491 | 0 | 0 | 0 | 4.6874e-07 | 3.9133e-06 | 0 | 3.9133e-06 | 3.9133e-06 | 0 | 3.9133e-06 | 0 | 3.7487e-05 | 8.2173e-05 | 0 | 8.2173e-05 | [17 empty] | 7.3.3.17.5 (Remote Grid) Updates to grid topology to minimize risk of ignition in HFTDs Remote GridWLDFRContaminationAggregated | WLDFR | HFTD - Distribution - Tier 2 - 3QU CoRE ¦ 1QU LoRE | Red Flag Warning - Small Fires | Contamination | Aggregated | 2028 | 2.544e-07 | 489.6273 | 0.00012456 | 2028 | Mitigation | 0.95 | 45 | 0 | esc | 0.00097009 | 2.4679e-10 | 0.00097009 | 2.4679e-10
[35 empty] | 7.3.3.17.6 Updates to grid topology to minimize risk of ignition in HFTDs Butte County Rebuild | WLDFR | HFTD - Distribution - Tier 2 - 5QU CoRE ¦ 5QU LoRE | 2068 | 0.041587 | 0 | 0 | 0 | 0 |  |  |  |  | 0 | 0 | 0 | 0 | 0 |  | 0 | 0 | 0 | Column23: 0; Column24: 0; Column25: 0; Column26: 0; Column27: 0; Column28: 0; Column29: 0.00020767; Column30: 0.0017433; Column31: 0; Column32: 0.0017433; Column33: 7.2499e-05 | WLDFR | HFTD - Distribution - Tier 3 - 4QU CoRE ¦ 3QU LoRE | Non-Red Flag Warning - Destructive Fires | 2029 | 4.1042e-10 | 4.1042e-10 | 9534.9221 | 247.273 | 9287.6491 | 0 | 0 | 0 | 4.6874e-07 | 3.9133e-06 | 0 | 3.9133e-06 | 3.9133e-06 | 0 | 3.9133e-06 | 0 | 3.7487e-05 | 8.2173e-05 | 0 | 8.2173e-05 | [17 empty] | 7.3.3.17.5 (Remote Grid) Updates to grid topology to minimize risk of ignition in HFTDs Remote GridWLDFRContaminationAggregated | WLDFR | HFTD - Distribution - Tier 2 - 3QU CoRE ¦ 1QU LoRE | Red Flag Warning - Small Fires | Contamination | Aggregated | 2029 | 2.544e-07 | 489.6273 | 0.00012456 | 2029 | Mitigation | 0.95 | 45 | 0 | esc | 0.00097009 | 2.4679e-10 | 0.00097009 | 2.4679e-10
[35 empty] | 7.3.3.17.6 Updates to grid topology to minimize risk of ignition in HFTDs Butte County Rebuild | WLDFR | HFTD - Distribution - Tier 2 - 5QU CoRE ¦ 5QU LoRE | 2069 | 0.038867 | 0 | 0 | 0 | 0 |  |  |  |  | 0 | 0 | 0 | 0 | 0 |  | 0 | 0 | 0 | Column23: 0; Column24: 0; Column25: 0; Column26: 0; Column27: 0; Column28: 0; Column29: 0.00020767; Column30: 0.0017433; Column31: 0; Column32: 0.0017433; Column33: 6.7756e-05 | WLDFR | HFTD - Distribution - Tier 3 - 4QU CoRE ¦ 3QU LoRE | Non-Red Flag Warning - Destructive Fires | 2030 | 4.1042e-10 | 4.1042e-10 | 9534.9221 | 247.273 | 9287.6491 | 0 | 0 | 0 | 4.6874e-07 | 3.9133e-06 | 0 | 3.9133e-06 | 3.9133e-06 | 0 | 3.9133e-06 | 0 | 3.7487e-05 | 8.2173e-05 | 0 | 8.2173e-05 | [17 empty] | 7.3.3.17.5 (Remote Grid) Updates to grid topology to minimize risk of ignition in HFTDs Remote GridWLDFRContaminationAggregated | WLDFR | HFTD - Distribution - Tier 2 - 3QU CoRE ¦ 1QU LoRE | Red Flag Warning - Small Fires | Contamination | Aggregated | 2030 | 2.544e-07 | 489.6273 | 0.00012456 | 2030 | Mitigation | 0.95 | 45 | 0 | esc | 0.00097009 | 2.4679e-10 | 0.00097009 | 2.4679e-10
[35 empty] | 7.3.3.17.6 Updates to grid topology to minimize risk of ignition in HFTDs Butte County Rebuild | WLDFR | HFTD - Distribution - Tier 2 - 5QU CoRE ¦ 5QU LoRE | 2070 | 0.036324 | 0 | 0 | 0 | 0 |  |  |  |  | 0 | 0 | 0 | 0 | 0 |  | 0 | 0 | 0 | Column23: 0; Column24: 0; Column25: 0; Column26: 0; Column27: 0; Column28: 0; Column29: 0.00020767; Column30: 0.0017433; Column31: 0; Column32: 0.0017433; Column33: 6.3323e-05 | WLDFR | HFTD - Distribution - Tier 3 - 4QU CoRE ¦ 3QU LoRE | Non-Red Flag Warning - Destructive Fires | 2031 | 4.1042e-10 | 4.1042e-10 | 9534.9221 | 247.273 | 9287.6491 | 0 | 0 | 0 | 4.6874e-07 | 3.9133e-06 | 0 | 3.9133e-06 | 3.9133e-06 | 0 | 3.9133e-06 | 0 | 3.9157e-05 | 8.5834e-05 | 0 | 8.5834e-05 | [17 empty] | 7.3.3.17.5 (Remote Grid) Updates to grid topology to minimize risk of ignition in HFTDs Remote GridWLDFRContaminationAggregated | WLDFR | HFTD - Distribution - Tier 2 - 3QU CoRE ¦ 1QU LoRE | Red Flag Warning - Small Fires | Contamination | Aggregated | 2031 | 2.544e-07 | 489.6273 | 0.00012456 | 2031 | Mitigation | 0.95 | 45 | 0 | esc | 0.00097009 | 2.4679e-10 | 0.00097009 | 2.4679e-10
[35 empty] | 7.3.3.17.6 Updates to grid topology to minimize risk of ignition in HFTDs Butte County Rebuild | WLDFR | HFTD - Distribution - Tier 2 - 5QU CoRE ¦ 5QU LoRE | 2071 | 0.033948 | 0 | 0 | 0 | 0 |  |  |  |  | 0 | 0 | 0 | 0 | 0 |  | 0 | 0 | 0 | Column23: 0; Column24: 0; Column25: 0; Column26: 0; Column27: 0; Column28: 0; Column29: 0.00020767; Column30: 0.0017433; Column31: 0; Column32: 0.0017433; Column33: 5.918e-05 | WLDFR | HFTD - Distribution - Tier 3 - 4QU CoRE ¦ 3QU LoRE | Non-Red Flag Warning - Destructive Fires | 2032 | 4.1042e-10 | 4.1042e-10 | 9534.9221 | 247.273 | 9287.6491 | 0 | 0 | 0 | 4.6874e-07 | 3.9133e-06 | 0 | 3.9133e-06 | 3.9133e-06 | 0 | 3.9133e-06 | 0 | 3.9157e-05 | 8.5834e-05 | 0 | 8.5834e-05 | [17 empty] | 7.3.3.17.5 (Remote Grid) Updates to grid topology to minimize risk of ignition in HFTDs Remote GridWLDFRContaminationAggregated | WLDFR | HFTD - Distribution - Tier 2 - 3QU CoRE ¦ 1QU LoRE | Red Flag Warning - Small Fires | Contamination | Aggregated | 2032 | 2.544e-07 | 489.6273 | 0.00012456 | 2032 | Mitigation | 0.95 | 45 | 0 | esc | 0.00097009 | 2.4679e-10 | 0.00097009 | 2.4679e-10
[35 empty] | 7.3.3.17.6 Updates to grid topology to minimize risk of ignition in HFTDs Butte County Rebuild | WLDFR | HFTD - Distribution - Tier 2 - 5QU CoRE ¦ 5QU LoRE | 2072 | 0.031727 | 0 | 0 | 0 | 0 |  |  |  |  | 0 | 0 | 0 | 0 | 0 |  | 0 | 0 | 0 | Column23: 0; Column24: 0; Column25: 0; Column26: 0; Column27: 0; Column28: 0; Column29: 0.00020767; Column30: 0.0017433; Column31: 0; Column32: 0.0017433; Column33: 5.5309e-05 | WLDFR | HFTD - Distribution - Tier 3 - 4QU CoRE ¦ 3QU LoRE | Non-Red Flag Warning - Destructive Fires | 2033 | 4.1042e-10 | 4.1042e-10 | 9984.8474 | 263.1074 | 9721.74 | 0 | 0 | 0 | 4.6874e-07 | 4.098e-06 | 0 | 4.098e-06 | 4.098e-06 | 0 | 4.098e-06 | 0 | 3.9157e-05 | 8.5834e-05 | 0 | 8.5834e-05 | [17 empty] | 7.3.3.17.5 (Remote Grid) Updates to grid topology to minimize risk of ignition in HFTDs Remote GridWLDFRContaminationAggregated | WLDFR | HFTD - Distribution - Tier 2 - 3QU CoRE ¦ 1QU LoRE | Red Flag Warning - Small Fires | Contamination | Aggregated | 2033 | 2.544e-07 | 489.6273 | 0.00012456 | 2033 | Mitigation | 0.95 | 45 | 0 | esc | 0.00097009 | 2.4679e-10 | 0.00097009 | 2.4679e-10
[35 empty] | 7.3.3.17.6 Updates to grid topology to minimize risk of ignition in HFTDs Butte County Rebuild | WLDFR | HFTD - Distribution - Tier 2 - 5QU CoRE ¦ 5QU LoRE | 2073 | 0.029651 | 0 | 0 | 0 | 0 |  |  |  |  | 0 | 0 | 0 | 0 | 0 |  | 0 | 0 | 0 | Column23: 0; Column24: 0; Column25: 0; Column26: 0; Column27: 0; Column28: 0; Column29: 0.00020767; Column30: 0.001815; Column31: 0; Column32: 0.001815; Column33: 5.3818e-05 | WLDFR | HFTD - Distribution - Tier 3 - 4QU CoRE ¦ 3QU LoRE | Non-Red Flag Warning - Destructive Fires | 2034 | 4.1042e-10 | 4.1042e-10 | 9984.8474 | 263.1074 | 9721.74 | 0 | 0 | 0 | 4.6874e-07 | 4.098e-06 | 0 | 4.098e-06 | 4.098e-06 | 0 | 4.098e-06 | 0 | 3.9157e-05 | 8.5834e-05 | 0 | 8.5834e-05 | [17 empty] | 7.3.3.17.5 (Remote Grid) Updates to grid topology to minimize risk of ignition in HFTDs Remote GridWLDFRContaminationAggregated | WLDFR | HFTD - Distribution - Tier 2 - 3QU CoRE ¦ 1QU LoRE | Red Flag Warning - Small Fires | Contamination | Aggregated | 2034 | 2.544e-07 | 489.6273 | 0.00012456 | 2034 | Mitigation | 0.95 | 45 | 0 | esc | 0.00097009 | 2.4679e-10 | 0.00097009 | 2.4679e-10
[35 empty] | 7.3.3.17.6 Updates to grid topology to minimize risk of ignition in HFTDs Butte County Rebuild | WLDFR | HFTD - Distribution - Tier 2 - 5QU CoRE ¦ 5QU LoRE | 2074 | 0.027711 | 0 | 0 | 0 | 0 |  |  |  |  | 0 | 0 | 0 | 0 | 0 |  | 0 | 0 | 0 | Column23: 0; Column24: 0; Column25: 0; Column26: 0; Column27: 0; Column28: 0; Column29: 0.00020767; Column30: 0.001815; Column31: 0; Column32: 0.001815; Column33: 5.0297e-05 | WLDFR | HFTD - Distribution - Tier 3 - 4QU CoRE ¦ 3QU LoRE | Non-Red Flag Warning - Destructive Fires | 2035 | 4.1042e-10 | 4.1042e-10 | 9984.8474 | 263.1074 | 9721.74 | 0 | 0 | 0 | 4.6874e-07 | 4.098e-06 | 0 | 4.098e-06 | 4.098e-06 | 0 | 4.098e-06 | 0 | 3.9157e-05 | 8.5834e-05 | 0 | 8.5834e-05 | [17 empty] | 7.3.3.17.5 (Remote Grid) Updates to grid topology to minimize risk of ignition in HFTDs Remote GridWLDFRContaminationAggregated | WLDFR | HFTD - Distribution - Tier 2 - 3QU CoRE ¦ 1QU LoRE | Red Flag Warning - Small Fires | Contamination | Aggregated | 2035 | 2.544e-07 | 489.6273 | 0.00012456 | 2035 | Mitigation | 0.95 | 45 | 0 | esc | 0.00097009 | 2.4679e-10 | 0.00097009 | 2.4679e-10
[35 empty] | 7.3.3.17.6 Updates to grid topology to minimize risk of ignition in HFTDs Butte County Rebuild | WLDFR | HFTD - Distribution - Tier 2 - 5QU CoRE ¦ 5QU LoRE | 2075 | 0.025899 | 0 | 0 | 0 | 0 |  |  |  |  | 0 | 0 | 0 | 0 | 0 |  | 0 | 0 | 0 | Column23: 0; Column24: 0; Column25: 0; Column26: 0; Column27: 0; Column28: 0; Column29: 0.00020767; Column30: 0.001815; Column31: 0; Column32: 0.001815; Column33: 4.7007e-05 | WLDFR | HFTD - Distribution - Tier 3 - 4QU CoRE ¦ 3QU LoRE | Non-Red Flag Warning - Destructive Fires | 2036 | 4.1042e-10 | 4.1042e-10 | 9984.8474 | 263.1074 | 9721.74 | 0 | 0 | 0 | 4.6874e-07 | 4.098e-06 | 0 | 4.098e-06 | 4.098e-06 | 0 | 4.098e-06 | 0 | 4.1014e-05 | 8.9903e-05 | 0 | 8.9903e-05 | [17 empty] | 7.3.3.17.5 (Remote Grid) Updates to grid topology to minimize risk of ignition in HFTDs Remote GridWLDFRContaminationAggregated | WLDFR | HFTD - Distribution - Tier 2 - 3QU CoRE ¦ 1QU LoRE | Red Flag Warning - Small Fires | Contamination | Aggregated | 2036 | 2.544e-07 | 489.6273 | 0.00012456 | 2036 | Mitigation | 0.95 | 45 | 0 | esc | 0.00097009 | 2.4679e-10 | 0.00097009 | 2.4679e-10
[35 empty] | 7.3.3.17.6 Updates to grid topology to minimize risk of ignition in HFTDs Butte County Rebuild | WLDFR | HFTD - Distribution - Tier 2 - 5QU CoRE ¦ 5QU LoRE | 2076 | 0.024204 | 0 | 0 | 0 | 0 |  |  |  |  | 0 | 0 | 0 | 0 | 0 |  | 0 | 0 | 0 | Column23: 0; Column24: 0; Column25: 0; Column26: 0; Column27: 0; Column28: 0; Column29: 0.00020767; Column30: 0.001815; Column31: 0; Column32: 0.001815; Column33: 4.3931e-05 | WLDFR | HFTD - Distribution - Tier 3 - 4QU CoRE ¦ 3QU LoRE | Non-Red Flag Warning - Destructive Fires | 2037 | 4.1042e-10 | 4.1042e-10 | 9984.8474 | 263.1074 | 9721.74 | 0 | 0 | 0 | 4.6874e-07 | 4.098e-06 | 0 | 4.098e-06 | 4.098e-06 | 0 | 4.098e-06 | 0 | 4.1014e-05 | 8.9903e-05 | 0 | 8.9903e-05 | [17 empty] | 7.3.3.17.5 (Remote Grid) Updates to grid topology to minimize risk of ignition in HFTDs Remote GridWLDFRContaminationAggregated | WLDFR | HFTD - Distribution - Tier 2 - 3QU CoRE ¦ 1QU LoRE | Red Flag Warning - Small Fires | Contamination | Aggregated | 2037 | 2.544e-07 | 489.6273 | 0.00012456 | 2037 | Mitigation | 0.95 | 45 | 0 | esc | 0.00097009 | 2.4679e-10 | 0.00097009 | 2.4679e-10
[35 empty] | 7.3.3.17.6 Updates to grid topology to minimize risk of ignition in HFTDs Butte County Rebuild | WLDFR | HFTD - Distribution - Tier 2 - 5QU CoRE ¦ 5QU LoRE | 2077 | 0.022621 | 0 | 0 | 0 | 0 |  |  |  |  | 0 | 0 | 0 | 0 | 0 |  | 0 | 0 | 0 | Column23: 0; Column24: 0; Column25: 0; Column26: 0; Column27: 0; Column28: 0; Column29: 0.00020767; Column30: 0.001815; Column31: 0; Column32: 0.001815; Column33: 4.1057e-05 | WLDFR | HFTD - Distribution - Tier 3 - 4QU CoRE ¦ 3QU LoRE | Non-Red Flag Warning - Destructive Fires | 2038 | 4.1042e-10 | 4.1042e-10 | 10472.8261 | 280.5544 | 10192.2718 | 0 | 0 | 0 | 4.6874e-07 | 4.2983e-06 | 0 | 4.2983e-06 | 4.2983e-06 | 0 | 4.2983e-06 | 0 | 4.1014e-05 | 8.9903e-05 | 0 | 8.9903e-05 | [17 empty] | 7.3.3.17.5 (Remote Grid) Updates to grid topology to minimize risk of ignition in HFTDs Remote GridWLDFRContaminationAggregated | WLDFR | HFTD - Distribution - Tier 2 - 3QU CoRE ¦ 1QU LoRE | Red Flag Warning - Small Fires | Contamination | Aggregated | 2038 | 2.544e-07 | 489.6273 | 0.00012456 | 2038 | Mitigation | 0.95 | 45 | 0 | esc | 0.00097009 | 2.4679e-10 | 0.00097009 | 2.4679e-10
[35 empty] | 7.3.3.17.6 Updates to grid topology to minimize risk of ignition in HFTDs Butte County Rebuild | WLDFR | HFTD - Distribution - Tier 3 - 1QU CoRE ¦ 1QU LoRE | 2020 | 1 | 0.0013957 | 0.76668 | 0 | 0.76668 |  |  |  |  | 0 | 0 | 0 | 0 | 0.76668 |  | 0 | 0.0013957 | 0.0013957 | Column23: 0.76668; Column24: 0.76668; Column25: 0; Column26: 0; Column27: 0.76668; Column28: 0.76668; Column29: 0; Column30: 0; Column31: 0; Column32: 0; Column33: 0 | WLDFR | HFTD - Distribution - Tier 3 - 4QU CoRE ¦ 3QU LoRE | Non-Red Flag Warning - Destructive Fires | 2039 | 4.1042e-10 | 4.1042e-10 | 10472.8261 | 280.5544 | 10192.2718 | 0 | 0 | 0 | 4.6874e-07 | 4.2983e-06 | 0 | 4.2983e-06 | 4.2983e-06 | 0 | 4.2983e-06 | 0 | 4.1014e-05 | 8.9903e-05 | 0 | 8.9903e-05 | [17 empty] | 7.3.3.17.5 (Remote Grid) Updates to grid topology to minimize risk of ignition in HFTDs Remote GridWLDFRContaminationAggregated | WLDFR | HFTD - Distribution - Tier 2 - 3QU CoRE ¦ 1QU LoRE | Red Flag Warning - Small Fires | Contamination | Aggregated | 2039 | 2.544e-07 | 489.6273 | 0.00012456 | 2039 | Mitigation | 0.95 | 45 | 0 | esc | 0.00097009 | 2.4679e-10 | 0.00097009 | 2.4679e-10
[35 empty] | 7.3.3.17.6 Updates to grid topology to minimize risk of ignition in HFTDs Butte County Rebuild | WLDFR | HFTD - Distribution - Tier 3 - 1QU CoRE ¦ 1QU LoRE | 2021 | 1 | 0.0013957 | 0.76668 | 0 | 0.76668 |  |  |  |  | 0 | 0 | 0 | 0 | 0.76668 |  | 0 | 0.0013957 | 0.0013957 | Column23: 0.76668; Column24: 0.76668; Column25: 0; Column26: 0; Column27: 0.76668; Column28: 0.76668; Column29: 0; Column30: 0; Column31: 0; Column32: 0; Column33: 0 | WLDFR | HFTD - Distribution - Tier 3 - 4QU CoRE ¦ 3QU LoRE | Non-Red Flag Warning - Destructive Fires | 2040 | 4.1042e-10 | 4.1042e-10 | 10472.8261 | 280.5544 | 10192.2718 | 0 | 0 | 0 | 4.6874e-07 | 4.2983e-06 | 0 | 4.2983e-06 | 4.2983e-06 | 0 | 4.2983e-06 | 0 | 4.1014e-05 | 8.9903e-05 | 0 | 8.9903e-05 | [17 empty] | 7.3.3.17.5 (Remote Grid) Updates to grid topology to minimize risk of ignition in HFTDs Remote GridWLDFRContaminationAggregated | WLDFR | HFTD - Distribution - Tier 2 - 3QU CoRE ¦ 1QU LoRE | Red Flag Warning - Small Fires | Contamination | Aggregated | 2040 | 2.544e-07 | 489.6273 | 0.00012456 | 2040 | Mitigation | 0.95 | 45 | 0 | esc | 0.00097009 | 2.4679e-10 | 0.00097009 | 2.4679e-10
[35 empty] | 7.3.3.17.6 Updates to grid topology to minimize risk of ignition in HFTDs Butte County Rebuild | WLDFR | HFTD - Distribution - Tier 3 - 1QU CoRE ¦ 1QU LoRE | 2022 | 0.93458 | 0.0013798 | 0.77864 | 0 | 0.77864 |  |  |  |  | 0.0020216 | 1.1408 | 0 | 1.1408 | 0.7277 |  | 1.0662 | 0.0034014 | 0.0031789 | Column23: 1.9194; Column24: 1.7939; Column25: 0; Column26: 0; Column27: 1.9194; Column28: 1.7939; Column29: 0; Column30: 0; Column31: 0; Column32: 0; Column33: 0 | WLDFR | HFTD - Distribution - Tier 3 - 4QU CoRE ¦ 3QU LoRE | Non-Red Flag Warning - Destructive Fires | 2041 | 4.1042e-10 | 4.1042e-10 | 10472.8261 | 280.5544 | 10192.2718 | 0 | 0 | 0 | 4.6874e-07 | 4.2983e-06 | 0 | 4.2983e-06 | 4.2983e-06 | 0 | 4.2983e-06 | 0 | 4.3029e-05 | 9.432e-05 | 0 | 9.432e-05 | [17 empty] | 7.3.3.17.5 (Remote Grid) Updates to grid topology to minimize risk of ignition in HFTDs Remote GridWLDFRContaminationAggregated | WLDFR | HFTD - Distribution - Tier 2 - 3QU CoRE ¦ 1QU LoRE | Red Flag Warning - Small Fires | Contamination | Aggregated | 2041 | 2.544e-07 | 489.6273 | 0.00012456 | 2041 | Mitigation | 0.95 | 45 | 0 | esc | 0.00097009 | 2.4679e-10 | 0.00097009 | 2.4679e-10
[35 empty] | 7.3.3.17.6 Updates to grid topology to minimize risk of ignition in HFTDs Butte County Rebuild | WLDFR | HFTD - Distribution - Tier 3 - 1QU CoRE ¦ 1QU LoRE | 2023 | 0.87344 | 0.0013798 | 0.80717 | 0 | 0.80717 |  |  |  |  | 0.0020216 | 1.1826 | 0 | 1.1826 | 0.70501 |  | 1.0329 | 0.0034014 | 0.0029709 | Column23: 1.9898; Column24: 1.7379; Column25: 0; Column26: 0; Column27: 1.9898; Column28: 1.7379; Column29: 0.0025498; Column30: 1.4916; Column31: 0; Column32: 1.4916; Column33: 1.3028 | WLDFR | HFTD - Distribution - Tier 3 - 4QU CoRE ¦ 3QU LoRE | Non-Red Flag Warning - Destructive Fires | 2042 | 4.1042e-10 | 4.1042e-10 | 10472.8261 | 280.5544 | 10192.2718 | 0 | 0 | 0 | 4.6874e-07 | 4.2983e-06 | 0 | 4.2983e-06 | 4.2983e-06 | 0 | 4.2983e-06 | 0 | 4.3029e-05 | 9.432e-05 | 0 | 9.432e-05 | [17 empty] | 7.3.3.17.5 (Remote Grid) Updates to grid topology to minimize risk of ignition in HFTDs Remote GridWLDFRContaminationAggregated | WLDFR | HFTD - Distribution - Tier 2 - 3QU CoRE ¦ 1QU LoRE | Red Flag Warning - Small Fires | Contamination | Aggregated | 2042 | 2.544e-07 | 489.6273 | 0.00012456 | 2042 | Mitigation | 0.95 | 45 | 0 | esc | 0.00097009 | 2.4679e-10 | 0.00097009 | 2.4679e-10
[35 empty] | 7.3.3.17.6 Updates to grid topology to minimize risk of ignition in HFTDs Butte County Rebuild | WLDFR | HFTD - Distribution - Tier 3 - 1QU CoRE ¦ 1QU LoRE | 2024 | 0.8163 | 0.0013798 | 0.80717 | 0 | 0.80717 |  |  |  |  | 0.0020216 | 1.1826 | 0 | 1.1826 | 0.65889 |  | 0.96535 | 0.0034014 | 0.0027766 | Column23: 1.9898; Column24: 1.6242; Column25: 0; Column26: 0; Column27: 1.9898; Column28: 1.6242; Column29: 0.0025498; Column30: 1.4916; Column31: 0; Column32: 1.4916; Column33: 1.2176 | WLDFR | HFTD - Distribution - Tier 3 - 4QU CoRE ¦ 3QU LoRE | Non-Red Flag Warning - Destructive Fires | 2043 | 4.1042e-10 | 4.1042e-10 | 10992.1562 | 299.42 | 10692.7362 | 0 | 0 | 0 | 4.6874e-07 | 4.5114e-06 | 0 | 4.5114e-06 | 4.5114e-06 | 0 | 4.5114e-06 | 0 | 4.3029e-05 | 9.432e-05 | 0 | 9.432e-05 | [17 empty] | 7.3.3.17.5 (Remote Grid) Updates to grid topology to minimize risk of ignition in HFTDs Remote GridWLDFRContaminationAggregated | WLDFR | HFTD - Distribution - Tier 2 - 3QU CoRE ¦ 1QU LoRE | Red Flag Warning - Small Fires | Contamination | Aggregated | 2043 | 2.544e-07 | 489.6273 | 0.00012456 | 2043 | Mitigation | 0.95 | 45 | 0 | esc | 0.00097009 | 2.4679e-10 | 0.00097009 | 2.4679e-10
[35 empty] | 7.3.3.17.6 Updates to grid topology to minimize risk of ignition in HFTDs Butte County Rebuild | WLDFR | HFTD - Distribution - Tier 3 - 1QU CoRE ¦ 1QU LoRE | 2025 | 0.7629 | 0.0013798 | 0.80717 | 0 | 0.80717 |  |  |  |  | 0.0020216 | 1.1826 | 0 | 1.1826 | 0.61579 |  | 0.9022 | 0.0034014 | 0.0025949 | Column23: 1.9898; Column24: 1.518; Column25: 0; Column26: 0; Column27: 1.9898; Column28: 1.518; Column29: 0.0025498; Column30: 1.4916; Column31: 0; Column32: 1.4916; Column33: 1.1379 | WLDFR | HFTD - Distribution - Tier 3 - 4QU CoRE ¦ 3QU LoRE | Non-Red Flag Warning - Destructive Fires | 2044 | 4.1042e-10 | 4.1042e-10 | 10992.1562 | 299.42 | 10692.7362 | 0 | 0 | 0 | 4.6874e-07 | 4.5114e-06 | 0 | 4.5114e-06 | 4.5114e-06 | 0 | 4.5114e-06 | 0 | 4.3029e-05 | 9.432e-05 | 0 | 9.432e-05 | [17 empty] | 7.3.3.17.5 (Remote Grid) Updates to grid topology to minimize risk of ignition in HFTDs Remote GridWLDFRContaminationAggregated | WLDFR | HFTD - Distribution - Tier 2 - 3QU CoRE ¦ 1QU LoRE | Red Flag Warning - Small Fires | Contamination | Aggregated | 2044 | 2.544e-07 | 489.6273 | 0.00012456 | 2044 | Mitigation | 0.95 | 45 | 0 | esc | 0.00097009 | 2.4679e-10 | 0.00097009 | 2.4679e-10
[35 empty] | 7.3.3.17.6 Updates to grid topology to minimize risk of ignition in HFTDs Butte County Rebuild | WLDFR | HFTD - Distribution - Tier 3 - 1QU CoRE ¦ 1QU LoRE | 2026 | 0.71299 | 0.0013798 | 0.80717 | 0 | 0.80717 |  |  |  |  | 0.0020216 | 1.1826 | 0 | 1.1826 | 0.5755 |  | 0.84318 | 0.0034014 | 0.0024252 | Column23: 1.9898; Column24: 1.4187; Column25: 0; Column26: 0; Column27: 1.9898; Column28: 1.4187; Column29: 0.0025498; Column30: 1.4916; Column31: 0; Column32: 1.4916; Column33: 1.0635 | WLDFR | HFTD - Distribution - Tier 3 - 4QU CoRE ¦ 3QU LoRE | Non-Red Flag Warning - Destructive Fires | 2045 | 4.1042e-10 | 4.1042e-10 | 10992.1562 | 299.42 | 10692.7362 | 0 | 0 | 0 | 4.6874e-07 | 4.5114e-06 | 0 | 4.5114e-06 | 4.5114e-06 | 0 | 4.5114e-06 | 0 | 4.3029e-05 | 9.432e-05 | 0 | 9.432e-05 | [17 empty] | 7.3.3.17.5 (Remote Grid) Updates to grid topology to minimize risk of ignition in HFTDs Remote GridWLDFRContaminationAggregated | WLDFR | HFTD - Distribution - Tier 2 - 3QU CoRE ¦ 1QU LoRE | Red Flag Warning - Small Fires | Contamination | Aggregated | 2045 | 2.544e-07 | 489.6273 | 0.00012456 | 2045 | Mitigation | 0.95 | 45 | 0 | esc | 0.00097009 | 2.4679e-10 | 0.00097009 | 2.4679e-10
[35 empty] | 7.3.3.17.6 Updates to grid topology to minimize risk of ignition in HFTDs Butte County Rebuild | WLDFR | HFTD - Distribution - Tier 3 - 1QU CoRE ¦ 1QU LoRE | 2027 | 0.66634 | 0.0013798 | 0.80717 | 0 | 0.80717 |  |  |  |  | 0.0020216 | 1.1826 | 0 | 1.1826 | 0.53785 |  | 0.78802 | 0.0034014 | 0.0022665 | Column23: 1.9898; Column24: 1.3259; Column25: 0; Column26: 0; Column27: 1.9898; Column28: 1.3259; Column29: 0.0025498; Column30: 1.4916; Column31: 0; Column32: 1.4916; Column33: 0.9939 | WLDFR | HFTD - Distribution - Tier 3 - 4QU CoRE ¦ 3QU LoRE | Non-Red Flag Warning - Destructive Fires | 2046 | 4.1042e-10 | 4.1042e-10 | 10992.1562 | 299.42 | 10692.7362 | 0 | 0 | 0 | 4.6874e-07 | 4.5114e-06 | 0 | 4.5114e-06 | 4.5114e-06 | 0 | 4.5114e-06 | 0 | 4.5175e-05 | 9.9025e-05 | 0 | 9.9025e-05 | [17 empty] | 7.3.3.17.5 (Remote Grid) Updates to grid topology to minimize risk of ignition in HFTDs Remote GridWLDFRContaminationAggregated | WLDFR | HFTD - Distribution - Tier 2 - 3QU CoRE ¦ 1QU LoRE | Red Flag Warning - Small Fires | Contamination | Aggregated | 2046 | 2.544e-07 | 489.6273 | 0.00012456 | 2046 | Mitigation | 0.95 | 45 | 0 | esc | 0.00097009 | 2.4679e-10 | 0.00097009 | 2.4679e-10
[35 empty] | 7.3.3.17.6 Updates to grid topology to minimize risk of ignition in HFTDs Butte County Rebuild | WLDFR | HFTD - Distribution - Tier 3 - 1QU CoRE ¦ 1QU LoRE | 2028 | 0.62275 | 0.0013798 | 0.84312 | 0 | 0.84312 |  |  |  |  | 0.0020216 | 1.2353 | 0 | 1.2353 | 0.52505 |  | 0.76926 | 0.0034014 | 0.0021182 | Column23: 2.0784; Column24: 1.2943; Column25: 0; Column26: 0; Column27: 2.0784; Column28: 1.2943; Column29: 0.0025498; Column30: 1.558; Column31: 0; Column32: 1.558; Column33: 0.97024 | WLDFR | HFTD - Distribution - Tier 3 - 4QU CoRE ¦ 3QU LoRE | Non-Red Flag Warning - Destructive Fires | 2047 | 4.1042e-10 | 4.1042e-10 | 10992.1562 | 299.42 | 10692.7362 | 0 | 0 | 0 | 4.6874e-07 | 4.5114e-06 | 0 | 4.5114e-06 | 4.5114e-06 | 0 | 4.5114e-06 | 0 | 4.5175e-05 | 9.9025e-05 | 0 | 9.9025e-05 | [17 empty] | 7.3.3.17.5 (Remote Grid) Updates to grid topology to minimize risk of ignition in HFTDs Remote GridWLDFRContaminationAggregated | WLDFR | HFTD - Distribution - Tier 2 - 3QU CoRE ¦ 1QU LoRE | Red Flag Warning - Small Fires | Contamination | Aggregated | 2047 | 2.544e-07 | 489.6273 | 0.00012456 | 2047 | Mitigation | 0.95 | 45 | 0 | esc | 0.00097009 | 2.4679e-10 | 0.00097009 | 2.4679e-10
[35 empty] | 7.3.3.17.6 Updates to grid topology to minimize risk of ignition in HFTDs Butte County Rebuild | WLDFR | HFTD - Distribution - Tier 3 - 1QU CoRE ¦ 1QU LoRE | 2029 | 0.58201 | 0.0013798 | 0.84312 | 0 | 0.84312 |  |  |  |  | 0.0020216 | 1.2353 | 0 | 1.2353 | 0.4907 |  | 0.71894 | 0.0034014 | 0.0019797 | Column23: 2.0784; Column24: 1.2096; Column25: 0; Column26: 0; Column27: 2.0784; Column28: 1.2096; Column29: 0.0025498; Column30: 1.558; Column31: 0; Column32: 1.558; Column33: 0.90677 | WLDFR | HFTD - Distribution - Tier 3 - 4QU CoRE ¦ 3QU LoRE | Non-Red Flag Warning - Destructive Fires | 2048 | 4.1042e-10 | 4.1042e-10 | 11536.0538 | 319.4911 | 11216.5626 | 0 | 0 | 0 | 4.6874e-07 | 4.7346e-06 | 0 | 4.7346e-06 | 4.7346e-06 | 0 | 4.7346e-06 | 0 | 4.5175e-05 | 9.9025e-05 | 0 | 9.9025e-05 | [17 empty] | 7.3.3.17.5 (Remote Grid) Updates to grid topology to minimize risk of ignition in HFTDs Remote GridWLDFRContaminationAggregated | WLDFR | HFTD - Distribution - Tier 2 - 3QU CoRE ¦ 1QU LoRE | Red Flag Warning - Small Fires | Contamination | Aggregated | 2048 | 2.544e-07 | 489.6273 | 0.00012456 | 2048 | Mitigation | 0.95 | 45 | 0 | esc | 0.00097009 | 2.4679e-10 | 0.00097009 | 2.4679e-10
[35 empty] | 7.3.3.17.6 Updates to grid topology to minimize risk of ignition in HFTDs Butte County Rebuild | WLDFR | HFTD - Distribution - Tier 3 - 1QU CoRE ¦ 1QU LoRE | 2030 | 0.54393 | 0.0013798 | 0.84312 | 0 | 0.84312 |  |  |  |  | 0.0020216 | 1.2353 | 0 | 1.2353 | 0.4586 |  | 0.6719 | 0.0034014 | 0.0018502 | Column23: 2.0784; Column24: 1.1305; Column25: 0; Column26: 0; Column27: 2.0784; Column28: 1.1305; Column29: 0.0025498; Column30: 1.558; Column31: 0; Column32: 1.558; Column33: 0.84745 | WLDFR | HFTD - Distribution - Tier 3 - 4QU CoRE ¦ 3QU LoRE | Non-Red Flag Warning - Destructive Fires | 2049 | 4.1042e-10 | 4.1042e-10 | 11536.0538 | 319.4911 | 11216.5626 | 0 | 0 | 0 | 4.6874e-07 | 4.7346e-06 | 0 | 4.7346e-06 | 4.7346e-06 | 0 | 4.7346e-06 | 0 | 4.5175e-05 | 9.9025e-05 | 0 | 9.9025e-05 | [17 empty] | 7.3.3.17.5 (Remote Grid) Updates to grid topology to minimize risk of ignition in HFTDs Remote GridWLDFRContaminationAggregated | WLDFR | HFTD - Distribution - Tier 2 - 3QU CoRE ¦ 1QU LoRE | Red Flag Warning - Small Fires | Contamination | Aggregated | 2049 | 2.544e-07 | 489.6273 | 0.00012456 | 2049 | Mitigation | 0.95 | 45 | 0 | esc | 0.00097009 | 2.4679e-10 | 0.00097009 | 2.4679e-10
[35 empty] | 7.3.3.17.6 Updates to grid topology to minimize risk of ignition in HFTDs Butte County Rebuild | WLDFR | HFTD - Distribution - Tier 3 - 1QU CoRE ¦ 1QU LoRE | 2031 | 0.50835 | 0.0013798 | 0.84312 | 0 | 0.84312 |  |  |  |  | 0.0020216 | 1.2353 | 0 | 1.2353 | 0.4286 |  | 0.62795 | 0.0034014 | 0.0017291 | Column23: 2.0784; Column24: 1.0565; Column25: 0; Column26: 0; Column27: 2.0784; Column28: 1.0565; Column29: 0.0025498; Column30: 1.558; Column31: 0; Column32: 1.558; Column33: 0.79201 | WLDFR | HFTD - Distribution - Tier 3 - 4QU CoRE ¦ 3QU LoRE | Non-Red Flag Warning - Destructive Fires | 2050 | 4.1042e-10 | 4.1042e-10 | 11536.0538 | 319.4911 | 11216.5626 | 0 | 0 | 0 | 4.6874e-07 | 4.7346e-06 | 0 | 4.7346e-06 | 4.7346e-06 | 0 | 4.7346e-06 | 0 | 4.5175e-05 | 9.9025e-05 | 0 | 9.9025e-05 | [17 empty] | 7.3.3.17.5 (Remote Grid) Updates to grid topology to minimize risk of ignition in HFTDs Remote GridWLDFRContaminationAggregated | WLDFR | HFTD - Distribution - Tier 2 - 3QU CoRE ¦ 1QU LoRE | Red Flag Warning - Small Fires | Contamination | Aggregated | 2050 | 2.544e-07 | 489.6273 | 0.00012456 | 2050 | Mitigation | 0.95 | 45 | 0 | esc | 0.00097009 | 2.4679e-10 | 0.00097009 | 2.4679e-10
[35 empty] | 7.3.3.17.6 Updates to grid topology to minimize risk of ignition in HFTDs Butte County Rebuild | WLDFR | HFTD - Distribution - Tier 3 - 1QU CoRE ¦ 1QU LoRE | 2032 | 0.47509 | 0.0013798 | 0.84312 | 0 | 0.84312 |  |  |  |  | 0.0020216 | 1.2353 | 0 | 1.2353 | 0.40056 |  | 0.58687 | 0.0034014 | 0.001616 | Column23: 2.0784; Column24: 0.98743; Column25: 0; Column26: 0; Column27: 2.0784; Column28: 0.98743; Column29: 0.0025498; Column30: 1.558; Column31: 0; Column32: 1.558; Column33: 0.74019 | WLDFR | HFTD - Distribution - Tier 3 - 4QU CoRE ¦ 3QU LoRE | Non-Red Flag Warning - Destructive Fires | 2051 | 4.1042e-10 | 4.1042e-10 | 11536.0538 | 319.4911 | 11216.5626 | 0 | 0 | 0 | 4.6874e-07 | 4.7346e-06 | 0 | 4.7346e-06 | 4.7346e-06 | 0 | 4.7346e-06 | 0 | 4.7425e-05 | 0.00010396 | 0 | 0.00010396 | [17 empty] | 7.3.3.17.5 (Remote Grid) Updates to grid topology to minimize risk of ignition in HFTDs Remote GridWLDFRContaminationAggregated | WLDFR | HFTD - Distribution - Tier 2 - 3QU CoRE ¦ 1QU LoRE | Red Flag Warning - Small Fires | Contamination | Aggregated | 2051 | 2.544e-07 | 489.6273 | 0.00012456 | 2051 | Mitigation | 0.95 | 45 | 0 | esc | 0.00097009 | 2.4679e-10 | 0.00097009 | 2.4679e-10
[35 empty] | 7.3.3.17.6 Updates to grid topology to minimize risk of ignition in HFTDs Butte County Rebuild | WLDFR | HFTD - Distribution - Tier 3 - 1QU CoRE ¦ 1QU LoRE | 2033 | 0.44401 | 0.0013798 | 0.88307 | 0 | 0.88307 |  |  |  |  | 0.0020216 | 1.2938 | 0 | 1.2938 | 0.39209 |  | 0.57446 | 0.0034014 | 0.0015103 | Column23: 2.1769; Column24: 0.96656; Column25: 0; Column26: 0; Column27: 2.1769; Column28: 0.96656; Column29: 0.0025498; Column30: 1.6318; Column31: 0; Column32: 1.6318; Column33: 0.72455 | WLDFR | HFTD - Distribution - Tier 3 - 4QU CoRE ¦ 3QU LoRE | Non-Red Flag Warning - Destructive Fires | 2052 | 4.1042e-10 | 4.1042e-10 | 11536.0538 | 319.4911 | 11216.5626 | 0 | 0 | 0 | 4.6874e-07 | 4.7346e-06 | 0 | 4.7346e-06 | 4.7346e-06 | 0 | 4.7346e-06 | 0 | 4.7425e-05 | 0.00010396 | 0 | 0.00010396 | [17 empty] | 7.3.3.17.5 (Remote Grid) Updates to grid topology to minimize risk of ignition in HFTDs Remote GridWLDFRContaminationAggregated | WLDFR | HFTD - Distribution - Tier 2 - 3QU CoRE ¦ 1QU LoRE | Red Flag Warning - Small Fires | Contamination | Aggregated | 2052 | 2.544e-07 | 489.6273 | 0.00012456 | 2052 | Mitigation | 0.95 | 45 | 0 | esc | 0.00097009 | 2.4679e-10 | 0.00097009 | 2.4679e-10
[35 empty] | 7.3.3.17.6 Updates to grid topology to minimize risk of ignition in HFTDs Butte County Rebuild | WLDFR | HFTD - Distribution - Tier 3 - 1QU CoRE ¦ 1QU LoRE | 2034 | 0.41496 | 0.0013798 | 0.88307 | 0 | 0.88307 |  |  |  |  | 0.0020216 | 1.2938 | 0 | 1.2938 | 0.36644 |  | 0.53688 | 0.0034014 | 0.0014115 | Column23: 2.1769; Column24: 0.90332; Column25: 0; Column26: 0; Column27: 2.1769; Column28: 0.90332; Column29: 0.0025498; Column30: 1.6318; Column31: 0; Column32: 1.6318; Column33: 0.67715 | WLDFR | HFTD - Distribution - Tier 3 - 4QU CoRE ¦ 3QU LoRE | Non-Red Flag Warning - Destructive Fires | 2053 | 4.1042e-10 | 4.1042e-10 | 12097.6769 | 340.5356 | 11757.1413 | 0 | 0 | 0 | 4.6874e-07 | 4.9651e-06 | 0 | 4.9651e-06 | 4.9651e-06 | 0 | 4.9651e-06 | 0 | 4.7425e-05 | 0.00010396 | 0 | 0.00010396 | [17 empty] | 7.3.3.17.5 (Remote Grid) Updates to grid topology to minimize risk of ignition in HFTDs Remote GridWLDFRContaminationAggregated | WLDFR | HFTD - Distribution - Tier 2 - 3QU CoRE ¦ 1QU LoRE | Red Flag Warning - Small Fires | Contamination | Aggregated | 2053 | 2.544e-07 | 489.6273 | 0.00012456 | 2053 | Mitigation | 0.95 | 45 | 0 | esc | 0.00097009 | 2.4679e-10 | 0.00097009 | 2.4679e-10
[35 empty] | 7.3.3.17.6 Updates to grid topology to minimize risk of ignition in HFTDs Butte County Rebuild | WLDFR | HFTD - Distribution - Tier 3 - 1QU CoRE ¦ 1QU LoRE | 2035 | 0.38782 | 0.0013798 | 0.88307 | 0 | 0.88307 |  |  |  |  | 0.0020216 | 1.2938 | 0 | 1.2938 | 0.34247 |  | 0.50176 | 0.0034014 | 0.0013191 | Column23: 2.1769; Column24: 0.84423; Column25: 0; Column26: 0; Column27: 2.1769; Column28: 0.84423; Column29: 0.0025498; Column30: 1.6318; Column31: 0; Column32: 1.6318; Column33: 0.63285 | WLDFR | HFTD - Distribution - Tier 3 - 4QU CoRE ¦ 3QU LoRE | Non-Red Flag Warning - Destructive Fires | 2054 | 4.1042e-10 | 4.1042e-10 | 12097.6769 | 340.5356 | 11757.1413 | 0 | 0 | 0 | 4.6874e-07 | 4.9651e-06 | 0 | 4.9651e-06 | 4.9651e-06 | 0 | 4.9651e-06 | 0 | 4.7425e-05 | 0.00010396 | 0 | 0.00010396 | [17 empty] | 7.3.3.17.5 (Remote Grid) Updates to grid topology to minimize risk of ignition in HFTDs Remote GridWLDFRContaminationAggregated | WLDFR | HFTD - Distribution - Tier 2 - 3QU CoRE ¦ 1QU LoRE | Red Flag Warning - Small Fires | Contamination | Aggregated | 2054 | 2.544e-07 | 489.6273 | 0.00012456 | 2054 | Mitigation | 0.95 | 45 | 0 | esc | 0.00097009 | 2.4679e-10 | 0.00097009 | 2.4679e-10
[35 empty] | 7.3.3.17.6 Updates to grid topology to minimize risk of ignition in HFTDs Butte County Rebuild | WLDFR | HFTD - Distribution - Tier 3 - 1QU CoRE ¦ 1QU LoRE | 2036 | 0.36245 | 0.0013798 | 0.88307 | 0 | 0.88307 |  |  |  |  | 0.0020216 | 1.2938 | 0 | 1.2938 | 0.32006 |  | 0.46893 | 0.0034014 | 0.0012328 | Column23: 2.1769; Column24: 0.789; Column25: 0; Column26: 0; Column27: 2.1769; Column28: 0.789; Column29: 0.0025498; Column30: 1.6318; Column31: 0; Column32: 1.6318; Column33: 0.59145 | WLDFR | HFTD - Distribution - Tier 3 - 4QU CoRE ¦ 3QU LoRE | Non-Red Flag Warning - Destructive Fires | 2055 | 4.1042e-10 | 4.1042e-10 | 12097.6769 | 340.5356 | 11757.1413 | 0 | 0 | 0 | 4.6874e-07 | 4.9651e-06 | 0 | 4.9651e-06 | 4.9651e-06 | 0 | 4.9651e-06 | 0 | 4.7425e-05 | 0.00010396 | 0 | 0.00010396 | [17 empty] | 7.3.3.17.5 (Remote Grid) Updates to grid topology to minimize risk of ignition in HFTDs Remote GridWLDFRContaminationAggregated | WLDFR | HFTD - Distribution - Tier 2 - 3QU CoRE ¦ 1QU LoRE | Red Flag Warning - Small Fires | Contamination | Aggregated | 2055 | 2.544e-07 | 489.6273 | 0.00012456 | 2055 | Mitigation | 0.95 | 45 | 0 | esc | 0.00097009 | 2.4679e-10 | 0.00097009 | 2.4679e-10
[35 empty] | 7.3.3.17.6 Updates to grid topology to minimize risk of ignition in HFTDs Butte County Rebuild | WLDFR | HFTD - Distribution - Tier 3 - 1QU CoRE ¦ 1QU LoRE | 2037 | 0.33873 | 0.0013798 | 0.88307 | 0 | 0.88307 |  |  |  |  | 0.0020216 | 1.2938 | 0 | 1.2938 | 0.29913 |  | 0.43825 | 0.0034014 | 0.0011522 | Column23: 2.1769; Column24: 0.73738; Column25: 0; Column26: 0; Column27: 2.1769; Column28: 0.73738; Column29: 0.0025498; Column30: 1.6318; Column31: 0; Column32: 1.6318; Column33: 0.55275 | WLDFR | HFTD - Distribution - Tier 3 - 4QU CoRE ¦ 3QU LoRE | Non-Red Flag Warning - Destructive Fires | 2056 | 4.1042e-10 | 4.1042e-10 | 12097.6769 | 340.5356 | 11757.1413 | 0 | 0 | 0 | 4.6874e-07 | 4.9651e-06 | 0 | 4.9651e-06 | 4.9651e-06 | 0 | 4.9651e-06 | 0 | 4.9751e-05 | 0.00010906 | 0 | 0.00010906 | [17 empty] | 7.3.3.17.5 (Remote Grid) Updates to grid topology to minimize risk of ignition in HFTDs Remote GridWLDFRContaminationAggregated | WLDFR | HFTD - Distribution - Tier 2 - 3QU CoRE ¦ 1QU LoRE | Red Flag Warning - Small Fires | Contamination | Aggregated | 2056 | 2.544e-07 | 489.6273 | 0.00012456 | 2056 | Mitigation | 0.95 | 45 | 0 | esc | 0.00097009 | 2.4679e-10 | 0.00097009 | 2.4679e-10
[35 empty] | 7.3.3.17.6 Updates to grid topology to minimize risk of ignition in HFTDs Butte County Rebuild | WLDFR | HFTD - Distribution - Tier 3 - 1QU CoRE ¦ 1QU LoRE | 2038 | 0.31657 | 0.0013798 | 0.92643 | 0 | 0.92643 |  |  |  |  | 0.0020216 | 1.3573 | 0 | 1.3573 | 0.29328 |  | 0.4297 | 0.0034014 | 0.0010768 | Column23: 2.2838; Column24: 0.72298; Column25: 0; Column26: 0; Column27: 2.2838; Column28: 0.72298; Column29: 0.0025498; Column30: 1.712; Column31: 0; Column32: 1.712; Column33: 0.54196 | WLDFR | HFTD - Distribution - Tier 3 - 4QU CoRE ¦ 3QU LoRE | Non-Red Flag Warning - Destructive Fires | 2057 | 4.1042e-10 | 4.1042e-10 | 12097.6769 | 340.5356 | 11757.1413 | 0 | 0 | 0 | 4.6874e-07 | 4.9651e-06 | 0 | 4.9651e-06 | 4.9651e-06 | 0 | 4.9651e-06 | 0 | 4.9751e-05 | 0.00010906 | 0 | 0.00010906 | [17 empty] | 7.3.3.17.5 (Remote Grid) Updates to grid topology to minimize risk of ignition in HFTDs Remote GridWLDFRContaminationAggregated | WLDFR | HFTD - Distribution - Tier 2 - 3QU CoRE ¦ 1QU LoRE | Red Flag Warning - Small Fires | Contamination | Aggregated | 2057 | 2.544e-07 | 489.6273 | 0.00012456 | 2057 | Mitigation | 0.95 | 45 | 0 | esc | 0.00097009 | 2.4679e-10 | 0.00097009 | 2.4679e-10
[35 empty] | 7.3.3.17.6 Updates to grid topology to minimize risk of ignition in HFTDs Butte County Rebuild | WLDFR | HFTD - Distribution - Tier 3 - 1QU CoRE ¦ 1QU LoRE | 2039 | 0.29586 | 0.0013798 | 0.92643 | 0 | 0.92643 |  |  |  |  | 0.0020216 | 1.3573 | 0 | 1.3573 | 0.2741 |  | 0.40159 | 0.0034014 | 0.0010064 | Column23: 2.2838; Column24: 0.67568; Column25: 0; Column26: 0; Column27: 2.2838; Column28: 0.67568; Column29: 0.0025498; Column30: 1.712; Column31: 0; Column32: 1.712; Column33: 0.5065 | WLDFR | HFTD - Distribution - Tier 3 - 4QU CoRE ¦ 3QU LoRE | Non-Red Flag Warning - Destructive Fires | 2058 | 4.1042e-10 | 4.1042e-10 | 12670.1796 | 362.3049 | 12307.8747 | 0 | 0 | 0 | 4.6874e-07 | 5.2001e-06 | 0 | 5.2001e-06 | 5.2001e-06 | 0 | 5.2001e-06 | 0 | 4.9751e-05 | 0.00010906 | 0 | 0.00010906 | [17 empty] | 7.3.3.17.5 (Remote Grid) Updates to grid topology to minimize risk of ignition in HFTDs Remote GridWLDFRContaminationAggregated | WLDFR | HFTD - Distribution - Tier 2 - 3QU CoRE ¦ 1QU LoRE | Red Flag Warning - Small Fires | Contamination | Aggregated | 2058 | 2.544e-07 | 489.6273 | 0.00012456 | 2058 | Mitigation | 0.95 | 45 | 0 | esc | 0.00097009 | 2.4679e-10 | 0.00097009 | 2.4679e-10
[35 empty] | 7.3.3.17.6 Updates to grid topology to minimize risk of ignition in HFTDs Butte County Rebuild | WLDFR | HFTD - Distribution - Tier 3 - 1QU CoRE ¦ 1QU LoRE | 2040 | 0.27651 | 0.0013798 | 0.92643 | 0 | 0.92643 |  |  |  |  | 0.0020216 | 1.3573 | 0 | 1.3573 | 0.25617 |  | 0.37531 | 0.0034014 | 0.00094053 | Column23: 2.2838; Column24: 0.63148; Column25: 0; Column26: 0; Column27: 2.2838; Column28: 0.63148; Column29: 0.0025498; Column30: 1.712; Column31: 0; Column32: 1.712; Column33: 0.47337 | WLDFR | HFTD - Distribution - Tier 3 - 4QU CoRE ¦ 3QU LoRE | Non-Red Flag Warning - Destructive Fires | 2059 | 4.1042e-10 | 4.1042e-10 | 12670.1796 | 362.3049 | 12307.8747 | 0 | 0 | 0 | 4.6874e-07 | 5.2001e-06 | 0 | 5.2001e-06 | 5.2001e-06 | 0 | 5.2001e-06 | 0 | 4.9751e-05 | 0.00010906 | 0 | 0.00010906 | [17 empty] | 7.3.3.17.5 (Remote Grid) Updates to grid topology to minimize risk of ignition in HFTDs Remote GridWLDFRContaminationAggregated | WLDFR | HFTD - Distribution - Tier 2 - 3QU CoRE ¦ 1QU LoRE | Red Flag Warning - Small Fires | Contamination | Aggregated | 2059 | 2.544e-07 | 489.6273 | 0.00012456 | 2059 | Mitigation | 0.95 | 45 | 0 | esc | 0.00097009 | 2.4679e-10 | 0.00097009 | 2.4679e-10
[35 empty] | 7.3.3.17.6 Updates to grid topology to minimize risk of ignition in HFTDs Butte County Rebuild | WLDFR | HFTD - Distribution - Tier 3 - 1QU CoRE ¦ 1QU LoRE | 2041 | 0.25842 | 0.0013798 | 0.92643 | 0 | 0.92643 |  |  |  |  | 0.0020216 | 1.3573 | 0 | 1.3573 | 0.23941 |  | 0.35076 | 0.0034014 | 0.000879 | Column23: 2.2838; Column24: 0.59017; Column25: 0; Column26: 0; Column27: 2.2838; Column28: 0.59017; Column29: 0.0025498; Column30: 1.712; Column31: 0; Column32: 1.712; Column33: 0.4424 | WLDFR | HFTD - Distribution - Tier 3 - 4QU CoRE ¦ 3QU LoRE | Non-Red Flag Warning - Destructive Fires | 2060 | 4.1042e-10 | 4.1042e-10 | 12670.1796 | 362.3049 | 12307.8747 | 0 | 0 | 0 | 4.6874e-07 | 5.2001e-06 | 0 | 5.2001e-06 | 5.2001e-06 | 0 | 5.2001e-06 | 0 | 4.9751e-05 | 0.00010906 | 0 | 0.00010906 | [17 empty] | 7.3.3.17.5 (Remote Grid) Updates to grid topology to minimize risk of ignition in HFTDs Remote GridWLDFRContaminationAggregated | WLDFR | HFTD - Distribution - Tier 2 - 3QU CoRE ¦ 1QU LoRE | Red Flag Warning - Small Fires | Contamination | Aggregated | 2060 | 2.544e-07 | 489.6273 | 0.00012456 | 2060 | Mitigation | 0.95 | 45 | 0 | esc | 0.00097009 | 2.4679e-10 | 0.00097009 | 2.4679e-10
[35 empty] | 7.3.3.17.6 Updates to grid topology to minimize risk of ignition in HFTDs Butte County Rebuild | WLDFR | HFTD - Distribution - Tier 3 - 1QU CoRE ¦ 1QU LoRE | 2042 | 0.24151 | 0.0013798 | 0.92643 | 0 | 0.92643 |  |  |  |  | 0.0020216 | 1.3573 | 0 | 1.3573 | 0.22375 |  | 0.32781 | 0.0034014 | 0.00082149 | Column23: 2.2838; Column24: 0.55156; Column25: 0; Column26: 0; Column27: 2.2838; Column28: 0.55156; Column29: 0.0025498; Column30: 1.712; Column31: 0; Column32: 1.712; Column33: 0.41346 | WLDFR | HFTD - Distribution - Tier 3 - 4QU CoRE ¦ 3QU LoRE | Non-Red Flag Warning - Destructive Fires | 2061 | 4.1042e-10 | 4.1042e-10 | 12670.1796 | 362.3049 | 12307.8747 | 0 | 0 | 0 | 4.6874e-07 | 5.2001e-06 | 0 | 5.2001e-06 | 5.2001e-06 | 0 | 5.2001e-06 | 0 | 5.2124e-05 | 0.00011426 | 0 | 0.00011426 | [17 empty] | 7.3.3.17.5 (Remote Grid) Updates to grid topology to minimize risk of ignition in HFTDs Remote GridWLDFRContaminationAggregated | WLDFR | HFTD - Distribution - Tier 2 - 3QU CoRE ¦ 1QU LoRE | Red Flag Warning - Small Fires | Contamination | Aggregated | 2061 | 2.544e-07 | 489.6273 | 0.00012456 | 2061 | Mitigation | 0.95 | 45 | 0 | esc | 0.00097009 | 2.4679e-10 | 0.00097009 | 2.4679e-10
[35 empty] | 7.3.3.17.6 Updates to grid topology to minimize risk of ignition in HFTDs Butte County Rebuild | WLDFR | HFTD - Distribution - Tier 3 - 1QU CoRE ¦ 1QU LoRE | 2043 | 0.22571 | 0.0013798 | 0.97262 | 0 | 0.97262 |  |  |  |  | 0.0020216 | 1.425 | 0 | 1.425 | 0.21953 |  | 0.32164 | 0.0034014 | 0.00076775 | Column23: 2.3976; Column24: 0.54118; Column25: 0; Column26: 0; Column27: 2.3976; Column28: 0.54118; Column29: 0.0025498; Column30: 1.7973; Column31: 0; Column32: 1.7973; Column33: 0.40567 | WLDFR | HFTD - Distribution - Tier 3 - 4QU CoRE ¦ 3QU LoRE | Non-Red Flag Warning - Destructive Fires | 2062 | 4.1042e-10 | 4.1042e-10 | 12670.1796 | 362.3049 | 12307.8747 | 0 | 0 | 0 | 4.6874e-07 | 5.2001e-06 | 0 | 5.2001e-06 | 5.2001e-06 | 0 | 5.2001e-06 | 0 | 5.2124e-05 | 0.00011426 | 0 | 0.00011426 | [17 empty] | 7.3.3.17.5 (Remote Grid) Updates to grid topology to minimize risk of ignition in HFTDs Remote GridWLDFRContaminationAggregated | WLDFR | HFTD - Distribution - Tier 2 - 3QU CoRE ¦ 1QU LoRE | Red Flag Warning - Small Fires | Contamination | Aggregated | 2062 | 2.544e-07 | 489.6273 | 0.00012456 | 2062 | Mitigation | 0.95 | 45 | 0 | esc | 0.00097009 | 2.4679e-10 | 0.00097009 | 2.4679e-10
[35 empty] | 7.3.3.17.6 Updates to grid topology to minimize risk of ignition in HFTDs Butte County Rebuild | WLDFR | HFTD - Distribution - Tier 3 - 1QU CoRE ¦ 1QU LoRE | 2044 | 0.21095 | 0.0013798 | 0.97262 | 0 | 0.97262 |  |  |  |  | 0.0020216 | 1.425 | 0 | 1.425 | 0.20517 |  | 0.3006 | 0.0034014 | 0.00071752 | Column23: 2.3976; Column24: 0.50577; Column25: 0; Column26: 0; Column27: 2.3976; Column28: 0.50577; Column29: 0.0025498; Column30: 1.7973; Column31: 0; Column32: 1.7973; Column33: 0.37914 | WLDFR | HFTD - Distribution - Tier 3 - 4QU CoRE ¦ 3QU LoRE | Non-Red Flag Warning - Destructive Fires | 2063 | 4.1042e-10 | 4.1042e-10 | 13246.6313 | 384.5316 | 12862.0997 | 0 | 0 | 0 | 4.6874e-07 | 5.4367e-06 | 0 | 5.4367e-06 | 5.4367e-06 | 0 | 5.4367e-06 | 0 | 5.2124e-05 | 0.00011426 | 0 | 0.00011426 | [17 empty] | 7.3.3.17.5 (Remote Grid) Updates to grid topology to minimize risk of ignition in HFTDs Remote GridWLDFRContaminationAggregated | WLDFR | HFTD - Distribution - Tier 2 - 3QU CoRE ¦ 1QU LoRE | Red Flag Warning - Small Fires | Contamination | Aggregated | 2063 | 2.544e-07 | 489.6273 | 0.00012456 | 2063 | Mitigation | 0.95 | 45 | 0 | esc | 0.00097009 | 2.4679e-10 | 0.00097009 | 2.4679e-10
[35 empty] | 7.3.3.17.6 Updates to grid topology to minimize risk of ignition in HFTDs Butte County Rebuild | WLDFR | HFTD - Distribution - Tier 3 - 1QU CoRE ¦ 1QU LoRE | 2045 | 0.19715 | 0.0013798 | 0.97262 | 0 | 0.97262 |  |  |  |  | 0.0020216 | 1.425 | 0 | 1.425 | 0.19175 |  | 0.28093 | 0.0034014 | 0.00067058 | Column23: 2.3976; Column24: 0.47268; Column25: 0; Column26: 0; Column27: 2.3976; Column28: 0.47268; Column29: 0.0025498; Column30: 1.7973; Column31: 0; Column32: 1.7973; Column33: 0.35433 | WLDFR | HFTD - Distribution - Tier 3 - 4QU CoRE ¦ 3QU LoRE | Non-Red Flag Warning - Destructive Fires | 2064 | 4.1042e-10 | 4.1042e-10 | 13246.6313 | 384.5316 | 12862.0997 | 0 | 0 | 0 | 4.6874e-07 | 5.4367e-06 | 0 | 5.4367e-06 | 5.4367e-06 | 0 | 5.4367e-06 | 0 | 5.2124e-05 | 0.00011426 | 0 | 0.00011426 | [17 empty] | 7.3.3.17.5 (Remote Grid) Updates to grid topology to minimize risk of ignition in HFTDs Remote GridWLDFRContaminationAggregated | WLDFR | HFTD - Distribution - Tier 2 - 3QU CoRE ¦ 1QU LoRE | Red Flag Warning - Small Fires | Contamination | Aggregated | 2064 | 2.544e-07 | 489.6273 | 0.00012456 | 2064 | Mitigation | 0.95 | 45 | 0 | esc | 0.00097009 | 2.4679e-10 | 0.00097009 | 2.4679e-10
[35 empty] | 7.3.3.17.6 Updates to grid topology to minimize risk of ignition in HFTDs Butte County Rebuild | WLDFR | HFTD - Distribution - Tier 3 - 1QU CoRE ¦ 1QU LoRE | 2046 | 0.18425 | 0.0013798 | 0.97262 | 0 | 0.97262 |  |  |  |  | 0.0020216 | 1.425 | 0 | 1.425 | 0.1792 |  | 0.26256 | 0.0034014 | 0.00062671 | Column23: 2.3976; Column24: 0.44176; Column25: 0; Column26: 0; Column27: 2.3976; Column28: 0.44176; Column29: 0.0025498; Column30: 1.7973; Column31: 0; Column32: 1.7973; Column33: 0.33115 | WLDFR | HFTD - Distribution - Tier 3 - 4QU CoRE ¦ 3QU LoRE | Non-Red Flag Warning - Destructive Fires | 2065 | 4.1042e-10 | 4.1042e-10 | 13246.6313 | 384.5316 | 12862.0997 | 0 | 0 | 0 | 4.6874e-07 | 5.4367e-06 | 0 | 5.4367e-06 | 5.4367e-06 | 0 | 5.4367e-06 | 0 | 5.2124e-05 | 0.00011426 | 0 | 0.00011426 | [17 empty] | 7.3.3.17.5 (Remote Grid) Updates to grid topology to minimize risk of ignition in HFTDs Remote GridWLDFRContaminationAggregated | WLDFR | HFTD - Distribution - Tier 2 - 3QU CoRE ¦ 1QU LoRE | Red Flag Warning - Small Fires | Contamination | Aggregated | 2065 | 2.544e-07 | 489.6273 | 0.00012456 | 2065 | Mitigation | 0.95 | 45 | 0 | esc | 0.00097009 | 2.4679e-10 | 0.00097009 | 2.4679e-10
[35 empty] | 7.3.3.17.6 Updates to grid topology to minimize risk of ignition in HFTDs Butte County Rebuild | WLDFR | HFTD - Distribution - Tier 3 - 1QU CoRE ¦ 1QU LoRE | 2047 | 0.1722 | 0.0013798 | 0.97262 | 0 | 0.97262 |  |  |  |  | 0.0020216 | 1.425 | 0 | 1.425 | 0.16748 |  | 0.24538 | 0.0034014 | 0.00058571 | Column23: 2.3976; Column24: 0.41286; Column25: 0; Column26: 0; Column27: 2.3976; Column28: 0.41286; Column29: 0.0025498; Column30: 1.7973; Column31: 0; Column32: 1.7973; Column33: 0.30949 | WLDFR | HFTD - Distribution - Tier 3 - 4QU CoRE ¦ 3QU LoRE | Non-Red Flag Warning - Destructive Fires | 2066 | 4.1042e-10 | 4.1042e-10 | 13246.6313 | 384.5316 | 12862.0997 | 0 | 0 | 0 | 4.6874e-07 | 5.4367e-06 | 0 | 5.4367e-06 | 5.4367e-06 | 0 | 5.4367e-06 | 0 | 5.4515e-05 | 0.0001195 | 0 | 0.0001195 | [17 empty] | 7.3.3.17.5 (Remote Grid) Updates to grid topology to minimize risk of ignition in HFTDs Remote GridWLDFRContaminationAggregated | WLDFR | HFTD - Distribution - Tier 2 - 3QU CoRE ¦ 1QU LoRE | Red Flag Warning - Small Fires | Contamination | Aggregated | 2066 | 2.544e-07 | 489.6273 | 0.00012456 | 2066 | Mitigation | 0.95 | 45 | 0 | esc | 0.00097009 | 2.4679e-10 | 0.00097009 | 2.4679e-10
[35 empty] | 7.3.3.17.6 Updates to grid topology to minimize risk of ignition in HFTDs Butte County Rebuild | WLDFR | HFTD - Distribution - Tier 3 - 1QU CoRE ¦ 1QU LoRE | 2048 | 0.16093 | 0.0013798 | 1.021 | 0 | 1.021 |  |  |  |  | 0.0020216 | 1.4959 | 0 | 1.4959 | 0.16432 |  | 0.24074 | 0.0034014 | 0.00054739 | Column23: 2.517; Column24: 0.40506; Column25: 0; Column26: 0; Column27: 2.517; Column28: 0.40506; Column29: 0.0025498; Column30: 1.8868; Column31: 0; Column32: 1.8868; Column33: 0.30364 | WLDFR | HFTD - Distribution - Tier 3 - 4QU CoRE ¦ 3QU LoRE | Non-Red Flag Warning - Destructive Fires | 2067 | 0 | 4.1042e-10 | 13246.6313 | 384.5316 | 12862.0997 | 0 | 0 | 0 | 4.6874e-07 | 0 | 0 | 0 | 5.4367e-06 | 0 | 5.4367e-06 | 0 | 5.4515e-05 | 0.0001195 | 0 | 0.0001195 | [17 empty] | 7.3.3.17.5 (Remote Grid) Updates to grid topology to minimize risk of ignition in HFTDs Remote GridWLDFRContaminationAggregated | WLDFR | HFTD - Distribution - Tier 2 - 3QU CoRE ¦ 1QU LoRE | Red Flag Warning - Small Fires | Contamination | Aggregated | 2067 | 2.544e-07 | 489.6273 | 0.00012456 | 2067 | Mitigation | 0.95 | 45 | 0 | esc | 0 | 0 | 0.00097009 | 2.4679e-10
[35 empty] | 7.3.3.17.6 Updates to grid topology to minimize risk of ignition in HFTDs Butte County Rebuild | WLDFR | HFTD - Distribution - Tier 3 - 1QU CoRE ¦ 1QU LoRE | 2049 | 0.1504 | 0.0013798 | 1.021 | 0 | 1.021 |  |  |  |  | 0.0020216 | 1.4959 | 0 | 1.4959 | 0.15357 |  | 0.22499 | 0.0034014 | 0.00051158 | Column23: 2.517; Column24: 0.37856; Column25: 0; Column26: 0; Column27: 2.517; Column28: 0.37856; Column29: 0.0025498; Column30: 1.8868; Column31: 0; Column32: 1.8868; Column33: 0.28377 | WLDFR | HFTD - Distribution - Tier 3 - 4QU CoRE ¦ 3QU LoRE | Non-Red Flag Warning - Large Fires | 2022 | 1.021e-08 | 0 | 5.2406 | 0.69642 | 2.942 | 1.6022 | 0 | 0 | 1.1383e-05 | 5.3505e-08 | 0 | 5.3505e-08 | 0 | 0 | 0 | 0 | 5.4515e-05 | 0.0001195 | 0 | 0.0001195 | [17 empty] | 7.3.3.17.5 (Remote Grid) Updates to grid topology to minimize risk of ignition in HFTDs Remote GridWLDFREquipment / facility failureAggregated | WLDFR | HFTD - Distribution - Tier 2 - 3QU CoRE ¦ 1QU LoRE | Red Flag Warning - Small Fires | Equipment / facility failure | Aggregated | 2022 | 0.00023496 | 489.6273 | 0.11504 | 2022 | Mitigation | 0.95 | 45 | 0 | esc | 0.00097009 | 2.2793e-07 | 0 | 0
[35 empty] | 7.3.3.17.6 Updates to grid topology to minimize risk of ignition in HFTDs Butte County Rebuild | WLDFR | HFTD - Distribution - Tier 3 - 1QU CoRE ¦ 1QU LoRE | 2050 | 0.14056 | 0.0013798 | 1.021 | 0 | 1.021 |  |  |  |  | 0.0020216 | 1.4959 | 0 | 1.4959 | 0.14352 |  | 0.21027 | 0.0034014 | 0.00047812 | Column23: 2.517; Column24: 0.35379; Column25: 0; Column26: 0; Column27: 2.517; Column28: 0.35379; Column29: 0.0025498; Column30: 1.8868; Column31: 0; Column32: 1.8868; Column33: 0.26521 | WLDFR | HFTD - Distribution - Tier 3 - 4QU CoRE ¦ 3QU LoRE | Non-Red Flag Warning - Large Fires | 2023 | 1.021e-08 | 1.021e-08 | 5.475 | 0.71896 | 3.0715 | 1.6846 | 0 | 0 | 1.1383e-05 | 5.5899e-08 | 0 | 5.5899e-08 | 5.5899e-08 | 0 | 5.5899e-08 | 0 | 5.4515e-05 | 0.0001195 | 0 | 0.0001195 | [17 empty] | 7.3.3.17.5 (Remote Grid) Updates to grid topology to minimize risk of ignition in HFTDs Remote GridWLDFREquipment / facility failureAggregated | WLDFR | HFTD - Distribution - Tier 2 - 3QU CoRE ¦ 1QU LoRE | Red Flag Warning - Small Fires | Equipment / facility failure | Aggregated | 2023 | 0.00023496 | 489.6273 | 0.11504 | 2023 | Mitigation | 0.95 | 45 | 0 | esc | 0.00097009 | 2.2793e-07 | 0.00097009 | 2.2793e-07
[35 empty] | 7.3.3.17.6 Updates to grid topology to minimize risk of ignition in HFTDs Butte County Rebuild | WLDFR | HFTD - Distribution - Tier 3 - 1QU CoRE ¦ 1QU LoRE | 2051 | 0.13137 | 0.0013798 | 1.021 | 0 | 1.021 |  |  |  |  | 0.0020216 | 1.4959 | 0 | 1.4959 | 0.13413 |  | 0.19652 | 0.0034014 | 0.00044684 | Column23: 2.517; Column24: 0.33065; Column25: 0; Column26: 0; Column27: 2.517; Column28: 0.33065; Column29: 0.0025498; Column30: 1.8868; Column31: 0; Column32: 1.8868; Column33: 0.24786 | WLDFR | HFTD - Distribution - Tier 3 - 4QU CoRE ¦ 3QU LoRE | Non-Red Flag Warning - Large Fires | 2024 | 1.021e-08 | 1.021e-08 | 5.475 | 0.71896 | 3.0715 | 1.6846 | 0 | 0 | 1.1383e-05 | 5.5899e-08 | 0 | 5.5899e-08 | 5.5899e-08 | 0 | 5.5899e-08 | 0 | 5.4515e-05 | 0.0001195 | 0 | 0.0001195 | [17 empty] | 7.3.3.17.5 (Remote Grid) Updates to grid topology to minimize risk of ignition in HFTDs Remote GridWLDFREquipment / facility failureAggregated | WLDFR | HFTD - Distribution - Tier 2 - 3QU CoRE ¦ 1QU LoRE | Red Flag Warning - Small Fires | Equipment / facility failure | Aggregated | 2024 | 0.00023496 | 489.6273 | 0.11504 | 2024 | Mitigation | 0.95 | 45 | 0 | esc | 0.00097009 | 2.2793e-07 | 0.00097009 | 2.2793e-07
[35 empty] | 7.3.3.17.6 Updates to grid topology to minimize risk of ignition in HFTDs Butte County Rebuild | WLDFR | HFTD - Distribution - Tier 3 - 1QU CoRE ¦ 1QU LoRE | 2052 | 0.12277 | 0.0013798 | 1.021 | 0 | 1.021 |  |  |  |  | 0.0020216 | 1.4959 | 0 | 1.4959 | 0.12536 |  | 0.18366 | 0.0034014 | 0.0004176 | Column23: 2.517; Column24: 0.30902; Column25: 0; Column26: 0; Column27: 2.517; Column28: 0.30902; Column29: 0.0025498; Column30: 1.8868; Column31: 0; Column32: 1.8868; Column33: 0.23164 | WLDFR | HFTD - Distribution - Tier 3 - 4QU CoRE ¦ 3QU LoRE | Non-Red Flag Warning - Large Fires | 2025 | 1.021e-08 | 1.021e-08 | 5.475 | 0.71896 | 3.0715 | 1.6846 | 0 | 0 | 1.1383e-05 | 5.5899e-08 | 0 | 5.5899e-08 | 5.5899e-08 | 0 | 5.5899e-08 | 0 | 5.6897e-05 | 0.00012472 | 0 | 0.00012472 | [17 empty] | 7.3.3.17.5 (Remote Grid) Updates to grid topology to minimize risk of ignition in HFTDs Remote GridWLDFREquipment / facility failureAggregated | WLDFR | HFTD - Distribution - Tier 2 - 3QU CoRE ¦ 1QU LoRE | Red Flag Warning - Small Fires | Equipment / facility failure | Aggregated | 2025 | 0.00023496 | 489.6273 | 0.11504 | 2025 | Mitigation | 0.95 | 45 | 0 | esc | 0.00097009 | 2.2793e-07 | 0.00097009 | 2.2793e-07
[35 empty] | 7.3.3.17.6 Updates to grid topology to minimize risk of ignition in HFTDs Butte County Rebuild | WLDFR | HFTD - Distribution - Tier 3 - 1QU CoRE ¦ 1QU LoRE | 2053 | 0.11474 | 0.0013798 | 1.0711 | 0 | 1.0711 |  |  |  |  | 0.0020216 | 1.5692 | 0 | 1.5692 | 0.1229 |  | 0.18006 | 0.0034014 | 0.00039028 | Column23: 2.6403; Column24: 0.30295; Column25: 0; Column26: 0; Column27: 2.6403; Column28: 0.30295; Column29: 0.0025498; Column30: 1.9792; Column31: 0; Column32: 1.9792; Column33: 0.2271 | WLDFR | HFTD - Distribution - Tier 3 - 4QU CoRE ¦ 3QU LoRE | Non-Red Flag Warning - Large Fires | 2026 | 1.021e-08 | 1.021e-08 | 5.475 | 0.71896 | 3.0715 | 1.6846 | 0 | 0 | 1.1383e-05 | 5.5899e-08 | 0 | 5.5899e-08 | 5.5899e-08 | 0 | 5.5899e-08 | 0 | 5.6897e-05 | 0.00012472 | 0 | 0.00012472 | [17 empty] | 7.3.3.17.5 (Remote Grid) Updates to grid topology to minimize risk of ignition in HFTDs Remote GridWLDFREquipment / facility failureAggregated | WLDFR | HFTD - Distribution - Tier 2 - 3QU CoRE ¦ 1QU LoRE | Red Flag Warning - Small Fires | Equipment / facility failure | Aggregated | 2026 | 0.00023496 | 489.6273 | 0.11504 | 2026 | Mitigation | 0.95 | 45 | 0 | esc | 0.00097009 | 2.2793e-07 | 0.00097009 | 2.2793e-07
[35 empty] | 7.3.3.17.6 Updates to grid topology to minimize risk of ignition in HFTDs Butte County Rebuild | WLDFR | HFTD - Distribution - Tier 3 - 1QU CoRE ¦ 1QU LoRE | 2054 | 0.10723 | 0.0013798 | 1.0711 | 0 | 1.0711 |  |  |  |  | 0.0020216 | 1.5692 | 0 | 1.5692 | 0.11486 |  | 0.16828 | 0.0034014 | 0.00036475 | Column23: 2.6403; Column24: 0.28313; Column25: 0; Column26: 0; Column27: 2.6403; Column28: 0.28313; Column29: 0.0025498; Column30: 1.9792; Column31: 0; Column32: 1.9792; Column33: 0.21224 | WLDFR | HFTD - Distribution - Tier 3 - 4QU CoRE ¦ 3QU LoRE | Non-Red Flag Warning - Large Fires | 2027 | 1.021e-08 | 1.021e-08 | 5.475 | 0.71896 | 3.0715 | 1.6846 | 0 | 0 | 1.1383e-05 | 5.5899e-08 | 0 | 5.5899e-08 | 5.5899e-08 | 0 | 5.5899e-08 | 0 | 5.6897e-05 | 0.00012472 | 0 | 0.00012472 | [17 empty] | 7.3.3.17.5 (Remote Grid) Updates to grid topology to minimize risk of ignition in HFTDs Remote GridWLDFREquipment / facility failureAggregated | WLDFR | HFTD - Distribution - Tier 2 - 3QU CoRE ¦ 1QU LoRE | Red Flag Warning - Small Fires | Equipment / facility failure | Aggregated | 2027 | 0.00023496 | 489.6273 | 0.11504 | 2027 | Mitigation | 0.95 | 45 | 0 | esc | 0.00097009 | 2.2793e-07 | 0.00097009 | 2.2793e-07
[35 empty] | 7.3.3.17.6 Updates to grid topology to minimize risk of ignition in HFTDs Butte County Rebuild | WLDFR | HFTD - Distribution - Tier 3 - 1QU CoRE ¦ 1QU LoRE | 2055 | 0.10022 | 0.0013798 | 1.0711 | 0 | 1.0711 |  |  |  |  | 0.0020216 | 1.5692 | 0 | 1.5692 | 0.10734 |  | 0.15727 | 0.0034014 | 0.00034089 | Column23: 2.6403; Column24: 0.26461; Column25: 0; Column26: 0; Column27: 2.6403; Column28: 0.26461; Column29: 0.0025498; Column30: 1.9792; Column31: 0; Column32: 1.9792; Column33: 0.19836 | WLDFR | HFTD - Distribution - Tier 3 - 4QU CoRE ¦ 3QU LoRE | Non-Red Flag Warning - Large Fires | 2028 | 1.021e-08 | 1.021e-08 | 5.777 | 0.74734 | 3.238 | 1.7917 | 0 | 0 | 1.1383e-05 | 5.8982e-08 | 0 | 5.8982e-08 | 5.8982e-08 | 0 | 5.8982e-08 | 0 | 0 | 0.00012472 | 0 | 0.00012472 | [17 empty] | 7.3.3.17.5 (Remote Grid) Updates to grid topology to minimize risk of ignition in HFTDs Remote GridWLDFREquipment / facility failureAggregated | WLDFR | HFTD - Distribution - Tier 2 - 3QU CoRE ¦ 1QU LoRE | Red Flag Warning - Small Fires | Equipment / facility failure | Aggregated | 2028 | 0.00023496 | 489.6273 | 0.11504 | 2028 | Mitigation | 0.95 | 45 | 0 | esc | 0.00097009 | 2.2793e-07 | 0.00097009 | 2.2793e-07
[35 empty] | 7.3.3.17.6 Updates to grid topology to minimize risk of ignition in HFTDs Butte County Rebuild | WLDFR | HFTD - Distribution - Tier 3 - 1QU CoRE ¦ 1QU LoRE | 2056 | 0.093663 | 0.0013798 | 1.0711 | 0 | 1.0711 |  |  |  |  | 0.0020216 | 1.5692 | 0 | 1.5692 | 0.10032 |  | 0.14698 | 0.0034014 | 0.00031859 | Column23: 2.6403; Column24: 0.2473; Column25: 0; Column26: 0; Column27: 2.6403; Column28: 0.2473; Column29: 0.0025498; Column30: 1.9792; Column31: 0; Column32: 1.9792; Column33: 0.18538 | WLDFR | HFTD - Distribution - Tier 3 - 4QU CoRE ¦ 3QU LoRE | Non-Red Flag Warning - Large Fires | 2029 | 1.021e-08 | 1.021e-08 | 5.777 | 0.74734 | 3.238 | 1.7917 | 0 | 0 | 1.1383e-05 | 5.8982e-08 | 0 | 5.8982e-08 | 5.8982e-08 | 0 | 5.8982e-08 | 0 | 0 | 0 | 0 | 0 | [17 empty] | 7.3.3.17.5 (Remote Grid) Updates to grid topology to minimize risk of ignition in HFTDs Remote GridWLDFREquipment / facility failureAggregated | WLDFR | HFTD - Distribution - Tier 2 - 3QU CoRE ¦ 1QU LoRE | Red Flag Warning - Small Fires | Equipment / facility failure | Aggregated | 2029 | 0.00023496 | 489.6273 | 0.11504 | 2029 | Mitigation | 0.95 | 45 | 0 | esc | 0.00097009 | 2.2793e-07 | 0.00097009 | 2.2793e-07
[35 empty] | 7.3.3.17.6 Updates to grid topology to minimize risk of ignition in HFTDs Butte County Rebuild | WLDFR | HFTD - Distribution - Tier 3 - 1QU CoRE ¦ 1QU LoRE | 2057 | 0.087535 | 0.0013798 | 1.0711 | 0 | 1.0711 |  |  |  |  | 0.0020216 | 1.5692 | 0 | 1.5692 | 0.093757 |  | 0.13736 | 0.0034014 | 0.00029775 | Column23: 2.6403; Column24: 0.23112; Column25: 0; Column26: 0; Column27: 2.6403; Column28: 0.23112; Column29: 0.0025498; Column30: 1.9792; Column31: 0; Column32: 1.9792; Column33: 0.17325 | WLDFR | HFTD - Distribution - Tier 3 - 4QU CoRE ¦ 3QU LoRE | Non-Red Flag Warning - Large Fires | 2030 | 1.021e-08 | 1.021e-08 | 5.777 | 0.74734 | 3.238 | 1.7917 | 0 | 0 | 1.1383e-05 | 5.8982e-08 | 0 | 5.8982e-08 | 5.8982e-08 | 0 | 5.8982e-08 | 0 | 2.6549e-05 | 0 | 0 | 0 | [17 empty] | 7.3.3.17.5 (Remote Grid) Updates to grid topology to minimize risk of ignition in HFTDs Remote GridWLDFREquipment / facility failureAggregated | WLDFR | HFTD - Distribution - Tier 2 - 3QU CoRE ¦ 1QU LoRE | Red Flag Warning - Small Fires | Equipment / facility failure | Aggregated | 2030 | 0.00023496 | 489.6273 | 0.11504 | 2030 | Mitigation | 0.95 | 45 | 0 | esc | 0.00097009 | 2.2793e-07 | 0.00097009 | 2.2793e-07
[35 empty] | 7.3.3.17.6 Updates to grid topology to minimize risk of ignition in HFTDs Butte County Rebuild | WLDFR | HFTD - Distribution - Tier 3 - 1QU CoRE ¦ 1QU LoRE | 2058 | 0.081809 | 0.0013798 | 1.1221 | 0 | 1.1221 |  |  |  |  | 0.0020216 | 1.644 | 0 | 1.644 | 0.091799 |  | 0.1345 | 0.0034014 | 0.00027827 | Column23: 2.7662; Column24: 0.2263; Column25: 0; Column26: 0; Column27: 2.7662; Column28: 0.2263; Column29: 0.0025498; Column30: 2.0736; Column31: 0; Column32: 2.0736; Column33: 0.16964 | WLDFR | HFTD - Distribution - Tier 3 - 4QU CoRE ¦ 3QU LoRE | Non-Red Flag Warning - Large Fires | 2031 | 1.021e-08 | 1.021e-08 | 5.777 | 0.74734 | 3.238 | 1.7917 | 0 | 0 | 1.1383e-05 | 5.8982e-08 | 0 | 5.8982e-08 | 5.8982e-08 | 0 | 5.8982e-08 | 0 | 2.7519e-05 | 6.0322e-05 | 0 | 6.0322e-05 | [17 empty] | 7.3.3.17.5 (Remote Grid) Updates to grid topology to minimize risk of ignition in HFTDs Remote GridWLDFREquipment / facility failureAggregated | WLDFR | HFTD - Distribution - Tier 2 - 3QU CoRE ¦ 1QU LoRE | Red Flag Warning - Small Fires | Equipment / facility failure | Aggregated | 2031 | 0.00023496 | 489.6273 | 0.11504 | 2031 | Mitigation | 0.95 | 45 | 0 | esc | 0.00097009 | 2.2793e-07 | 0.00097009 | 2.2793e-07
[35 empty] | 7.3.3.17.6 Updates to grid topology to minimize risk of ignition in HFTDs Butte County Rebuild | WLDFR | HFTD - Distribution - Tier 3 - 1QU CoRE ¦ 1QU LoRE | 2059 | 0.076457 | 0.0013798 | 1.1221 | 0 | 1.1221 |  |  |  |  | 0.0020216 | 1.644 | 0 | 1.644 | 0.085794 |  | 0.1257 | 0.0034014 | 0.00026006 | Column23: 2.7662; Column24: 0.21149; Column25: 0; Column26: 0; Column27: 2.7662; Column28: 0.21149; Column29: 0.0025498; Column30: 2.0736; Column31: 0; Column32: 2.0736; Column33: 0.15854 | WLDFR | HFTD - Distribution - Tier 3 - 4QU CoRE ¦ 3QU LoRE | Non-Red Flag Warning - Large Fires | 2032 | 1.021e-08 | 1.021e-08 | 5.777 | 0.74734 | 3.238 | 1.7917 | 0 | 0 | 1.1383e-05 | 5.8982e-08 | 0 | 5.8982e-08 | 5.8982e-08 | 0 | 5.8982e-08 | 0 | 2.7519e-05 | 6.0322e-05 | 0 | 6.0322e-05 | [17 empty] | 7.3.3.17.5 (Remote Grid) Updates to grid topology to minimize risk of ignition in HFTDs Remote GridWLDFREquipment / facility failureAggregated | WLDFR | HFTD - Distribution - Tier 2 - 3QU CoRE ¦ 1QU LoRE | Red Flag Warning - Small Fires | Equipment / facility failure | Aggregated | 2032 | 0.00023496 | 489.6273 | 0.11504 | 2032 | Mitigation | 0.95 | 45 | 0 | esc | 0.00097009 | 2.2793e-07 | 0.00097009 | 2.2793e-07
[35 empty] | 7.3.3.17.6 Updates to grid topology to minimize risk of ignition in HFTDs Butte County Rebuild | WLDFR | HFTD - Distribution - Tier 3 - 1QU CoRE ¦ 1QU LoRE | 2060 | 0.071455 | 0.0013798 | 1.1221 | 0 | 1.1221 |  |  |  |  | 0.0020216 | 1.644 | 0 | 1.644 | 0.080181 |  | 0.11747 | 0.0034014 | 0.00024305 | Column23: 2.7662; Column24: 0.19766; Column25: 0; Column26: 0; Column27: 2.7662; Column28: 0.19766; Column29: 0.0025498; Column30: 2.0736; Column31: 0; Column32: 2.0736; Column33: 0.14817 | WLDFR | HFTD - Distribution - Tier 3 - 4QU CoRE ¦ 3QU LoRE | Non-Red Flag Warning - Large Fires | 2033 | 1.021e-08 | 1.021e-08 | 6.1205 | 0.77885 | 3.4265 | 1.9151 | 0 | 0 | 1.1383e-05 | 6.2489e-08 | 0 | 6.2489e-08 | 6.2489e-08 | 0 | 6.2489e-08 | 0 | 2.7519e-05 | 6.0322e-05 | 0 | 6.0322e-05 | [17 empty] | 7.3.3.17.5 (Remote Grid) Updates to grid topology to minimize risk of ignition in HFTDs Remote GridWLDFREquipment / facility failureAggregated | WLDFR | HFTD - Distribution - Tier 2 - 3QU CoRE ¦ 1QU LoRE | Red Flag Warning - Small Fires | Equipment / facility failure | Aggregated | 2033 | 0.00023496 | 489.6273 | 0.11504 | 2033 | Mitigation | 0.95 | 45 | 0 | esc | 0.00097009 | 2.2793e-07 | 0.00097009 | 2.2793e-07
[35 empty] | 7.3.3.17.6 Updates to grid topology to minimize risk of ignition in HFTDs Butte County Rebuild | WLDFR | HFTD - Distribution - Tier 3 - 1QU CoRE ¦ 1QU LoRE | 2061 | 0.06678 | 0.0013798 | 1.1221 | 0 | 1.1221 |  |  |  |  | 0.0020216 | 1.644 | 0 | 1.644 | 0.074935 |  | 0.10979 | 0.0034014 | 0.00022715 | Column23: 2.7662; Column24: 0.18472; Column25: 0; Column26: 0; Column27: 2.7662; Column28: 0.18472; Column29: 0.0025498; Column30: 2.0736; Column31: 0; Column32: 2.0736; Column33: 0.13847 | WLDFR | HFTD - Distribution - Tier 3 - 4QU CoRE ¦ 3QU LoRE | Non-Red Flag Warning - Large Fires | 2034 | 1.021e-08 | 1.021e-08 | 6.1205 | 0.77885 | 3.4265 | 1.9151 | 0 | 0 | 1.1383e-05 | 6.2489e-08 | 0 | 6.2489e-08 | 6.2489e-08 | 0 | 6.2489e-08 | 0 | 2.7519e-05 | 6.0322e-05 | 0 | 6.0322e-05 | [17 empty] | 7.3.3.17.5 (Remote Grid) Updates to grid topology to minimize risk of ignition in HFTDs Remote GridWLDFREquipment / facility failureAggregated | WLDFR | HFTD - Distribution - Tier 2 - 3QU CoRE ¦ 1QU LoRE | Red Flag Warning - Small Fires | Equipment / facility failure | Aggregated | 2034 | 0.00023496 | 489.6273 | 0.11504 | 2034 | Mitigation | 0.95 | 45 | 0 | esc | 0.00097009 | 2.2793e-07 | 0.00097009 | 2.2793e-07
[35 empty] | 7.3.3.17.6 Updates to grid topology to minimize risk of ignition in HFTDs Butte County Rebuild | WLDFR | HFTD - Distribution - Tier 3 - 1QU CoRE ¦ 1QU LoRE | 2062 | 0.062412 | 0.0013798 | 1.1221 | 0 | 1.1221 |  |  |  |  | 0.0020216 | 1.644 | 0 | 1.644 | 0.070033 |  | 0.10261 | 0.0034014 | 0.00021229 | Column23: 2.7662; Column24: 0.17264; Column25: 0; Column26: 0; Column27: 2.7662; Column28: 0.17264; Column29: 0.0025498; Column30: 2.0736; Column31: 0; Column32: 2.0736; Column33: 0.12941 | WLDFR | HFTD - Distribution - Tier 3 - 4QU CoRE ¦ 3QU LoRE | Non-Red Flag Warning - Large Fires | 2035 | 1.021e-08 | 1.021e-08 | 6.1205 | 0.77885 | 3.4265 | 1.9151 | 0 | 0 | 1.1383e-05 | 6.2489e-08 | 0 | 6.2489e-08 | 6.2489e-08 | 0 | 6.2489e-08 | 0 | 2.7519e-05 | 6.0322e-05 | 0 | 6.0322e-05 | [17 empty] | 7.3.3.17.5 (Remote Grid) Updates to grid topology to minimize risk of ignition in HFTDs Remote GridWLDFREquipment / facility failureAggregated | WLDFR | HFTD - Distribution - Tier 2 - 3QU CoRE ¦ 1QU LoRE | Red Flag Warning - Small Fires | Equipment / facility failure | Aggregated | 2035 | 0.00023496 | 489.6273 | 0.11504 | 2035 | Mitigation | 0.95 | 45 | 0 | esc | 0.00097009 | 2.2793e-07 | 0.00097009 | 2.2793e-07
[35 empty] | 7.3.3.17.6 Updates to grid topology to minimize risk of ignition in HFTDs Butte County Rebuild | WLDFR | HFTD - Distribution - Tier 3 - 1QU CoRE ¦ 1QU LoRE | 2063 | 0.058329 | 0.0013798 | 1.1736 | 0 | 1.1736 |  |  |  |  | 0.0020216 | 1.7194 | 0 | 1.7194 | 0.068452 |  | 0.10029 | 0.0034014 | 0.0001984 | Column23: 2.893; Column24: 0.16874; Column25: 0; Column26: 0; Column27: 2.893; Column28: 0.16874; Column29: 0.0025498; Column30: 2.1686; Column31: 0; Column32: 2.1686; Column33: 0.12649 | WLDFR | HFTD - Distribution - Tier 3 - 4QU CoRE ¦ 3QU LoRE | Non-Red Flag Warning - Large Fires | 2036 | 1.021e-08 | 1.021e-08 | 6.1205 | 0.77885 | 3.4265 | 1.9151 | 0 | 0 | 1.1383e-05 | 6.2489e-08 | 0 | 6.2489e-08 | 6.2489e-08 | 0 | 6.2489e-08 | 0 | 2.874e-05 | 6.2999e-05 | 0 | 6.2999e-05 | [17 empty] | 7.3.3.17.5 (Remote Grid) Updates to grid topology to minimize risk of ignition in HFTDs Remote GridWLDFREquipment / facility failureAggregated | WLDFR | HFTD - Distribution - Tier 2 - 3QU CoRE ¦ 1QU LoRE | Red Flag Warning - Small Fires | Equipment / facility failure | Aggregated | 2036 | 0.00023496 | 489.6273 | 0.11504 | 2036 | Mitigation | 0.95 | 45 | 0 | esc | 0.00097009 | 2.2793e-07 | 0.00097009 | 2.2793e-07
[35 empty] | 7.3.3.17.6 Updates to grid topology to minimize risk of ignition in HFTDs Butte County Rebuild | WLDFR | HFTD - Distribution - Tier 3 - 1QU CoRE ¦ 1QU LoRE | 2064 | 0.054513 | 0.0013798 | 1.1736 | 0 | 1.1736 |  |  |  |  | 0.0020216 | 1.7194 | 0 | 1.7194 | 0.063974 |  | 0.093729 | 0.0034014 | 0.00018542 | Column23: 2.893; Column24: 0.1577; Column25: 0; Column26: 0; Column27: 2.893; Column28: 0.1577; Column29: 0.0025498; Column30: 2.1686; Column31: 0; Column32: 2.1686; Column33: 0.11822 | WLDFR | HFTD - Distribution - Tier 3 - 4QU CoRE ¦ 3QU LoRE | Non-Red Flag Warning - Large Fires | 2037 | 1.021e-08 | 1.021e-08 | 6.1205 | 0.77885 | 3.4265 | 1.9151 | 0 | 0 | 1.1383e-05 | 6.2489e-08 | 0 | 6.2489e-08 | 6.2489e-08 | 0 | 6.2489e-08 | 0 | 2.874e-05 | 6.2999e-05 | 0 | 6.2999e-05 | [17 empty] | 7.3.3.17.5 (Remote Grid) Updates to grid topology to minimize risk of ignition in HFTDs Remote GridWLDFREquipment / facility failureAggregated | WLDFR | HFTD - Distribution - Tier 2 - 3QU CoRE ¦ 1QU LoRE | Red Flag Warning - Small Fires | Equipment / facility failure | Aggregated | 2037 | 0.00023496 | 489.6273 | 0.11504 | 2037 | Mitigation | 0.95 | 45 | 0 | esc | 0.00097009 | 2.2793e-07 | 0.00097009 | 2.2793e-07
[35 empty] | 7.3.3.17.6 Updates to grid topology to minimize risk of ignition in HFTDs Butte County Rebuild | WLDFR | HFTD - Distribution - Tier 3 - 1QU CoRE ¦ 1QU LoRE | 2065 | 0.050946 | 0.0013798 | 1.1736 | 0 | 1.1736 |  |  |  |  | 0.0020216 | 1.7194 | 0 | 1.7194 | 0.059789 |  | 0.087597 | 0.0034014 | 0.00017329 | Column23: 2.893; Column24: 0.14739; Column25: 0; Column26: 0; Column27: 2.893; Column28: 0.14739; Column29: 0.0025498; Column30: 2.1686; Column31: 0; Column32: 2.1686; Column33: 0.11048 | WLDFR | HFTD - Distribution - Tier 3 - 4QU CoRE ¦ 3QU LoRE | Non-Red Flag Warning - Large Fires | 2038 | 1.021e-08 | 1.021e-08 | 6.5028 | 0.81304 | 3.6355 | 2.0543 | 0 | 0 | 1.1383e-05 | 6.6392e-08 | 0 | 6.6392e-08 | 6.6392e-08 | 0 | 6.6392e-08 | 0 | 2.874e-05 | 6.2999e-05 | 0 | 6.2999e-05 | [17 empty] | 7.3.3.17.5 (Remote Grid) Updates to grid topology to minimize risk of ignition in HFTDs Remote GridWLDFREquipment / facility failureAggregated | WLDFR | HFTD - Distribution - Tier 2 - 3QU CoRE ¦ 1QU LoRE | Red Flag Warning - Small Fires | Equipment / facility failure | Aggregated | 2038 | 0.00023496 | 489.6273 | 0.11504 | 2038 | Mitigation | 0.95 | 45 | 0 | esc | 0.00097009 | 2.2793e-07 | 0.00097009 | 2.2793e-07
[35 empty] | 7.3.3.17.6 Updates to grid topology to minimize risk of ignition in HFTDs Butte County Rebuild | WLDFR | HFTD - Distribution - Tier 3 - 1QU CoRE ¦ 1QU LoRE | 2066 | 0.047613 | 0.0013798 | 1.1736 | 0 | 1.1736 |  |  |  |  | 0.0020216 | 1.7194 | 0 | 1.7194 | 0.055877 |  | 0.081867 | 0.0034014 | 0.00016195 | Column23: 2.893; Column24: 0.13774; Column25: 0; Column26: 0; Column27: 2.893; Column28: 0.13774; Column29: 0.0025498; Column30: 2.1686; Column31: 0; Column32: 2.1686; Column33: 0.10326 | WLDFR | HFTD - Distribution - Tier 3 - 4QU CoRE ¦ 3QU LoRE | Non-Red Flag Warning - Large Fires | 2039 | 1.021e-08 | 1.021e-08 | 6.5028 | 0.81304 | 3.6355 | 2.0543 | 0 | 0 | 1.1383e-05 | 6.6392e-08 | 0 | 6.6392e-08 | 6.6392e-08 | 0 | 6.6392e-08 | 0 | 2.874e-05 | 6.2999e-05 | 0 | 6.2999e-05 | [17 empty] | 7.3.3.17.5 (Remote Grid) Updates to grid topology to minimize risk of ignition in HFTDs Remote GridWLDFREquipment / facility failureAggregated | WLDFR | HFTD - Distribution - Tier 2 - 3QU CoRE ¦ 1QU LoRE | Red Flag Warning - Small Fires | Equipment / facility failure | Aggregated | 2039 | 0.00023496 | 489.6273 | 0.11504 | 2039 | Mitigation | 0.95 | 45 | 0 | esc | 0.00097009 | 2.2793e-07 | 0.00097009 | 2.2793e-07
[35 empty] | 7.3.3.17.6 Updates to grid topology to minimize risk of ignition in HFTDs Butte County Rebuild | WLDFR | HFTD - Distribution - Tier 3 - 1QU CoRE ¦ 1QU LoRE | 2067 | 0.044499 | 0.0013798 | 1.1736 | 0 | 1.1736 |  |  |  |  | 0.0020216 | 1.7194 | 0 | 1.7194 | 0.052222 |  | 0.076511 | 0.0034014 | 0.00015136 | Column23: 2.893; Column24: 0.12873; Column25: 0; Column26: 0; Column27: 2.893; Column28: 0.12873; Column29: 0.0025498; Column30: 2.1686; Column31: 0; Column32: 2.1686; Column33: 0.0965 | WLDFR | HFTD - Distribution - Tier 3 - 4QU CoRE ¦ 3QU LoRE | Non-Red Flag Warning - Large Fires | 2040 | 1.021e-08 | 1.021e-08 | 6.5028 | 0.81304 | 3.6355 | 2.0543 | 0 | 0 | 1.1383e-05 | 6.6392e-08 | 0 | 6.6392e-08 | 6.6392e-08 | 0 | 6.6392e-08 | 0 | 2.874e-05 | 6.2999e-05 | 0 | 6.2999e-05 | [17 empty] | 7.3.3.17.5 (Remote Grid) Updates to grid topology to minimize risk of ignition in HFTDs Remote GridWLDFREquipment / facility failureAggregated | WLDFR | HFTD - Distribution - Tier 2 - 3QU CoRE ¦ 1QU LoRE | Red Flag Warning - Small Fires | Equipment / facility failure | Aggregated | 2040 | 0.00023496 | 489.6273 | 0.11504 | 2040 | Mitigation | 0.95 | 45 | 0 | esc | 0.00097009 | 2.2793e-07 | 0.00097009 | 2.2793e-07
[35 empty] | 7.3.3.17.6 Updates to grid topology to minimize risk of ignition in HFTDs Butte County Rebuild | WLDFR | HFTD - Distribution - Tier 3 - 1QU CoRE ¦ 1QU LoRE | 2068 | 0.041587 | 0.0013798 | 1.2248 | 0 | 1.2248 |  |  |  |  | 0.0020216 | 1.7944 | 0 | 1.7944 | 0.050935 |  | 0.074626 | 0.0034014 | 0.00014146 | Column23: 3.0192; Column24: 0.12556; Column25: 0; Column26: 0; Column27: 3.0192; Column28: 0.12556; Column29: 0.0025498; Column30: 2.2633; Column31: 0; Column32: 2.2633; Column33: 0.094123 | WLDFR | HFTD - Distribution - Tier 3 - 4QU CoRE ¦ 3QU LoRE | Non-Red Flag Warning - Large Fires | 2041 | 1.021e-08 | 1.021e-08 | 6.5028 | 0.81304 | 3.6355 | 2.0543 | 0 | 0 | 1.1383e-05 | 6.6392e-08 | 0 | 6.6392e-08 | 6.6392e-08 | 0 | 6.6392e-08 | 0 | 3.0096e-05 | 6.5972e-05 | 0 | 6.5972e-05 | [17 empty] | 7.3.3.17.5 (Remote Grid) Updates to grid topology to minimize risk of ignition in HFTDs Remote GridWLDFREquipment / facility failureAggregated | WLDFR | HFTD - Distribution - Tier 2 - 3QU CoRE ¦ 1QU LoRE | Red Flag Warning - Small Fires | Equipment / facility failure | Aggregated | 2041 | 0.00023496 | 489.6273 | 0.11504 | 2041 | Mitigation | 0.95 | 45 | 0 | esc | 0.00097009 | 2.2793e-07 | 0.00097009 | 2.2793e-07
[35 empty] | 7.3.3.17.6 Updates to grid topology to minimize risk of ignition in HFTDs Butte County Rebuild | WLDFR | HFTD - Distribution - Tier 3 - 1QU CoRE ¦ 1QU LoRE | 2069 | 0.038867 | 0.0013798 | 1.2248 | 0 | 1.2248 |  |  |  |  | 0.0020216 | 1.7944 | 0 | 1.7944 | 0.047603 |  | 0.069744 | 0.0034014 | 0.0001322 | Column23: 3.0192; Column24: 0.11735; Column25: 0; Column26: 0; Column27: 3.0192; Column28: 0.11735; Column29: 0.0025498; Column30: 2.2633; Column31: 0; Column32: 2.2633; Column33: 0.087966 | WLDFR | HFTD - Distribution - Tier 3 - 4QU CoRE ¦ 3QU LoRE | Non-Red Flag Warning - Large Fires | 2042 | 1.021e-08 | 1.021e-08 | 6.5028 | 0.81304 | 3.6355 | 2.0543 | 0 | 0 | 1.1383e-05 | 6.6392e-08 | 0 | 6.6392e-08 | 6.6392e-08 | 0 | 6.6392e-08 | 0 | 3.0096e-05 | 6.5972e-05 | 0 | 6.5972e-05 | [17 empty] | 7.3.3.17.5 (Remote Grid) Updates to grid topology to minimize risk of ignition in HFTDs Remote GridWLDFREquipment / facility failureAggregated | WLDFR | HFTD - Distribution - Tier 2 - 3QU CoRE ¦ 1QU LoRE | Red Flag Warning - Small Fires | Equipment / facility failure | Aggregated | 2042 | 0.00023496 | 489.6273 | 0.11504 | 2042 | Mitigation | 0.95 | 45 | 0 | esc | 0.00097009 | 2.2793e-07 | 0.00097009 | 2.2793e-07
[35 empty] | 7.3.3.17.6 Updates to grid topology to minimize risk of ignition in HFTDs Butte County Rebuild | WLDFR | HFTD - Distribution - Tier 3 - 1QU CoRE ¦ 1QU LoRE | 2070 | 0.036324 | 0.0013798 | 1.2248 | 0 | 1.2248 |  |  |  |  | 0.0020216 | 1.7944 | 0 | 1.7944 | 0.044489 |  | 0.065181 | 0.0034014 | 0.00012355 | Column23: 3.0192; Column24: 0.10967; Column25: 0; Column26: 0; Column27: 3.0192; Column28: 0.10967; Column29: 0.0025498; Column30: 2.2633; Column31: 0; Column32: 2.2633; Column33: 0.082211 | WLDFR | HFTD - Distribution - Tier 3 - 4QU CoRE ¦ 3QU LoRE | Non-Red Flag Warning - Large Fires | 2043 | 1.021e-08 | 1.021e-08 | 6.9209 | 0.84944 | 3.8632 | 2.2083 | 0 | 0 | 1.1383e-05 | 7.0661e-08 | 0 | 7.0661e-08 | 7.0661e-08 | 0 | 7.0661e-08 | 0 | 3.0096e-05 | 6.5972e-05 | 0 | 6.5972e-05 | [17 empty] | 7.3.3.17.5 (Remote Grid) Updates to grid topology to minimize risk of ignition in HFTDs Remote GridWLDFREquipment / facility failureAggregated | WLDFR | HFTD - Distribution - Tier 2 - 3QU CoRE ¦ 1QU LoRE | Red Flag Warning - Small Fires | Equipment / facility failure | Aggregated | 2043 | 0.00023496 | 489.6273 | 0.11504 | 2043 | Mitigation | 0.95 | 45 | 0 | esc | 0.00097009 | 2.2793e-07 | 0.00097009 | 2.2793e-07
[35 empty] | 7.3.3.17.6 Updates to grid topology to minimize risk of ignition in HFTDs Butte County Rebuild | WLDFR | HFTD - Distribution - Tier 3 - 1QU CoRE ¦ 1QU LoRE | 2071 | 0.033948 | 0.0013798 | 1.2248 | 0 | 1.2248 |  |  |  |  | 0.0020216 | 1.7944 | 0 | 1.7944 | 0.041578 |  | 0.060917 | 0.0034014 | 0.00011547 | Column23: 3.0192; Column24: 0.1025; Column25: 0; Column26: 0; Column27: 3.0192; Column28: 0.1025; Column29: 0.0025498; Column30: 2.2633; Column31: 0; Column32: 2.2633; Column33: 0.076833 | WLDFR | HFTD - Distribution - Tier 3 - 4QU CoRE ¦ 3QU LoRE | Non-Red Flag Warning - Large Fires | 2044 | 1.021e-08 | 1.021e-08 | 6.9209 | 0.84944 | 3.8632 | 2.2083 | 0 | 0 | 1.1383e-05 | 7.0661e-08 | 0 | 7.0661e-08 | 7.0661e-08 | 0 | 7.0661e-08 | 0 | 3.0096e-05 | 6.5972e-05 | 0 | 6.5972e-05 | [17 empty] | 7.3.3.17.5 (Remote Grid) Updates to grid topology to minimize risk of ignition in HFTDs Remote GridWLDFREquipment / facility failureAggregated | WLDFR | HFTD - Distribution - Tier 2 - 3QU CoRE ¦ 1QU LoRE | Red Flag Warning - Small Fires | Equipment / facility failure | Aggregated | 2044 | 0.00023496 | 489.6273 | 0.11504 | 2044 | Mitigation | 0.95 | 45 | 0 | esc | 0.00097009 | 2.2793e-07 | 0.00097009 | 2.2793e-07
[35 empty] | 7.3.3.17.6 Updates to grid topology to minimize risk of ignition in HFTDs Butte County Rebuild | WLDFR | HFTD - Distribution - Tier 3 - 1QU CoRE ¦ 1QU LoRE | 2072 | 0.031727 | 0.0013798 | 1.2248 | 0 | 1.2248 |  |  |  |  | 0.0020216 | 1.7944 | 0 | 1.7944 | 0.038858 |  | 0.056932 | 0.0034014 | 0.00010792 | Column23: 3.0192; Column24: 0.09579; Column25: 0; Column26: 0; Column27: 3.0192; Column28: 0.09579; Column29: 0.0025498; Column30: 2.2633; Column31: 0; Column32: 2.2633; Column33: 0.071806 | WLDFR | HFTD - Distribution - Tier 3 - 4QU CoRE ¦ 3QU LoRE | Non-Red Flag Warning - Large Fires | 2045 | 1.021e-08 | 1.021e-08 | 6.9209 | 0.84944 | 3.8632 | 2.2083 | 0 | 0 | 1.1383e-05 | 7.0661e-08 | 0 | 7.0661e-08 | 7.0661e-08 | 0 | 7.0661e-08 | 0 | 3.0096e-05 | 6.5972e-05 | 0 | 6.5972e-05 | [17 empty] | 7.3.3.17.5 (Remote Grid) Updates to grid topology to minimize risk of ignition in HFTDs Remote GridWLDFREquipment / facility failureAggregated | WLDFR | HFTD - Distribution - Tier 2 - 3QU CoRE ¦ 1QU LoRE | Red Flag Warning - Small Fires | Equipment / facility failure | Aggregated | 2045 | 0.00023496 | 489.6273 | 0.11504 | 2045 | Mitigation | 0.95 | 45 | 0 | esc | 0.00097009 | 2.2793e-07 | 0.00097009 | 2.2793e-07
[35 empty] | 7.3.3.17.6 Updates to grid topology to minimize risk of ignition in HFTDs Butte County Rebuild | WLDFR | HFTD - Distribution - Tier 3 - 1QU CoRE ¦ 1QU LoRE | 2073 | 0.029651 | 0.0013798 | 1.2751 | 0 | 1.2751 |  |  |  |  | 0.0020216 | 1.8682 | 0 | 1.8682 | 0.03781 |  | 0.055396 | 0.0034014 | 0.00010086 | Column23: 3.1434; Column24: 0.093205; Column25: 0; Column26: 0; Column27: 3.1434; Column28: 0.093205; Column29: 0.0025498; Column30: 2.3563; Column31: 0; Column32: 2.3563; Column33: 0.069868 | WLDFR | HFTD - Distribution - Tier 3 - 4QU CoRE ¦ 3QU LoRE | Non-Red Flag Warning - Large Fires | 2046 | 1.021e-08 | 1.021e-08 | 6.9209 | 0.84944 | 3.8632 | 2.2083 | 0 | 0 | 1.1383e-05 | 7.0661e-08 | 0 | 7.0661e-08 | 7.0661e-08 | 0 | 7.0661e-08 | 0 | 3.1567e-05 | 6.9196e-05 | 0 | 6.9196e-05 | [17 empty] | 7.3.3.17.5 (Remote Grid) Updates to grid topology to minimize risk of ignition in HFTDs Remote GridWLDFREquipment / facility failureAggregated | WLDFR | HFTD - Distribution - Tier 2 - 3QU CoRE ¦ 1QU LoRE | Red Flag Warning - Small Fires | Equipment / facility failure | Aggregated | 2046 | 0.00023496 | 489.6273 | 0.11504 | 2046 | Mitigation | 0.95 | 45 | 0 | esc | 0.00097009 | 2.2793e-07 | 0.00097009 | 2.2793e-07
[35 empty] | 7.3.3.17.6 Updates to grid topology to minimize risk of ignition in HFTDs Butte County Rebuild | WLDFR | HFTD - Distribution - Tier 3 - 1QU CoRE ¦ 1QU LoRE | 2074 | 0.027711 | 0.0013798 | 1.2751 | 0 | 1.2751 |  |  |  |  | 0.0020216 | 1.8682 | 0 | 1.8682 | 0.035336 |  | 0.051772 | 0.0034014 | 9.4259e-05 | Column23: 3.1434; Column24: 0.087108; Column25: 0; Column26: 0; Column27: 3.1434; Column28: 0.087108; Column29: 0.0025498; Column30: 2.3563; Column31: 0; Column32: 2.3563; Column33: 0.065297 | WLDFR | HFTD - Distribution - Tier 3 - 4QU CoRE ¦ 3QU LoRE | Non-Red Flag Warning - Large Fires | 2047 | 1.021e-08 | 1.021e-08 | 6.9209 | 0.84944 | 3.8632 | 2.2083 | 0 | 0 | 1.1383e-05 | 7.0661e-08 | 0 | 7.0661e-08 | 7.0661e-08 | 0 | 7.0661e-08 | 0 | 3.1567e-05 | 6.9196e-05 | 0 | 6.9196e-05 | [17 empty] | 7.3.3.17.5 (Remote Grid) Updates to grid topology to minimize risk of ignition in HFTDs Remote GridWLDFREquipment / facility failureAggregated | WLDFR | HFTD - Distribution - Tier 2 - 3QU CoRE ¦ 1QU LoRE | Red Flag Warning - Small Fires | Equipment / facility failure | Aggregated | 2047 | 0.00023496 | 489.6273 | 0.11504 | 2047 | Mitigation | 0.95 | 45 | 0 | esc | 0.00097009 | 2.2793e-07 | 0.00097009 | 2.2793e-07
[35 empty] | 7.3.3.17.6 Updates to grid topology to minimize risk of ignition in HFTDs Butte County Rebuild | WLDFR | HFTD - Distribution - Tier 3 - 1QU CoRE ¦ 1QU LoRE | 2075 | 0.025899 | 0 | 0 | 0 | 0 |  |  |  |  | 0.0020216 | 1.8682 | 0 | 1.8682 | 0 |  | 0.048385 | 0.0020216 | 5.2357e-05 | Column23: 1.8682; Column24: 0.048385; Column25: 0; Column26: 0; Column27: 1.8682; Column28: 0.048385; Column29: 0.0025498; Column30: 2.3563; Column31: 0; Column32: 2.3563; Column33: 0.061026 | WLDFR | HFTD - Distribution - Tier 3 - 4QU CoRE ¦ 3QU LoRE | Non-Red Flag Warning - Large Fires | 2048 | 1.021e-08 | 1.021e-08 | 7.3713 | 0.88759 | 4.1075 | 2.3763 | 0 | 0 | 1.1383e-05 | 7.526e-08 | 0 | 7.526e-08 | 7.526e-08 | 0 | 7.526e-08 | 0 | 3.1567e-05 | 6.9196e-05 | 0 | 6.9196e-05 | [17 empty] | 7.3.3.17.5 (Remote Grid) Updates to grid topology to minimize risk of ignition in HFTDs Remote GridWLDFREquipment / facility failureAggregated | WLDFR | HFTD - Distribution - Tier 2 - 3QU CoRE ¦ 1QU LoRE | Red Flag Warning - Small Fires | Equipment / facility failure | Aggregated | 2048 | 0.00023496 | 489.6273 | 0.11504 | 2048 | Mitigation | 0.95 | 45 | 0 | esc | 0.00097009 | 2.2793e-07 | 0.00097009 | 2.2793e-07
[35 empty] | 7.3.3.17.6 Updates to grid topology to minimize risk of ignition in HFTDs Butte County Rebuild | WLDFR | HFTD - Distribution - Tier 3 - 1QU CoRE ¦ 1QU LoRE | 2076 | 0.024204 | 0 | 0 | 0 | 0 |  |  |  |  | 0.0020216 | 1.8682 | 0 | 1.8682 | 0 |  | 0.045219 | 0.0020216 | 4.8932e-05 | Column23: 1.8682; Column24: 0.045219; Column25: 0; Column26: 0; Column27: 1.8682; Column28: 0.045219; Column29: 0.0025498; Column30: 2.3563; Column31: 0; Column32: 2.3563; Column33: 0.057033 | WLDFR | HFTD - Distribution - Tier 3 - 4QU CoRE ¦ 3QU LoRE | Non-Red Flag Warning - Large Fires | 2049 | 1.021e-08 | 1.021e-08 | 7.3713 | 0.88759 | 4.1075 | 2.3763 | 0 | 0 | 1.1383e-05 | 7.526e-08 | 0 | 7.526e-08 | 7.526e-08 | 0 | 7.526e-08 | 0 | 3.1567e-05 | 6.9196e-05 | 0 | 6.9196e-05 | [17 empty] | 7.3.3.17.5 (Remote Grid) Updates to grid topology to minimize risk of ignition in HFTDs Remote GridWLDFREquipment / facility failureAggregated | WLDFR | HFTD - Distribution - Tier 2 - 3QU CoRE ¦ 1QU LoRE | Red Flag Warning - Small Fires | Equipment / facility failure | Aggregated | 2049 | 0.00023496 | 489.6273 | 0.11504 | 2049 | Mitigation | 0.95 | 45 | 0 | esc | 0.00097009 | 2.2793e-07 | 0.00097009 | 2.2793e-07
[35 empty] | 7.3.3.17.6 Updates to grid topology to minimize risk of ignition in HFTDs Butte County Rebuild | WLDFR | HFTD - Distribution - Tier 3 - 1QU CoRE ¦ 1QU LoRE | 2077 | 0.022621 | 0 | 0 | 0 | 0 |  |  |  |  | 0 | 0 | 0 | 0 | 0 |  | 0 | 0 | 0 | Column23: 0; Column24: 0; Column25: 0; Column26: 0; Column27: 0; Column28: 0; Column29: 0.0025498; Column30: 2.3563; Column31: 0; Column32: 2.3563; Column33: 0.053302 | WLDFR | HFTD - Distribution - Tier 3 - 4QU CoRE ¦ 3QU LoRE | Non-Red Flag Warning - Large Fires | 2050 | 1.021e-08 | 1.021e-08 | 7.3713 | 0.88759 | 4.1075 | 2.3763 | 0 | 0 | 1.1383e-05 | 7.526e-08 | 0 | 7.526e-08 | 7.526e-08 | 0 | 7.526e-08 | 0 | 3.1567e-05 | 6.9196e-05 | 0 | 6.9196e-05 | [17 empty] | 7.3.3.17.5 (Remote Grid) Updates to grid topology to minimize risk of ignition in HFTDs Remote GridWLDFREquipment / facility failureAggregated | WLDFR | HFTD - Distribution - Tier 2 - 3QU CoRE ¦ 1QU LoRE | Red Flag Warning - Small Fires | Equipment / facility failure | Aggregated | 2050 | 0.00023496 | 489.6273 | 0.11504 | 2050 | Mitigation | 0.95 | 45 | 0 | esc | 0.00097009 | 2.2793e-07 | 0.00097009 | 2.2793e-07
[35 empty] | 7.3.3.17.6 Updates to grid topology to minimize risk of ignition in HFTDs Butte County Rebuild | WLDFR | HFTD - Distribution - Tier 3 - 1QU CoRE ¦ 2QU LoRE | 2020 | 1 | 0.0023048 | 1.0546 | 0 | 1.0546 |  |  |  |  | 0 | 0 | 0 | 0 | 1.0546 |  | 0 | 0.0023048 | 0.0023048 | Column23: 1.0546; Column24: 1.0546; Column25: 0; Column26: 0; Column27: 1.0546; Column28: 1.0546; Column29: 0; Column30: 0; Column31: 0; Column32: 0; Column33: 0 | WLDFR | HFTD - Distribution - Tier 3 - 4QU CoRE ¦ 3QU LoRE | Non-Red Flag Warning - Large Fires | 2051 | 1.021e-08 | 1.021e-08 | 7.3713 | 0.88759 | 4.1075 | 2.3763 | 0 | 0 | 1.1383e-05 | 7.526e-08 | 0 | 7.526e-08 | 7.526e-08 | 0 | 7.526e-08 | 0 | 3.3133e-05 | 7.2627e-05 | 0 | 7.2627e-05 | [17 empty] | 7.3.3.17.5 (Remote Grid) Updates to grid topology to minimize risk of ignition in HFTDs Remote GridWLDFREquipment / facility failureAggregated | WLDFR | HFTD - Distribution - Tier 2 - 3QU CoRE ¦ 1QU LoRE | Red Flag Warning - Small Fires | Equipment / facility failure | Aggregated | 2051 | 0.00023496 | 489.6273 | 0.11504 | 2051 | Mitigation | 0.95 | 45 | 0 | esc | 0.00097009 | 2.2793e-07 | 0.00097009 | 2.2793e-07
[35 empty] | 7.3.3.17.6 Updates to grid topology to minimize risk of ignition in HFTDs Butte County Rebuild | WLDFR | HFTD - Distribution - Tier 3 - 1QU CoRE ¦ 2QU LoRE | 2021 | 1 | 0.0023048 | 1.0546 | 0 | 1.0546 |  |  |  |  | 0 | 0 | 0 | 0 | 1.0546 |  | 0 | 0.0023048 | 0.0023048 | Column23: 1.0546; Column24: 1.0546; Column25: 0; Column26: 0; Column27: 1.0546; Column28: 1.0546; Column29: 0; Column30: 0; Column31: 0; Column32: 0; Column33: 0 | WLDFR | HFTD - Distribution - Tier 3 - 4QU CoRE ¦ 3QU LoRE | Non-Red Flag Warning - Large Fires | 2052 | 1.021e-08 | 1.021e-08 | 7.3713 | 0.88759 | 4.1075 | 2.3763 | 0 | 0 | 1.1383e-05 | 7.526e-08 | 0 | 7.526e-08 | 7.526e-08 | 0 | 7.526e-08 | 0 | 3.3133e-05 | 7.2627e-05 | 0 | 7.2627e-05 | [17 empty] | 7.3.3.17.5 (Remote Grid) Updates to grid topology to minimize risk of ignition in HFTDs Remote GridWLDFREquipment / facility failureAggregated | WLDFR | HFTD - Distribution - Tier 2 - 3QU CoRE ¦ 1QU LoRE | Red Flag Warning - Small Fires | Equipment / facility failure | Aggregated | 2052 | 0.00023496 | 489.6273 | 0.11504 | 2052 | Mitigation | 0.95 | 45 | 0 | esc | 0.00097009 | 2.2793e-07 | 0.00097009 | 2.2793e-07
[35 empty] | 7.3.3.17.6 Updates to grid topology to minimize risk of ignition in HFTDs Butte County Rebuild | WLDFR | HFTD - Distribution - Tier 3 - 1QU CoRE ¦ 2QU LoRE | 2022 | 0.93458 | 0.0023319 | 1.0652 | 0 | 1.0652 |  |  |  |  | 0.0038001 | 1.7359 | 0 | 1.7359 | 0.99553 |  | 1.6223 | 0.006132 | 0.0057308 | Column23: 2.8011; Column24: 2.6178; Column25: 0; Column26: 0; Column27: 2.8011; Column28: 2.6178; Column29: 0; Column30: 0; Column31: 0; Column32: 0; Column33: 0 | WLDFR | HFTD - Distribution - Tier 3 - 4QU CoRE ¦ 3QU LoRE | Non-Red Flag Warning - Large Fires | 2053 | 1.021e-08 | 1.021e-08 | 7.8503 | 0.92702 | 4.3664 | 2.5569 | 0 | 0 | 1.1383e-05 | 8.015e-08 | 0 | 8.015e-08 | 8.015e-08 | 0 | 8.015e-08 | 0 | 3.3133e-05 | 7.2627e-05 | 0 | 7.2627e-05 | [17 empty] | 7.3.3.17.5 (Remote Grid) Updates to grid topology to minimize risk of ignition in HFTDs Remote GridWLDFREquipment / facility failureAggregated | WLDFR | HFTD - Distribution - Tier 2 - 3QU CoRE ¦ 1QU LoRE | Red Flag Warning - Small Fires | Equipment / facility failure | Aggregated | 2053 | 0.00023496 | 489.6273 | 0.11504 | 2053 | Mitigation | 0.95 | 45 | 0 | esc | 0.00097009 | 2.2793e-07 | 0.00097009 | 2.2793e-07
[35 empty] | 7.3.3.17.6 Updates to grid topology to minimize risk of ignition in HFTDs Butte County Rebuild | WLDFR | HFTD - Distribution - Tier 3 - 1QU CoRE ¦ 2QU LoRE | 2023 | 0.87344 | 0.0023319 | 1.1043 | 0 | 1.1043 |  |  |  |  | 0.0038001 | 1.7995 | 0 | 1.7995 | 0.9645 |  | 1.5717 | 0.006132 | 0.0053559 | Column23: 2.9037; Column24: 2.5362; Column25: 0; Column26: 0; Column27: 2.9037; Column28: 2.5362; Column29: 0.0047929; Column30: 2.2696; Column31: 0; Column32: 2.2696; Column33: 1.9823 | WLDFR | HFTD - Distribution - Tier 3 - 4QU CoRE ¦ 3QU LoRE | Non-Red Flag Warning - Large Fires | 2054 | 1.021e-08 | 1.021e-08 | 7.8503 | 0.92702 | 4.3664 | 2.5569 | 0 | 0 | 1.1383e-05 | 8.015e-08 | 0 | 8.015e-08 | 8.015e-08 | 0 | 8.015e-08 | 0 | 3.3133e-05 | 7.2627e-05 | 0 | 7.2627e-05 | [17 empty] | 7.3.3.17.5 (Remote Grid) Updates to grid topology to minimize risk of ignition in HFTDs Remote GridWLDFREquipment / facility failureAggregated | WLDFR | HFTD - Distribution - Tier 2 - 3QU CoRE ¦ 1QU LoRE | Red Flag Warning - Small Fires | Equipment / facility failure | Aggregated | 2054 | 0.00023496 | 489.6273 | 0.11504 | 2054 | Mitigation | 0.95 | 45 | 0 | esc | 0.00097009 | 2.2793e-07 | 0.00097009 | 2.2793e-07
[35 empty] | 7.3.3.17.6 Updates to grid topology to minimize risk of ignition in HFTDs Butte County Rebuild | WLDFR | HFTD - Distribution - Tier 3 - 1QU CoRE ¦ 2QU LoRE | 2024 | 0.8163 | 0.0023319 | 1.1043 | 0 | 1.1043 |  |  |  |  | 0.0038001 | 1.7995 | 0 | 1.7995 | 0.9014 |  | 1.4689 | 0.006132 | 0.0050055 | Column23: 2.9037; Column24: 2.3703; Column25: 0; Column26: 0; Column27: 2.9037; Column28: 2.3703; Column29: 0.0047929; Column30: 2.2696; Column31: 0; Column32: 2.2696; Column33: 1.8527 | WLDFR | HFTD - Distribution - Tier 3 - 4QU CoRE ¦ 3QU LoRE | Non-Red Flag Warning - Large Fires | 2055 | 1.021e-08 | 1.021e-08 | 7.8503 | 0.92702 | 4.3664 | 2.5569 | 0 | 0 | 1.1383e-05 | 8.015e-08 | 0 | 8.015e-08 | 8.015e-08 | 0 | 8.015e-08 | 0 | 3.3133e-05 | 7.2627e-05 | 0 | 7.2627e-05 | [17 empty] | 7.3.3.17.5 (Remote Grid) Updates to grid topology to minimize risk of ignition in HFTDs Remote GridWLDFREquipment / facility failureAggregated | WLDFR | HFTD - Distribution - Tier 2 - 3QU CoRE ¦ 1QU LoRE | Red Flag Warning - Small Fires | Equipment / facility failure | Aggregated | 2055 | 0.00023496 | 489.6273 | 0.11504 | 2055 | Mitigation | 0.95 | 45 | 0 | esc | 0.00097009 | 2.2793e-07 | 0.00097009 | 2.2793e-07
[35 empty] | 7.3.3.17.6 Updates to grid topology to minimize risk of ignition in HFTDs Butte County Rebuild | WLDFR | HFTD - Distribution - Tier 3 - 1QU CoRE ¦ 2QU LoRE | 2025 | 0.7629 | 0.0023319 | 1.1043 | 0 | 1.1043 |  |  |  |  | 0.0038001 | 1.7995 | 0 | 1.7995 | 0.84243 |  | 1.3728 | 0.006132 | 0.0046781 | Column23: 2.9037; Column24: 2.2152; Column25: 0; Column26: 0; Column27: 2.9037; Column28: 2.2152; Column29: 0.0047929; Column30: 2.2696; Column31: 0; Column32: 2.2696; Column33: 1.7315 | WLDFR | HFTD - Distribution - Tier 3 - 4QU CoRE ¦ 3QU LoRE | Non-Red Flag Warning - Large Fires | 2056 | 1.021e-08 | 1.021e-08 | 7.8503 | 0.92702 | 4.3664 | 2.5569 | 0 | 0 | 1.1383e-05 | 8.015e-08 | 0 | 8.015e-08 | 8.015e-08 | 0 | 8.015e-08 | 0 | 3.4772e-05 | 7.6221e-05 | 0 | 7.6221e-05 | [17 empty] | 7.3.3.17.5 (Remote Grid) Updates to grid topology to minimize risk of ignition in HFTDs Remote GridWLDFREquipment / facility failureAggregated | WLDFR | HFTD - Distribution - Tier 2 - 3QU CoRE ¦ 1QU LoRE | Red Flag Warning - Small Fires | Equipment / facility failure | Aggregated | 2056 | 0.00023496 | 489.6273 | 0.11504 | 2056 | Mitigation | 0.95 | 45 | 0 | esc | 0.00097009 | 2.2793e-07 | 0.00097009 | 2.2793e-07
[35 empty] | 7.3.3.17.6 Updates to grid topology to minimize risk of ignition in HFTDs Butte County Rebuild | WLDFR | HFTD - Distribution - Tier 3 - 1QU CoRE ¦ 2QU LoRE | 2026 | 0.71299 | 0.0023319 | 1.1043 | 0 | 1.1043 |  |  |  |  | 0.0038001 | 1.7995 | 0 | 1.7995 | 0.78732 |  | 1.283 | 0.006132 | 0.004372 | Column23: 2.9037; Column24: 2.0703; Column25: 0; Column26: 0; Column27: 2.9037; Column28: 2.0703; Column29: 0.0047929; Column30: 2.2696; Column31: 0; Column32: 2.2696; Column33: 1.6182 | WLDFR | HFTD - Distribution - Tier 3 - 4QU CoRE ¦ 3QU LoRE | Non-Red Flag Warning - Large Fires | 2057 | 1.021e-08 | 1.021e-08 | 7.8503 | 0.92702 | 4.3664 | 2.5569 | 0 | 0 | 1.1383e-05 | 8.015e-08 | 0 | 8.015e-08 | 8.015e-08 | 0 | 8.015e-08 | 0 | 3.4772e-05 | 7.6221e-05 | 0 | 7.6221e-05 | [17 empty] | 7.3.3.17.5 (Remote Grid) Updates to grid topology to minimize risk of ignition in HFTDs Remote GridWLDFREquipment / facility failureAggregated | WLDFR | HFTD - Distribution - Tier 2 - 3QU CoRE ¦ 1QU LoRE | Red Flag Warning - Small Fires | Equipment / facility failure | Aggregated | 2057 | 0.00023496 | 489.6273 | 0.11504 | 2057 | Mitigation | 0.95 | 45 | 0 | esc | 0.00097009 | 2.2793e-07 | 0.00097009 | 2.2793e-07
[35 empty] | 7.3.3.17.6 Updates to grid topology to minimize risk of ignition in HFTDs Butte County Rebuild | WLDFR | HFTD - Distribution - Tier 3 - 1QU CoRE ¦ 2QU LoRE | 2027 | 0.66634 | 0.0023319 | 1.1043 | 0 | 1.1043 |  |  |  |  | 0.0038001 | 1.7995 | 0 | 1.7995 | 0.73581 |  | 1.1991 | 0.006132 | 0.004086 | Column23: 2.9037; Column24: 1.9349; Column25: 0; Column26: 0; Column27: 2.9037; Column28: 1.9349; Column29: 0.0047929; Column30: 2.2696; Column31: 0; Column32: 2.2696; Column33: 1.5123 | WLDFR | HFTD - Distribution - Tier 3 - 4QU CoRE ¦ 3QU LoRE | Non-Red Flag Warning - Large Fires | 2058 | 1.021e-08 | 1.021e-08 | 8.3524 | 0.96727 | 4.6367 | 2.7484 | 0 | 0 | 1.1383e-05 | 8.5276e-08 | 0 | 8.5276e-08 | 8.5276e-08 | 0 | 8.5276e-08 | 0 | 3.4772e-05 | 7.6221e-05 | 0 | 7.6221e-05 | [17 empty] | 7.3.3.17.5 (Remote Grid) Updates to grid topology to minimize risk of ignition in HFTDs Remote GridWLDFREquipment / facility failureAggregated | WLDFR | HFTD - Distribution - Tier 2 - 3QU CoRE ¦ 1QU LoRE | Red Flag Warning - Small Fires | Equipment / facility failure | Aggregated | 2058 | 0.00023496 | 489.6273 | 0.11504 | 2058 | Mitigation | 0.95 | 45 | 0 | esc | 0.00097009 | 2.2793e-07 | 0.00097009 | 2.2793e-07
[35 empty] | 7.3.3.17.6 Updates to grid topology to minimize risk of ignition in HFTDs Butte County Rebuild | WLDFR | HFTD - Distribution - Tier 3 - 1QU CoRE ¦ 2QU LoRE | 2028 | 0.62275 | 0.0023319 | 1.1534 | 0 | 1.1534 |  |  |  |  | 0.0038001 | 1.8796 | 0 | 1.8796 | 0.7183 |  | 1.1705 | 0.006132 | 0.0038187 | Column23: 3.033; Column24: 1.8888; Column25: 0; Column26: 0; Column27: 3.033; Column28: 1.8888; Column29: 0.0047929; Column30: 2.3707; Column31: 0; Column32: 2.3707; Column33: 1.4763 | WLDFR | HFTD - Distribution - Tier 3 - 4QU CoRE ¦ 3QU LoRE | Non-Red Flag Warning - Large Fires | 2059 | 1.021e-08 | 1.021e-08 | 8.3524 | 0.96727 | 4.6367 | 2.7484 | 0 | 0 | 1.1383e-05 | 8.5276e-08 | 0 | 8.5276e-08 | 8.5276e-08 | 0 | 8.5276e-08 | 0 | 3.4772e-05 | 7.6221e-05 | 0 | 7.6221e-05 | [17 empty] | 7.3.3.17.5 (Remote Grid) Updates to grid topology to minimize risk of ignition in HFTDs Remote GridWLDFREquipment / facility failureAggregated | WLDFR | HFTD - Distribution - Tier 2 - 3QU CoRE ¦ 1QU LoRE | Red Flag Warning - Small Fires | Equipment / facility failure | Aggregated | 2059 | 0.00023496 | 489.6273 | 0.11504 | 2059 | Mitigation | 0.95 | 45 | 0 | esc | 0.00097009 | 2.2793e-07 | 0.00097009 | 2.2793e-07
[35 empty] | 7.3.3.17.6 Updates to grid topology to minimize risk of ignition in HFTDs Butte County Rebuild | WLDFR | HFTD - Distribution - Tier 3 - 1QU CoRE ¦ 2QU LoRE | 2029 | 0.58201 | 0.0023319 | 1.1534 | 0 | 1.1534 |  |  |  |  | 0.0038001 | 1.8796 | 0 | 1.8796 | 0.67131 |  | 1.0939 | 0.006132 | 0.0035689 | Column23: 3.033; Column24: 1.7653; Column25: 0; Column26: 0; Column27: 3.033; Column28: 1.7653; Column29: 0.0047929; Column30: 2.3707; Column31: 0; Column32: 2.3707; Column33: 1.3798 | WLDFR | HFTD - Distribution - Tier 3 - 4QU CoRE ¦ 3QU LoRE | Non-Red Flag Warning - Large Fires | 2060 | 1.021e-08 | 1.021e-08 | 8.3524 | 0.96727 | 4.6367 | 2.7484 | 0 | 0 | 1.1383e-05 | 8.5276e-08 | 0 | 8.5276e-08 | 8.5276e-08 | 0 | 8.5276e-08 | 0 | 3.4772e-05 | 7.6221e-05 | 0 | 7.6221e-05 | [17 empty] | 7.3.3.17.5 (Remote Grid) Updates to grid topology to minimize risk of ignition in HFTDs Remote GridWLDFREquipment / facility failureAggregated | WLDFR | HFTD - Distribution - Tier 2 - 3QU CoRE ¦ 1QU LoRE | Red Flag Warning - Small Fires | Equipment / facility failure | Aggregated | 2060 | 0.00023496 | 489.6273 | 0.11504 | 2060 | Mitigation | 0.95 | 45 | 0 | esc | 0.00097009 | 2.2793e-07 | 0.00097009 | 2.2793e-07
[35 empty] | 7.3.3.17.6 Updates to grid topology to minimize risk of ignition in HFTDs Butte County Rebuild | WLDFR | HFTD - Distribution - Tier 3 - 1QU CoRE ¦ 2QU LoRE | 2030 | 0.54393 | 0.0023319 | 1.1534 | 0 | 1.1534 |  |  |  |  | 0.0038001 | 1.8796 | 0 | 1.8796 | 0.62739 |  | 1.0224 | 0.006132 | 0.0033354 | Column23: 3.033; Column24: 1.6498; Column25: 0; Column26: 0; Column27: 3.033; Column28: 1.6498; Column29: 0.0047929; Column30: 2.3707; Column31: 0; Column32: 2.3707; Column33: 1.2895 | WLDFR | HFTD - Distribution - Tier 3 - 4QU CoRE ¦ 3QU LoRE | Non-Red Flag Warning - Large Fires | 2061 | 1.021e-08 | 1.021e-08 | 8.3524 | 0.96727 | 4.6367 | 2.7484 | 0 | 0 | 1.1383e-05 | 8.5276e-08 | 0 | 8.5276e-08 | 8.5276e-08 | 0 | 8.5276e-08 | 0 | 3.6465e-05 | 7.9932e-05 | 0 | 7.9932e-05 | [17 empty] | 7.3.3.17.5 (Remote Grid) Updates to grid topology to minimize risk of ignition in HFTDs Remote GridWLDFREquipment / facility failureAggregated | WLDFR | HFTD - Distribution - Tier 2 - 3QU CoRE ¦ 1QU LoRE | Red Flag Warning - Small Fires | Equipment / facility failure | Aggregated | 2061 | 0.00023496 | 489.6273 | 0.11504 | 2061 | Mitigation | 0.95 | 45 | 0 | esc | 0.00097009 | 2.2793e-07 | 0.00097009 | 2.2793e-07
[35 empty] | 7.3.3.17.6 Updates to grid topology to minimize risk of ignition in HFTDs Butte County Rebuild | WLDFR | HFTD - Distribution - Tier 3 - 1QU CoRE ¦ 2QU LoRE | 2031 | 0.50835 | 0.0023319 | 1.1534 | 0 | 1.1534 |  |  |  |  | 0.0038001 | 1.8796 | 0 | 1.8796 | 0.58635 |  | 0.9555 | 0.006132 | 0.0031172 | Column23: 3.033; Column24: 1.5418; Column25: 0; Column26: 0; Column27: 3.033; Column28: 1.5418; Column29: 0.0047929; Column30: 2.3707; Column31: 0; Column32: 2.3707; Column33: 1.2051 | WLDFR | HFTD - Distribution - Tier 3 - 4QU CoRE ¦ 3QU LoRE | Non-Red Flag Warning - Large Fires | 2062 | 1.021e-08 | 1.021e-08 | 8.3524 | 0.96727 | 4.6367 | 2.7484 | 0 | 0 | 1.1383e-05 | 8.5276e-08 | 0 | 8.5276e-08 | 8.5276e-08 | 0 | 8.5276e-08 | 0 | 3.6465e-05 | 7.9932e-05 | 0 | 7.9932e-05 | [17 empty] | 7.3.3.17.5 (Remote Grid) Updates to grid topology to minimize risk of ignition in HFTDs Remote GridWLDFREquipment / facility failureAggregated | WLDFR | HFTD - Distribution - Tier 2 - 3QU CoRE ¦ 1QU LoRE | Red Flag Warning - Small Fires | Equipment / facility failure | Aggregated | 2062 | 0.00023496 | 489.6273 | 0.11504 | 2062 | Mitigation | 0.95 | 45 | 0 | esc | 0.00097009 | 2.2793e-07 | 0.00097009 | 2.2793e-07
[35 empty] | 7.3.3.17.6 Updates to grid topology to minimize risk of ignition in HFTDs Butte County Rebuild | WLDFR | HFTD - Distribution - Tier 3 - 1QU CoRE ¦ 2QU LoRE | 2032 | 0.47509 | 0.0023319 | 1.1534 | 0 | 1.1534 |  |  |  |  | 0.0038001 | 1.8796 | 0 | 1.8796 | 0.54799 |  | 0.89299 | 0.006132 | 0.0029133 | Column23: 3.033; Column24: 1.441; Column25: 0; Column26: 0; Column27: 3.033; Column28: 1.441; Column29: 0.0047929; Column30: 2.3707; Column31: 0; Column32: 2.3707; Column33: 1.1263 | WLDFR | HFTD - Distribution - Tier 3 - 4QU CoRE ¦ 3QU LoRE | Non-Red Flag Warning - Large Fires | 2063 | 1.021e-08 | 1.021e-08 | 8.872 | 1.0079 | 4.9153 | 2.9488 | 0 | 0 | 1.1383e-05 | 9.0581e-08 | 0 | 9.0581e-08 | 9.0581e-08 | 0 | 9.0581e-08 | 0 | 3.6465e-05 | 7.9932e-05 | 0 | 7.9932e-05 | [17 empty] | 7.3.3.17.5 (Remote Grid) Updates to grid topology to minimize risk of ignition in HFTDs Remote GridWLDFREquipment / facility failureAggregated | WLDFR | HFTD - Distribution - Tier 2 - 3QU CoRE ¦ 1QU LoRE | Red Flag Warning - Small Fires | Equipment / facility failure | Aggregated | 2063 | 0.00023496 | 489.6273 | 0.11504 | 2063 | Mitigation | 0.95 | 45 | 0 | esc | 0.00097009 | 2.2793e-07 | 0.00097009 | 2.2793e-07
[35 empty] | 7.3.3.17.6 Updates to grid topology to minimize risk of ignition in HFTDs Butte County Rebuild | WLDFR | HFTD - Distribution - Tier 3 - 1QU CoRE ¦ 2QU LoRE | 2033 | 0.44401 | 0.0023319 | 1.2081 | 0 | 1.2081 |  |  |  |  | 0.0038001 | 1.9687 | 0 | 1.9687 | 0.53641 |  | 0.87411 | 0.006132 | 0.0027227 | Column23: 3.1768; Column24: 1.4105; Column25: 0; Column26: 0; Column27: 3.1768; Column28: 1.4105; Column29: 0.0047929; Column30: 2.483; Column31: 0; Column32: 2.483; Column33: 1.1025 | WLDFR | HFTD - Distribution - Tier 3 - 4QU CoRE ¦ 3QU LoRE | Non-Red Flag Warning - Large Fires | 2064 | 1.021e-08 | 1.021e-08 | 8.872 | 1.0079 | 4.9153 | 2.9488 | 0 | 0 | 1.1383e-05 | 9.0581e-08 | 0 | 9.0581e-08 | 9.0581e-08 | 0 | 9.0581e-08 | 0 | 3.6465e-05 | 7.9932e-05 | 0 | 7.9932e-05 | [17 empty] | 7.3.3.17.5 (Remote Grid) Updates to grid topology to minimize risk of ignition in HFTDs Remote GridWLDFREquipment / facility failureAggregated | WLDFR | HFTD - Distribution - Tier 2 - 3QU CoRE ¦ 1QU LoRE | Red Flag Warning - Small Fires | Equipment / facility failure | Aggregated | 2064 | 0.00023496 | 489.6273 | 0.11504 | 2064 | Mitigation | 0.95 | 45 | 0 | esc | 0.00097009 | 2.2793e-07 | 0.00097009 | 2.2793e-07
[35 empty] | 7.3.3.17.6 Updates to grid topology to minimize risk of ignition in HFTDs Butte County Rebuild | WLDFR | HFTD - Distribution - Tier 3 - 1QU CoRE ¦ 2QU LoRE | 2034 | 0.41496 | 0.0023319 | 1.2081 | 0 | 1.2081 |  |  |  |  | 0.0038001 | 1.9687 | 0 | 1.9687 | 0.50132 |  | 0.81693 | 0.006132 | 0.0025446 | Column23: 3.1768; Column24: 1.3182; Column25: 0; Column26: 0; Column27: 3.1768; Column28: 1.3182; Column29: 0.0047929; Column30: 2.483; Column31: 0; Column32: 2.483; Column33: 1.0304 | WLDFR | HFTD - Distribution - Tier 3 - 4QU CoRE ¦ 3QU LoRE | Non-Red Flag Warning - Large Fires | 2065 | 1.021e-08 | 1.021e-08 | 8.872 | 1.0079 | 4.9153 | 2.9488 | 0 | 0 | 1.1383e-05 | 9.0581e-08 | 0 | 9.0581e-08 | 9.0581e-08 | 0 | 9.0581e-08 | 0 | 3.6465e-05 | 7.9932e-05 | 0 | 7.9932e-05 | [17 empty] | 7.3.3.17.5 (Remote Grid) Updates to grid topology to minimize risk of ignition in HFTDs Remote GridWLDFREquipment / facility failureAggregated | WLDFR | HFTD - Distribution - Tier 2 - 3QU CoRE ¦ 1QU LoRE | Red Flag Warning - Small Fires | Equipment / facility failure | Aggregated | 2065 | 0.00023496 | 489.6273 | 0.11504 | 2065 | Mitigation | 0.95 | 45 | 0 | esc | 0.00097009 | 2.2793e-07 | 0.00097009 | 2.2793e-07
[35 empty] | 7.3.3.17.6 Updates to grid topology to minimize risk of ignition in HFTDs Butte County Rebuild | WLDFR | HFTD - Distribution - Tier 3 - 1QU CoRE ¦ 2QU LoRE | 2035 | 0.38782 | 0.0023319 | 1.2081 | 0 | 1.2081 |  |  |  |  | 0.0038001 | 1.9687 | 0 | 1.9687 | 0.46852 |  | 0.76349 | 0.006132 | 0.0023781 | Column23: 3.1768; Column24: 1.232; Column25: 0; Column26: 0; Column27: 3.1768; Column28: 1.232; Column29: 0.0047929; Column30: 2.483; Column31: 0; Column32: 2.483; Column33: 0.96296 | WLDFR | HFTD - Distribution - Tier 3 - 4QU CoRE ¦ 3QU LoRE | Non-Red Flag Warning - Large Fires | 2066 | 1.021e-08 | 1.021e-08 | 8.872 | 1.0079 | 4.9153 | 2.9488 | 0 | 0 | 1.1383e-05 | 9.0581e-08 | 0 | 9.0581e-08 | 9.0581e-08 | 0 | 9.0581e-08 | 0 | 3.819e-05 | 8.3714e-05 | 0 | 8.3714e-05 | [17 empty] | 7.3.3.17.5 (Remote Grid) Updates to grid topology to minimize risk of ignition in HFTDs Remote GridWLDFREquipment / facility failureAggregated | WLDFR | HFTD - Distribution - Tier 2 - 3QU CoRE ¦ 1QU LoRE | Red Flag Warning - Small Fires | Equipment / facility failure | Aggregated | 2066 | 0.00023496 | 489.6273 | 0.11504 | 2066 | Mitigation | 0.95 | 45 | 0 | esc | 0.00097009 | 2.2793e-07 | 0.00097009 | 2.2793e-07
[35 empty] | 7.3.3.17.6 Updates to grid topology to minimize risk of ignition in HFTDs Butte County Rebuild | WLDFR | HFTD - Distribution - Tier 3 - 1QU CoRE ¦ 2QU LoRE | 2036 | 0.36245 | 0.0023319 | 1.2081 | 0 | 1.2081 |  |  |  |  | 0.0038001 | 1.9687 | 0 | 1.9687 | 0.43787 |  | 0.71354 | 0.006132 | 0.0022225 | Column23: 3.1768; Column24: 1.1514; Column25: 0; Column26: 0; Column27: 3.1768; Column28: 1.1514; Column29: 0.0047929; Column30: 2.483; Column31: 0; Column32: 2.483; Column33: 0.89996 | WLDFR | HFTD - Distribution - Tier 3 - 4QU CoRE ¦ 3QU LoRE | Non-Red Flag Warning - Large Fires | 2067 | 0 | 1.021e-08 | 8.872 | 1.0079 | 4.9153 | 2.9488 | 0 | 0 | 1.1383e-05 | 0 | 0 | 0 | 9.0581e-08 | 0 | 9.0581e-08 | 0 | 3.819e-05 | 8.3714e-05 | 0 | 8.3714e-05 | [17 empty] | 7.3.3.17.5 (Remote Grid) Updates to grid topology to minimize risk of ignition in HFTDs Remote GridWLDFREquipment / facility failureAggregated | WLDFR | HFTD - Distribution - Tier 2 - 3QU CoRE ¦ 1QU LoRE | Red Flag Warning - Small Fires | Equipment / facility failure | Aggregated | 2067 | 0.00023496 | 489.6273 | 0.11504 | 2067 | Mitigation | 0.95 | 45 | 0 | esc | 0 | 0 | 0.00097009 | 2.2793e-07
[35 empty] | 7.3.3.17.6 Updates to grid topology to minimize risk of ignition in HFTDs Butte County Rebuild | WLDFR | HFTD - Distribution - Tier 3 - 1QU CoRE ¦ 2QU LoRE | 2037 | 0.33873 | 0.0023319 | 1.2081 | 0 | 1.2081 |  |  |  |  | 0.0038001 | 1.9687 | 0 | 1.9687 | 0.40922 |  | 0.66686 | 0.006132 | 0.0020771 | Column23: 3.1768; Column24: 1.0761; Column25: 0; Column26: 0; Column27: 3.1768; Column28: 1.0761; Column29: 0.0047929; Column30: 2.483; Column31: 0; Column32: 2.483; Column33: 0.84108 | WLDFR | HFTD - Distribution - Tier 3 - 4QU CoRE ¦ 3QU LoRE | Non-Red Flag Warning - Small Fires | 2022 | 3.8839e-06 | 0 | 0.077901 | 0.036425 | 0.0015809 | 0.039895 | 0 | 0 | 0.0041866 | 3.0256e-07 | 0 | 3.0256e-07 | 0 | 0 | 0 | 0 | 3.819e-05 | 8.3714e-05 | 0 | 8.3714e-05 | [17 empty] | 7.3.3.17.5 (Remote Grid) Updates to grid topology to minimize risk of ignition in HFTDs Remote GridWLDFRVegetation ContactAggregated | WLDFR | HFTD - Distribution - Tier 2 - 3QU CoRE ¦ 1QU LoRE | Red Flag Warning - Small Fires | Vegetation Contact | Aggregated | 2022 | 0.00088325 | 489.6273 | 0.43246 | 2022 | Mitigation | 0.95 | 45 | 0 | esc | 0.00097009 | 8.5683e-07 | 0 | 0
[35 empty] | 7.3.3.17.6 Updates to grid topology to minimize risk of ignition in HFTDs Butte County Rebuild | WLDFR | HFTD - Distribution - Tier 3 - 1QU CoRE ¦ 2QU LoRE | 2038 | 0.31657 | 0.0023319 | 1.2674 | 0 | 1.2674 |  |  |  |  | 0.0038001 | 2.0654 | 0 | 2.0654 | 0.40123 |  | 0.65384 | 0.006132 | 0.0019412 | Column23: 3.3328; Column24: 1.0551; Column25: 0; Column26: 0; Column27: 3.3328; Column28: 1.0551; Column29: 0.0047929; Column30: 2.605; Column31: 0; Column32: 2.605; Column33: 0.82466 | WLDFR | HFTD - Distribution - Tier 3 - 4QU CoRE ¦ 3QU LoRE | Non-Red Flag Warning - Small Fires | 2023 | 3.8839e-06 | 3.8839e-06 | 0.080408 | 0.03759 | 0.0016314 | 0.041187 | 0 | 0 | 0.0041866 | 3.123e-07 | 0 | 3.123e-07 | 3.123e-07 | 0 | 3.123e-07 | 0 | 3.819e-05 | 8.3714e-05 | 0 | 8.3714e-05 | [17 empty] | 7.3.3.17.5 (Remote Grid) Updates to grid topology to minimize risk of ignition in HFTDs Remote GridWLDFRVegetation ContactAggregated | WLDFR | HFTD - Distribution - Tier 2 - 3QU CoRE ¦ 1QU LoRE | Red Flag Warning - Small Fires | Vegetation Contact | Aggregated | 2023 | 0.00088325 | 489.6273 | 0.43246 | 2023 | Mitigation | 0.95 | 45 | 0 | esc | 0.00097009 | 8.5683e-07 | 0.00097009 | 8.5683e-07
[35 empty] | 7.3.3.17.6 Updates to grid topology to minimize risk of ignition in HFTDs Butte County Rebuild | WLDFR | HFTD - Distribution - Tier 3 - 1QU CoRE ¦ 2QU LoRE | 2039 | 0.29586 | 0.0023319 | 1.2674 | 0 | 1.2674 |  |  |  |  | 0.0038001 | 2.0654 | 0 | 2.0654 | 0.37499 |  | 0.61106 | 0.006132 | 0.0018142 | Column23: 3.3328; Column24: 0.98605; Column25: 0; Column26: 0; Column27: 3.3328; Column28: 0.98605; Column29: 0.0047929; Column30: 2.605; Column31: 0; Column32: 2.605; Column33: 0.77071 | WLDFR | HFTD - Distribution - Tier 3 - 4QU CoRE ¦ 3QU LoRE | Non-Red Flag Warning - Small Fires | 2024 | 3.8839e-06 | 3.8839e-06 | 0.080408 | 0.03759 | 0.0016314 | 0.041187 | 0 | 0 | 0.0041866 | 3.123e-07 | 0 | 3.123e-07 | 3.123e-07 | 0 | 3.123e-07 | 0 | 3.819e-05 | 8.3714e-05 | 0 | 8.3714e-05 | [17 empty] | 7.3.3.17.5 (Remote Grid) Updates to grid topology to minimize risk of ignition in HFTDs Remote GridWLDFRVegetation ContactAggregated | WLDFR | HFTD - Distribution - Tier 2 - 3QU CoRE ¦ 1QU LoRE | Red Flag Warning - Small Fires | Vegetation Contact | Aggregated | 2024 | 0.00088325 | 489.6273 | 0.43246 | 2024 | Mitigation | 0.95 | 45 | 0 | esc | 0.00097009 | 8.5683e-07 | 0.00097009 | 8.5683e-07
[35 empty] | 7.3.3.17.6 Updates to grid topology to minimize risk of ignition in HFTDs Butte County Rebuild | WLDFR | HFTD - Distribution - Tier 3 - 1QU CoRE ¦ 2QU LoRE | 2040 | 0.27651 | 0.0023319 | 1.2674 | 0 | 1.2674 |  |  |  |  | 0.0038001 | 2.0654 | 0 | 2.0654 | 0.35045 |  | 0.57109 | 0.006132 | 0.0016955 | Column23: 3.3328; Column24: 0.92154; Column25: 0; Column26: 0; Column27: 3.3328; Column28: 0.92154; Column29: 0.0047929; Column30: 2.605; Column31: 0; Column32: 2.605; Column33: 0.72029 | WLDFR | HFTD - Distribution - Tier 3 - 4QU CoRE ¦ 3QU LoRE | Non-Red Flag Warning - Small Fires | 2025 | 3.8839e-06 | 3.8839e-06 | 0.080408 | 0.03759 | 0.0016314 | 0.041187 | 0 | 0 | 0.0041866 | 3.123e-07 | 0 | 3.123e-07 | 3.123e-07 | 0 | 3.123e-07 | 0 | 3.9928e-05 | 8.7523e-05 | 0 | 8.7523e-05 | [17 empty] | 7.3.3.17.5 (Remote Grid) Updates to grid topology to minimize risk of ignition in HFTDs Remote GridWLDFRVegetation ContactAggregated | WLDFR | HFTD - Distribution - Tier 2 - 3QU CoRE ¦ 1QU LoRE | Red Flag Warning - Small Fires | Vegetation Contact | Aggregated | 2025 | 0.00088325 | 489.6273 | 0.43246 | 2025 | Mitigation | 0.95 | 45 | 0 | esc | 0.00097009 | 8.5683e-07 | 0.00097009 | 8.5683e-07
[35 empty] | 7.3.3.17.6 Updates to grid topology to minimize risk of ignition in HFTDs Butte County Rebuild | WLDFR | HFTD - Distribution - Tier 3 - 1QU CoRE ¦ 2QU LoRE | 2041 | 0.25842 | 0.0023319 | 1.2674 | 0 | 1.2674 |  |  |  |  | 0.0038001 | 2.0654 | 0 | 2.0654 | 0.32753 |  | 0.53373 | 0.006132 | 0.0015846 | Column23: 3.3328; Column24: 0.86125; Column25: 0; Column26: 0; Column27: 3.3328; Column28: 0.86125; Column29: 0.0047929; Column30: 2.605; Column31: 0; Column32: 2.605; Column33: 0.67317 | WLDFR | HFTD - Distribution - Tier 3 - 4QU CoRE ¦ 3QU LoRE | Non-Red Flag Warning - Small Fires | 2026 | 3.8839e-06 | 3.8839e-06 | 0.080408 | 0.03759 | 0.0016314 | 0.041187 | 0 | 0 | 0.0041866 | 3.123e-07 | 0 | 3.123e-07 | 3.123e-07 | 0 | 3.123e-07 | 0 | 3.9928e-05 | 8.7523e-05 | 0 | 8.7523e-05 | [17 empty] | 7.3.3.17.5 (Remote Grid) Updates to grid topology to minimize risk of ignition in HFTDs Remote GridWLDFRVegetation ContactAggregated | WLDFR | HFTD - Distribution - Tier 2 - 3QU CoRE ¦ 1QU LoRE | Red Flag Warning - Small Fires | Vegetation Contact | Aggregated | 2026 | 0.00088325 | 489.6273 | 0.43246 | 2026 | Mitigation | 0.95 | 45 | 0 | esc | 0.00097009 | 8.5683e-07 | 0.00097009 | 8.5683e-07
[35 empty] | 7.3.3.17.6 Updates to grid topology to minimize risk of ignition in HFTDs Butte County Rebuild | WLDFR | HFTD - Distribution - Tier 3 - 1QU CoRE ¦ 2QU LoRE | 2042 | 0.24151 | 0.0023319 | 1.2674 | 0 | 1.2674 |  |  |  |  | 0.0038001 | 2.0654 | 0 | 2.0654 | 0.3061 |  | 0.49881 | 0.006132 | 0.001481 | Column23: 3.3328; Column24: 0.80491; Column25: 0; Column26: 0; Column27: 3.3328; Column28: 0.80491; Column29: 0.0047929; Column30: 2.605; Column31: 0; Column32: 2.605; Column33: 0.62913 | WLDFR | HFTD - Distribution - Tier 3 - 4QU CoRE ¦ 3QU LoRE | Non-Red Flag Warning - Small Fires | 2027 | 3.8839e-06 | 3.8839e-06 | 0.080408 | 0.03759 | 0.0016314 | 0.041187 | 0 | 0 | 0.0041866 | 3.123e-07 | 0 | 3.123e-07 | 3.123e-07 | 0 | 3.123e-07 | 0 | 3.9928e-05 | 8.7523e-05 | 0 | 8.7523e-05 | [17 empty] | 7.3.3.17.5 (Remote Grid) Updates to grid topology to minimize risk of ignition in HFTDs Remote GridWLDFRVegetation ContactAggregated | WLDFR | HFTD - Distribution - Tier 2 - 3QU CoRE ¦ 1QU LoRE | Red Flag Warning - Small Fires | Vegetation Contact | Aggregated | 2027 | 0.00088325 | 489.6273 | 0.43246 | 2027 | Mitigation | 0.95 | 45 | 0 | esc | 0.00097009 | 8.5683e-07 | 0.00097009 | 8.5683e-07
[35 empty] | 7.3.3.17.6 Updates to grid topology to minimize risk of ignition in HFTDs Butte County Rebuild | WLDFR | HFTD - Distribution - Tier 3 - 1QU CoRE ¦ 2QU LoRE | 2043 | 0.22571 | 0.0023319 | 1.3306 | 0 | 1.3306 |  |  |  |  | 0.0038001 | 2.1683 | 0 | 2.1683 | 0.30034 |  | 0.48942 | 0.006132 | 0.0013841 | Column23: 3.499; Column24: 0.78976; Column25: 0; Column26: 0; Column27: 3.499; Column28: 0.78976; Column29: 0.0047929; Column30: 2.7348; Column31: 0; Column32: 2.7348; Column33: 0.61729 | WLDFR | HFTD - Distribution - Tier 3 - 4QU CoRE ¦ 3QU LoRE | Non-Red Flag Warning - Small Fires | 2028 | 3.8839e-06 | 3.8839e-06 | 0.083606 | 0.039055 | 0.001695 | 0.042856 | 0 | 0 | 0.0041866 | 3.2472e-07 | 0 | 3.2472e-07 | 3.2472e-07 | 0 | 3.2472e-07 | 0 | 3.9928e-05 | 8.7523e-05 | 0 | 8.7523e-05 | [17 empty] | 7.3.3.17.5 (Remote Grid) Updates to grid topology to minimize risk of ignition in HFTDs Remote GridWLDFRVegetation ContactAggregated | WLDFR | HFTD - Distribution - Tier 2 - 3QU CoRE ¦ 1QU LoRE | Red Flag Warning - Small Fires | Vegetation Contact | Aggregated | 2028 | 0.00088325 | 489.6273 | 0.43246 | 2028 | Mitigation | 0.95 | 45 | 0 | esc | 0.00097009 | 8.5683e-07 | 0.00097009 | 8.5683e-07
[35 empty] | 7.3.3.17.6 Updates to grid topology to minimize risk of ignition in HFTDs Butte County Rebuild | WLDFR | HFTD - Distribution - Tier 3 - 1QU CoRE ¦ 2QU LoRE | 2044 | 0.21095 | 0.0023319 | 1.3306 | 0 | 1.3306 |  |  |  |  | 0.0038001 | 2.1683 | 0 | 2.1683 | 0.28069 |  | 0.4574 | 0.006132 | 0.0012935 | Column23: 3.499; Column24: 0.73809; Column25: 0; Column26: 0; Column27: 3.499; Column28: 0.73809; Column29: 0.0047929; Column30: 2.7348; Column31: 0; Column32: 2.7348; Column33: 0.57691 | WLDFR | HFTD - Distribution - Tier 3 - 4QU CoRE ¦ 3QU LoRE | Non-Red Flag Warning - Small Fires | 2029 | 3.8839e-06 | 3.8839e-06 | 0.083606 | 0.039055 | 0.001695 | 0.042856 | 0 | 0 | 0.0041866 | 3.2472e-07 | 0 | 3.2472e-07 | 3.2472e-07 | 0 | 3.2472e-07 | 0 | 3.9928e-05 | 8.7523e-05 | 0 | 8.7523e-05 | [17 empty] | 7.3.3.17.5 (Remote Grid) Updates to grid topology to minimize risk of ignition in HFTDs Remote GridWLDFRVegetation ContactAggregated | WLDFR | HFTD - Distribution - Tier 2 - 3QU CoRE ¦ 1QU LoRE | Red Flag Warning - Small Fires | Vegetation Contact | Aggregated | 2029 | 0.00088325 | 489.6273 | 0.43246 | 2029 | Mitigation | 0.95 | 45 | 0 | esc | 0.00097009 | 8.5683e-07 | 0.00097009 | 8.5683e-07
[35 empty] | 7.3.3.17.6 Updates to grid topology to minimize risk of ignition in HFTDs Butte County Rebuild | WLDFR | HFTD - Distribution - Tier 3 - 1QU CoRE ¦ 2QU LoRE | 2045 | 0.19715 | 0.0023319 | 1.3306 | 0 | 1.3306 |  |  |  |  | 0.0038001 | 2.1683 | 0 | 2.1683 | 0.26233 |  | 0.42748 | 0.006132 | 0.0012089 | Column23: 3.499; Column24: 0.68981; Column25: 0; Column26: 0; Column27: 3.499; Column28: 0.68981; Column29: 0.0047929; Column30: 2.7348; Column31: 0; Column32: 2.7348; Column33: 0.53916 | WLDFR | HFTD - Distribution - Tier 3 - 4QU CoRE ¦ 3QU LoRE | Non-Red Flag Warning - Small Fires | 2030 | 3.8839e-06 | 3.8839e-06 | 0.083606 | 0.039055 | 0.001695 | 0.042856 | 0 | 0 | 0.0041866 | 3.2472e-07 | 0 | 3.2472e-07 | 3.2472e-07 | 0 | 3.2472e-07 | 0 | 4.1657e-05 | 9.1312e-05 | 0 | 9.1312e-05 | [17 empty] | 7.3.3.17.5 (Remote Grid) Updates to grid topology to minimize risk of ignition in HFTDs Remote GridWLDFRVegetation ContactAggregated | WLDFR | HFTD - Distribution - Tier 2 - 3QU CoRE ¦ 1QU LoRE | Red Flag Warning - Small Fires | Vegetation Contact | Aggregated | 2030 | 0.00088325 | 489.6273 | 0.43246 | 2030 | Mitigation | 0.95 | 45 | 0 | esc | 0.00097009 | 8.5683e-07 | 0.00097009 | 8.5683e-07
[35 empty] | 7.3.3.17.6 Updates to grid topology to minimize risk of ignition in HFTDs Butte County Rebuild | WLDFR | HFTD - Distribution - Tier 3 - 1QU CoRE ¦ 2QU LoRE | 2046 | 0.18425 | 0.0023319 | 1.3306 | 0 | 1.3306 |  |  |  |  | 0.0038001 | 2.1683 | 0 | 2.1683 | 0.24517 |  | 0.39951 | 0.006132 | 0.0011298 | Column23: 3.499; Column24: 0.64468; Column25: 0; Column26: 0; Column27: 3.499; Column28: 0.64468; Column29: 0.0047929; Column30: 2.7348; Column31: 0; Column32: 2.7348; Column33: 0.50389 | WLDFR | HFTD - Distribution - Tier 3 - 4QU CoRE ¦ 3QU LoRE | Non-Red Flag Warning - Small Fires | 2031 | 3.8839e-06 | 3.8839e-06 | 0.083606 | 0.039055 | 0.001695 | 0.042856 | 0 | 0 | 0.0041866 | 3.2472e-07 | 0 | 3.2472e-07 | 3.2472e-07 | 0 | 3.2472e-07 | 0 | 4.1657e-05 | 9.1312e-05 | 0 | 9.1312e-05 | [17 empty] | 7.3.3.17.5 (Remote Grid) Updates to grid topology to minimize risk of ignition in HFTDs Remote GridWLDFRVegetation ContactAggregated | WLDFR | HFTD - Distribution - Tier 2 - 3QU CoRE ¦ 1QU LoRE | Red Flag Warning - Small Fires | Vegetation Contact | Aggregated | 2031 | 0.00088325 | 489.6273 | 0.43246 | 2031 | Mitigation | 0.95 | 45 | 0 | esc | 0.00097009 | 8.5683e-07 | 0.00097009 | 8.5683e-07
[35 empty] | 7.3.3.17.6 Updates to grid topology to minimize risk of ignition in HFTDs Butte County Rebuild | WLDFR | HFTD - Distribution - Tier 3 - 1QU CoRE ¦ 2QU LoRE | 2047 | 0.1722 | 0.0023319 | 1.3306 | 0 | 1.3306 |  |  |  |  | 0.0038001 | 2.1683 | 0 | 2.1683 | 0.22913 |  | 0.37338 | 0.006132 | 0.0010559 | Column23: 3.499; Column24: 0.60251; Column25: 0; Column26: 0; Column27: 3.499; Column28: 0.60251; Column29: 0.0047929; Column30: 2.7348; Column31: 0; Column32: 2.7348; Column33: 0.47093 | WLDFR | HFTD - Distribution - Tier 3 - 4QU CoRE ¦ 3QU LoRE | Non-Red Flag Warning - Small Fires | 2032 | 3.8839e-06 | 3.8839e-06 | 0.083606 | 0.039055 | 0.001695 | 0.042856 | 0 | 0 | 0.0041866 | 3.2472e-07 | 0 | 3.2472e-07 | 3.2472e-07 | 0 | 3.2472e-07 | 0 | 4.1657e-05 | 9.1312e-05 | 0 | 9.1312e-05 | [17 empty] | 7.3.3.17.5 (Remote Grid) Updates to grid topology to minimize risk of ignition in HFTDs Remote GridWLDFRVegetation ContactAggregated | WLDFR | HFTD - Distribution - Tier 2 - 3QU CoRE ¦ 1QU LoRE | Red Flag Warning - Small Fires | Vegetation Contact | Aggregated | 2032 | 0.00088325 | 489.6273 | 0.43246 | 2032 | Mitigation | 0.95 | 45 | 0 | esc | 0.00097009 | 8.5683e-07 | 0.00097009 | 8.5683e-07
[35 empty] | 7.3.3.17.6 Updates to grid topology to minimize risk of ignition in HFTDs Butte County Rebuild | WLDFR | HFTD - Distribution - Tier 3 - 1QU CoRE ¦ 2QU LoRE | 2048 | 0.16093 | 0.0023319 | 1.3969 | 0 | 1.3969 |  |  |  |  | 0.0038001 | 2.2763 | 0 | 2.2763 | 0.2248 |  | 0.36632 | 0.006132 | 0.00098682 | Column23: 3.6732; Column24: 0.59112; Column25: 0; Column26: 0; Column27: 3.6732; Column28: 0.59112; Column29: 0.0047929; Column30: 2.871; Column31: 0; Column32: 2.871; Column33: 0.46203 | WLDFR | HFTD - Distribution - Tier 3 - 4QU CoRE ¦ 3QU LoRE | Non-Red Flag Warning - Small Fires | 2033 | 3.8839e-06 | 3.8839e-06 | 0.087211 | 0.040679 | 0.0017655 | 0.044766 | 0 | 0 | 0.0041866 | 3.3872e-07 | 0 | 3.3872e-07 | 3.3872e-07 | 0 | 3.3872e-07 | 0 | 0 | 9.1312e-05 | 0 | 9.1312e-05 | [17 empty] | 7.3.3.17.5 (Remote Grid) Updates to grid topology to minimize risk of ignition in HFTDs Remote GridWLDFRVegetation ContactAggregated | WLDFR | HFTD - Distribution - Tier 2 - 3QU CoRE ¦ 1QU LoRE | Red Flag Warning - Small Fires | Vegetation Contact | Aggregated | 2033 | 0.00088325 | 489.6273 | 0.43246 | 2033 | Mitigation | 0.95 | 45 | 0 | esc | 0.00097009 | 8.5683e-07 | 0.00097009 | 8.5683e-07
[35 empty] | 7.3.3.17.6 Updates to grid topology to minimize risk of ignition in HFTDs Butte County Rebuild | WLDFR | HFTD - Distribution - Tier 3 - 1QU CoRE ¦ 2QU LoRE | 2049 | 0.1504 | 0.0023319 | 1.3969 | 0 | 1.3969 |  |  |  |  | 0.0038001 | 2.2763 | 0 | 2.2763 | 0.21009 |  | 0.34236 | 0.006132 | 0.00092226 | Column23: 3.6732; Column24: 0.55245; Column25: 0; Column26: 0; Column27: 3.6732; Column28: 0.55245; Column29: 0.0047929; Column30: 2.871; Column31: 0; Column32: 2.871; Column33: 0.4318 | WLDFR | HFTD - Distribution - Tier 3 - 4QU CoRE ¦ 3QU LoRE | Non-Red Flag Warning - Small Fires | 2034 | 3.8839e-06 | 3.8839e-06 | 0.087211 | 0.040679 | 0.0017655 | 0.044766 | 0 | 0 | 0.0041866 | 3.3872e-07 | 0 | 3.3872e-07 | 3.3872e-07 | 0 | 3.3872e-07 | 0 | 0 | 0 | 0 | 0 | [17 empty] | 7.3.3.17.5 (Remote Grid) Updates to grid topology to minimize risk of ignition in HFTDs Remote GridWLDFRVegetation ContactAggregated | WLDFR | HFTD - Distribution - Tier 2 - 3QU CoRE ¦ 1QU LoRE | Red Flag Warning - Small Fires | Vegetation Contact | Aggregated | 2034 | 0.00088325 | 489.6273 | 0.43246 | 2034 | Mitigation | 0.95 | 45 | 0 | esc | 0.00097009 | 8.5683e-07 | 0.00097009 | 8.5683e-07
[35 empty] | 7.3.3.17.6 Updates to grid topology to minimize risk of ignition in HFTDs Butte County Rebuild | WLDFR | HFTD - Distribution - Tier 3 - 1QU CoRE ¦ 2QU LoRE | 2050 | 0.14056 | 0.0023319 | 1.3969 | 0 | 1.3969 |  |  |  |  | 0.0038001 | 2.2763 | 0 | 2.2763 | 0.19635 |  | 0.31996 | 0.006132 | 0.00086193 | Column23: 3.6732; Column24: 0.51631; Column25: 0; Column26: 0; Column27: 3.6732; Column28: 0.51631; Column29: 0.0047929; Column30: 2.871; Column31: 0; Column32: 2.871; Column33: 0.40355 | WLDFR | HFTD - Distribution - Tier 3 - 4QU CoRE ¦ 3QU LoRE | Non-Red Flag Warning - Small Fires | 2035 | 3.8839e-06 | 3.8839e-06 | 0.087211 | 0.040679 | 0.0017655 | 0.044766 | 0 | 0 | 0.0041866 | 3.3872e-07 | 0 | 3.3872e-07 | 3.3872e-07 | 0 | 3.3872e-07 | 0 | 1.6854e-07 | 0 | 0 | 0 | [17 empty] | 7.3.3.17.5 (Remote Grid) Updates to grid topology to minimize risk of ignition in HFTDs Remote GridWLDFRVegetation ContactAggregated | WLDFR | HFTD - Distribution - Tier 2 - 3QU CoRE ¦ 1QU LoRE | Red Flag Warning - Small Fires | Vegetation Contact | Aggregated | 2035 | 0.00088325 | 489.6273 | 0.43246 | 2035 | Mitigation | 0.95 | 45 | 0 | esc | 0.00097009 | 8.5683e-07 | 0.00097009 | 8.5683e-07
[35 empty] | 7.3.3.17.6 Updates to grid topology to minimize risk of ignition in HFTDs Butte County Rebuild | WLDFR | HFTD - Distribution - Tier 3 - 1QU CoRE ¦ 2QU LoRE | 2051 | 0.13137 | 0.0023319 | 1.3969 | 0 | 1.3969 |  |  |  |  | 0.0038001 | 2.2763 | 0 | 2.2763 | 0.1835 |  | 0.29903 | 0.006132 | 0.00080554 | Column23: 3.6732; Column24: 0.48253; Column25: 0; Column26: 0; Column27: 3.6732; Column28: 0.48253; Column29: 0.0047929; Column30: 2.871; Column31: 0; Column32: 2.871; Column33: 0.37715 | WLDFR | HFTD - Distribution - Tier 3 - 4QU CoRE ¦ 3QU LoRE | Non-Red Flag Warning - Small Fires | 2036 | 3.8839e-06 | 3.8839e-06 | 0.087211 | 0.040679 | 0.0017655 | 0.044766 | 0 | 0 | 0.0041866 | 3.3872e-07 | 0 | 3.3872e-07 | 3.3872e-07 | 0 | 3.3872e-07 | 0 | 1.7608e-07 | 3.8597e-07 | 0 | 3.8597e-07 | [17 empty] | 7.3.3.17.5 (Remote Grid) Updates to grid topology to minimize risk of ignition in HFTDs Remote GridWLDFRVegetation ContactAggregated | WLDFR | HFTD - Distribution - Tier 2 - 3QU CoRE ¦ 1QU LoRE | Red Flag Warning - Small Fires | Vegetation Contact | Aggregated | 2036 | 0.00088325 | 489.6273 | 0.43246 | 2036 | Mitigation | 0.95 | 45 | 0 | esc | 0.00097009 | 8.5683e-07 | 0.00097009 | 8.5683e-07
[35 empty] | 7.3.3.17.6 Updates to grid topology to minimize risk of ignition in HFTDs Butte County Rebuild | WLDFR | HFTD - Distribution - Tier 3 - 1QU CoRE ¦ 2QU LoRE | 2052 | 0.12277 | 0.0023319 | 1.3969 | 0 | 1.3969 |  |  |  |  | 0.0038001 | 2.2763 | 0 | 2.2763 | 0.1715 |  | 0.27947 | 0.006132 | 0.00075284 | Column23: 3.6732; Column24: 0.45096; Column25: 0; Column26: 0; Column27: 3.6732; Column28: 0.45096; Column29: 0.0047929; Column30: 2.871; Column31: 0; Column32: 2.871; Column33: 0.35248 | WLDFR | HFTD - Distribution - Tier 3 - 4QU CoRE ¦ 3QU LoRE | Non-Red Flag Warning - Small Fires | 2037 | 3.8839e-06 | 3.8839e-06 | 0.087211 | 0.040679 | 0.0017655 | 0.044766 | 0 | 0 | 0.0041866 | 3.3872e-07 | 0 | 3.3872e-07 | 3.3872e-07 | 0 | 3.3872e-07 | 0 | 1.7608e-07 | 3.8597e-07 | 0 | 3.8597e-07 | [17 empty] | 7.3.3.17.5 (Remote Grid) Updates to grid topology to minimize risk of ignition in HFTDs Remote GridWLDFRVegetation ContactAggregated | WLDFR | HFTD - Distribution - Tier 2 - 3QU CoRE ¦ 1QU LoRE | Red Flag Warning - Small Fires | Vegetation Contact | Aggregated | 2037 | 0.00088325 | 489.6273 | 0.43246 | 2037 | Mitigation | 0.95 | 45 | 0 | esc | 0.00097009 | 8.5683e-07 | 0.00097009 | 8.5683e-07
[35 empty] | 7.3.3.17.6 Updates to grid topology to minimize risk of ignition in HFTDs Butte County Rebuild | WLDFR | HFTD - Distribution - Tier 3 - 1QU CoRE ¦ 2QU LoRE | 2053 | 0.11474 | 0.0023319 | 1.4653 | 0 | 1.4653 |  |  |  |  | 0.0038001 | 2.3878 | 0 | 2.3878 | 0.16813 |  | 0.27398 | 0.006132 | 0.00070359 | Column23: 3.8532; Column24: 0.44212; Column25: 0; Column26: 0; Column27: 3.8532; Column28: 0.44212; Column29: 0.0047929; Column30: 3.0117; Column31: 0; Column32: 3.0117; Column33: 0.34557 | WLDFR | HFTD - Distribution - Tier 3 - 4QU CoRE ¦ 3QU LoRE | Non-Red Flag Warning - Small Fires | 2038 | 3.8839e-06 | 3.8839e-06 | 0.091184 | 0.042438 | 0.0018418 | 0.046905 | 0 | 0 | 0.0041866 | 3.5415e-07 | 0 | 3.5415e-07 | 3.5415e-07 | 0 | 3.5415e-07 | 0 | 1.7608e-07 | 3.8597e-07 | 0 | 3.8597e-07 | [17 empty] | 7.3.3.17.5 (Remote Grid) Updates to grid topology to minimize risk of ignition in HFTDs Remote GridWLDFRVegetation ContactAggregated | WLDFR | HFTD - Distribution - Tier 2 - 3QU CoRE ¦ 1QU LoRE | Red Flag Warning - Small Fires | Vegetation Contact | Aggregated | 2038 | 0.00088325 | 489.6273 | 0.43246 | 2038 | Mitigation | 0.95 | 45 | 0 | esc | 0.00097009 | 8.5683e-07 | 0.00097009 | 8.5683e-07
[35 empty] | 7.3.3.17.6 Updates to grid topology to minimize risk of ignition in HFTDs Butte County Rebuild | WLDFR | HFTD - Distribution - Tier 3 - 1QU CoRE ¦ 2QU LoRE | 2054 | 0.10723 | 0.0023319 | 1.4653 | 0 | 1.4653 |  |  |  |  | 0.0038001 | 2.3878 | 0 | 2.3878 | 0.15713 |  | 0.25606 | 0.006132 | 0.00065756 | Column23: 3.8532; Column24: 0.41319; Column25: 0; Column26: 0; Column27: 3.8532; Column28: 0.41319; Column29: 0.0047929; Column30: 3.0117; Column31: 0; Column32: 3.0117; Column33: 0.32296 | WLDFR | HFTD - Distribution - Tier 3 - 4QU CoRE ¦ 3QU LoRE | Non-Red Flag Warning - Small Fires | 2039 | 3.8839e-06 | 3.8839e-06 | 0.091184 | 0.042438 | 0.0018418 | 0.046905 | 0 | 0 | 0.0041866 | 3.5415e-07 | 0 | 3.5415e-07 | 3.5415e-07 | 0 | 3.5415e-07 | 0 | 1.7608e-07 | 3.8597e-07 | 0 | 3.8597e-07 | [17 empty] | 7.3.3.17.5 (Remote Grid) Updates to grid topology to minimize risk of ignition in HFTDs Remote GridWLDFRVegetation ContactAggregated | WLDFR | HFTD - Distribution - Tier 2 - 3QU CoRE ¦ 1QU LoRE | Red Flag Warning - Small Fires | Vegetation Contact | Aggregated | 2039 | 0.00088325 | 489.6273 | 0.43246 | 2039 | Mitigation | 0.95 | 45 | 0 | esc | 0.00097009 | 8.5683e-07 | 0.00097009 | 8.5683e-07
[35 empty] | 7.3.3.17.6 Updates to grid topology to minimize risk of ignition in HFTDs Butte County Rebuild | WLDFR | HFTD - Distribution - Tier 3 - 1QU CoRE ¦ 2QU LoRE | 2055 | 0.10022 | 0.0023319 | 1.4653 | 0 | 1.4653 |  |  |  |  | 0.0038001 | 2.3878 | 0 | 2.3878 | 0.14685 |  | 0.23931 | 0.006132 | 0.00061454 | Column23: 3.8532; Column24: 0.38616; Column25: 0; Column26: 0; Column27: 3.8532; Column28: 0.38616; Column29: 0.0047929; Column30: 3.0117; Column31: 0; Column32: 3.0117; Column33: 0.30183 | WLDFR | HFTD - Distribution - Tier 3 - 4QU CoRE ¦ 3QU LoRE | Non-Red Flag Warning - Small Fires | 2040 | 3.8839e-06 | 3.8839e-06 | 0.091184 | 0.042438 | 0.0018418 | 0.046905 | 0 | 0 | 0.0041866 | 3.5415e-07 | 0 | 3.5415e-07 | 3.5415e-07 | 0 | 3.5415e-07 | 0 | 1.7608e-07 | 3.8597e-07 | 0 | 3.8597e-07 | [17 empty] | 7.3.3.17.5 (Remote Grid) Updates to grid topology to minimize risk of ignition in HFTDs Remote GridWLDFRVegetation ContactAggregated | WLDFR | HFTD - Distribution - Tier 2 - 3QU CoRE ¦ 1QU LoRE | Red Flag Warning - Small Fires | Vegetation Contact | Aggregated | 2040 | 0.00088325 | 489.6273 | 0.43246 | 2040 | Mitigation | 0.95 | 45 | 0 | esc | 0.00097009 | 8.5683e-07 | 0.00097009 | 8.5683e-07
[35 empty] | 7.3.3.17.6 Updates to grid topology to minimize risk of ignition in HFTDs Butte County Rebuild | WLDFR | HFTD - Distribution - Tier 3 - 1QU CoRE ¦ 2QU LoRE | 2056 | 0.093663 | 0.0023319 | 1.4653 | 0 | 1.4653 |  |  |  |  | 0.0038001 | 2.3878 | 0 | 2.3878 | 0.13725 |  | 0.22365 | 0.006132 | 0.00057434 | Column23: 3.8532; Column24: 0.3609; Column25: 0; Column26: 0; Column27: 3.8532; Column28: 0.3609; Column29: 0.0047929; Column30: 3.0117; Column31: 0; Column32: 3.0117; Column33: 0.28208 | WLDFR | HFTD - Distribution - Tier 3 - 4QU CoRE ¦ 3QU LoRE | Non-Red Flag Warning - Small Fires | 2041 | 3.8839e-06 | 3.8839e-06 | 0.091184 | 0.042438 | 0.0018418 | 0.046905 | 0 | 0 | 0.0041866 | 3.5415e-07 | 0 | 3.5415e-07 | 3.5415e-07 | 0 | 3.5415e-07 | 0 | 1.8579e-07 | 4.0725e-07 | 0 | 4.0725e-07 | [17 empty] | 7.3.3.17.5 (Remote Grid) Updates to grid topology to minimize risk of ignition in HFTDs Remote GridWLDFRVegetation ContactAggregated | WLDFR | HFTD - Distribution - Tier 2 - 3QU CoRE ¦ 1QU LoRE | Red Flag Warning - Small Fires | Vegetation Contact | Aggregated | 2041 | 0.00088325 | 489.6273 | 0.43246 | 2041 | Mitigation | 0.95 | 45 | 0 | esc | 0.00097009 | 8.5683e-07 | 0.00097009 | 8.5683e-07
[35 empty] | 7.3.3.17.6 Updates to grid topology to minimize risk of ignition in HFTDs Butte County Rebuild | WLDFR | HFTD - Distribution - Tier 3 - 1QU CoRE ¦ 2QU LoRE | 2057 | 0.087535 | 0.0023319 | 1.4653 | 0 | 1.4653 |  |  |  |  | 0.0038001 | 2.3878 | 0 | 2.3878 | 0.12827 |  | 0.20902 | 0.006132 | 0.00053677 | Column23: 3.8532; Column24: 0.33729; Column25: 0; Column26: 0; Column27: 3.8532; Column28: 0.33729; Column29: 0.0047929; Column30: 3.0117; Column31: 0; Column32: 3.0117; Column33: 0.26363 | WLDFR | HFTD - Distribution - Tier 3 - 4QU CoRE ¦ 3QU LoRE | Non-Red Flag Warning - Small Fires | 2042 | 3.8839e-06 | 3.8839e-06 | 0.091184 | 0.042438 | 0.0018418 | 0.046905 | 0 | 0 | 0.0041866 | 3.5415e-07 | 0 | 3.5415e-07 | 3.5415e-07 | 0 | 3.5415e-07 | 0 | 1.8579e-07 | 4.0725e-07 | 0 | 4.0725e-07 | [17 empty] | 7.3.3.17.5 (Remote Grid) Updates to grid topology to minimize risk of ignition in HFTDs Remote GridWLDFRVegetation ContactAggregated | WLDFR | HFTD - Distribution - Tier 2 - 3QU CoRE ¦ 1QU LoRE | Red Flag Warning - Small Fires | Vegetation Contact | Aggregated | 2042 | 0.00088325 | 489.6273 | 0.43246 | 2042 | Mitigation | 0.95 | 45 | 0 | esc | 0.00097009 | 8.5683e-07 | 0.00097009 | 8.5683e-07
[35 empty] | 7.3.3.17.6 Updates to grid topology to minimize risk of ignition in HFTDs Butte County Rebuild | WLDFR | HFTD - Distribution - Tier 3 - 1QU CoRE ¦ 2QU LoRE | 2058 | 0.081809 | 0.0023319 | 1.5352 | 0 | 1.5352 |  |  |  |  | 0.0038001 | 2.5017 | 0 | 2.5017 | 0.12559 |  | 0.20466 | 0.006132 | 0.00050165 | Column23: 4.0368; Column24: 0.33025; Column25: 0; Column26: 0; Column27: 4.0368; Column28: 0.33025; Column29: 0.0047929; Column30: 3.1553; Column31: 0; Column32: 3.1553; Column33: 0.25813 | WLDFR | HFTD - Distribution - Tier 3 - 4QU CoRE ¦ 3QU LoRE | Non-Red Flag Warning - Small Fires | 2043 | 3.8839e-06 | 3.8839e-06 | 0.095486 | 0.044306 | 0.0019228 | 0.049257 | 0 | 0 | 0.0041866 | 3.7086e-07 | 0 | 3.7086e-07 | 3.7086e-07 | 0 | 3.7086e-07 | 0 | 1.8579e-07 | 4.0725e-07 | 0 | 4.0725e-07 | [17 empty] | 7.3.3.17.5 (Remote Grid) Updates to grid topology to minimize risk of ignition in HFTDs Remote GridWLDFRVegetation ContactAggregated | WLDFR | HFTD - Distribution - Tier 2 - 3QU CoRE ¦ 1QU LoRE | Red Flag Warning - Small Fires | Vegetation Contact | Aggregated | 2043 | 0.00088325 | 489.6273 | 0.43246 | 2043 | Mitigation | 0.95 | 45 | 0 | esc | 0.00097009 | 8.5683e-07 | 0.00097009 | 8.5683e-07
[35 empty] | 7.3.3.17.6 Updates to grid topology to minimize risk of ignition in HFTDs Butte County Rebuild | WLDFR | HFTD - Distribution - Tier 3 - 1QU CoRE ¦ 2QU LoRE | 2059 | 0.076457 | 0.0023319 | 1.5352 | 0 | 1.5352 |  |  |  |  | 0.0038001 | 2.5017 | 0 | 2.5017 | 0.11737 |  | 0.19127 | 0.006132 | 0.00046883 | Column23: 4.0368; Column24: 0.30864; Column25: 0; Column26: 0; Column27: 4.0368; Column28: 0.30864; Column29: 0.0047929; Column30: 3.1553; Column31: 0; Column32: 3.1553; Column33: 0.24124 | WLDFR | HFTD - Distribution - Tier 3 - 4QU CoRE ¦ 3QU LoRE | Non-Red Flag Warning - Small Fires | 2044 | 3.8839e-06 | 3.8839e-06 | 0.095486 | 0.044306 | 0.0019228 | 0.049257 | 0 | 0 | 0.0041866 | 3.7086e-07 | 0 | 3.7086e-07 | 3.7086e-07 | 0 | 3.7086e-07 | 0 | 1.8579e-07 | 4.0725e-07 | 0 | 4.0725e-07 | [17 empty] | 7.3.3.17.5 (Remote Grid) Updates to grid topology to minimize risk of ignition in HFTDs Remote GridWLDFRVegetation ContactAggregated | WLDFR | HFTD - Distribution - Tier 2 - 3QU CoRE ¦ 1QU LoRE | Red Flag Warning - Small Fires | Vegetation Contact | Aggregated | 2044 | 0.00088325 | 489.6273 | 0.43246 | 2044 | Mitigation | 0.95 | 45 | 0 | esc | 0.00097009 | 8.5683e-07 | 0.00097009 | 8.5683e-07
[35 empty] | 7.3.3.17.6 Updates to grid topology to minimize risk of ignition in HFTDs Butte County Rebuild | WLDFR | HFTD - Distribution - Tier 3 - 1QU CoRE ¦ 2QU LoRE | 2060 | 0.071455 | 0.0023319 | 1.5352 | 0 | 1.5352 |  |  |  |  | 0.0038001 | 2.5017 | 0 | 2.5017 | 0.1097 |  | 0.17876 | 0.006132 | 0.00043816 | Column23: 4.0368; Column24: 0.28845; Column25: 0; Column26: 0; Column27: 4.0368; Column28: 0.28845; Column29: 0.0047929; Column30: 3.1553; Column31: 0; Column32: 3.1553; Column33: 0.22546 | WLDFR | HFTD - Distribution - Tier 3 - 4QU CoRE ¦ 3QU LoRE | Non-Red Flag Warning - Small Fires | 2045 | 3.8839e-06 | 3.8839e-06 | 0.095486 | 0.044306 | 0.0019228 | 0.049257 | 0 | 0 | 0.0041866 | 3.7086e-07 | 0 | 3.7086e-07 | 3.7086e-07 | 0 | 3.7086e-07 | 0 | 1.8579e-07 | 4.0725e-07 | 0 | 4.0725e-07 | [17 empty] | 7.3.3.17.5 (Remote Grid) Updates to grid topology to minimize risk of ignition in HFTDs Remote GridWLDFRVegetation ContactAggregated | WLDFR | HFTD - Distribution - Tier 2 - 3QU CoRE ¦ 1QU LoRE | Red Flag Warning - Small Fires | Vegetation Contact | Aggregated | 2045 | 0.00088325 | 489.6273 | 0.43246 | 2045 | Mitigation | 0.95 | 45 | 0 | esc | 0.00097009 | 8.5683e-07 | 0.00097009 | 8.5683e-07
[35 empty] | 7.3.3.17.6 Updates to grid topology to minimize risk of ignition in HFTDs Butte County Rebuild | WLDFR | HFTD - Distribution - Tier 3 - 1QU CoRE ¦ 2QU LoRE | 2061 | 0.06678 | 0.0023319 | 1.5352 | 0 | 1.5352 |  |  |  |  | 0.0038001 | 2.5017 | 0 | 2.5017 | 0.10252 |  | 0.16706 | 0.006132 | 0.0004095 | Column23: 4.0368; Column24: 0.26958; Column25: 0; Column26: 0; Column27: 4.0368; Column28: 0.26958; Column29: 0.0047929; Column30: 3.1553; Column31: 0; Column32: 3.1553; Column33: 0.21071 | WLDFR | HFTD - Distribution - Tier 3 - 4QU CoRE ¦ 3QU LoRE | Non-Red Flag Warning - Small Fires | 2046 | 3.8839e-06 | 3.8839e-06 | 0.095486 | 0.044306 | 0.0019228 | 0.049257 | 0 | 0 | 0.0041866 | 3.7086e-07 | 0 | 3.7086e-07 | 3.7086e-07 | 0 | 3.7086e-07 | 0 | 1.9684e-07 | 4.3147e-07 | 0 | 4.3147e-07 | [17 empty] | 7.3.3.17.5 (Remote Grid) Updates to grid topology to minimize risk of ignition in HFTDs Remote GridWLDFRVegetation ContactAggregated | WLDFR | HFTD - Distribution - Tier 2 - 3QU CoRE ¦ 1QU LoRE | Red Flag Warning - Small Fires | Vegetation Contact | Aggregated | 2046 | 0.00088325 | 489.6273 | 0.43246 | 2046 | Mitigation | 0.95 | 45 | 0 | esc | 0.00097009 | 8.5683e-07 | 0.00097009 | 8.5683e-07
[35 empty] | 7.3.3.17.6 Updates to grid topology to minimize risk of ignition in HFTDs Butte County Rebuild | WLDFR | HFTD - Distribution - Tier 3 - 1QU CoRE ¦ 2QU LoRE | 2062 | 0.062412 | 0.0023319 | 1.5352 | 0 | 1.5352 |  |  |  |  | 0.0038001 | 2.5017 | 0 | 2.5017 | 0.095813 |  | 0.15613 | 0.006132 | 0.00038271 | Column23: 4.0368; Column24: 0.25195; Column25: 0; Column26: 0; Column27: 4.0368; Column28: 0.25195; Column29: 0.0047929; Column30: 3.1553; Column31: 0; Column32: 3.1553; Column33: 0.19692 | WLDFR | HFTD - Distribution - Tier 3 - 4QU CoRE ¦ 3QU LoRE | Non-Red Flag Warning - Small Fires | 2047 | 3.8839e-06 | 3.8839e-06 | 0.095486 | 0.044306 | 0.0019228 | 0.049257 | 0 | 0 | 0.0041866 | 3.7086e-07 | 0 | 3.7086e-07 | 3.7086e-07 | 0 | 3.7086e-07 | 0 | 1.9684e-07 | 4.3147e-07 | 0 | 4.3147e-07 | [17 empty] | 7.3.3.17.5 (Remote Grid) Updates to grid topology to minimize risk of ignition in HFTDs Remote GridWLDFRVegetation ContactAggregated | WLDFR | HFTD - Distribution - Tier 2 - 3QU CoRE ¦ 1QU LoRE | Red Flag Warning - Small Fires | Vegetation Contact | Aggregated | 2047 | 0.00088325 | 489.6273 | 0.43246 | 2047 | Mitigation | 0.95 | 45 | 0 | esc | 0.00097009 | 8.5683e-07 | 0.00097009 | 8.5683e-07
[35 empty] | 7.3.3.17.6 Updates to grid topology to minimize risk of ignition in HFTDs Butte County Rebuild | WLDFR | HFTD - Distribution - Tier 3 - 1QU CoRE ¦ 2QU LoRE | 2063 | 0.058329 | 0.0023319 | 1.6056 | 0 | 1.6056 |  |  |  |  | 0.0038001 | 2.6164 | 0 | 2.6164 | 0.09365 |  | 0.15261 | 0.006132 | 0.00035767 | Column23: 4.2219; Column24: 0.24626; Column25: 0; Column26: 0; Column27: 4.2219; Column28: 0.24626; Column29: 0.0047929; Column30: 3.2999; Column31: 0; Column32: 3.2999; Column33: 0.19248 | WLDFR | HFTD - Distribution - Tier 3 - 4QU CoRE ¦ 3QU LoRE | Non-Red Flag Warning - Small Fires | 2048 | 3.8839e-06 | 3.8839e-06 | 0.10007 | 0.04626 | 0.0020076 | 0.051804 | 0 | 0 | 0.0041866 | 3.8867e-07 | 0 | 3.8867e-07 | 3.8867e-07 | 0 | 3.8867e-07 | 0 | 1.9684e-07 | 4.3147e-07 | 0 | 4.3147e-07 | [17 empty] | 7.3.3.17.5 (Remote Grid) Updates to grid topology to minimize risk of ignition in HFTDs Remote GridWLDFRVegetation ContactAggregated | WLDFR | HFTD - Distribution - Tier 2 - 3QU CoRE ¦ 1QU LoRE | Red Flag Warning - Small Fires | Vegetation Contact | Aggregated | 2048 | 0.00088325 | 489.6273 | 0.43246 | 2048 | Mitigation | 0.95 | 45 | 0 | esc | 0.00097009 | 8.5683e-07 | 0.00097009 | 8.5683e-07
[35 empty] | 7.3.3.17.6 Updates to grid topology to minimize risk of ignition in HFTDs Butte County Rebuild | WLDFR | HFTD - Distribution - Tier 3 - 1QU CoRE ¦ 2QU LoRE | 2064 | 0.054513 | 0.0023319 | 1.6056 | 0 | 1.6056 |  |  |  |  | 0.0038001 | 2.6164 | 0 | 2.6164 | 0.087523 |  | 0.14263 | 0.006132 | 0.00033427 | Column23: 4.2219; Column24: 0.23015; Column25: 0; Column26: 0; Column27: 4.2219; Column28: 0.23015; Column29: 0.0047929; Column30: 3.2999; Column31: 0; Column32: 3.2999; Column33: 0.17989 | WLDFR | HFTD - Distribution - Tier 3 - 4QU CoRE ¦ 3QU LoRE | Non-Red Flag Warning - Small Fires | 2049 | 3.8839e-06 | 3.8839e-06 | 0.10007 | 0.04626 | 0.0020076 | 0.051804 | 0 | 0 | 0.0041866 | 3.8867e-07 | 0 | 3.8867e-07 | 3.8867e-07 | 0 | 3.8867e-07 | 0 | 1.9684e-07 | 4.3147e-07 | 0 | 4.3147e-07 | [17 empty] | 7.3.3.17.5 (Remote Grid) Updates to grid topology to minimize risk of ignition in HFTDs Remote GridWLDFRVegetation ContactAggregated | WLDFR | HFTD - Distribution - Tier 2 - 3QU CoRE ¦ 1QU LoRE | Red Flag Warning - Small Fires | Vegetation Contact | Aggregated | 2049 | 0.00088325 | 489.6273 | 0.43246 | 2049 | Mitigation | 0.95 | 45 | 0 | esc | 0.00097009 | 8.5683e-07 | 0.00097009 | 8.5683e-07
[35 empty] | 7.3.3.17.6 Updates to grid topology to minimize risk of ignition in HFTDs Butte County Rebuild | WLDFR | HFTD - Distribution - Tier 3 - 1QU CoRE ¦ 2QU LoRE | 2065 | 0.050946 | 0.0023319 | 1.6056 | 0 | 1.6056 |  |  |  |  | 0.0038001 | 2.6164 | 0 | 2.6164 | 0.081798 |  | 0.13329 | 0.006132 | 0.0003124 | Column23: 4.2219; Column24: 0.21509; Column25: 0; Column26: 0; Column27: 4.2219; Column28: 0.21509; Column29: 0.0047929; Column30: 3.2999; Column31: 0; Column32: 3.2999; Column33: 0.16812 | WLDFR | HFTD - Distribution - Tier 3 - 4QU CoRE ¦ 3QU LoRE | Non-Red Flag Warning - Small Fires | 2050 | 3.8839e-06 | 3.8839e-06 | 0.10007 | 0.04626 | 0.0020076 | 0.051804 | 0 | 0 | 0.0041866 | 3.8867e-07 | 0 | 3.8867e-07 | 3.8867e-07 | 0 | 3.8867e-07 | 0 | 1.9684e-07 | 4.3147e-07 | 0 | 4.3147e-07 | [17 empty] | 7.3.3.17.5 (Remote Grid) Updates to grid topology to minimize risk of ignition in HFTDs Remote GridWLDFRVegetation ContactAggregated | WLDFR | HFTD - Distribution - Tier 2 - 3QU CoRE ¦ 1QU LoRE | Red Flag Warning - Small Fires | Vegetation Contact | Aggregated | 2050 | 0.00088325 | 489.6273 | 0.43246 | 2050 | Mitigation | 0.95 | 45 | 0 | esc | 0.00097009 | 8.5683e-07 | 0.00097009 | 8.5683e-07
[35 empty] | 7.3.3.17.6 Updates to grid topology to minimize risk of ignition in HFTDs Butte County Rebuild | WLDFR | HFTD - Distribution - Tier 3 - 1QU CoRE ¦ 2QU LoRE | 2066 | 0.047613 | 0.0023319 | 1.6056 | 0 | 1.6056 |  |  |  |  | 0.0038001 | 2.6164 | 0 | 2.6164 | 0.076446 |  | 0.12457 | 0.006132 | 0.00029197 | Column23: 4.2219; Column24: 0.20102; Column25: 0; Column26: 0; Column27: 4.2219; Column28: 0.20102; Column29: 0.0047929; Column30: 3.2999; Column31: 0; Column32: 3.2999; Column33: 0.15712 | WLDFR | HFTD - Distribution - Tier 3 - 4QU CoRE ¦ 3QU LoRE | Non-Red Flag Warning - Small Fires | 2051 | 3.8839e-06 | 3.8839e-06 | 0.10007 | 0.04626 | 0.0020076 | 0.051804 | 0 | 0 | 0.0041866 | 3.8867e-07 | 0 | 3.8867e-07 | 3.8867e-07 | 0 | 3.8867e-07 | 0 | 2.0913e-07 | 4.5842e-07 | 0 | 4.5842e-07 | [17 empty] | 7.3.3.17.5 (Remote Grid) Updates to grid topology to minimize risk of ignition in HFTDs Remote GridWLDFRVegetation ContactAggregated | WLDFR | HFTD - Distribution - Tier 2 - 3QU CoRE ¦ 1QU LoRE | Red Flag Warning - Small Fires | Vegetation Contact | Aggregated | 2051 | 0.00088325 | 489.6273 | 0.43246 | 2051 | Mitigation | 0.95 | 45 | 0 | esc | 0.00097009 | 8.5683e-07 | 0.00097009 | 8.5683e-07
[35 empty] | 7.3.3.17.6 Updates to grid topology to minimize risk of ignition in HFTDs Butte County Rebuild | WLDFR | HFTD - Distribution - Tier 3 - 1QU CoRE ¦ 2QU LoRE | 2067 | 0.044499 | 0.0023319 | 1.6056 | 0 | 1.6056 |  |  |  |  | 0.0038001 | 2.6164 | 0 | 2.6164 | 0.071445 |  | 0.11642 | 0.006132 | 0.00027286 | Column23: 4.2219; Column24: 0.18787; Column25: 0; Column26: 0; Column27: 4.2219; Column28: 0.18787; Column29: 0.0047929; Column30: 3.2999; Column31: 0; Column32: 3.2999; Column33: 0.14684 | WLDFR | HFTD - Distribution - Tier 3 - 4QU CoRE ¦ 3QU LoRE | Non-Red Flag Warning - Small Fires | 2052 | 3.8839e-06 | 3.8839e-06 | 0.10007 | 0.04626 | 0.0020076 | 0.051804 | 0 | 0 | 0.0041866 | 3.8867e-07 | 0 | 3.8867e-07 | 3.8867e-07 | 0 | 3.8867e-07 | 0 | 2.0913e-07 | 4.5842e-07 | 0 | 4.5842e-07 | [17 empty] | 7.3.3.17.5 (Remote Grid) Updates to grid topology to minimize risk of ignition in HFTDs Remote GridWLDFRVegetation ContactAggregated | WLDFR | HFTD - Distribution - Tier 2 - 3QU CoRE ¦ 1QU LoRE | Red Flag Warning - Small Fires | Vegetation Contact | Aggregated | 2052 | 0.00088325 | 489.6273 | 0.43246 | 2052 | Mitigation | 0.95 | 45 | 0 | esc | 0.00097009 | 8.5683e-07 | 0.00097009 | 8.5683e-07
[35 empty] | 7.3.3.17.6 Updates to grid topology to minimize risk of ignition in HFTDs Butte County Rebuild | WLDFR | HFTD - Distribution - Tier 3 - 1QU CoRE ¦ 2QU LoRE | 2068 | 0.041587 | 0.0023319 | 1.6756 | 0 | 1.6756 |  |  |  |  | 0.0038001 | 2.7306 | 0 | 2.7306 | 0.069686 |  | 0.11356 | 0.006132 | 0.00025501 | Column23: 4.4062; Column24: 0.18324; Column25: 0; Column26: 0; Column27: 4.4062; Column28: 0.18324; Column29: 0.0047929; Column30: 3.444; Column31: 0; Column32: 3.444; Column33: 0.14323 | WLDFR | HFTD - Distribution - Tier 3 - 4QU CoRE ¦ 3QU LoRE | Non-Red Flag Warning - Small Fires | 2053 | 3.8839e-06 | 3.8839e-06 | 0.10489 | 0.048274 | 0.002095 | 0.054525 | 0 | 0 | 0.0041866 | 4.074e-07 | 0 | 4.074e-07 | 4.074e-07 | 0 | 4.074e-07 | 0 | 2.0913e-07 | 4.5842e-07 | 0 | 4.5842e-07 | [17 empty] | 7.3.3.17.5 (Remote Grid) Updates to grid topology to minimize risk of ignition in HFTDs Remote GridWLDFRVegetation ContactAggregated | WLDFR | HFTD - Distribution - Tier 2 - 3QU CoRE ¦ 1QU LoRE | Red Flag Warning - Small Fires | Vegetation Contact | Aggregated | 2053 | 0.00088325 | 489.6273 | 0.43246 | 2053 | Mitigation | 0.95 | 45 | 0 | esc | 0.00097009 | 8.5683e-07 | 0.00097009 | 8.5683e-07
[35 empty] | 7.3.3.17.6 Updates to grid topology to minimize risk of ignition in HFTDs Butte County Rebuild | WLDFR | HFTD - Distribution - Tier 3 - 1QU CoRE ¦ 2QU LoRE | 2069 | 0.038867 | 0.0023319 | 1.6756 | 0 | 1.6756 |  |  |  |  | 0.0038001 | 2.7306 | 0 | 2.7306 | 0.065127 |  | 0.10613 | 0.006132 | 0.00023833 | Column23: 4.4062; Column24: 0.17126; Column25: 0; Column26: 0; Column27: 4.4062; Column28: 0.17126; Column29: 0.0047929; Column30: 3.444; Column31: 0; Column32: 3.444; Column33: 0.13386 | WLDFR | HFTD - Distribution - Tier 3 - 4QU CoRE ¦ 3QU LoRE | Non-Red Flag Warning - Small Fires | 2054 | 3.8839e-06 | 3.8839e-06 | 0.10489 | 0.048274 | 0.002095 | 0.054525 | 0 | 0 | 0.0041866 | 4.074e-07 | 0 | 4.074e-07 | 4.074e-07 | 0 | 4.074e-07 | 0 | 2.0913e-07 | 4.5842e-07 | 0 | 4.5842e-07 | [17 empty] | 7.3.3.17.5 (Remote Grid) Updates to grid topology to minimize risk of ignition in HFTDs Remote GridWLDFRVegetation ContactAggregated | WLDFR | HFTD - Distribution - Tier 2 - 3QU CoRE ¦ 1QU LoRE | Red Flag Warning - Small Fires | Vegetation Contact | Aggregated | 2054 | 0.00088325 | 489.6273 | 0.43246 | 2054 | Mitigation | 0.95 | 45 | 0 | esc | 0.00097009 | 8.5683e-07 | 0.00097009 | 8.5683e-07
[35 empty] | 7.3.3.17.6 Updates to grid topology to minimize risk of ignition in HFTDs Butte County Rebuild | WLDFR | HFTD - Distribution - Tier 3 - 1QU CoRE ¦ 2QU LoRE | 2070 | 0.036324 | 0.0023319 | 1.6756 | 0 | 1.6756 |  |  |  |  | 0.0038001 | 2.7306 | 0 | 2.7306 | 0.060866 |  | 0.099186 | 0.006132 | 0.00022274 | Column23: 4.4062; Column24: 0.16005; Column25: 0; Column26: 0; Column27: 4.4062; Column28: 0.16005; Column29: 0.0047929; Column30: 3.444; Column31: 0; Column32: 3.444; Column33: 0.1251 | WLDFR | HFTD - Distribution - Tier 3 - 4QU CoRE ¦ 3QU LoRE | Non-Red Flag Warning - Small Fires | 2055 | 3.8839e-06 | 3.8839e-06 | 0.10489 | 0.048274 | 0.002095 | 0.054525 | 0 | 0 | 0.0041866 | 4.074e-07 | 0 | 4.074e-07 | 4.074e-07 | 0 | 4.074e-07 | 0 | 2.0913e-07 | 4.5842e-07 | 0 | 4.5842e-07 | [17 empty] | 7.3.3.17.5 (Remote Grid) Updates to grid topology to minimize risk of ignition in HFTDs Remote GridWLDFRVegetation ContactAggregated | WLDFR | HFTD - Distribution - Tier 2 - 3QU CoRE ¦ 1QU LoRE | Red Flag Warning - Small Fires | Vegetation Contact | Aggregated | 2055 | 0.00088325 | 489.6273 | 0.43246 | 2055 | Mitigation | 0.95 | 45 | 0 | esc | 0.00097009 | 8.5683e-07 | 0.00097009 | 8.5683e-07
[35 empty] | 7.3.3.17.6 Updates to grid topology to minimize risk of ignition in HFTDs Butte County Rebuild | WLDFR | HFTD - Distribution - Tier 3 - 1QU CoRE ¦ 2QU LoRE | 2071 | 0.033948 | 0.0023319 | 1.6756 | 0 | 1.6756 |  |  |  |  | 0.0038001 | 2.7306 | 0 | 2.7306 | 0.056884 |  | 0.092697 | 0.006132 | 0.00020817 | Column23: 4.4062; Column24: 0.14958; Column25: 0; Column26: 0; Column27: 4.4062; Column28: 0.14958; Column29: 0.0047929; Column30: 3.444; Column31: 0; Column32: 3.444; Column33: 0.11691 | WLDFR | HFTD - Distribution - Tier 3 - 4QU CoRE ¦ 3QU LoRE | Non-Red Flag Warning - Small Fires | 2056 | 3.8839e-06 | 3.8839e-06 | 0.10489 | 0.048274 | 0.002095 | 0.054525 | 0 | 0 | 0.0041866 | 4.074e-07 | 0 | 4.074e-07 | 4.074e-07 | 0 | 4.074e-07 | 0 | 2.2258e-07 | 4.8789e-07 | 0 | 4.8789e-07 | [17 empty] | 7.3.3.17.5 (Remote Grid) Updates to grid topology to minimize risk of ignition in HFTDs Remote GridWLDFRVegetation ContactAggregated | WLDFR | HFTD - Distribution - Tier 2 - 3QU CoRE ¦ 1QU LoRE | Red Flag Warning - Small Fires | Vegetation Contact | Aggregated | 2056 | 0.00088325 | 489.6273 | 0.43246 | 2056 | Mitigation | 0.95 | 45 | 0 | esc | 0.00097009 | 8.5683e-07 | 0.00097009 | 8.5683e-07
[35 empty] | 7.3.3.17.6 Updates to grid topology to minimize risk of ignition in HFTDs Butte County Rebuild | WLDFR | HFTD - Distribution - Tier 3 - 1QU CoRE ¦ 2QU LoRE | 2072 | 0.031727 | 0.0023319 | 1.6756 | 0 | 1.6756 |  |  |  |  | 0.0038001 | 2.7306 | 0 | 2.7306 | 0.053163 |  | 0.086633 | 0.006132 | 0.00019455 | Column23: 4.4062; Column24: 0.1398; Column25: 0; Column26: 0; Column27: 4.4062; Column28: 0.1398; Column29: 0.0047929; Column30: 3.444; Column31: 0; Column32: 3.444; Column33: 0.10927 | WLDFR | HFTD - Distribution - Tier 3 - 4QU CoRE ¦ 3QU LoRE | Non-Red Flag Warning - Small Fires | 2057 | 3.8839e-06 | 3.8839e-06 | 0.10489 | 0.048274 | 0.002095 | 0.054525 | 0 | 0 | 0.0041866 | 4.074e-07 | 0 | 4.074e-07 | 4.074e-07 | 0 | 4.074e-07 | 0 | 2.2258e-07 | 4.8789e-07 | 0 | 4.8789e-07 | [17 empty] | 7.3.3.17.5 (Remote Grid) Updates to grid topology to minimize risk of ignition in HFTDs Remote GridWLDFRVegetation ContactAggregated | WLDFR | HFTD - Distribution - Tier 2 - 3QU CoRE ¦ 1QU LoRE | Red Flag Warning - Small Fires | Vegetation Contact | Aggregated | 2057 | 0.00088325 | 489.6273 | 0.43246 | 2057 | Mitigation | 0.95 | 45 | 0 | esc | 0.00097009 | 8.5683e-07 | 0.00097009 | 8.5683e-07
[35 empty] | 7.3.3.17.6 Updates to grid topology to minimize risk of ignition in HFTDs Butte County Rebuild | WLDFR | HFTD - Distribution - Tier 3 - 1QU CoRE ¦ 2QU LoRE | 2073 | 0.029651 | 0.0023319 | 1.7446 | 0 | 1.7446 |  |  |  |  | 0.0038001 | 2.8429 | 0 | 2.8429 | 0.051728 |  | 0.084295 | 0.006132 | 0.00018182 | Column23: 4.5874; Column24: 0.13602; Column25: 0; Column26: 0; Column27: 4.5874; Column28: 0.13602; Column29: 0.0047929; Column30: 3.5856; Column31: 0; Column32: 3.5856; Column33: 0.10632 | WLDFR | HFTD - Distribution - Tier 3 - 4QU CoRE ¦ 3QU LoRE | Non-Red Flag Warning - Small Fires | 2058 | 3.8839e-06 | 3.8839e-06 | 0.1099 | 0.050325 | 0.0021839 | 0.057393 | 0 | 0 | 0.0041866 | 4.2685e-07 | 0 | 4.2685e-07 | 4.2685e-07 | 0 | 4.2685e-07 | 0 | 2.2258e-07 | 4.8789e-07 | 0 | 4.8789e-07 | [17 empty] | 7.3.3.17.5 (Remote Grid) Updates to grid topology to minimize risk of ignition in HFTDs Remote GridWLDFRVegetation ContactAggregated | WLDFR | HFTD - Distribution - Tier 2 - 3QU CoRE ¦ 1QU LoRE | Red Flag Warning - Small Fires | Vegetation Contact | Aggregated | 2058 | 0.00088325 | 489.6273 | 0.43246 | 2058 | Mitigation | 0.95 | 45 | 0 | esc | 0.00097009 | 8.5683e-07 | 0.00097009 | 8.5683e-07
[35 empty] | 7.3.3.17.6 Updates to grid topology to minimize risk of ignition in HFTDs Butte County Rebuild | WLDFR | HFTD - Distribution - Tier 3 - 1QU CoRE ¦ 2QU LoRE | 2074 | 0.027711 | 0.0023319 | 1.7446 | 0 | 1.7446 |  |  |  |  | 0.0038001 | 2.8429 | 0 | 2.8429 | 0.048344 |  | 0.07878 | 0.006132 | 0.00016993 | Column23: 4.5874; Column24: 0.12712; Column25: 0; Column26: 0; Column27: 4.5874; Column28: 0.12712; Column29: 0.0047929; Column30: 3.5856; Column31: 0; Column32: 3.5856; Column33: 0.099363 | WLDFR | HFTD - Distribution - Tier 3 - 4QU CoRE ¦ 3QU LoRE | Non-Red Flag Warning - Small Fires | 2059 | 3.8839e-06 | 3.8839e-06 | 0.1099 | 0.050325 | 0.0021839 | 0.057393 | 0 | 0 | 0.0041866 | 4.2685e-07 | 0 | 4.2685e-07 | 4.2685e-07 | 0 | 4.2685e-07 | 0 | 2.2258e-07 | 4.8789e-07 | 0 | 4.8789e-07 | [17 empty] | 7.3.3.17.5 (Remote Grid) Updates to grid topology to minimize risk of ignition in HFTDs Remote GridWLDFRVegetation ContactAggregated | WLDFR | HFTD - Distribution - Tier 2 - 3QU CoRE ¦ 1QU LoRE | Red Flag Warning - Small Fires | Vegetation Contact | Aggregated | 2059 | 0.00088325 | 489.6273 | 0.43246 | 2059 | Mitigation | 0.95 | 45 | 0 | esc | 0.00097009 | 8.5683e-07 | 0.00097009 | 8.5683e-07
[35 empty] | 7.3.3.17.6 Updates to grid topology to minimize risk of ignition in HFTDs Butte County Rebuild | WLDFR | HFTD - Distribution - Tier 3 - 1QU CoRE ¦ 2QU LoRE | 2075 | 0.025899 | 0 | 0 | 0 | 0 |  |  |  |  | 0.0038001 | 2.8429 | 0 | 2.8429 | 0 |  | 0.073627 | 0.0038001 | 9.8416e-05 | Column23: 2.8429; Column24: 0.073627; Column25: 0; Column26: 0; Column27: 2.8429; Column28: 0.073627; Column29: 0.0047929; Column30: 3.5856; Column31: 0; Column32: 3.5856; Column33: 0.092862 | WLDFR | HFTD - Distribution - Tier 3 - 4QU CoRE ¦ 3QU LoRE | Non-Red Flag Warning - Small Fires | 2060 | 3.8839e-06 | 3.8839e-06 | 0.1099 | 0.050325 | 0.0021839 | 0.057393 | 0 | 0 | 0.0041866 | 4.2685e-07 | 0 | 4.2685e-07 | 4.2685e-07 | 0 | 4.2685e-07 | 0 | 2.2258e-07 | 4.8789e-07 | 0 | 4.8789e-07 | [17 empty] | 7.3.3.17.5 (Remote Grid) Updates to grid topology to minimize risk of ignition in HFTDs Remote GridWLDFRVegetation ContactAggregated | WLDFR | HFTD - Distribution - Tier 2 - 3QU CoRE ¦ 1QU LoRE | Red Flag Warning - Small Fires | Vegetation Contact | Aggregated | 2060 | 0.00088325 | 489.6273 | 0.43246 | 2060 | Mitigation | 0.95 | 45 | 0 | esc | 0.00097009 | 8.5683e-07 | 0.00097009 | 8.5683e-07
[35 empty] | 7.3.3.17.6 Updates to grid topology to minimize risk of ignition in HFTDs Butte County Rebuild | WLDFR | HFTD - Distribution - Tier 3 - 1QU CoRE ¦ 2QU LoRE | 2076 | 0.024204 | 0 | 0 | 0 | 0 |  |  |  |  | 0.0038001 | 2.8429 | 0 | 2.8429 | 0 |  | 0.06881 | 0.0038001 | 9.1978e-05 | Column23: 2.8429; Column24: 0.06881; Column25: 0; Column26: 0; Column27: 2.8429; Column28: 0.06881; Column29: 0.0047929; Column30: 3.5856; Column31: 0; Column32: 3.5856; Column33: 0.086787 | WLDFR | HFTD - Distribution - Tier 3 - 4QU CoRE ¦ 3QU LoRE | Non-Red Flag Warning - Small Fires | 2061 | 3.8839e-06 | 3.8839e-06 | 0.1099 | 0.050325 | 0.0021839 | 0.057393 | 0 | 0 | 0.0041866 | 4.2685e-07 | 0 | 4.2685e-07 | 4.2685e-07 | 0 | 4.2685e-07 | 0 | 2.3706e-07 | 5.1965e-07 | 0 | 5.1965e-07 | [17 empty] | 7.3.3.17.5 (Remote Grid) Updates to grid topology to minimize risk of ignition in HFTDs Remote GridWLDFRVegetation ContactAggregated | WLDFR | HFTD - Distribution - Tier 2 - 3QU CoRE ¦ 1QU LoRE | Red Flag Warning - Small Fires | Vegetation Contact | Aggregated | 2061 | 0.00088325 | 489.6273 | 0.43246 | 2061 | Mitigation | 0.95 | 45 | 0 | esc | 0.00097009 | 8.5683e-07 | 0.00097009 | 8.5683e-07
[35 empty] | 7.3.3.17.6 Updates to grid topology to minimize risk of ignition in HFTDs Butte County Rebuild | WLDFR | HFTD - Distribution - Tier 3 - 1QU CoRE ¦ 2QU LoRE | 2077 | 0.022621 | 0 | 0 | 0 | 0 |  |  |  |  | 0 | 0 | 0 | 0 | 0 |  | 0 | 0 | 0 | Column23: 0; Column24: 0; Column25: 0; Column26: 0; Column27: 0; Column28: 0; Column29: 0.0047929; Column30: 3.5856; Column31: 0; Column32: 3.5856; Column33: 0.08111 | WLDFR | HFTD - Distribution - Tier 3 - 4QU CoRE ¦ 3QU LoRE | Non-Red Flag Warning - Small Fires | 2062 | 3.8839e-06 | 3.8839e-06 | 0.1099 | 0.050325 | 0.0021839 | 0.057393 | 0 | 0 | 0.0041866 | 4.2685e-07 | 0 | 4.2685e-07 | 4.2685e-07 | 0 | 4.2685e-07 | 0 | 2.3706e-07 | 5.1965e-07 | 0 | 5.1965e-07 | [17 empty] | 7.3.3.17.5 (Remote Grid) Updates to grid topology to minimize risk of ignition in HFTDs Remote GridWLDFRVegetation ContactAggregated | WLDFR | HFTD - Distribution - Tier 2 - 3QU CoRE ¦ 1QU LoRE | Red Flag Warning - Small Fires | Vegetation Contact | Aggregated | 2062 | 0.00088325 | 489.6273 | 0.43246 | 2062 | Mitigation | 0.95 | 45 | 0 | esc | 0.00097009 | 8.5683e-07 | 0.00097009 | 8.5683e-07
[35 empty] | 7.3.3.17.6 Updates to grid topology to minimize risk of ignition in HFTDs Butte County Rebuild | WLDFR | HFTD - Distribution - Tier 3 - 1QU CoRE ¦ 3QU LoRE | 2020 | 1 | 0.00040098 | 0.17315 | 0 | 0.17315 |  |  |  |  | 0 | 0 | 0 | 0 | 0.17315 |  | 0 | 0.00040098 | 0.00040098 | Column23: 0.17315; Column24: 0.17315; Column25: 0; Column26: 0; Column27: 0.17315; Column28: 0.17315; Column29: 0; Column30: 0; Column31: 0; Column32: 0; Column33: 0 | WLDFR | HFTD - Distribution - Tier 3 - 4QU CoRE ¦ 3QU LoRE | Non-Red Flag Warning - Small Fires | 2063 | 3.8839e-06 | 3.8839e-06 | 0.11504 | 0.052388 | 0.0022734 | 0.060377 | 0 | 0 | 0.0041866 | 4.468e-07 | 0 | 4.468e-07 | 4.468e-07 | 0 | 4.468e-07 | 0 | 2.3706e-07 | 5.1965e-07 | 0 | 5.1965e-07 | [17 empty] | 7.3.3.17.5 (Remote Grid) Updates to grid topology to minimize risk of ignition in HFTDs Remote GridWLDFRVegetation ContactAggregated | WLDFR | HFTD - Distribution - Tier 2 - 3QU CoRE ¦ 1QU LoRE | Red Flag Warning - Small Fires | Vegetation Contact | Aggregated | 2063 | 0.00088325 | 489.6273 | 0.43246 | 2063 | Mitigation | 0.95 | 45 | 0 | esc | 0.00097009 | 8.5683e-07 | 0.00097009 | 8.5683e-07
[35 empty] | 7.3.3.17.6 Updates to grid topology to minimize risk of ignition in HFTDs Butte County Rebuild | WLDFR | HFTD - Distribution - Tier 3 - 1QU CoRE ¦ 3QU LoRE | 2021 | 1 | 0.00040098 | 0.17315 | 0 | 0.17315 |  |  |  |  | 0 | 0 | 0 | 0 | 0.17315 |  | 0 | 0.00040098 | 0.00040098 | Column23: 0.17315; Column24: 0.17315; Column25: 0; Column26: 0; Column27: 0.17315; Column28: 0.17315; Column29: 0; Column30: 0; Column31: 0; Column32: 0; Column33: 0 | WLDFR | HFTD - Distribution - Tier 3 - 4QU CoRE ¦ 3QU LoRE | Non-Red Flag Warning - Small Fires | 2064 | 3.8839e-06 | 3.8839e-06 | 0.11504 | 0.052388 | 0.0022734 | 0.060377 | 0 | 0 | 0.0041866 | 4.468e-07 | 0 | 4.468e-07 | 4.468e-07 | 0 | 4.468e-07 | 0 | 2.3706e-07 | 5.1965e-07 | 0 | 5.1965e-07 | [17 empty] | 7.3.3.17.5 (Remote Grid) Updates to grid topology to minimize risk of ignition in HFTDs Remote GridWLDFRVegetation ContactAggregated | WLDFR | HFTD - Distribution - Tier 2 - 3QU CoRE ¦ 1QU LoRE | Red Flag Warning - Small Fires | Vegetation Contact | Aggregated | 2064 | 0.00088325 | 489.6273 | 0.43246 | 2064 | Mitigation | 0.95 | 45 | 0 | esc | 0.00097009 | 8.5683e-07 | 0.00097009 | 8.5683e-07
[35 empty] | 7.3.3.17.6 Updates to grid topology to minimize risk of ignition in HFTDs Butte County Rebuild | WLDFR | HFTD - Distribution - Tier 3 - 1QU CoRE ¦ 3QU LoRE | 2022 | 0.93458 | 0.00041467 | 0.16653 | 0 | 0.16653 |  |  |  |  | 0.0010187 | 0.4091 | 0 | 0.4091 | 0.15563 |  | 0.38234 | 0.0014334 | 0.0013396 | Column23: 0.57563; Column24: 0.53797; Column25: 0; Column26: 0; Column27: 0.57563; Column28: 0.53797; Column29: 0; Column30: 0; Column31: 0; Column32: 0; Column33: 0 | WLDFR | HFTD - Distribution - Tier 3 - 4QU CoRE ¦ 3QU LoRE | Non-Red Flag Warning - Small Fires | 2065 | 3.8839e-06 | 3.8839e-06 | 0.11504 | 0.052388 | 0.0022734 | 0.060377 | 0 | 0 | 0.0041866 | 4.468e-07 | 0 | 4.468e-07 | 4.468e-07 | 0 | 4.468e-07 | 0 | 2.3706e-07 | 5.1965e-07 | 0 | 5.1965e-07 | [17 empty] | 7.3.3.17.5 (Remote Grid) Updates to grid topology to minimize risk of ignition in HFTDs Remote GridWLDFRVegetation ContactAggregated | WLDFR | HFTD - Distribution - Tier 2 - 3QU CoRE ¦ 1QU LoRE | Red Flag Warning - Small Fires | Vegetation Contact | Aggregated | 2065 | 0.00088325 | 489.6273 | 0.43246 | 2065 | Mitigation | 0.95 | 45 | 0 | esc | 0.00097009 | 8.5683e-07 | 0.00097009 | 8.5683e-07
[35 empty] | 7.3.3.17.6 Updates to grid topology to minimize risk of ignition in HFTDs Butte County Rebuild | WLDFR | HFTD - Distribution - Tier 3 - 1QU CoRE ¦ 3QU LoRE | 2023 | 0.87344 | 0.00041467 | 0.17263 | 0 | 0.17263 |  |  |  |  | 0.0010187 | 0.4241 | 0 | 0.4241 | 0.15078 |  | 0.37042 | 0.0014334 | 0.001252 | Column23: 0.59672; Column24: 0.5212; Column25: 0; Column26: 0; Column27: 0.59672; Column28: 0.5212; Column29: 0.0012849; Column30: 0.5349; Column31: 0; Column32: 0.5349; Column33: 0.4672 | WLDFR | HFTD - Distribution - Tier 3 - 4QU CoRE ¦ 3QU LoRE | Non-Red Flag Warning - Small Fires | 2066 | 3.8839e-06 | 3.8839e-06 | 0.11504 | 0.052388 | 0.0022734 | 0.060377 | 0 | 0 | 0.0041866 | 4.468e-07 | 0 | 4.468e-07 | 4.468e-07 | 0 | 4.468e-07 | 0 | 2.5247e-07 | 5.5341e-07 | 0 | 5.5341e-07 | [17 empty] | 7.3.3.17.5 (Remote Grid) Updates to grid topology to minimize risk of ignition in HFTDs Remote GridWLDFRVegetation ContactAggregated | WLDFR | HFTD - Distribution - Tier 2 - 3QU CoRE ¦ 1QU LoRE | Red Flag Warning - Small Fires | Vegetation Contact | Aggregated | 2066 | 0.00088325 | 489.6273 | 0.43246 | 2066 | Mitigation | 0.95 | 45 | 0 | esc | 0.00097009 | 8.5683e-07 | 0.00097009 | 8.5683e-07
[35 empty] | 7.3.3.17.6 Updates to grid topology to minimize risk of ignition in HFTDs Butte County Rebuild | WLDFR | HFTD - Distribution - Tier 3 - 1QU CoRE ¦ 3QU LoRE | 2024 | 0.8163 | 0.00041467 | 0.17263 | 0 | 0.17263 |  |  |  |  | 0.0010187 | 0.4241 | 0 | 0.4241 | 0.14092 |  | 0.34619 | 0.0014334 | 0.0011701 | Column23: 0.59672; Column24: 0.4871; Column25: 0; Column26: 0; Column27: 0.59672; Column28: 0.4871; Column29: 0.0012849; Column30: 0.5349; Column31: 0; Column32: 0.5349; Column33: 0.43663 | WLDFR | HFTD - Distribution - Tier 3 - 4QU CoRE ¦ 3QU LoRE | Non-Red Flag Warning - Small Fires | 2067 | 0 | 3.8839e-06 | 0.11504 | 0.052388 | 0.0022734 | 0.060377 | 0 | 0 | 0.0041866 | 0 | 0 | 0 | 4.468e-07 | 0 | 4.468e-07 | 0 | 2.5247e-07 | 5.5341e-07 | 0 | 5.5341e-07 | [17 empty] | 7.3.3.17.5 (Remote Grid) Updates to grid topology to minimize risk of ignition in HFTDs Remote GridWLDFRVegetation ContactAggregated | WLDFR | HFTD - Distribution - Tier 2 - 3QU CoRE ¦ 1QU LoRE | Red Flag Warning - Small Fires | Vegetation Contact | Aggregated | 2067 | 0.00088325 | 489.6273 | 0.43246 | 2067 | Mitigation | 0.95 | 45 | 0 | esc | 0 | 0 | 0.00097009 | 8.5683e-07
[35 empty] | 7.3.3.17.6 Updates to grid topology to minimize risk of ignition in HFTDs Butte County Rebuild | WLDFR | HFTD - Distribution - Tier 3 - 1QU CoRE ¦ 3QU LoRE | 2025 | 0.7629 | 0.00041467 | 0.17263 | 0 | 0.17263 |  |  |  |  | 0.0010187 | 0.4241 | 0 | 0.4241 | 0.1317 |  | 0.32354 | 0.0014334 | 0.0010935 | Column23: 0.59672; Column24: 0.45524; Column25: 0; Column26: 0; Column27: 0.59672; Column28: 0.45524; Column29: 0.0012849; Column30: 0.5349; Column31: 0; Column32: 0.5349; Column33: 0.40807 | WLDFR | HFTD - Distribution - Tier 3 - 4QU CoRE ¦ 3QU LoRE | Red Flag Warning - Catastrophic Fires | 2022 | 8.001e-09 | 0 | 14146.1306 | 222.2294 | 8585.7228 | 5338.1784 | 0 | 0 | 8.2478e-06 | 0.00011318 | 0 | 0.00011318 | 0 | 0 | 0 | 0 | 2.5247e-07 | 5.5341e-07 | 0 | 5.5341e-07 | [17 empty] | 7.3.3.17.5 (Remote Grid) Updates to grid topology to minimize risk of ignition in HFTDs Remote GridWLDFRWire-to-wire contactAggregated | WLDFR | HFTD - Distribution - Tier 2 - 3QU CoRE ¦ 1QU LoRE | Red Flag Warning - Small Fires | Wire-to-wire contact | Aggregated | 2022 | 4.1275e-05 | 489.6273 | 0.020209 | 2022 | Mitigation | 0.95 | 45 | 0 | esc | 0.00097009 | 4.004e-08 | 0 | 0
[35 empty] | 7.3.3.17.6 Updates to grid topology to minimize risk of ignition in HFTDs Butte County Rebuild | WLDFR | HFTD - Distribution - Tier 3 - 1QU CoRE ¦ 3QU LoRE | 2026 | 0.71299 | 0.00041467 | 0.17263 | 0 | 0.17263 |  |  |  |  | 0.0010187 | 0.4241 | 0 | 0.4241 | 0.12308 |  | 0.30237 | 0.0014334 | 0.001022 | Column23: 0.59672; Column24: 0.42546; Column25: 0; Column26: 0; Column27: 0.59672; Column28: 0.42546; Column29: 0.0012849; Column30: 0.5349; Column31: 0; Column32: 0.5349; Column33: 0.38137 | WLDFR | HFTD - Distribution - Tier 3 - 4QU CoRE ¦ 3QU LoRE | Red Flag Warning - Catastrophic Fires | 2023 | 8.001e-09 | 8.001e-09 | 14664.6376 | 233.2301 | 8896.516 | 5534.8915 | 0 | 0 | 8.2478e-06 | 0.00011733 | 0 | 0.00011733 | 0.00011733 | 0 | 0.00011733 | 0 | 2.5247e-07 | 5.5341e-07 | 0 | 5.5341e-07 | [17 empty] | 7.3.3.17.5 (Remote Grid) Updates to grid topology to minimize risk of ignition in HFTDs Remote GridWLDFRWire-to-wire contactAggregated | WLDFR | HFTD - Distribution - Tier 2 - 3QU CoRE ¦ 1QU LoRE | Red Flag Warning - Small Fires | Wire-to-wire contact | Aggregated | 2023 | 4.1275e-05 | 489.6273 | 0.020209 | 2023 | Mitigation | 0.95 | 45 | 0 | esc | 0.00097009 | 4.004e-08 | 0.00097009 | 4.004e-08
[35 empty] | 7.3.3.17.6 Updates to grid topology to minimize risk of ignition in HFTDs Butte County Rebuild | WLDFR | HFTD - Distribution - Tier 3 - 1QU CoRE ¦ 3QU LoRE | 2027 | 0.66634 | 0.00041467 | 0.17263 | 0 | 0.17263 |  |  |  |  | 0.0010187 | 0.4241 | 0 | 0.4241 | 0.11503 |  | 0.28259 | 0.0014334 | 0.00095513 | Column23: 0.59672; Column24: 0.39762; Column25: 0; Column26: 0; Column27: 0.59672; Column28: 0.39762; Column29: 0.0012849; Column30: 0.5349; Column31: 0; Column32: 0.5349; Column33: 0.35642 | WLDFR | HFTD - Distribution - Tier 3 - 4QU CoRE ¦ 3QU LoRE | Red Flag Warning - Catastrophic Fires | 2024 | 8.001e-09 | 8.001e-09 | 14664.6376 | 233.2301 | 8896.516 | 5534.8915 | 0 | 0 | 8.2478e-06 | 0.00011733 | 0 | 0.00011733 | 0.00011733 | 0 | 0.00011733 | 0 | 2.5247e-07 | 5.5341e-07 | 0 | 5.5341e-07 | [17 empty] | 7.3.3.17.5 (Remote Grid) Updates to grid topology to minimize risk of ignition in HFTDs Remote GridWLDFRWire-to-wire contactAggregated | WLDFR | HFTD - Distribution - Tier 2 - 3QU CoRE ¦ 1QU LoRE | Red Flag Warning - Small Fires | Wire-to-wire contact | Aggregated | 2024 | 4.1275e-05 | 489.6273 | 0.020209 | 2024 | Mitigation | 0.95 | 45 | 0 | esc | 0.00097009 | 4.004e-08 | 0.00097009 | 4.004e-08
[35 empty] | 7.3.3.17.6 Updates to grid topology to minimize risk of ignition in HFTDs Butte County Rebuild | WLDFR | HFTD - Distribution - Tier 3 - 1QU CoRE ¦ 3QU LoRE | 2028 | 0.62275 | 0.00041467 | 0.18032 | 0 | 0.18032 |  |  |  |  | 0.0010187 | 0.44299 | 0 | 0.44299 | 0.11229 |  | 0.27587 | 0.0014334 | 0.00089265 | Column23: 0.6233; Column24: 0.38816; Column25: 0; Column26: 0; Column27: 0.6233; Column28: 0.38816; Column29: 0.0012849; Column30: 0.55872; Column31: 0; Column32: 0.55872; Column33: 0.34794 | WLDFR | HFTD - Distribution - Tier 3 - 4QU CoRE ¦ 3QU LoRE | Red Flag Warning - Catastrophic Fires | 2025 | 8.001e-09 | 8.001e-09 | 14664.6376 | 233.2301 | 8896.516 | 5534.8915 | 0 | 0 | 8.2478e-06 | 0.00011733 | 0 | 0.00011733 | 0.00011733 | 0 | 0.00011733 | 0 | 2.6861e-07 | 5.888e-07 | 0 | 5.888e-07 | [17 empty] | 7.3.3.17.5 (Remote Grid) Updates to grid topology to minimize risk of ignition in HFTDs Remote GridWLDFRWire-to-wire contactAggregated | WLDFR | HFTD - Distribution - Tier 2 - 3QU CoRE ¦ 1QU LoRE | Red Flag Warning - Small Fires | Wire-to-wire contact | Aggregated | 2025 | 4.1275e-05 | 489.6273 | 0.020209 | 2025 | Mitigation | 0.95 | 45 | 0 | esc | 0.00097009 | 4.004e-08 | 0.00097009 | 4.004e-08
[35 empty] | 7.3.3.17.6 Updates to grid topology to minimize risk of ignition in HFTDs Butte County Rebuild | WLDFR | HFTD - Distribution - Tier 3 - 1QU CoRE ¦ 3QU LoRE | 2029 | 0.58201 | 0.00041467 | 0.18032 | 0 | 0.18032 |  |  |  |  | 0.0010187 | 0.44299 | 0 | 0.44299 | 0.10495 |  | 0.25782 | 0.0014334 | 0.00083425 | Column23: 0.6233; Column24: 0.36277; Column25: 0; Column26: 0; Column27: 0.6233; Column28: 0.36277; Column29: 0.0012849; Column30: 0.55872; Column31: 0; Column32: 0.55872; Column33: 0.32518 | WLDFR | HFTD - Distribution - Tier 3 - 4QU CoRE ¦ 3QU LoRE | Red Flag Warning - Catastrophic Fires | 2026 | 8.001e-09 | 8.001e-09 | 14664.6376 | 233.2301 | 8896.516 | 5534.8915 | 0 | 0 | 8.2478e-06 | 0.00011733 | 0 | 0.00011733 | 0.00011733 | 0 | 0.00011733 | 0 | 2.6861e-07 | 5.888e-07 | 0 | 5.888e-07 | [17 empty] | 7.3.3.17.5 (Remote Grid) Updates to grid topology to minimize risk of ignition in HFTDs Remote GridWLDFRWire-to-wire contactAggregated | WLDFR | HFTD - Distribution - Tier 2 - 3QU CoRE ¦ 1QU LoRE | Red Flag Warning - Small Fires | Wire-to-wire contact | Aggregated | 2026 | 4.1275e-05 | 489.6273 | 0.020209 | 2026 | Mitigation | 0.95 | 45 | 0 | esc | 0.00097009 | 4.004e-08 | 0.00097009 | 4.004e-08
[35 empty] | 7.3.3.17.6 Updates to grid topology to minimize risk of ignition in HFTDs Butte County Rebuild | WLDFR | HFTD - Distribution - Tier 3 - 1QU CoRE ¦ 3QU LoRE | 2030 | 0.54393 | 0.00041467 | 0.18032 | 0 | 0.18032 |  |  |  |  | 0.0010187 | 0.44299 | 0 | 0.44299 | 0.098081 |  | 0.24095 | 0.0014334 | 0.00077967 | Column23: 0.6233; Column24: 0.33904; Column25: 0; Column26: 0; Column27: 0.6233; Column28: 0.33904; Column29: 0.0012849; Column30: 0.55872; Column31: 0; Column32: 0.55872; Column33: 0.30391 | WLDFR | HFTD - Distribution - Tier 3 - 4QU CoRE ¦ 3QU LoRE | Red Flag Warning - Catastrophic Fires | 2027 | 8.001e-09 | 8.001e-09 | 14664.6376 | 233.2301 | 8896.516 | 5534.8915 | 0 | 0 | 8.2478e-06 | 0.00011733 | 0 | 0.00011733 | 0.00011733 | 0 | 0.00011733 | 0 | 2.6861e-07 | 5.888e-07 | 0 | 5.888e-07 | [17 empty] | 7.3.3.17.5 (Remote Grid) Updates to grid topology to minimize risk of ignition in HFTDs Remote GridWLDFRWire-to-wire contactAggregated | WLDFR | HFTD - Distribution - Tier 2 - 3QU CoRE ¦ 1QU LoRE | Red Flag Warning - Small Fires | Wire-to-wire contact | Aggregated | 2027 | 4.1275e-05 | 489.6273 | 0.020209 | 2027 | Mitigation | 0.95 | 45 | 0 | esc | 0.00097009 | 4.004e-08 | 0.00097009 | 4.004e-08
[35 empty] | 7.3.3.17.6 Updates to grid topology to minimize risk of ignition in HFTDs Butte County Rebuild | WLDFR | HFTD - Distribution - Tier 3 - 1QU CoRE ¦ 3QU LoRE | 2031 | 0.50835 | 0.00041467 | 0.18032 | 0 | 0.18032 |  |  |  |  | 0.0010187 | 0.44299 | 0 | 0.44299 | 0.091664 |  | 0.22519 | 0.0014334 | 0.00072867 | Column23: 0.6233; Column24: 0.31686; Column25: 0; Column26: 0; Column27: 0.6233; Column28: 0.31686; Column29: 0.0012849; Column30: 0.55872; Column31: 0; Column32: 0.55872; Column33: 0.28402 | WLDFR | HFTD - Distribution - Tier 3 - 4QU CoRE ¦ 3QU LoRE | Red Flag Warning - Catastrophic Fires | 2028 | 8.001e-09 | 8.001e-09 | 15317.9909 | 247.273 | 9287.6491 | 5783.0689 | 0 | 0 | 8.2478e-06 | 0.00012256 | 0 | 0.00012256 | 0.00012256 | 0 | 0.00012256 | 0 | 2.6861e-07 | 5.888e-07 | 0 | 5.888e-07 | [17 empty] | 7.3.3.17.5 (Remote Grid) Updates to grid topology to minimize risk of ignition in HFTDs Remote GridWLDFRWire-to-wire contactAggregated | WLDFR | HFTD - Distribution - Tier 2 - 3QU CoRE ¦ 1QU LoRE | Red Flag Warning - Small Fires | Wire-to-wire contact | Aggregated | 2028 | 4.1275e-05 | 489.6273 | 0.020209 | 2028 | Mitigation | 0.95 | 45 | 0 | esc | 0.00097009 | 4.004e-08 | 0.00097009 | 4.004e-08
[35 empty] | 7.3.3.17.6 Updates to grid topology to minimize risk of ignition in HFTDs Butte County Rebuild | WLDFR | HFTD - Distribution - Tier 3 - 1QU CoRE ¦ 3QU LoRE | 2032 | 0.47509 | 0.00041467 | 0.18032 | 0 | 0.18032 |  |  |  |  | 0.0010187 | 0.44299 | 0 | 0.44299 | 0.085667 |  | 0.21046 | 0.0014334 | 0.000681 | Column23: 0.6233; Column24: 0.29613; Column25: 0; Column26: 0; Column27: 0.6233; Column28: 0.29613; Column29: 0.0012849; Column30: 0.55872; Column31: 0; Column32: 0.55872; Column33: 0.26544 | WLDFR | HFTD - Distribution - Tier 3 - 4QU CoRE ¦ 3QU LoRE | Red Flag Warning - Catastrophic Fires | 2029 | 8.001e-09 | 8.001e-09 | 15317.9909 | 247.273 | 9287.6491 | 5783.0689 | 0 | 0 | 8.2478e-06 | 0.00012256 | 0 | 0.00012256 | 0.00012256 | 0 | 0.00012256 | 0 | 2.6861e-07 | 5.888e-07 | 0 | 5.888e-07 | [17 empty] | 7.3.3.17.5 (Remote Grid) Updates to grid topology to minimize risk of ignition in HFTDs Remote GridWLDFRWire-to-wire contactAggregated | WLDFR | HFTD - Distribution - Tier 2 - 3QU CoRE ¦ 1QU LoRE | Red Flag Warning - Small Fires | Wire-to-wire contact | Aggregated | 2029 | 4.1275e-05 | 489.6273 | 0.020209 | 2029 | Mitigation | 0.95 | 45 | 0 | esc | 0.00097009 | 4.004e-08 | 0.00097009 | 4.004e-08
[35 empty] | 7.3.3.17.6 Updates to grid topology to minimize risk of ignition in HFTDs Butte County Rebuild | WLDFR | HFTD - Distribution - Tier 3 - 1QU CoRE ¦ 3QU LoRE | 2033 | 0.44401 | 0.00041467 | 0.18886 | 0 | 0.18886 |  |  |  |  | 0.0010187 | 0.46398 | 0 | 0.46398 | 0.083857 |  | 0.20601 | 0.0014334 | 0.00063645 | Column23: 0.65284; Column24: 0.28987; Column25: 0; Column26: 0; Column27: 0.65284; Column28: 0.28987; Column29: 0.0012849; Column30: 0.5852; Column31: 0; Column32: 0.5852; Column33: 0.25983 | WLDFR | HFTD - Distribution - Tier 3 - 4QU CoRE ¦ 3QU LoRE | Red Flag Warning - Catastrophic Fires | 2030 | 8.001e-09 | 8.001e-09 | 15317.9909 | 247.273 | 9287.6491 | 5783.0689 | 0 | 0 | 8.2478e-06 | 0.00012256 | 0 | 0.00012256 | 0.00012256 | 0 | 0.00012256 | 0 | 2.8532e-07 | 6.2544e-07 | 0 | 6.2544e-07 | [17 empty] | 7.3.3.17.5 (Remote Grid) Updates to grid topology to minimize risk of ignition in HFTDs Remote GridWLDFRWire-to-wire contactAggregated | WLDFR | HFTD - Distribution - Tier 2 - 3QU CoRE ¦ 1QU LoRE | Red Flag Warning - Small Fires | Wire-to-wire contact | Aggregated | 2030 | 4.1275e-05 | 489.6273 | 0.020209 | 2030 | Mitigation | 0.95 | 45 | 0 | esc | 0.00097009 | 4.004e-08 | 0.00097009 | 4.004e-08
[35 empty] | 7.3.3.17.6 Updates to grid topology to minimize risk of ignition in HFTDs Butte County Rebuild | WLDFR | HFTD - Distribution - Tier 3 - 1QU CoRE ¦ 3QU LoRE | 2034 | 0.41496 | 0.00041467 | 0.18886 | 0 | 0.18886 |  |  |  |  | 0.0010187 | 0.46398 | 0 | 0.46398 | 0.078371 |  | 0.19253 | 0.0014334 | 0.00059481 | Column23: 0.65284; Column24: 0.27091; Column25: 0; Column26: 0; Column27: 0.65284; Column28: 0.27091; Column29: 0.0012849; Column30: 0.5852; Column31: 0; Column32: 0.5852; Column33: 0.24284 | WLDFR | HFTD - Distribution - Tier 3 - 4QU CoRE ¦ 3QU LoRE | Red Flag Warning - Catastrophic Fires | 2031 | 8.001e-09 | 8.001e-09 | 15317.9909 | 247.273 | 9287.6491 | 5783.0689 | 0 | 0 | 8.2478e-06 | 0.00012256 | 0 | 0.00012256 | 0.00012256 | 0 | 0.00012256 | 0 | 2.8532e-07 | 6.2544e-07 | 0 | 6.2544e-07 | [17 empty] | 7.3.3.17.5 (Remote Grid) Updates to grid topology to minimize risk of ignition in HFTDs Remote GridWLDFRWire-to-wire contactAggregated | WLDFR | HFTD - Distribution - Tier 2 - 3QU CoRE ¦ 1QU LoRE | Red Flag Warning - Small Fires | Wire-to-wire contact | Aggregated | 2031 | 4.1275e-05 | 489.6273 | 0.020209 | 2031 | Mitigation | 0.95 | 45 | 0 | esc | 0.00097009 | 4.004e-08 | 0.00097009 | 4.004e-08
[35 empty] | 7.3.3.17.6 Updates to grid topology to minimize risk of ignition in HFTDs Butte County Rebuild | WLDFR | HFTD - Distribution - Tier 3 - 1QU CoRE ¦ 3QU LoRE | 2035 | 0.38782 | 0.00041467 | 0.18886 | 0 | 0.18886 |  |  |  |  | 0.0010187 | 0.46398 | 0 | 0.46398 | 0.073244 |  | 0.17994 | 0.0014334 | 0.0005559 | Column23: 0.65284; Column24: 0.25318; Column25: 0; Column26: 0; Column27: 0.65284; Column28: 0.25318; Column29: 0.0012849; Column30: 0.5852; Column31: 0; Column32: 0.5852; Column33: 0.22695 | WLDFR | HFTD - Distribution - Tier 3 - 4QU CoRE ¦ 3QU LoRE | Red Flag Warning - Catastrophic Fires | 2032 | 8.001e-09 | 8.001e-09 | 15317.9909 | 247.273 | 9287.6491 | 5783.0689 | 0 | 0 | 8.2478e-06 | 0.00012256 | 0 | 0.00012256 | 0.00012256 | 0 | 0.00012256 | 0 | 2.8532e-07 | 6.2544e-07 | 0 | 6.2544e-07 | [17 empty] | 7.3.3.17.5 (Remote Grid) Updates to grid topology to minimize risk of ignition in HFTDs Remote GridWLDFRWire-to-wire contactAggregated | WLDFR | HFTD - Distribution - Tier 2 - 3QU CoRE ¦ 1QU LoRE | Red Flag Warning - Small Fires | Wire-to-wire contact | Aggregated | 2032 | 4.1275e-05 | 489.6273 | 0.020209 | 2032 | Mitigation | 0.95 | 45 | 0 | esc | 0.00097009 | 4.004e-08 | 0.00097009 | 4.004e-08
[35 empty] | 7.3.3.17.6 Updates to grid topology to minimize risk of ignition in HFTDs Butte County Rebuild | WLDFR | HFTD - Distribution - Tier 3 - 1QU CoRE ¦ 3QU LoRE | 2036 | 0.36245 | 0.00041467 | 0.18886 | 0 | 0.18886 |  |  |  |  | 0.0010187 | 0.46398 | 0 | 0.46398 | 0.068452 |  | 0.16817 | 0.0014334 | 0.00051953 | Column23: 0.65284; Column24: 0.23662; Column25: 0; Column26: 0; Column27: 0.65284; Column28: 0.23662; Column29: 0.0012849; Column30: 0.5852; Column31: 0; Column32: 0.5852; Column33: 0.2121 | WLDFR | HFTD - Distribution - Tier 3 - 4QU CoRE ¦ 3QU LoRE | Red Flag Warning - Catastrophic Fires | 2033 | 8.001e-09 | 8.001e-09 | 16044.1264 | 263.1074 | 9721.74 | 6059.2791 | 0 | 0 | 8.2478e-06 | 0.00012837 | 0 | 0.00012837 | 0.00012837 | 0 | 0.00012837 | 0 | 2.8532e-07 | 6.2544e-07 | 0 | 6.2544e-07 | [17 empty] | 7.3.3.17.5 (Remote Grid) Updates to grid topology to minimize risk of ignition in HFTDs Remote GridWLDFRWire-to-wire contactAggregated | WLDFR | HFTD - Distribution - Tier 2 - 3QU CoRE ¦ 1QU LoRE | Red Flag Warning - Small Fires | Wire-to-wire contact | Aggregated | 2033 | 4.1275e-05 | 489.6273 | 0.020209 | 2033 | Mitigation | 0.95 | 45 | 0 | esc | 0.00097009 | 4.004e-08 | 0.00097009 | 4.004e-08
[35 empty] | 7.3.3.17.6 Updates to grid topology to minimize risk of ignition in HFTDs Butte County Rebuild | WLDFR | HFTD - Distribution - Tier 3 - 1QU CoRE ¦ 3QU LoRE | 2037 | 0.33873 | 0.00041467 | 0.18886 | 0 | 0.18886 |  |  |  |  | 0.0010187 | 0.46398 | 0 | 0.46398 | 0.063974 |  | 0.15717 | 0.0014334 | 0.00048554 | Column23: 0.65284; Column24: 0.22114; Column25: 0; Column26: 0; Column27: 0.65284; Column28: 0.22114; Column29: 0.0012849; Column30: 0.5852; Column31: 0; Column32: 0.5852; Column33: 0.19823 | WLDFR | HFTD - Distribution - Tier 3 - 4QU CoRE ¦ 3QU LoRE | Red Flag Warning - Catastrophic Fires | 2034 | 8.001e-09 | 8.001e-09 | 16044.1264 | 263.1074 | 9721.74 | 6059.2791 | 0 | 0 | 8.2478e-06 | 0.00012837 | 0 | 0.00012837 | 0.00012837 | 0 | 0.00012837 | 0 | 2.8532e-07 | 6.2544e-07 | 0 | 6.2544e-07 | [17 empty] | 7.3.3.17.5 (Remote Grid) Updates to grid topology to minimize risk of ignition in HFTDs Remote GridWLDFRWire-to-wire contactAggregated | WLDFR | HFTD - Distribution - Tier 2 - 3QU CoRE ¦ 1QU LoRE | Red Flag Warning - Small Fires | Wire-to-wire contact | Aggregated | 2034 | 4.1275e-05 | 489.6273 | 0.020209 | 2034 | Mitigation | 0.95 | 45 | 0 | esc | 0.00097009 | 4.004e-08 | 0.00097009 | 4.004e-08
[35 empty] | 7.3.3.17.6 Updates to grid topology to minimize risk of ignition in HFTDs Butte County Rebuild | WLDFR | HFTD - Distribution - Tier 3 - 1QU CoRE ¦ 3QU LoRE | 2038 | 0.31657 | 0.00041467 | 0.19814 | 0 | 0.19814 |  |  |  |  | 0.0010187 | 0.48676 | 0 | 0.48676 | 0.062725 |  | 0.1541 | 0.0014334 | 0.00045378 | Column23: 0.6849; Column24: 0.21682; Column25: 0; Column26: 0; Column27: 0.6849; Column28: 0.21682; Column29: 0.0012849; Column30: 0.61394; Column31: 0; Column32: 0.61394; Column33: 0.19436 | WLDFR | HFTD - Distribution - Tier 3 - 4QU CoRE ¦ 3QU LoRE | Red Flag Warning - Catastrophic Fires | 2035 | 8.001e-09 | 8.001e-09 | 16044.1264 | 263.1074 | 9721.74 | 6059.2791 | 0 | 0 | 8.2478e-06 | 0.00012837 | 0 | 0.00012837 | 0.00012837 | 0 | 0.00012837 | 0 | 3.0241e-07 | 6.6289e-07 | 0 | 6.6289e-07 | [17 empty] | 7.3.3.17.5 (Remote Grid) Updates to grid topology to minimize risk of ignition in HFTDs Remote GridWLDFRWire-to-wire contactAggregated | WLDFR | HFTD - Distribution - Tier 2 - 3QU CoRE ¦ 1QU LoRE | Red Flag Warning - Small Fires | Wire-to-wire contact | Aggregated | 2035 | 4.1275e-05 | 489.6273 | 0.020209 | 2035 | Mitigation | 0.95 | 45 | 0 | esc | 0.00097009 | 4.004e-08 | 0.00097009 | 4.004e-08
[35 empty] | 7.3.3.17.6 Updates to grid topology to minimize risk of ignition in HFTDs Butte County Rebuild | WLDFR | HFTD - Distribution - Tier 3 - 1QU CoRE ¦ 3QU LoRE | 2039 | 0.29586 | 0.00041467 | 0.19814 | 0 | 0.19814 |  |  |  |  | 0.0010187 | 0.48676 | 0 | 0.48676 | 0.058622 |  | 0.14402 | 0.0014334 | 0.00042409 | Column23: 0.6849; Column24: 0.20264; Column25: 0; Column26: 0; Column27: 0.6849; Column28: 0.20264; Column29: 0.0012849; Column30: 0.61394; Column31: 0; Column32: 0.61394; Column33: 0.18164 | WLDFR | HFTD - Distribution - Tier 3 - 4QU CoRE ¦ 3QU LoRE | Red Flag Warning - Catastrophic Fires | 2036 | 8.001e-09 | 8.001e-09 | 16044.1264 | 263.1074 | 9721.74 | 6059.2791 | 0 | 0 | 8.2478e-06 | 0.00012837 | 0 | 0.00012837 | 0.00012837 | 0 | 0.00012837 | 0 | 3.0241e-07 | 6.6289e-07 | 0 | 6.6289e-07 | [17 empty] | 7.3.3.17.5 (Remote Grid) Updates to grid topology to minimize risk of ignition in HFTDs Remote GridWLDFRWire-to-wire contactAggregated | WLDFR | HFTD - Distribution - Tier 2 - 3QU CoRE ¦ 1QU LoRE | Red Flag Warning - Small Fires | Wire-to-wire contact | Aggregated | 2036 | 4.1275e-05 | 489.6273 | 0.020209 | 2036 | Mitigation | 0.95 | 45 | 0 | esc | 0.00097009 | 4.004e-08 | 0.00097009 | 4.004e-08
[35 empty] | 7.3.3.17.6 Updates to grid topology to minimize risk of ignition in HFTDs Butte County Rebuild | WLDFR | HFTD - Distribution - Tier 3 - 1QU CoRE ¦ 3QU LoRE | 2040 | 0.27651 | 0.00041467 | 0.19814 | 0 | 0.19814 |  |  |  |  | 0.0010187 | 0.48676 | 0 | 0.48676 | 0.054787 |  | 0.13459 | 0.0014334 | 0.00039635 | Column23: 0.6849; Column24: 0.18938; Column25: 0; Column26: 0; Column27: 0.6849; Column28: 0.18938; Column29: 0.0012849; Column30: 0.61394; Column31: 0; Column32: 0.61394; Column33: 0.16976 | WLDFR | HFTD - Distribution - Tier 3 - 4QU CoRE ¦ 3QU LoRE | Red Flag Warning - Catastrophic Fires | 2037 | 8.001e-09 | 8.001e-09 | 16044.1264 | 263.1074 | 9721.74 | 6059.2791 | 0 | 0 | 8.2478e-06 | 0.00012837 | 0 | 0.00012837 | 0.00012837 | 0 | 0.00012837 | 0 | 3.0241e-07 | 6.6289e-07 | 0 | 6.6289e-07 | [17 empty] | 7.3.3.17.5 (Remote Grid) Updates to grid topology to minimize risk of ignition in HFTDs Remote GridWLDFRWire-to-wire contactAggregated | WLDFR | HFTD - Distribution - Tier 2 - 3QU CoRE ¦ 1QU LoRE | Red Flag Warning - Small Fires | Wire-to-wire contact | Aggregated | 2037 | 4.1275e-05 | 489.6273 | 0.020209 | 2037 | Mitigation | 0.95 | 45 | 0 | esc | 0.00097009 | 4.004e-08 | 0.00097009 | 4.004e-08
[35 empty] | 7.3.3.17.6 Updates to grid topology to minimize risk of ignition in HFTDs Butte County Rebuild | WLDFR | HFTD - Distribution - Tier 3 - 1QU CoRE ¦ 3QU LoRE | 2041 | 0.25842 | 0.00041467 | 0.19814 | 0 | 0.19814 |  |  |  |  | 0.0010187 | 0.48676 | 0 | 0.48676 | 0.051202 |  | 0.12579 | 0.0014334 | 0.00037042 | Column23: 0.6849; Column24: 0.17699; Column25: 0; Column26: 0; Column27: 0.6849; Column28: 0.17699; Column29: 0.0012849; Column30: 0.61394; Column31: 0; Column32: 0.61394; Column33: 0.15865 | WLDFR | HFTD - Distribution - Tier 3 - 4QU CoRE ¦ 3QU LoRE | Red Flag Warning - Catastrophic Fires | 2038 | 8.001e-09 | 8.001e-09 | 16832.3912 | 280.5544 | 10192.2718 | 6359.5651 | 0 | 0 | 8.2478e-06 | 0.00013468 | 0 | 0.00013468 | 0.00013468 | 0 | 0.00013468 | 0 | 0 | 6.6289e-07 | 0 | 6.6289e-07 | [17 empty] | 7.3.3.17.5 (Remote Grid) Updates to grid topology to minimize risk of ignition in HFTDs Remote GridWLDFRWire-to-wire contactAggregated | WLDFR | HFTD - Distribution - Tier 2 - 3QU CoRE ¦ 1QU LoRE | Red Flag Warning - Small Fires | Wire-to-wire contact | Aggregated | 2038 | 4.1275e-05 | 489.6273 | 0.020209 | 2038 | Mitigation | 0.95 | 45 | 0 | esc | 0.00097009 | 4.004e-08 | 0.00097009 | 4.004e-08
[35 empty] | 7.3.3.17.6 Updates to grid topology to minimize risk of ignition in HFTDs Butte County Rebuild | WLDFR | HFTD - Distribution - Tier 3 - 1QU CoRE ¦ 3QU LoRE | 2042 | 0.24151 | 0.00041467 | 0.19814 | 0 | 0.19814 |  |  |  |  | 0.0010187 | 0.48676 | 0 | 0.48676 | 0.047853 |  | 0.11756 | 0.0014334 | 0.00034618 | Column23: 0.6849; Column24: 0.16541; Column25: 0; Column26: 0; Column27: 0.6849; Column28: 0.16541; Column29: 0.0012849; Column30: 0.61394; Column31: 0; Column32: 0.61394; Column33: 0.14827 | WLDFR | HFTD - Distribution - Tier 3 - 4QU CoRE ¦ 3QU LoRE | Red Flag Warning - Catastrophic Fires | 2039 | 8.001e-09 | 8.001e-09 | 16832.3912 | 280.5544 | 10192.2718 | 6359.5651 | 0 | 0 | 8.2478e-06 | 0.00013468 | 0 | 0.00013468 | 0.00013468 | 0 | 0.00013468 | 0 | 0 | 0 | 0 | 0 | [17 empty] | 7.3.3.17.5 (Remote Grid) Updates to grid topology to minimize risk of ignition in HFTDs Remote GridWLDFRWire-to-wire contactAggregated | WLDFR | HFTD - Distribution - Tier 2 - 3QU CoRE ¦ 1QU LoRE | Red Flag Warning - Small Fires | Wire-to-wire contact | Aggregated | 2039 | 4.1275e-05 | 489.6273 | 0.020209 | 2039 | Mitigation | 0.95 | 45 | 0 | esc | 0.00097009 | 4.004e-08 | 0.00097009 | 4.004e-08
[35 empty] | 7.3.3.17.6 Updates to grid topology to minimize risk of ignition in HFTDs Butte County Rebuild | WLDFR | HFTD - Distribution - Tier 3 - 1QU CoRE ¦ 3QU LoRE | 2043 | 0.22571 | 0.00041467 | 0.20802 | 0 | 0.20802 |  |  |  |  | 0.0010187 | 0.51104 | 0 | 0.51104 | 0.046952 |  | 0.11535 | 0.0014334 | 0.00032354 | Column23: 0.71905; Column24: 0.1623; Column25: 0; Column26: 0; Column27: 0.71905; Column28: 0.1623; Column29: 0.0012849; Column30: 0.64455; Column31: 0; Column32: 0.64455; Column33: 0.14548 | WLDFR | HFTD - Distribution - Tier 3 - 4QU CoRE ¦ 3QU LoRE | Red Flag Warning - Catastrophic Fires | 2040 | 8.001e-09 | 8.001e-09 | 16832.3912 | 280.5544 | 10192.2718 | 6359.5651 | 0 | 0 | 8.2478e-06 | 0.00013468 | 0 | 0.00013468 | 0.00013468 | 0 | 0.00013468 | 0 | 7.2845e-07 | 0 | 0 | 0 | [17 empty] | 7.3.3.17.5 (Remote Grid) Updates to grid topology to minimize risk of ignition in HFTDs Remote GridWLDFRWire-to-wire contactAggregated | WLDFR | HFTD - Distribution - Tier 2 - 3QU CoRE ¦ 1QU LoRE | Red Flag Warning - Small Fires | Wire-to-wire contact | Aggregated | 2040 | 4.1275e-05 | 489.6273 | 0.020209 | 2040 | Mitigation | 0.95 | 45 | 0 | esc | 0.00097009 | 4.004e-08 | 0.00097009 | 4.004e-08
[35 empty] | 7.3.3.17.6 Updates to grid topology to minimize risk of ignition in HFTDs Butte County Rebuild | WLDFR | HFTD - Distribution - Tier 3 - 1QU CoRE ¦ 3QU LoRE | 2044 | 0.21095 | 0.00041467 | 0.20802 | 0 | 0.20802 |  |  |  |  | 0.0010187 | 0.51104 | 0 | 0.51104 | 0.043881 |  | 0.1078 | 0.0014334 | 0.00030237 | Column23: 0.71905; Column24: 0.15168; Column25: 0; Column26: 0; Column27: 0.71905; Column28: 0.15168; Column29: 0.0012849; Column30: 0.64455; Column31: 0; Column32: 0.64455; Column33: 0.13597 | WLDFR | HFTD - Distribution - Tier 3 - 4QU CoRE ¦ 3QU LoRE | Red Flag Warning - Catastrophic Fires | 2041 | 8.001e-09 | 8.001e-09 | 16832.3912 | 280.5544 | 10192.2718 | 6359.5651 | 0 | 0 | 8.2478e-06 | 0.00013468 | 0 | 0.00013468 | 0.00013468 | 0 | 0.00013468 | 0 | 7.519e-07 | 1.6482e-06 | 0 | 1.6482e-06 | [17 empty] | 7.3.3.17.5 (Remote Grid) Updates to grid topology to minimize risk of ignition in HFTDs Remote GridWLDFRWire-to-wire contactAggregated | WLDFR | HFTD - Distribution - Tier 2 - 3QU CoRE ¦ 1QU LoRE | Red Flag Warning - Small Fires | Wire-to-wire contact | Aggregated | 2041 | 4.1275e-05 | 489.6273 | 0.020209 | 2041 | Mitigation | 0.95 | 45 | 0 | esc | 0.00097009 | 4.004e-08 | 0.00097009 | 4.004e-08
[35 empty] | 7.3.3.17.6 Updates to grid topology to minimize risk of ignition in HFTDs Butte County Rebuild | WLDFR | HFTD - Distribution - Tier 3 - 1QU CoRE ¦ 3QU LoRE | 2045 | 0.19715 | 0.00041467 | 0.20802 | 0 | 0.20802 |  |  |  |  | 0.0010187 | 0.51104 | 0 | 0.51104 | 0.04101 |  | 0.10075 | 0.0014334 | 0.00028259 | Column23: 0.71905; Column24: 0.14176; Column25: 0; Column26: 0; Column27: 0.71905; Column28: 0.14176; Column29: 0.0012849; Column30: 0.64455; Column31: 0; Column32: 0.64455; Column33: 0.12707 | WLDFR | HFTD - Distribution - Tier 3 - 4QU CoRE ¦ 3QU LoRE | Red Flag Warning - Catastrophic Fires | 2042 | 8.001e-09 | 8.001e-09 | 16832.3912 | 280.5544 | 10192.2718 | 6359.5651 | 0 | 0 | 8.2478e-06 | 0.00013468 | 0 | 0.00013468 | 0.00013468 | 0 | 0.00013468 | 0 | 7.519e-07 | 1.6482e-06 | 0 | 1.6482e-06 | [17 empty] | 7.3.3.17.5 (Remote Grid) Updates to grid topology to minimize risk of ignition in HFTDs Remote GridWLDFRWire-to-wire contactAggregated | WLDFR | HFTD - Distribution - Tier 2 - 3QU CoRE ¦ 1QU LoRE | Red Flag Warning - Small Fires | Wire-to-wire contact | Aggregated | 2042 | 4.1275e-05 | 489.6273 | 0.020209 | 2042 | Mitigation | 0.95 | 45 | 0 | esc | 0.00097009 | 4.004e-08 | 0.00097009 | 4.004e-08
[35 empty] | 7.3.3.17.6 Updates to grid topology to minimize risk of ignition in HFTDs Butte County Rebuild | WLDFR | HFTD - Distribution - Tier 3 - 1QU CoRE ¦ 3QU LoRE | 2046 | 0.18425 | 0.00041467 | 0.20802 | 0 | 0.20802 |  |  |  |  | 0.0010187 | 0.51104 | 0 | 0.51104 | 0.038327 |  | 0.094158 | 0.0014334 | 0.0002641 | Column23: 0.71905; Column24: 0.13249; Column25: 0; Column26: 0; Column27: 0.71905; Column28: 0.13249; Column29: 0.0012849; Column30: 0.64455; Column31: 0; Column32: 0.64455; Column33: 0.11876 | WLDFR | HFTD - Distribution - Tier 3 - 4QU CoRE ¦ 3QU LoRE | Red Flag Warning - Catastrophic Fires | 2043 | 8.001e-09 | 8.001e-09 | 17672.0852 | 299.42 | 10692.7362 | 6679.929 | 0 | 0 | 8.2478e-06 | 0.00014139 | 0 | 0.00014139 | 0.00014139 | 0 | 0.00014139 | 0 | 7.519e-07 | 1.6482e-06 | 0 | 1.6482e-06 | [17 empty] | 7.3.3.17.5 (Remote Grid) Updates to grid topology to minimize risk of ignition in HFTDs Remote GridWLDFRWire-to-wire contactAggregated | WLDFR | HFTD - Distribution - Tier 2 - 3QU CoRE ¦ 1QU LoRE | Red Flag Warning - Small Fires | Wire-to-wire contact | Aggregated | 2043 | 4.1275e-05 | 489.6273 | 0.020209 | 2043 | Mitigation | 0.95 | 45 | 0 | esc | 0.00097009 | 4.004e-08 | 0.00097009 | 4.004e-08
[35 empty] | 7.3.3.17.6 Updates to grid topology to minimize risk of ignition in HFTDs Butte County Rebuild | WLDFR | HFTD - Distribution - Tier 3 - 1QU CoRE ¦ 3QU LoRE | 2047 | 0.1722 | 0.00041467 | 0.20802 | 0 | 0.20802 |  |  |  |  | 0.0010187 | 0.51104 | 0 | 0.51104 | 0.03582 |  | 0.087998 | 0.0014334 | 0.00024682 | Column23: 0.71905; Column24: 0.12382; Column25: 0; Column26: 0; Column27: 0.71905; Column28: 0.12382; Column29: 0.0012849; Column30: 0.64455; Column31: 0; Column32: 0.64455; Column33: 0.11099 | WLDFR | HFTD - Distribution - Tier 3 - 4QU CoRE ¦ 3QU LoRE | Red Flag Warning - Catastrophic Fires | 2044 | 8.001e-09 | 8.001e-09 | 17672.0852 | 299.42 | 10692.7362 | 6679.929 | 0 | 0 | 8.2478e-06 | 0.00014139 | 0 | 0.00014139 | 0.00014139 | 0 | 0.00014139 | 0 | 7.519e-07 | 1.6482e-06 | 0 | 1.6482e-06 | [17 empty] | 7.3.3.17.5 (Remote Grid) Updates to grid topology to minimize risk of ignition in HFTDs Remote GridWLDFRWire-to-wire contactAggregated | WLDFR | HFTD - Distribution - Tier 2 - 3QU CoRE ¦ 1QU LoRE | Red Flag Warning - Small Fires | Wire-to-wire contact | Aggregated | 2044 | 4.1275e-05 | 489.6273 | 0.020209 | 2044 | Mitigation | 0.95 | 45 | 0 | esc | 0.00097009 | 4.004e-08 | 0.00097009 | 4.004e-08
[35 empty] | 7.3.3.17.6 Updates to grid topology to minimize risk of ignition in HFTDs Butte County Rebuild | WLDFR | HFTD - Distribution - Tier 3 - 1QU CoRE ¦ 3QU LoRE | 2048 | 0.16093 | 0.00041467 | 0.21837 | 0 | 0.21837 |  |  |  |  | 0.0010187 | 0.53648 | 0 | 0.53648 | 0.035143 |  | 0.086336 | 0.0014334 | 0.00023068 | Column23: 0.75485; Column24: 0.12148; Column25: 0; Column26: 0; Column27: 0.75485; Column28: 0.12148; Column29: 0.0012849; Column30: 0.67664; Column31: 0; Column32: 0.67664; Column33: 0.10889 | WLDFR | HFTD - Distribution - Tier 3 - 4QU CoRE ¦ 3QU LoRE | Red Flag Warning - Catastrophic Fires | 2045 | 8.001e-09 | 8.001e-09 | 17672.0852 | 299.42 | 10692.7362 | 6679.929 | 0 | 0 | 8.2478e-06 | 0.00014139 | 0 | 0.00014139 | 0.00014139 | 0 | 0.00014139 | 0 | 7.519e-07 | 1.6482e-06 | 0 | 1.6482e-06 | [17 empty] | 7.3.3.17.5 (Remote Grid) Updates to grid topology to minimize risk of ignition in HFTDs Remote GridWLDFRWire-to-wire contactAggregated | WLDFR | HFTD - Distribution - Tier 2 - 3QU CoRE ¦ 1QU LoRE | Red Flag Warning - Small Fires | Wire-to-wire contact | Aggregated | 2045 | 4.1275e-05 | 489.6273 | 0.020209 | 2045 | Mitigation | 0.95 | 45 | 0 | esc | 0.00097009 | 4.004e-08 | 0.00097009 | 4.004e-08
[35 empty] | 7.3.3.17.6 Updates to grid topology to minimize risk of ignition in HFTDs Butte County Rebuild | WLDFR | HFTD - Distribution - Tier 3 - 1QU CoRE ¦ 3QU LoRE | 2049 | 0.1504 | 0.00041467 | 0.21837 | 0 | 0.21837 |  |  |  |  | 0.0010187 | 0.53648 | 0 | 0.53648 | 0.032844 |  | 0.080688 | 0.0014334 | 0.00021559 | Column23: 0.75485; Column24: 0.11353; Column25: 0; Column26: 0; Column27: 0.75485; Column28: 0.11353; Column29: 0.0012849; Column30: 0.67664; Column31: 0; Column32: 0.67664; Column33: 0.10177 | WLDFR | HFTD - Distribution - Tier 3 - 4QU CoRE ¦ 3QU LoRE | Red Flag Warning - Catastrophic Fires | 2046 | 8.001e-09 | 8.001e-09 | 17672.0852 | 299.42 | 10692.7362 | 6679.929 | 0 | 0 | 8.2478e-06 | 0.00014139 | 0 | 0.00014139 | 0.00014139 | 0 | 0.00014139 | 0 | 7.8181e-07 | 1.7137e-06 | 0 | 1.7137e-06 | [17 empty] | 7.3.3.17.5 (Remote Grid) Updates to grid topology to minimize risk of ignition in HFTDs Remote GridWLDFRWire-to-wire contactAggregated | WLDFR | HFTD - Distribution - Tier 2 - 3QU CoRE ¦ 1QU LoRE | Red Flag Warning - Small Fires | Wire-to-wire contact | Aggregated | 2046 | 4.1275e-05 | 489.6273 | 0.020209 | 2046 | Mitigation | 0.95 | 45 | 0 | esc | 0.00097009 | 4.004e-08 | 0.00097009 | 4.004e-08
[35 empty] | 7.3.3.17.6 Updates to grid topology to minimize risk of ignition in HFTDs Butte County Rebuild | WLDFR | HFTD - Distribution - Tier 3 - 1QU CoRE ¦ 3QU LoRE | 2050 | 0.14056 | 0.00041467 | 0.21837 | 0 | 0.21837 |  |  |  |  | 0.0010187 | 0.53648 | 0 | 0.53648 | 0.030695 |  | 0.075409 | 0.0014334 | 0.00020148 | Column23: 0.75485; Column24: 0.1061; Column25: 0; Column26: 0; Column27: 0.75485; Column28: 0.1061; Column29: 0.0012849; Column30: 0.67664; Column31: 0; Column32: 0.67664; Column33: 0.095111 | WLDFR | HFTD - Distribution - Tier 3 - 4QU CoRE ¦ 3QU LoRE | Red Flag Warning - Catastrophic Fires | 2047 | 8.001e-09 | 8.001e-09 | 17672.0852 | 299.42 | 10692.7362 | 6679.929 | 0 | 0 | 8.2478e-06 | 0.00014139 | 0 | 0.00014139 | 0.00014139 | 0 | 0.00014139 | 0 | 7.8181e-07 | 1.7137e-06 | 0 | 1.7137e-06 | [17 empty] | 7.3.3.17.5 (Remote Grid) Updates to grid topology to minimize risk of ignition in HFTDs Remote GridWLDFRWire-to-wire contactAggregated | WLDFR | HFTD - Distribution - Tier 2 - 3QU CoRE ¦ 1QU LoRE | Red Flag Warning - Small Fires | Wire-to-wire contact | Aggregated | 2047 | 4.1275e-05 | 489.6273 | 0.020209 | 2047 | Mitigation | 0.95 | 45 | 0 | esc | 0.00097009 | 4.004e-08 | 0.00097009 | 4.004e-08
[35 empty] | 7.3.3.17.6 Updates to grid topology to minimize risk of ignition in HFTDs Butte County Rebuild | WLDFR | HFTD - Distribution - Tier 3 - 1QU CoRE ¦ 3QU LoRE | 2051 | 0.13137 | 0.00041467 | 0.21837 | 0 | 0.21837 |  |  |  |  | 0.0010187 | 0.53648 | 0 | 0.53648 | 0.028687 |  | 0.070476 | 0.0014334 | 0.0001883 | Column23: 0.75485; Column24: 0.099163; Column25: 0; Column26: 0; Column27: 0.75485; Column28: 0.099163; Column29: 0.0012849; Column30: 0.67664; Column31: 0; Column32: 0.67664; Column33: 0.088888 | WLDFR | HFTD - Distribution - Tier 3 - 4QU CoRE ¦ 3QU LoRE | Red Flag Warning - Catastrophic Fires | 2048 | 8.001e-09 | 8.001e-09 | 18552.3348 | 319.4911 | 11216.5626 | 7016.281 | 0 | 0 | 8.2478e-06 | 0.00014844 | 0 | 0.00014844 | 0.00014844 | 0 | 0.00014844 | 0 | 7.8181e-07 | 1.7137e-06 | 0 | 1.7137e-06 | [17 empty] | 7.3.3.17.5 (Remote Grid) Updates to grid topology to minimize risk of ignition in HFTDs Remote GridWLDFRWire-to-wire contactAggregated | WLDFR | HFTD - Distribution - Tier 2 - 3QU CoRE ¦ 1QU LoRE | Red Flag Warning - Small Fires | Wire-to-wire contact | Aggregated | 2048 | 4.1275e-05 | 489.6273 | 0.020209 | 2048 | Mitigation | 0.95 | 45 | 0 | esc | 0.00097009 | 4.004e-08 | 0.00097009 | 4.004e-08
[35 empty] | 7.3.3.17.6 Updates to grid topology to minimize risk of ignition in HFTDs Butte County Rebuild | WLDFR | HFTD - Distribution - Tier 3 - 1QU CoRE ¦ 3QU LoRE | 2052 | 0.12277 | 0.00041467 | 0.21837 | 0 | 0.21837 |  |  |  |  | 0.0010187 | 0.53648 | 0 | 0.53648 | 0.02681 |  | 0.065865 | 0.0014334 | 0.00017598 | Column23: 0.75485; Column24: 0.092676; Column25: 0; Column26: 0; Column27: 0.75485; Column28: 0.092676; Column29: 0.0012849; Column30: 0.67664; Column31: 0; Column32: 0.67664; Column33: 0.083073 | WLDFR | HFTD - Distribution - Tier 3 - 4QU CoRE ¦ 3QU LoRE | Red Flag Warning - Catastrophic Fires | 2049 | 8.001e-09 | 8.001e-09 | 18552.3348 | 319.4911 | 11216.5626 | 7016.281 | 0 | 0 | 8.2478e-06 | 0.00014844 | 0 | 0.00014844 | 0.00014844 | 0 | 0.00014844 | 0 | 7.8181e-07 | 1.7137e-06 | 0 | 1.7137e-06 | [17 empty] | 7.3.3.17.5 (Remote Grid) Updates to grid topology to minimize risk of ignition in HFTDs Remote GridWLDFRWire-to-wire contactAggregated | WLDFR | HFTD - Distribution - Tier 2 - 3QU CoRE ¦ 1QU LoRE | Red Flag Warning - Small Fires | Wire-to-wire contact | Aggregated | 2049 | 4.1275e-05 | 489.6273 | 0.020209 | 2049 | Mitigation | 0.95 | 45 | 0 | esc | 0.00097009 | 4.004e-08 | 0.00097009 | 4.004e-08
[35 empty] | 7.3.3.17.6 Updates to grid topology to minimize risk of ignition in HFTDs Butte County Rebuild | WLDFR | HFTD - Distribution - Tier 3 - 1QU CoRE ¦ 3QU LoRE | 2053 | 0.11474 | 0.00041467 | 0.22908 | 0 | 0.22908 |  |  |  |  | 0.0010187 | 0.56277 | 0 | 0.56277 | 0.026285 |  | 0.064573 | 0.0014334 | 0.00016447 | Column23: 0.79185; Column24: 0.090858; Column25: 0; Column26: 0; Column27: 0.79185; Column28: 0.090858; Column29: 0.0012849; Column30: 0.70981; Column31: 0; Column32: 0.70981; Column33: 0.081444 | WLDFR | HFTD - Distribution - Tier 3 - 4QU CoRE ¦ 3QU LoRE | Red Flag Warning - Catastrophic Fires | 2050 | 8.001e-09 | 8.001e-09 | 18552.3348 | 319.4911 | 11216.5626 | 7016.281 | 0 | 0 | 8.2478e-06 | 0.00014844 | 0 | 0.00014844 | 0.00014844 | 0 | 0.00014844 | 0 | 7.8181e-07 | 1.7137e-06 | 0 | 1.7137e-06 | [17 empty] | 7.3.3.17.5 (Remote Grid) Updates to grid topology to minimize risk of ignition in HFTDs Remote GridWLDFRWire-to-wire contactAggregated | WLDFR | HFTD - Distribution - Tier 2 - 3QU CoRE ¦ 1QU LoRE | Red Flag Warning - Small Fires | Wire-to-wire contact | Aggregated | 2050 | 4.1275e-05 | 489.6273 | 0.020209 | 2050 | Mitigation | 0.95 | 45 | 0 | esc | 0.00097009 | 4.004e-08 | 0.00097009 | 4.004e-08
[35 empty] | 7.3.3.17.6 Updates to grid topology to minimize risk of ignition in HFTDs Butte County Rebuild | WLDFR | HFTD - Distribution - Tier 3 - 1QU CoRE ¦ 3QU LoRE | 2054 | 0.10723 | 0.00041467 | 0.22908 | 0 | 0.22908 |  |  |  |  | 0.0010187 | 0.56277 | 0 | 0.56277 | 0.024565 |  | 0.060349 | 0.0014334 | 0.00015371 | Column23: 0.79185; Column24: 0.084914; Column25: 0; Column26: 0; Column27: 0.79185; Column28: 0.084914; Column29: 0.0012849; Column30: 0.70981; Column31: 0; Column32: 0.70981; Column33: 0.076116 | WLDFR | HFTD - Distribution - Tier 3 - 4QU CoRE ¦ 3QU LoRE | Red Flag Warning - Catastrophic Fires | 2051 | 8.001e-09 | 8.001e-09 | 18552.3348 | 319.4911 | 11216.5626 | 7016.281 | 0 | 0 | 8.2478e-06 | 0.00014844 | 0 | 0.00014844 | 0.00014844 | 0 | 0.00014844 | 0 | 8.1552e-07 | 1.7876e-06 | 0 | 1.7876e-06 | [17 empty] | 7.3.3.17.5 (Remote Grid) Updates to grid topology to minimize risk of ignition in HFTDs Remote GridWLDFRWire-to-wire contactAggregated | WLDFR | HFTD - Distribution - Tier 2 - 3QU CoRE ¦ 1QU LoRE | Red Flag Warning - Small Fires | Wire-to-wire contact | Aggregated | 2051 | 4.1275e-05 | 489.6273 | 0.020209 | 2051 | Mitigation | 0.95 | 45 | 0 | esc | 0.00097009 | 4.004e-08 | 0.00097009 | 4.004e-08
[35 empty] | 7.3.3.17.6 Updates to grid topology to minimize risk of ignition in HFTDs Butte County Rebuild | WLDFR | HFTD - Distribution - Tier 3 - 1QU CoRE ¦ 3QU LoRE | 2055 | 0.10022 | 0.00041467 | 0.22908 | 0 | 0.22908 |  |  |  |  | 0.0010187 | 0.56277 | 0 | 0.56277 | 0.022958 |  | 0.056401 | 0.0014334 | 0.00014365 | Column23: 0.79185; Column24: 0.079359; Column25: 0; Column26: 0; Column27: 0.79185; Column28: 0.079359; Column29: 0.0012849; Column30: 0.70981; Column31: 0; Column32: 0.70981; Column33: 0.071136 | WLDFR | HFTD - Distribution - Tier 3 - 4QU CoRE ¦ 3QU LoRE | Red Flag Warning - Catastrophic Fires | 2052 | 8.001e-09 | 8.001e-09 | 18552.3348 | 319.4911 | 11216.5626 | 7016.281 | 0 | 0 | 8.2478e-06 | 0.00014844 | 0 | 0.00014844 | 0.00014844 | 0 | 0.00014844 | 0 | 8.1552e-07 | 1.7876e-06 | 0 | 1.7876e-06 | [17 empty] | 7.3.3.17.5 (Remote Grid) Updates to grid topology to minimize risk of ignition in HFTDs Remote GridWLDFRWire-to-wire contactAggregated | WLDFR | HFTD - Distribution - Tier 2 - 3QU CoRE ¦ 1QU LoRE | Red Flag Warning - Small Fires | Wire-to-wire contact | Aggregated | 2052 | 4.1275e-05 | 489.6273 | 0.020209 | 2052 | Mitigation | 0.95 | 45 | 0 | esc | 0.00097009 | 4.004e-08 | 0.00097009 | 4.004e-08
[35 empty] | 7.3.3.17.6 Updates to grid topology to minimize risk of ignition in HFTDs Butte County Rebuild | WLDFR | HFTD - Distribution - Tier 3 - 1QU CoRE ¦ 3QU LoRE | 2056 | 0.093663 | 0.00041467 | 0.22908 | 0 | 0.22908 |  |  |  |  | 0.0010187 | 0.56277 | 0 | 0.56277 | 0.021456 |  | 0.052711 | 0.0014334 | 0.00013426 | Column23: 0.79185; Column24: 0.074167; Column25: 0; Column26: 0; Column27: 0.79185; Column28: 0.074167; Column29: 0.0012849; Column30: 0.70981; Column31: 0; Column32: 0.70981; Column33: 0.066483 | WLDFR | HFTD - Distribution - Tier 3 - 4QU CoRE ¦ 3QU LoRE | Red Flag Warning - Catastrophic Fires | 2053 | 8.001e-09 | 8.001e-09 | 19462.1283 | 340.5356 | 11757.1413 | 7364.4514 | 0 | 0 | 8.2478e-06 | 0.00015572 | 0 | 0.00015572 | 0.00015572 | 0 | 0.00015572 | 0 | 8.1552e-07 | 1.7876e-06 | 0 | 1.7876e-06 | [17 empty] | 7.3.3.17.5 (Remote Grid) Updates to grid topology to minimize risk of ignition in HFTDs Remote GridWLDFRWire-to-wire contactAggregated | WLDFR | HFTD - Distribution - Tier 2 - 3QU CoRE ¦ 1QU LoRE | Red Flag Warning - Small Fires | Wire-to-wire contact | Aggregated | 2053 | 4.1275e-05 | 489.6273 | 0.020209 | 2053 | Mitigation | 0.95 | 45 | 0 | esc | 0.00097009 | 4.004e-08 | 0.00097009 | 4.004e-08
[35 empty] | 7.3.3.17.6 Updates to grid topology to minimize risk of ignition in HFTDs Butte County Rebuild | WLDFR | HFTD - Distribution - Tier 3 - 1QU CoRE ¦ 3QU LoRE | 2057 | 0.087535 | 0.00041467 | 0.22908 | 0 | 0.22908 |  |  |  |  | 0.0010187 | 0.56277 | 0 | 0.56277 | 0.020052 |  | 0.049263 | 0.0014334 | 0.00012547 | Column23: 0.79185; Column24: 0.069315; Column25: 0; Column26: 0; Column27: 0.79185; Column28: 0.069315; Column29: 0.0012849; Column30: 0.70981; Column31: 0; Column32: 0.70981; Column33: 0.062133 | WLDFR | HFTD - Distribution - Tier 3 - 4QU CoRE ¦ 3QU LoRE | Red Flag Warning - Catastrophic Fires | 2054 | 8.001e-09 | 8.001e-09 | 19462.1283 | 340.5356 | 11757.1413 | 7364.4514 | 0 | 0 | 8.2478e-06 | 0.00015572 | 0 | 0.00015572 | 0.00015572 | 0 | 0.00015572 | 0 | 8.1552e-07 | 1.7876e-06 | 0 | 1.7876e-06 | [17 empty] | 7.3.3.17.5 (Remote Grid) Updates to grid topology to minimize risk of ignition in HFTDs Remote GridWLDFRWire-to-wire contactAggregated | WLDFR | HFTD - Distribution - Tier 2 - 3QU CoRE ¦ 1QU LoRE | Red Flag Warning - Small Fires | Wire-to-wire contact | Aggregated | 2054 | 4.1275e-05 | 489.6273 | 0.020209 | 2054 | Mitigation | 0.95 | 45 | 0 | esc | 0.00097009 | 4.004e-08 | 0.00097009 | 4.004e-08
[35 empty] | 7.3.3.17.6 Updates to grid topology to minimize risk of ignition in HFTDs Butte County Rebuild | WLDFR | HFTD - Distribution - Tier 3 - 1QU CoRE ¦ 3QU LoRE | 2058 | 0.081809 | 0.00041467 | 0.24 | 0 | 0.24 |  |  |  |  | 0.0010187 | 0.5896 | 0 | 0.5896 | 0.019634 |  | 0.048235 | 0.0014334 | 0.00011726 | Column23: 0.8296; Column24: 0.067869; Column25: 0; Column26: 0; Column27: 0.8296; Column28: 0.067869; Column29: 0.0012849; Column30: 0.74364; Column31: 0; Column32: 0.74364; Column33: 0.060837 | WLDFR | HFTD - Distribution - Tier 3 - 4QU CoRE ¦ 3QU LoRE | Red Flag Warning - Catastrophic Fires | 2055 | 8.001e-09 | 8.001e-09 | 19462.1283 | 340.5356 | 11757.1413 | 7364.4514 | 0 | 0 | 8.2478e-06 | 0.00015572 | 0 | 0.00015572 | 0.00015572 | 0 | 0.00015572 | 0 | 8.1552e-07 | 1.7876e-06 | 0 | 1.7876e-06 | [17 empty] | 7.3.3.17.5 (Remote Grid) Updates to grid topology to minimize risk of ignition in HFTDs Remote GridWLDFRWire-to-wire contactAggregated | WLDFR | HFTD - Distribution - Tier 2 - 3QU CoRE ¦ 1QU LoRE | Red Flag Warning - Small Fires | Wire-to-wire contact | Aggregated | 2055 | 4.1275e-05 | 489.6273 | 0.020209 | 2055 | Mitigation | 0.95 | 45 | 0 | esc | 0.00097009 | 4.004e-08 | 0.00097009 | 4.004e-08
[35 empty] | 7.3.3.17.6 Updates to grid topology to minimize risk of ignition in HFTDs Butte County Rebuild | WLDFR | HFTD - Distribution - Tier 3 - 1QU CoRE ¦ 3QU LoRE | 2059 | 0.076457 | 0.00041467 | 0.24 | 0 | 0.24 |  |  |  |  | 0.0010187 | 0.5896 | 0 | 0.5896 | 0.018349 |  | 0.045079 | 0.0014334 | 0.00010959 | Column23: 0.8296; Column24: 0.063429; Column25: 0; Column26: 0; Column27: 0.8296; Column28: 0.063429; Column29: 0.0012849; Column30: 0.74364; Column31: 0; Column32: 0.74364; Column33: 0.056857 | WLDFR | HFTD - Distribution - Tier 3 - 4QU CoRE ¦ 3QU LoRE | Red Flag Warning - Catastrophic Fires | 2056 | 8.001e-09 | 8.001e-09 | 19462.1283 | 340.5356 | 11757.1413 | 7364.4514 | 0 | 0 | 8.2478e-06 | 0.00015572 | 0 | 0.00015572 | 0.00015572 | 0 | 0.00015572 | 0 | 8.5267e-07 | 1.8691e-06 | 0 | 1.8691e-06 | [17 empty] | 7.3.3.17.5 (Remote Grid) Updates to grid topology to minimize risk of ignition in HFTDs Remote GridWLDFRWire-to-wire contactAggregated | WLDFR | HFTD - Distribution - Tier 2 - 3QU CoRE ¦ 1QU LoRE | Red Flag Warning - Small Fires | Wire-to-wire contact | Aggregated | 2056 | 4.1275e-05 | 489.6273 | 0.020209 | 2056 | Mitigation | 0.95 | 45 | 0 | esc | 0.00097009 | 4.004e-08 | 0.00097009 | 4.004e-08
[35 empty] | 7.3.3.17.6 Updates to grid topology to minimize risk of ignition in HFTDs Butte County Rebuild | WLDFR | HFTD - Distribution - Tier 3 - 1QU CoRE ¦ 3QU LoRE | 2060 | 0.071455 | 0.00041467 | 0.24 | 0 | 0.24 |  |  |  |  | 0.0010187 | 0.5896 | 0 | 0.5896 | 0.017149 |  | 0.04213 | 0.0014334 | 0.00010242 | Column23: 0.8296; Column24: 0.059279; Column25: 0; Column26: 0; Column27: 0.8296; Column28: 0.059279; Column29: 0.0012849; Column30: 0.74364; Column31: 0; Column32: 0.74364; Column33: 0.053137 | WLDFR | HFTD - Distribution - Tier 3 - 4QU CoRE ¦ 3QU LoRE | Red Flag Warning - Catastrophic Fires | 2057 | 8.001e-09 | 8.001e-09 | 19462.1283 | 340.5356 | 11757.1413 | 7364.4514 | 0 | 0 | 8.2478e-06 | 0.00015572 | 0 | 0.00015572 | 0.00015572 | 0 | 0.00015572 | 0 | 8.5267e-07 | 1.8691e-06 | 0 | 1.8691e-06 | [17 empty] | 7.3.3.17.5 (Remote Grid) Updates to grid topology to minimize risk of ignition in HFTDs Remote GridWLDFRWire-to-wire contactAggregated | WLDFR | HFTD - Distribution - Tier 2 - 3QU CoRE ¦ 1QU LoRE | Red Flag Warning - Small Fires | Wire-to-wire contact | Aggregated | 2057 | 4.1275e-05 | 489.6273 | 0.020209 | 2057 | Mitigation | 0.95 | 45 | 0 | esc | 0.00097009 | 4.004e-08 | 0.00097009 | 4.004e-08
[35 empty] | 7.3.3.17.6 Updates to grid topology to minimize risk of ignition in HFTDs Butte County Rebuild | WLDFR | HFTD - Distribution - Tier 3 - 1QU CoRE ¦ 3QU LoRE | 2061 | 0.06678 | 0.00041467 | 0.24 | 0 | 0.24 |  |  |  |  | 0.0010187 | 0.5896 | 0 | 0.5896 | 0.016027 |  | 0.039374 | 0.0014334 | 9.5723e-05 | Column23: 0.8296; Column24: 0.055401; Column25: 0; Column26: 0; Column27: 0.8296; Column28: 0.055401; Column29: 0.0012849; Column30: 0.74364; Column31: 0; Column32: 0.74364; Column33: 0.049661 | WLDFR | HFTD - Distribution - Tier 3 - 4QU CoRE ¦ 3QU LoRE | Red Flag Warning - Catastrophic Fires | 2058 | 8.001e-09 | 8.001e-09 | 20390.4035 | 362.3049 | 12307.8747 | 7720.2238 | 0 | 0 | 8.2478e-06 | 0.00016314 | 0 | 0.00016314 | 0.00016314 | 0 | 0.00016314 | 0 | 8.5267e-07 | 1.8691e-06 | 0 | 1.8691e-06 | [17 empty] | 7.3.3.17.5 (Remote Grid) Updates to grid topology to minimize risk of ignition in HFTDs Remote GridWLDFRWire-to-wire contactAggregated | WLDFR | HFTD - Distribution - Tier 2 - 3QU CoRE ¦ 1QU LoRE | Red Flag Warning - Small Fires | Wire-to-wire contact | Aggregated | 2058 | 4.1275e-05 | 489.6273 | 0.020209 | 2058 | Mitigation | 0.95 | 45 | 0 | esc | 0.00097009 | 4.004e-08 | 0.00097009 | 4.004e-08
[35 empty] | 7.3.3.17.6 Updates to grid topology to minimize risk of ignition in HFTDs Butte County Rebuild | WLDFR | HFTD - Distribution - Tier 3 - 1QU CoRE ¦ 3QU LoRE | 2062 | 0.062412 | 0.00041467 | 0.24 | 0 | 0.24 |  |  |  |  | 0.0010187 | 0.5896 | 0 | 0.5896 | 0.014979 |  | 0.036798 | 0.0014334 | 8.9461e-05 | Column23: 0.8296; Column24: 0.051777; Column25: 0; Column26: 0; Column27: 0.8296; Column28: 0.051777; Column29: 0.0012849; Column30: 0.74364; Column31: 0; Column32: 0.74364; Column33: 0.046412 | WLDFR | HFTD - Distribution - Tier 3 - 4QU CoRE ¦ 3QU LoRE | Red Flag Warning - Catastrophic Fires | 2059 | 8.001e-09 | 8.001e-09 | 20390.4035 | 362.3049 | 12307.8747 | 7720.2238 | 0 | 0 | 8.2478e-06 | 0.00016314 | 0 | 0.00016314 | 0.00016314 | 0 | 0.00016314 | 0 | 8.5267e-07 | 1.8691e-06 | 0 | 1.8691e-06 | [17 empty] | 7.3.3.17.5 (Remote Grid) Updates to grid topology to minimize risk of ignition in HFTDs Remote GridWLDFRWire-to-wire contactAggregated | WLDFR | HFTD - Distribution - Tier 2 - 3QU CoRE ¦ 1QU LoRE | Red Flag Warning - Small Fires | Wire-to-wire contact | Aggregated | 2059 | 4.1275e-05 | 489.6273 | 0.020209 | 2059 | Mitigation | 0.95 | 45 | 0 | esc | 0.00097009 | 4.004e-08 | 0.00097009 | 4.004e-08
[35 empty] | 7.3.3.17.6 Updates to grid topology to minimize risk of ignition in HFTDs Butte County Rebuild | WLDFR | HFTD - Distribution - Tier 3 - 1QU CoRE ¦ 3QU LoRE | 2063 | 0.058329 | 0.00041467 | 0.251 | 0 | 0.251 |  |  |  |  | 0.0010187 | 0.61664 | 0 | 0.61664 | 0.014641 |  | 0.035968 | 0.0014334 | 8.3608e-05 | Column23: 0.86764; Column24: 0.050608; Column25: 0; Column26: 0; Column27: 0.86764; Column28: 0.050608; Column29: 0.0012849; Column30: 0.77774; Column31: 0; Column32: 0.77774; Column33: 0.045365 | WLDFR | HFTD - Distribution - Tier 3 - 4QU CoRE ¦ 3QU LoRE | Red Flag Warning - Catastrophic Fires | 2060 | 8.001e-09 | 8.001e-09 | 20390.4035 | 362.3049 | 12307.8747 | 7720.2238 | 0 | 0 | 8.2478e-06 | 0.00016314 | 0 | 0.00016314 | 0.00016314 | 0 | 0.00016314 | 0 | 8.5267e-07 | 1.8691e-06 | 0 | 1.8691e-06 | [17 empty] | 7.3.3.17.5 (Remote Grid) Updates to grid topology to minimize risk of ignition in HFTDs Remote GridWLDFRWire-to-wire contactAggregated | WLDFR | HFTD - Distribution - Tier 2 - 3QU CoRE ¦ 1QU LoRE | Red Flag Warning - Small Fires | Wire-to-wire contact | Aggregated | 2060 | 4.1275e-05 | 489.6273 | 0.020209 | 2060 | Mitigation | 0.95 | 45 | 0 | esc | 0.00097009 | 4.004e-08 | 0.00097009 | 4.004e-08
[35 empty] | 7.3.3.17.6 Updates to grid topology to minimize risk of ignition in HFTDs Butte County Rebuild | WLDFR | HFTD - Distribution - Tier 3 - 1QU CoRE ¦ 3QU LoRE | 2064 | 0.054513 | 0.00041467 | 0.251 | 0 | 0.251 |  |  |  |  | 0.0010187 | 0.61664 | 0 | 0.61664 | 0.013683 |  | 0.033615 | 0.0014334 | 7.8138e-05 | Column23: 0.86764; Column24: 0.047297; Column25: 0; Column26: 0; Column27: 0.86764; Column28: 0.047297; Column29: 0.0012849; Column30: 0.77774; Column31: 0; Column32: 0.77774; Column33: 0.042397 | WLDFR | HFTD - Distribution - Tier 3 - 4QU CoRE ¦ 3QU LoRE | Red Flag Warning - Catastrophic Fires | 2061 | 8.001e-09 | 8.001e-09 | 20390.4035 | 362.3049 | 12307.8747 | 7720.2238 | 0 | 0 | 8.2478e-06 | 0.00016314 | 0 | 0.00016314 | 0.00016314 | 0 | 0.00016314 | 0 | 8.9289e-07 | 1.9572e-06 | 0 | 1.9572e-06 | [17 empty] | 7.3.3.17.5 (Remote Grid) Updates to grid topology to minimize risk of ignition in HFTDs Remote GridWLDFRWire-to-wire contactAggregated | WLDFR | HFTD - Distribution - Tier 2 - 3QU CoRE ¦ 1QU LoRE | Red Flag Warning - Small Fires | Wire-to-wire contact | Aggregated | 2061 | 4.1275e-05 | 489.6273 | 0.020209 | 2061 | Mitigation | 0.95 | 45 | 0 | esc | 0.00097009 | 4.004e-08 | 0.00097009 | 4.004e-08
[35 empty] | 7.3.3.17.6 Updates to grid topology to minimize risk of ignition in HFTDs Butte County Rebuild | WLDFR | HFTD - Distribution - Tier 3 - 1QU CoRE ¦ 3QU LoRE | 2065 | 0.050946 | 0.00041467 | 0.251 | 0 | 0.251 |  |  |  |  | 0.0010187 | 0.61664 | 0 | 0.61664 | 0.012788 |  | 0.031415 | 0.0014334 | 7.3027e-05 | Column23: 0.86764; Column24: 0.044203; Column25: 0; Column26: 0; Column27: 0.86764; Column28: 0.044203; Column29: 0.0012849; Column30: 0.77774; Column31: 0; Column32: 0.77774; Column33: 0.039623 | WLDFR | HFTD - Distribution - Tier 3 - 4QU CoRE ¦ 3QU LoRE | Red Flag Warning - Catastrophic Fires | 2062 | 8.001e-09 | 8.001e-09 | 20390.4035 | 362.3049 | 12307.8747 | 7720.2238 | 0 | 0 | 8.2478e-06 | 0.00016314 | 0 | 0.00016314 | 0.00016314 | 0 | 0.00016314 | 0 | 8.9289e-07 | 1.9572e-06 | 0 | 1.9572e-06 | [17 empty] | 7.3.3.17.5 (Remote Grid) Updates to grid topology to minimize risk of ignition in HFTDs Remote GridWLDFRWire-to-wire contactAggregated | WLDFR | HFTD - Distribution - Tier 2 - 3QU CoRE ¦ 1QU LoRE | Red Flag Warning - Small Fires | Wire-to-wire contact | Aggregated | 2062 | 4.1275e-05 | 489.6273 | 0.020209 | 2062 | Mitigation | 0.95 | 45 | 0 | esc | 0.00097009 | 4.004e-08 | 0.00097009 | 4.004e-08
[35 empty] | 7.3.3.17.6 Updates to grid topology to minimize risk of ignition in HFTDs Butte County Rebuild | WLDFR | HFTD - Distribution - Tier 3 - 1QU CoRE ¦ 3QU LoRE | 2066 | 0.047613 | 0.00041467 | 0.251 | 0 | 0.251 |  |  |  |  | 0.0010187 | 0.61664 | 0 | 0.61664 | 0.011951 |  | 0.02936 | 0.0014334 | 6.8249e-05 | Column23: 0.86764; Column24: 0.041311; Column25: 0; Column26: 0; Column27: 0.86764; Column28: 0.041311; Column29: 0.0012849; Column30: 0.77774; Column31: 0; Column32: 0.77774; Column33: 0.037031 | WLDFR | HFTD - Distribution - Tier 3 - 4QU CoRE ¦ 3QU LoRE | Red Flag Warning - Catastrophic Fires | 2063 | 8.001e-09 | 8.001e-09 | 21325.9188 | 384.5316 | 12862.0997 | 8079.2876 | 0 | 0 | 8.2478e-06 | 0.00017063 | 0 | 0.00017063 | 0.00017063 | 0 | 0.00017063 | 0 | 8.9289e-07 | 1.9572e-06 | 0 | 1.9572e-06 | [17 empty] | 7.3.3.17.5 (Remote Grid) Updates to grid topology to minimize risk of ignition in HFTDs Remote GridWLDFRWire-to-wire contactAggregated | WLDFR | HFTD - Distribution - Tier 2 - 3QU CoRE ¦ 1QU LoRE | Red Flag Warning - Small Fires | Wire-to-wire contact | Aggregated | 2063 | 4.1275e-05 | 489.6273 | 0.020209 | 2063 | Mitigation | 0.95 | 45 | 0 | esc | 0.00097009 | 4.004e-08 | 0.00097009 | 4.004e-08
[35 empty] | 7.3.3.17.6 Updates to grid topology to minimize risk of ignition in HFTDs Butte County Rebuild | WLDFR | HFTD - Distribution - Tier 3 - 1QU CoRE ¦ 3QU LoRE | 2067 | 0.044499 | 0.00041467 | 0.251 | 0 | 0.251 |  |  |  |  | 0.0010187 | 0.61664 | 0 | 0.61664 | 0.011169 |  | 0.027439 | 0.0014334 | 6.3784e-05 | Column23: 0.86764; Column24: 0.038609; Column25: 0; Column26: 0; Column27: 0.86764; Column28: 0.038609; Column29: 0.0012849; Column30: 0.77774; Column31: 0; Column32: 0.77774; Column33: 0.034608 | WLDFR | HFTD - Distribution - Tier 3 - 4QU CoRE ¦ 3QU LoRE | Red Flag Warning - Catastrophic Fires | 2064 | 8.001e-09 | 8.001e-09 | 21325.9188 | 384.5316 | 12862.0997 | 8079.2876 | 0 | 0 | 8.2478e-06 | 0.00017063 | 0 | 0.00017063 | 0.00017063 | 0 | 0.00017063 | 0 | 8.9289e-07 | 1.9572e-06 | 0 | 1.9572e-06 | [17 empty] | 7.3.3.17.5 (Remote Grid) Updates to grid topology to minimize risk of ignition in HFTDs Remote GridWLDFRWire-to-wire contactAggregated | WLDFR | HFTD - Distribution - Tier 2 - 3QU CoRE ¦ 1QU LoRE | Red Flag Warning - Small Fires | Wire-to-wire contact | Aggregated | 2064 | 4.1275e-05 | 489.6273 | 0.020209 | 2064 | Mitigation | 0.95 | 45 | 0 | esc | 0.00097009 | 4.004e-08 | 0.00097009 | 4.004e-08
[35 empty] | 7.3.3.17.6 Updates to grid topology to minimize risk of ignition in HFTDs Butte County Rebuild | WLDFR | HFTD - Distribution - Tier 3 - 1QU CoRE ¦ 3QU LoRE | 2068 | 0.041587 | 0.00041467 | 0.26196 | 0 | 0.26196 |  |  |  |  | 0.0010187 | 0.64356 | 0 | 0.64356 | 0.010894 |  | 0.026764 | 0.0014334 | 5.9611e-05 | Column23: 0.90551; Column24: 0.037658; Column25: 0; Column26: 0; Column27: 0.90551; Column28: 0.037658; Column29: 0.0012849; Column30: 0.81169; Column31: 0; Column32: 0.81169; Column33: 0.033756 | WLDFR | HFTD - Distribution - Tier 3 - 4QU CoRE ¦ 3QU LoRE | Red Flag Warning - Catastrophic Fires | 2065 | 8.001e-09 | 8.001e-09 | 21325.9188 | 384.5316 | 12862.0997 | 8079.2876 | 0 | 0 | 8.2478e-06 | 0.00017063 | 0 | 0.00017063 | 0.00017063 | 0 | 0.00017063 | 0 | 8.9289e-07 | 1.9572e-06 | 0 | 1.9572e-06 | [17 empty] | 7.3.3.17.5 (Remote Grid) Updates to grid topology to minimize risk of ignition in HFTDs Remote GridWLDFRWire-to-wire contactAggregated | WLDFR | HFTD - Distribution - Tier 2 - 3QU CoRE ¦ 1QU LoRE | Red Flag Warning - Small Fires | Wire-to-wire contact | Aggregated | 2065 | 4.1275e-05 | 489.6273 | 0.020209 | 2065 | Mitigation | 0.95 | 45 | 0 | esc | 0.00097009 | 4.004e-08 | 0.00097009 | 4.004e-08
[35 empty] | 7.3.3.17.6 Updates to grid topology to minimize risk of ignition in HFTDs Butte County Rebuild | WLDFR | HFTD - Distribution - Tier 3 - 1QU CoRE ¦ 3QU LoRE | 2069 | 0.038867 | 0.00041467 | 0.26196 | 0 | 0.26196 |  |  |  |  | 0.0010187 | 0.64356 | 0 | 0.64356 | 0.010182 |  | 0.025013 | 0.0014334 | 5.5712e-05 | Column23: 0.90551; Column24: 0.035194; Column25: 0; Column26: 0; Column27: 0.90551; Column28: 0.035194; Column29: 0.0012849; Column30: 0.81169; Column31: 0; Column32: 0.81169; Column33: 0.031548 | WLDFR | HFTD - Distribution - Tier 3 - 4QU CoRE ¦ 3QU LoRE | Red Flag Warning - Catastrophic Fires | 2066 | 8.001e-09 | 8.001e-09 | 21325.9188 | 384.5316 | 12862.0997 | 8079.2876 | 0 | 0 | 8.2478e-06 | 0.00017063 | 0 | 0.00017063 | 0.00017063 | 0 | 0.00017063 | 0 | 9.3578e-07 | 2.0512e-06 | 0 | 2.0512e-06 | [17 empty] | 7.3.3.17.5 (Remote Grid) Updates to grid topology to minimize risk of ignition in HFTDs Remote GridWLDFRWire-to-wire contactAggregated | WLDFR | HFTD - Distribution - Tier 2 - 3QU CoRE ¦ 1QU LoRE | Red Flag Warning - Small Fires | Wire-to-wire contact | Aggregated | 2066 | 4.1275e-05 | 489.6273 | 0.020209 | 2066 | Mitigation | 0.95 | 45 | 0 | esc | 0.00097009 | 4.004e-08 | 0.00097009 | 4.004e-08
[35 empty] | 7.3.3.17.6 Updates to grid topology to minimize risk of ignition in HFTDs Butte County Rebuild | WLDFR | HFTD - Distribution - Tier 3 - 1QU CoRE ¦ 3QU LoRE | 2070 | 0.036324 | 0.00041467 | 0.26196 | 0 | 0.26196 |  |  |  |  | 0.0010187 | 0.64356 | 0 | 0.64356 | 0.0095154 |  | 0.023377 | 0.0014334 | 5.2067e-05 | Column23: 0.90551; Column24: 0.032892; Column25: 0; Column26: 0; Column27: 0.90551; Column28: 0.032892; Column29: 0.0012849; Column30: 0.81169; Column31: 0; Column32: 0.81169; Column33: 0.029484 | WLDFR | HFTD - Distribution - Tier 3 - 4QU CoRE ¦ 3QU LoRE | Red Flag Warning - Catastrophic Fires | 2067 | 0 | 8.001e-09 | 21325.9188 | 384.5316 | 12862.0997 | 8079.2876 | 0 | 0 | 8.2478e-06 | 0 | 0 | 0 | 0.00017063 | 0 | 0.00017063 | 0 | 9.3578e-07 | 2.0512e-06 | 0 | 2.0512e-06 | [17 empty] | 7.3.3.17.5 (Remote Grid) Updates to grid topology to minimize risk of ignition in HFTDs Remote GridWLDFRWire-to-wire contactAggregated | WLDFR | HFTD - Distribution - Tier 2 - 3QU CoRE ¦ 1QU LoRE | Red Flag Warning - Small Fires | Wire-to-wire contact | Aggregated | 2067 | 4.1275e-05 | 489.6273 | 0.020209 | 2067 | Mitigation | 0.95 | 45 | 0 | esc | 0 | 0 | 0.00097009 | 4.004e-08
[35 empty] | 7.3.3.17.6 Updates to grid topology to minimize risk of ignition in HFTDs Butte County Rebuild | WLDFR | HFTD - Distribution - Tier 3 - 1QU CoRE ¦ 3QU LoRE | 2071 | 0.033948 | 0.00041467 | 0.26196 | 0 | 0.26196 |  |  |  |  | 0.0010187 | 0.64356 | 0 | 0.64356 | 0.0088929 |  | 0.021847 | 0.0014334 | 4.8661e-05 | Column23: 0.90551; Column24: 0.03074; Column25: 0; Column26: 0; Column27: 0.90551; Column28: 0.03074; Column29: 0.0012849; Column30: 0.81169; Column31: 0; Column32: 0.81169; Column33: 0.027555 | WLDFR | HFTD - Distribution - Tier 3 - 4QU CoRE ¦ 3QU LoRE | Red Flag Warning - Destructive Fires | 2022 | 1.2728e-09 | 0 | 8807.9522 | 222.2294 | 8585.7228 | 0 | 0 | 0 | 1.3121e-06 | 1.1211e-05 | 0 | 1.1211e-05 | 0 | 0 | 0 | 0 | 9.3578e-07 | 2.0512e-06 | 0 | 2.0512e-06 | [17 empty] | 7.3.3.17.5 (Remote Grid) Updates to grid topology to minimize risk of ignition in HFTDs Remote GridWLDFRContact from objectAggregated | WLDFR | HFTD - Distribution - Tier 2 - 3QU CoRE ¦ 2QU LoRE | Non-Red Flag Warning - Catastrophic Fires | Contact from object | Aggregated | 2022 | 9.1404e-07 | 791.1377 | 0.00072314 | 2022 | Mitigation | 0.95 | 45 | 0 | esc | 0.00097009 | 8.867e-10 | 0 | 0
[35 empty] | 7.3.3.17.6 Updates to grid topology to minimize risk of ignition in HFTDs Butte County Rebuild | WLDFR | HFTD - Distribution - Tier 3 - 1QU CoRE ¦ 3QU LoRE | 2072 | 0.031727 | 0.00041467 | 0.26196 | 0 | 0.26196 |  |  |  |  | 0.0010187 | 0.64356 | 0 | 0.64356 | 0.0083111 |  | 0.020418 | 0.0014334 | 4.5477e-05 | Column23: 0.90551; Column24: 0.028729; Column25: 0; Column26: 0; Column27: 0.90551; Column28: 0.028729; Column29: 0.0012849; Column30: 0.81169; Column31: 0; Column32: 0.81169; Column33: 0.025752 | WLDFR | HFTD - Distribution - Tier 3 - 4QU CoRE ¦ 3QU LoRE | Red Flag Warning - Destructive Fires | 2023 | 1.2728e-09 | 1.2728e-09 | 9129.7461 | 233.2301 | 8896.516 | 0 | 0 | 0 | 1.3121e-06 | 1.162e-05 | 0 | 1.162e-05 | 1.162e-05 | 0 | 1.162e-05 | 0 | 9.3578e-07 | 2.0512e-06 | 0 | 2.0512e-06 | [17 empty] | 7.3.3.17.5 (Remote Grid) Updates to grid topology to minimize risk of ignition in HFTDs Remote GridWLDFRContact from objectAggregated | WLDFR | HFTD - Distribution - Tier 2 - 3QU CoRE ¦ 2QU LoRE | Non-Red Flag Warning - Catastrophic Fires | Contact from object | Aggregated | 2023 | 9.1404e-07 | 791.1377 | 0.00072314 | 2023 | Mitigation | 0.95 | 45 | 0 | esc | 0.00097009 | 8.867e-10 | 0.00097009 | 8.867e-10
[35 empty] | 7.3.3.17.6 Updates to grid topology to minimize risk of ignition in HFTDs Butte County Rebuild | WLDFR | HFTD - Distribution - Tier 3 - 1QU CoRE ¦ 3QU LoRE | 2073 | 0.029651 | 0.00041467 | 0.27273 | 0 | 0.27273 |  |  |  |  | 0.0010187 | 0.67003 | 0 | 0.67003 | 0.0080869 |  | 0.019867 | 0.0014334 | 4.2502e-05 | Column23: 0.94276; Column24: 0.027954; Column25: 0; Column26: 0; Column27: 0.94276; Column28: 0.027954; Column29: 0.0012849; Column30: 0.84508; Column31: 0; Column32: 0.84508; Column33: 0.025058 | WLDFR | HFTD - Distribution - Tier 3 - 4QU CoRE ¦ 3QU LoRE | Red Flag Warning - Destructive Fires | 2024 | 1.2728e-09 | 1.2728e-09 | 9129.7461 | 233.2301 | 8896.516 | 0 | 0 | 0 | 1.3121e-06 | 1.162e-05 | 0 | 1.162e-05 | 1.162e-05 | 0 | 1.162e-05 | 0 | 9.3578e-07 | 2.0512e-06 | 0 | 2.0512e-06 | [17 empty] | 7.3.3.17.5 (Remote Grid) Updates to grid topology to minimize risk of ignition in HFTDs Remote GridWLDFRContact from objectAggregated | WLDFR | HFTD - Distribution - Tier 2 - 3QU CoRE ¦ 2QU LoRE | Non-Red Flag Warning - Catastrophic Fires | Contact from object | Aggregated | 2024 | 9.1404e-07 | 791.1377 | 0.00072314 | 2024 | Mitigation | 0.95 | 45 | 0 | esc | 0.00097009 | 8.867e-10 | 0.00097009 | 8.867e-10
[35 empty] | 7.3.3.17.6 Updates to grid topology to minimize risk of ignition in HFTDs Butte County Rebuild | WLDFR | HFTD - Distribution - Tier 3 - 1QU CoRE ¦ 3QU LoRE | 2074 | 0.027711 | 0.00041467 | 0.27273 | 0 | 0.27273 |  |  |  |  | 0.0010187 | 0.67003 | 0 | 0.67003 | 0.0075579 |  | 0.018567 | 0.0014334 | 3.9722e-05 | Column23: 0.94276; Column24: 0.026125; Column25: 0; Column26: 0; Column27: 0.94276; Column28: 0.026125; Column29: 0.0012849; Column30: 0.84508; Column31: 0; Column32: 0.84508; Column33: 0.023418 | WLDFR | HFTD - Distribution - Tier 3 - 4QU CoRE ¦ 3QU LoRE | Red Flag Warning - Destructive Fires | 2025 | 1.2728e-09 | 1.2728e-09 | 9129.7461 | 233.2301 | 8896.516 | 0 | 0 | 0 | 1.3121e-06 | 1.162e-05 | 0 | 1.162e-05 | 1.162e-05 | 0 | 1.162e-05 | 0 | 9.8088e-07 | 2.1501e-06 | 0 | 2.1501e-06 | [17 empty] | 7.3.3.17.5 (Remote Grid) Updates to grid topology to minimize risk of ignition in HFTDs Remote GridWLDFRContact from objectAggregated | WLDFR | HFTD - Distribution - Tier 2 - 3QU CoRE ¦ 2QU LoRE | Non-Red Flag Warning - Catastrophic Fires | Contact from object | Aggregated | 2025 | 9.1404e-07 | 791.1377 | 0.00072314 | 2025 | Mitigation | 0.95 | 45 | 0 | esc | 0.00097009 | 8.867e-10 | 0.00097009 | 8.867e-10
[35 empty] | 7.3.3.17.6 Updates to grid topology to minimize risk of ignition in HFTDs Butte County Rebuild | WLDFR | HFTD - Distribution - Tier 3 - 1QU CoRE ¦ 3QU LoRE | 2075 | 0.025899 | 0 | 0 | 0 | 0 |  |  |  |  | 0.0010187 | 0.67003 | 0 | 0.67003 | 0 |  | 0.017353 | 0.0010187 | 2.6384e-05 | Column23: 0.67003; Column24: 0.017353; Column25: 0; Column26: 0; Column27: 0.67003; Column28: 0.017353; Column29: 0.0012849; Column30: 0.84508; Column31: 0; Column32: 0.84508; Column33: 0.021886 | WLDFR | HFTD - Distribution - Tier 3 - 4QU CoRE ¦ 3QU LoRE | Red Flag Warning - Destructive Fires | 2026 | 1.2728e-09 | 1.2728e-09 | 9129.7461 | 233.2301 | 8896.516 | 0 | 0 | 0 | 1.3121e-06 | 1.162e-05 | 0 | 1.162e-05 | 1.162e-05 | 0 | 1.162e-05 | 0 | 9.8088e-07 | 2.1501e-06 | 0 | 2.1501e-06 | [17 empty] | 7.3.3.17.5 (Remote Grid) Updates to grid topology to minimize risk of ignition in HFTDs Remote GridWLDFRContact from objectAggregated | WLDFR | HFTD - Distribution - Tier 2 - 3QU CoRE ¦ 2QU LoRE | Non-Red Flag Warning - Catastrophic Fires | Contact from object | Aggregated | 2026 | 9.1404e-07 | 791.1377 | 0.00072314 | 2026 | Mitigation | 0.95 | 45 | 0 | esc | 0.00097009 | 8.867e-10 | 0.00097009 | 8.867e-10
[35 empty] | 7.3.3.17.6 Updates to grid topology to minimize risk of ignition in HFTDs Butte County Rebuild | WLDFR | HFTD - Distribution - Tier 3 - 1QU CoRE ¦ 3QU LoRE | 2076 | 0.024204 | 0 | 0 | 0 | 0 |  |  |  |  | 0.0010187 | 0.67003 | 0 | 0.67003 | 0 |  | 0.016218 | 0.0010187 | 2.4658e-05 | Column23: 0.67003; Column24: 0.016218; Column25: 0; Column26: 0; Column27: 0.67003; Column28: 0.016218; Column29: 0.0012849; Column30: 0.84508; Column31: 0; Column32: 0.84508; Column33: 0.020455 | WLDFR | HFTD - Distribution - Tier 3 - 4QU CoRE ¦ 3QU LoRE | Red Flag Warning - Destructive Fires | 2027 | 1.2728e-09 | 1.2728e-09 | 9129.7461 | 233.2301 | 8896.516 | 0 | 0 | 0 | 1.3121e-06 | 1.162e-05 | 0 | 1.162e-05 | 1.162e-05 | 0 | 1.162e-05 | 0 | 9.8088e-07 | 2.1501e-06 | 0 | 2.1501e-06 | [17 empty] | 7.3.3.17.5 (Remote Grid) Updates to grid topology to minimize risk of ignition in HFTDs Remote GridWLDFRContact from objectAggregated | WLDFR | HFTD - Distribution - Tier 2 - 3QU CoRE ¦ 2QU LoRE | Non-Red Flag Warning - Catastrophic Fires | Contact from object | Aggregated | 2027 | 9.1404e-07 | 791.1377 | 0.00072314 | 2027 | Mitigation | 0.95 | 45 | 0 | esc | 0.00097009 | 8.867e-10 | 0.00097009 | 8.867e-10
[35 empty] | 7.3.3.17.6 Updates to grid topology to minimize risk of ignition in HFTDs Butte County Rebuild | WLDFR | HFTD - Distribution - Tier 3 - 1QU CoRE ¦ 3QU LoRE | 2077 | 0.022621 | 0 | 0 | 0 | 0 |  |  |  |  | 0 | 0 | 0 | 0 | 0 |  | 0 | 0 | 0 | Column23: 0; Column24: 0; Column25: 0; Column26: 0; Column27: 0; Column28: 0; Column29: 0.0012849; Column30: 0.84508; Column31: 0; Column32: 0.84508; Column33: 0.019116 | WLDFR | HFTD - Distribution - Tier 3 - 4QU CoRE ¦ 3QU LoRE | Red Flag Warning - Destructive Fires | 2028 | 1.2728e-09 | 1.2728e-09 | 9534.9221 | 247.273 | 9287.6491 | 0 | 0 | 0 | 1.3121e-06 | 1.2136e-05 | 0 | 1.2136e-05 | 1.2136e-05 | 0 | 1.2136e-05 | 0 | 9.8088e-07 | 2.1501e-06 | 0 | 2.1501e-06 | [17 empty] | 7.3.3.17.5 (Remote Grid) Updates to grid topology to minimize risk of ignition in HFTDs Remote GridWLDFRContact from objectAggregated | WLDFR | HFTD - Distribution - Tier 2 - 3QU CoRE ¦ 2QU LoRE | Non-Red Flag Warning - Catastrophic Fires | Contact from object | Aggregated | 2028 | 9.1404e-07 | 791.1377 | 0.00072314 | 2028 | Mitigation | 0.95 | 45 | 0 | esc | 0.00097009 | 8.867e-10 | 0.00097009 | 8.867e-10
[35 empty] | 7.3.3.17.6 Updates to grid topology to minimize risk of ignition in HFTDs Butte County Rebuild | WLDFR | HFTD - Distribution - Tier 3 - 1QU CoRE ¦ 4QU LoRE | 2020 | 1 | 0.00094464 | 0.41916 | 0 | 0.41916 |  |  |  |  | 0 | 0 | 0 | 0 | 0.41916 |  | 0 | 0.00094464 | 0.00094464 | Column23: 0.41916; Column24: 0.41916; Column25: 0; Column26: 0; Column27: 0.41916; Column28: 0.41916; Column29: 0; Column30: 0; Column31: 0; Column32: 0; Column33: 0 | WLDFR | HFTD - Distribution - Tier 3 - 4QU CoRE ¦ 3QU LoRE | Red Flag Warning - Destructive Fires | 2029 | 1.2728e-09 | 1.2728e-09 | 9534.9221 | 247.273 | 9287.6491 | 0 | 0 | 0 | 1.3121e-06 | 1.2136e-05 | 0 | 1.2136e-05 | 1.2136e-05 | 0 | 1.2136e-05 | 0 | 9.8088e-07 | 2.1501e-06 | 0 | 2.1501e-06 | [17 empty] | 7.3.3.17.5 (Remote Grid) Updates to grid topology to minimize risk of ignition in HFTDs Remote GridWLDFRContact from objectAggregated | WLDFR | HFTD - Distribution - Tier 2 - 3QU CoRE ¦ 2QU LoRE | Non-Red Flag Warning - Catastrophic Fires | Contact from object | Aggregated | 2029 | 9.1404e-07 | 791.1377 | 0.00072314 | 2029 | Mitigation | 0.95 | 45 | 0 | esc | 0.00097009 | 8.867e-10 | 0.00097009 | 8.867e-10
[35 empty] | 7.3.3.17.6 Updates to grid topology to minimize risk of ignition in HFTDs Butte County Rebuild | WLDFR | HFTD - Distribution - Tier 3 - 1QU CoRE ¦ 4QU LoRE | 2021 | 1 | 0.00094464 | 0.41916 | 0 | 0.41916 |  |  |  |  | 0 | 0 | 0 | 0 | 0.41916 |  | 0 | 0.00094464 | 0.00094464 | Column23: 0.41916; Column24: 0.41916; Column25: 0; Column26: 0; Column27: 0.41916; Column28: 0.41916; Column29: 0; Column30: 0; Column31: 0; Column32: 0; Column33: 0 | WLDFR | HFTD - Distribution - Tier 3 - 4QU CoRE ¦ 3QU LoRE | Red Flag Warning - Destructive Fires | 2030 | 1.2728e-09 | 1.2728e-09 | 9534.9221 | 247.273 | 9287.6491 | 0 | 0 | 0 | 1.3121e-06 | 1.2136e-05 | 0 | 1.2136e-05 | 1.2136e-05 | 0 | 1.2136e-05 | 0 | 1.0277e-06 | 2.2528e-06 | 0 | 2.2528e-06 | [17 empty] | 7.3.3.17.5 (Remote Grid) Updates to grid topology to minimize risk of ignition in HFTDs Remote GridWLDFRContact from objectAggregated | WLDFR | HFTD - Distribution - Tier 2 - 3QU CoRE ¦ 2QU LoRE | Non-Red Flag Warning - Catastrophic Fires | Contact from object | Aggregated | 2030 | 9.1404e-07 | 791.1377 | 0.00072314 | 2030 | Mitigation | 0.95 | 45 | 0 | esc | 0.00097009 | 8.867e-10 | 0.00097009 | 8.867e-10
[35 empty] | 7.3.3.17.6 Updates to grid topology to minimize risk of ignition in HFTDs Butte County Rebuild | WLDFR | HFTD - Distribution - Tier 3 - 1QU CoRE ¦ 4QU LoRE | 2022 | 0.93458 | 0.00092854 | 0.40954 | 0 | 0.40954 |  |  |  |  | 0.0014694 | 0.64808 | 0 | 0.64808 | 0.38275 |  | 0.60569 | 0.0023979 | 0.002241 | Column23: 1.0576; Column24: 0.98844; Column25: 0; Column26: 0; Column27: 1.0576; Column28: 0.98844; Column29: 0; Column30: 0; Column31: 0; Column32: 0; Column33: 0 | WLDFR | HFTD - Distribution - Tier 3 - 4QU CoRE ¦ 3QU LoRE | Red Flag Warning - Destructive Fires | 2031 | 1.2728e-09 | 1.2728e-09 | 9534.9221 | 247.273 | 9287.6491 | 0 | 0 | 0 | 1.3121e-06 | 1.2136e-05 | 0 | 1.2136e-05 | 1.2136e-05 | 0 | 1.2136e-05 | 0 | 1.0277e-06 | 2.2528e-06 | 0 | 2.2528e-06 | [17 empty] | 7.3.3.17.5 (Remote Grid) Updates to grid topology to minimize risk of ignition in HFTDs Remote GridWLDFRContact from objectAggregated | WLDFR | HFTD - Distribution - Tier 2 - 3QU CoRE ¦ 2QU LoRE | Non-Red Flag Warning - Catastrophic Fires | Contact from object | Aggregated | 2031 | 9.1404e-07 | 791.1377 | 0.00072314 | 2031 | Mitigation | 0.95 | 45 | 0 | esc | 0.00097009 | 8.867e-10 | 0.00097009 | 8.867e-10
[35 empty] | 7.3.3.17.6 Updates to grid topology to minimize risk of ignition in HFTDs Butte County Rebuild | WLDFR | HFTD - Distribution - Tier 3 - 1QU CoRE ¦ 4QU LoRE | 2023 | 0.87344 | 0.00092854 | 0.42455 | 0 | 0.42455 |  |  |  |  | 0.0014694 | 0.67183 | 0 | 0.67183 | 0.37082 |  | 0.5868 | 0.0023979 | 0.0020944 | Column23: 1.0964; Column24: 0.95762; Column25: 0; Column26: 0; Column27: 1.0964; Column28: 0.95762; Column29: 0.0018533; Column30: 0.84736; Column31: 0; Column32: 0.84736; Column33: 0.74011 | WLDFR | HFTD - Distribution - Tier 3 - 4QU CoRE ¦ 3QU LoRE | Red Flag Warning - Destructive Fires | 2032 | 1.2728e-09 | 1.2728e-09 | 9534.9221 | 247.273 | 9287.6491 | 0 | 0 | 0 | 1.3121e-06 | 1.2136e-05 | 0 | 1.2136e-05 | 1.2136e-05 | 0 | 1.2136e-05 | 0 | 1.0277e-06 | 2.2528e-06 | 0 | 2.2528e-06 | [17 empty] | 7.3.3.17.5 (Remote Grid) Updates to grid topology to minimize risk of ignition in HFTDs Remote GridWLDFRContact from objectAggregated | WLDFR | HFTD - Distribution - Tier 2 - 3QU CoRE ¦ 2QU LoRE | Non-Red Flag Warning - Catastrophic Fires | Contact from object | Aggregated | 2032 | 9.1404e-07 | 791.1377 | 0.00072314 | 2032 | Mitigation | 0.95 | 45 | 0 | esc | 0.00097009 | 8.867e-10 | 0.00097009 | 8.867e-10
[35 empty] | 7.3.3.17.6 Updates to grid topology to minimize risk of ignition in HFTDs Butte County Rebuild | WLDFR | HFTD - Distribution - Tier 3 - 1QU CoRE ¦ 4QU LoRE | 2024 | 0.8163 | 0.00092854 | 0.42455 | 0 | 0.42455 |  |  |  |  | 0.0014694 | 0.67183 | 0 | 0.67183 | 0.34656 |  | 0.54841 | 0.0023979 | 0.0019574 | Column23: 1.0964; Column24: 0.89497; Column25: 0; Column26: 0; Column27: 1.0964; Column28: 0.89497; Column29: 0.0018533; Column30: 0.84736; Column31: 0; Column32: 0.84736; Column33: 0.69169 | WLDFR | HFTD - Distribution - Tier 3 - 4QU CoRE ¦ 3QU LoRE | Red Flag Warning - Destructive Fires | 2033 | 1.2728e-09 | 1.2728e-09 | 9984.8474 | 263.1074 | 9721.74 | 0 | 0 | 0 | 1.3121e-06 | 1.2709e-05 | 0 | 1.2709e-05 | 1.2709e-05 | 0 | 1.2709e-05 | 0 | 1.0277e-06 | 2.2528e-06 | 0 | 2.2528e-06 | [17 empty] | 7.3.3.17.5 (Remote Grid) Updates to grid topology to minimize risk of ignition in HFTDs Remote GridWLDFRContact from objectAggregated | WLDFR | HFTD - Distribution - Tier 2 - 3QU CoRE ¦ 2QU LoRE | Non-Red Flag Warning - Catastrophic Fires | Contact from object | Aggregated | 2033 | 9.1404e-07 | 791.1377 | 0.00072314 | 2033 | Mitigation | 0.95 | 45 | 0 | esc | 0.00097009 | 8.867e-10 | 0.00097009 | 8.867e-10
[35 empty] | 7.3.3.17.6 Updates to grid topology to minimize risk of ignition in HFTDs Butte County Rebuild | WLDFR | HFTD - Distribution - Tier 3 - 1QU CoRE ¦ 4QU LoRE | 2025 | 0.7629 | 0.00092854 | 0.42455 | 0 | 0.42455 |  |  |  |  | 0.0014694 | 0.67183 | 0 | 0.67183 | 0.32389 |  | 0.51254 | 0.0023979 | 0.0018294 | Column23: 1.0964; Column24: 0.83642; Column25: 0; Column26: 0; Column27: 1.0964; Column28: 0.83642; Column29: 0.0018533; Column30: 0.84736; Column31: 0; Column32: 0.84736; Column33: 0.64644 | WLDFR | HFTD - Distribution - Tier 3 - 4QU CoRE ¦ 3QU LoRE | Red Flag Warning - Destructive Fires | 2034 | 1.2728e-09 | 1.2728e-09 | 9984.8474 | 263.1074 | 9721.74 | 0 | 0 | 0 | 1.3121e-06 | 1.2709e-05 | 0 | 1.2709e-05 | 1.2709e-05 | 0 | 1.2709e-05 | 0 | 1.0277e-06 | 2.2528e-06 | 0 | 2.2528e-06 | [17 empty] | 7.3.3.17.5 (Remote Grid) Updates to grid topology to minimize risk of ignition in HFTDs Remote GridWLDFRContact from objectAggregated | WLDFR | HFTD - Distribution - Tier 2 - 3QU CoRE ¦ 2QU LoRE | Non-Red Flag Warning - Catastrophic Fires | Contact from object | Aggregated | 2034 | 9.1404e-07 | 791.1377 | 0.00072314 | 2034 | Mitigation | 0.95 | 45 | 0 | esc | 0.00097009 | 8.867e-10 | 0.00097009 | 8.867e-10
[35 empty] | 7.3.3.17.6 Updates to grid topology to minimize risk of ignition in HFTDs Butte County Rebuild | WLDFR | HFTD - Distribution - Tier 3 - 1QU CoRE ¦ 4QU LoRE | 2026 | 0.71299 | 0.00092854 | 0.42455 | 0 | 0.42455 |  |  |  |  | 0.0014694 | 0.67183 | 0 | 0.67183 | 0.3027 |  | 0.47901 | 0.0023979 | 0.0017097 | Column23: 1.0964; Column24: 0.78171; Column25: 0; Column26: 0; Column27: 1.0964; Column28: 0.78171; Column29: 0.0018533; Column30: 0.84736; Column31: 0; Column32: 0.84736; Column33: 0.60415 | WLDFR | HFTD - Distribution - Tier 3 - 4QU CoRE ¦ 3QU LoRE | Red Flag Warning - Destructive Fires | 2035 | 1.2728e-09 | 1.2728e-09 | 9984.8474 | 263.1074 | 9721.74 | 0 | 0 | 0 | 1.3121e-06 | 1.2709e-05 | 0 | 1.2709e-05 | 1.2709e-05 | 0 | 1.2709e-05 | 0 | 1.0757e-06 | 2.358e-06 | 0 | 2.358e-06 | [17 empty] | 7.3.3.17.5 (Remote Grid) Updates to grid topology to minimize risk of ignition in HFTDs Remote GridWLDFRContact from objectAggregated | WLDFR | HFTD - Distribution - Tier 2 - 3QU CoRE ¦ 2QU LoRE | Non-Red Flag Warning - Catastrophic Fires | Contact from object | Aggregated | 2035 | 9.1404e-07 | 791.1377 | 0.00072314 | 2035 | Mitigation | 0.95 | 45 | 0 | esc | 0.00097009 | 8.867e-10 | 0.00097009 | 8.867e-10
[35 empty] | 7.3.3.17.6 Updates to grid topology to minimize risk of ignition in HFTDs Butte County Rebuild | WLDFR | HFTD - Distribution - Tier 3 - 1QU CoRE ¦ 4QU LoRE | 2027 | 0.66634 | 0.00092854 | 0.42455 | 0 | 0.42455 |  |  |  |  | 0.0014694 | 0.67183 | 0 | 0.67183 | 0.2829 |  | 0.44767 | 0.0023979 | 0.0015978 | Column23: 1.0964; Column24: 0.73057; Column25: 0; Column26: 0; Column27: 1.0964; Column28: 0.73057; Column29: 0.0018533; Column30: 0.84736; Column31: 0; Column32: 0.84736; Column33: 0.56463 | WLDFR | HFTD - Distribution - Tier 3 - 4QU CoRE ¦ 3QU LoRE | Red Flag Warning - Destructive Fires | 2036 | 1.2728e-09 | 1.2728e-09 | 9984.8474 | 263.1074 | 9721.74 | 0 | 0 | 0 | 1.3121e-06 | 1.2709e-05 | 0 | 1.2709e-05 | 1.2709e-05 | 0 | 1.2709e-05 | 0 | 1.0757e-06 | 2.358e-06 | 0 | 2.358e-06 | [17 empty] | 7.3.3.17.5 (Remote Grid) Updates to grid topology to minimize risk of ignition in HFTDs Remote GridWLDFRContact from objectAggregated | WLDFR | HFTD - Distribution - Tier 2 - 3QU CoRE ¦ 2QU LoRE | Non-Red Flag Warning - Catastrophic Fires | Contact from object | Aggregated | 2036 | 9.1404e-07 | 791.1377 | 0.00072314 | 2036 | Mitigation | 0.95 | 45 | 0 | esc | 0.00097009 | 8.867e-10 | 0.00097009 | 8.867e-10
[35 empty] | 7.3.3.17.6 Updates to grid topology to minimize risk of ignition in HFTDs Butte County Rebuild | WLDFR | HFTD - Distribution - Tier 3 - 1QU CoRE ¦ 4QU LoRE | 2028 | 0.62275 | 0.00092854 | 0.44346 | 0 | 0.44346 |  |  |  |  | 0.0014694 | 0.70175 | 0 | 0.70175 | 0.27616 |  | 0.43702 | 0.0023979 | 0.0014933 | Column23: 1.1452; Column24: 0.71318; Column25: 0; Column26: 0; Column27: 1.1452; Column28: 0.71318; Column29: 0.0018533; Column30: 0.8851; Column31: 0; Column32: 0.8851; Column33: 0.55119 | WLDFR | HFTD - Distribution - Tier 3 - 4QU CoRE ¦ 3QU LoRE | Red Flag Warning - Destructive Fires | 2037 | 1.2728e-09 | 1.2728e-09 | 9984.8474 | 263.1074 | 9721.74 | 0 | 0 | 0 | 1.3121e-06 | 1.2709e-05 | 0 | 1.2709e-05 | 1.2709e-05 | 0 | 1.2709e-05 | 0 | 1.0757e-06 | 2.358e-06 | 0 | 2.358e-06 | [17 empty] | 7.3.3.17.5 (Remote Grid) Updates to grid topology to minimize risk of ignition in HFTDs Remote GridWLDFRContact from objectAggregated | WLDFR | HFTD - Distribution - Tier 2 - 3QU CoRE ¦ 2QU LoRE | Non-Red Flag Warning - Catastrophic Fires | Contact from object | Aggregated | 2037 | 9.1404e-07 | 791.1377 | 0.00072314 | 2037 | Mitigation | 0.95 | 45 | 0 | esc | 0.00097009 | 8.867e-10 | 0.00097009 | 8.867e-10
[35 empty] | 7.3.3.17.6 Updates to grid topology to minimize risk of ignition in HFTDs Butte County Rebuild | WLDFR | HFTD - Distribution - Tier 3 - 1QU CoRE ¦ 4QU LoRE | 2029 | 0.58201 | 0.00092854 | 0.44346 | 0 | 0.44346 |  |  |  |  | 0.0014694 | 0.70175 | 0 | 0.70175 | 0.2581 |  | 0.40843 | 0.0023979 | 0.0013956 | Column23: 1.1452; Column24: 0.66652; Column25: 0; Column26: 0; Column27: 1.1452; Column28: 0.66652; Column29: 0.0018533; Column30: 0.8851; Column31: 0; Column32: 0.8851; Column33: 0.51513 | WLDFR | HFTD - Distribution - Tier 3 - 4QU CoRE ¦ 3QU LoRE | Red Flag Warning - Destructive Fires | 2038 | 1.2728e-09 | 1.2728e-09 | 10472.8261 | 280.5544 | 10192.2718 | 0 | 0 | 0 | 1.3121e-06 | 1.333e-05 | 0 | 1.333e-05 | 1.333e-05 | 0 | 1.333e-05 | 0 | 1.0757e-06 | 2.358e-06 | 0 | 2.358e-06 | [17 empty] | 7.3.3.17.5 (Remote Grid) Updates to grid topology to minimize risk of ignition in HFTDs Remote GridWLDFRContact from objectAggregated | WLDFR | HFTD - Distribution - Tier 2 - 3QU CoRE ¦ 2QU LoRE | Non-Red Flag Warning - Catastrophic Fires | Contact from object | Aggregated | 2038 | 9.1404e-07 | 791.1377 | 0.00072314 | 2038 | Mitigation | 0.95 | 45 | 0 | esc | 0.00097009 | 8.867e-10 | 0.00097009 | 8.867e-10
[35 empty] | 7.3.3.17.6 Updates to grid topology to minimize risk of ignition in HFTDs Butte County Rebuild | WLDFR | HFTD - Distribution - Tier 3 - 1QU CoRE ¦ 4QU LoRE | 2030 | 0.54393 | 0.00092854 | 0.44346 | 0 | 0.44346 |  |  |  |  | 0.0014694 | 0.70175 | 0 | 0.70175 | 0.24121 |  | 0.38171 | 0.0023979 | 0.0013043 | Column23: 1.1452; Column24: 0.62292; Column25: 0; Column26: 0; Column27: 1.1452; Column28: 0.62292; Column29: 0.0018533; Column30: 0.8851; Column31: 0; Column32: 0.8851; Column33: 0.48143 | WLDFR | HFTD - Distribution - Tier 3 - 4QU CoRE ¦ 3QU LoRE | Red Flag Warning - Destructive Fires | 2039 | 1.2728e-09 | 1.2728e-09 | 10472.8261 | 280.5544 | 10192.2718 | 0 | 0 | 0 | 1.3121e-06 | 1.333e-05 | 0 | 1.333e-05 | 1.333e-05 | 0 | 1.333e-05 | 0 | 1.0757e-06 | 2.358e-06 | 0 | 2.358e-06 | [17 empty] | 7.3.3.17.5 (Remote Grid) Updates to grid topology to minimize risk of ignition in HFTDs Remote GridWLDFRContact from objectAggregated | WLDFR | HFTD - Distribution - Tier 2 - 3QU CoRE ¦ 2QU LoRE | Non-Red Flag Warning - Catastrophic Fires | Contact from object | Aggregated | 2039 | 9.1404e-07 | 791.1377 | 0.00072314 | 2039 | Mitigation | 0.95 | 45 | 0 | esc | 0.00097009 | 8.867e-10 | 0.00097009 | 8.867e-10
[35 empty] | 7.3.3.17.6 Updates to grid topology to minimize risk of ignition in HFTDs Butte County Rebuild | WLDFR | HFTD - Distribution - Tier 3 - 1QU CoRE ¦ 4QU LoRE | 2031 | 0.50835 | 0.00092854 | 0.44346 | 0 | 0.44346 |  |  |  |  | 0.0014694 | 0.70175 | 0 | 0.70175 | 0.22543 |  | 0.35674 | 0.0023979 | 0.001219 | Column23: 1.1452; Column24: 0.58217; Column25: 0; Column26: 0; Column27: 1.1452; Column28: 0.58217; Column29: 0.0018533; Column30: 0.8851; Column31: 0; Column32: 0.8851; Column33: 0.44994 | WLDFR | HFTD - Distribution - Tier 3 - 4QU CoRE ¦ 3QU LoRE | Red Flag Warning - Destructive Fires | 2040 | 1.2728e-09 | 1.2728e-09 | 10472.8261 | 280.5544 | 10192.2718 | 0 | 0 | 0 | 1.3121e-06 | 1.333e-05 | 0 | 1.333e-05 | 1.333e-05 | 0 | 1.333e-05 | 0 | 1.1244e-06 | 2.4647e-06 | 0 | 2.4647e-06 | [17 empty] | 7.3.3.17.5 (Remote Grid) Updates to grid topology to minimize risk of ignition in HFTDs Remote GridWLDFRContact from objectAggregated | WLDFR | HFTD - Distribution - Tier 2 - 3QU CoRE ¦ 2QU LoRE | Non-Red Flag Warning - Catastrophic Fires | Contact from object | Aggregated | 2040 | 9.1404e-07 | 791.1377 | 0.00072314 | 2040 | Mitigation | 0.95 | 45 | 0 | esc | 0.00097009 | 8.867e-10 | 0.00097009 | 8.867e-10
[35 empty] | 7.3.3.17.6 Updates to grid topology to minimize risk of ignition in HFTDs Butte County Rebuild | WLDFR | HFTD - Distribution - Tier 3 - 1QU CoRE ¦ 4QU LoRE | 2032 | 0.47509 | 0.00092854 | 0.44346 | 0 | 0.44346 |  |  |  |  | 0.0014694 | 0.70175 | 0 | 0.70175 | 0.21068 |  | 0.3334 | 0.0023979 | 0.0011392 | Column23: 1.1452; Column24: 0.54408; Column25: 0; Column26: 0; Column27: 1.1452; Column28: 0.54408; Column29: 0.0018533; Column30: 0.8851; Column31: 0; Column32: 0.8851; Column33: 0.4205 | WLDFR | HFTD - Distribution - Tier 3 - 4QU CoRE ¦ 3QU LoRE | Red Flag Warning - Destructive Fires | 2041 | 1.2728e-09 | 1.2728e-09 | 10472.8261 | 280.5544 | 10192.2718 | 0 | 0 | 0 | 1.3121e-06 | 1.333e-05 | 0 | 1.333e-05 | 1.333e-05 | 0 | 1.333e-05 | 0 | 1.1244e-06 | 2.4647e-06 | 0 | 2.4647e-06 | [17 empty] | 7.3.3.17.5 (Remote Grid) Updates to grid topology to minimize risk of ignition in HFTDs Remote GridWLDFRContact from objectAggregated | WLDFR | HFTD - Distribution - Tier 2 - 3QU CoRE ¦ 2QU LoRE | Non-Red Flag Warning - Catastrophic Fires | Contact from object | Aggregated | 2041 | 9.1404e-07 | 791.1377 | 0.00072314 | 2041 | Mitigation | 0.95 | 45 | 0 | esc | 0.00097009 | 8.867e-10 | 0.00097009 | 8.867e-10
[35 empty] | 7.3.3.17.6 Updates to grid topology to minimize risk of ignition in HFTDs Butte County Rebuild | WLDFR | HFTD - Distribution - Tier 3 - 1QU CoRE ¦ 4QU LoRE | 2033 | 0.44401 | 0.00092854 | 0.46447 | 0 | 0.46447 |  |  |  |  | 0.0014694 | 0.73501 | 0 | 0.73501 | 0.20623 |  | 0.32635 | 0.0023979 | 0.0010647 | Column23: 1.1995; Column24: 0.53258; Column25: 0; Column26: 0; Column27: 1.1995; Column28: 0.53258; Column29: 0.0018533; Column30: 0.92704; Column31: 0; Column32: 0.92704; Column33: 0.41162 | WLDFR | HFTD - Distribution - Tier 3 - 4QU CoRE ¦ 3QU LoRE | Red Flag Warning - Destructive Fires | 2042 | 1.2728e-09 | 1.2728e-09 | 10472.8261 | 280.5544 | 10192.2718 | 0 | 0 | 0 | 1.3121e-06 | 1.333e-05 | 0 | 1.333e-05 | 1.333e-05 | 0 | 1.333e-05 | 0 | 1.1244e-06 | 2.4647e-06 | 0 | 2.4647e-06 | [17 empty] | 7.3.3.17.5 (Remote Grid) Updates to grid topology to minimize risk of ignition in HFTDs Remote GridWLDFRContact from objectAggregated | WLDFR | HFTD - Distribution - Tier 2 - 3QU CoRE ¦ 2QU LoRE | Non-Red Flag Warning - Catastrophic Fires | Contact from object | Aggregated | 2042 | 9.1404e-07 | 791.1377 | 0.00072314 | 2042 | Mitigation | 0.95 | 45 | 0 | esc | 0.00097009 | 8.867e-10 | 0.00097009 | 8.867e-10
[35 empty] | 7.3.3.17.6 Updates to grid topology to minimize risk of ignition in HFTDs Butte County Rebuild | WLDFR | HFTD - Distribution - Tier 3 - 1QU CoRE ¦ 4QU LoRE | 2034 | 0.41496 | 0.00092854 | 0.46447 | 0 | 0.46447 |  |  |  |  | 0.0014694 | 0.73501 | 0 | 0.73501 | 0.19274 |  | 0.305 | 0.0023979 | 0.00099505 | Column23: 1.1995; Column24: 0.49774; Column25: 0; Column26: 0; Column27: 1.1995; Column28: 0.49774; Column29: 0.0018533; Column30: 0.92704; Column31: 0; Column32: 0.92704; Column33: 0.38469 | WLDFR | HFTD - Distribution - Tier 3 - 4QU CoRE ¦ 3QU LoRE | Red Flag Warning - Destructive Fires | 2043 | 1.2728e-09 | 1.2728e-09 | 10992.1562 | 299.42 | 10692.7362 | 0 | 0 | 0 | 1.3121e-06 | 1.3991e-05 | 0 | 1.3991e-05 | 1.3991e-05 | 0 | 1.3991e-05 | 0 | 0 | 2.4647e-06 | 0 | 2.4647e-06 | [17 empty] | 7.3.3.17.5 (Remote Grid) Updates to grid topology to minimize risk of ignition in HFTDs Remote GridWLDFRContact from objectAggregated | WLDFR | HFTD - Distribution - Tier 2 - 3QU CoRE ¦ 2QU LoRE | Non-Red Flag Warning - Catastrophic Fires | Contact from object | Aggregated | 2043 | 9.1404e-07 | 791.1377 | 0.00072314 | 2043 | Mitigation | 0.95 | 45 | 0 | esc | 0.00097009 | 8.867e-10 | 0.00097009 | 8.867e-10
[35 empty] | 7.3.3.17.6 Updates to grid topology to minimize risk of ignition in HFTDs Butte County Rebuild | WLDFR | HFTD - Distribution - Tier 3 - 1QU CoRE ¦ 4QU LoRE | 2035 | 0.38782 | 0.00092854 | 0.46447 | 0 | 0.46447 |  |  |  |  | 0.0014694 | 0.73501 | 0 | 0.73501 | 0.18013 |  | 0.28505 | 0.0023979 | 0.00092995 | Column23: 1.1995; Column24: 0.46518; Column25: 0; Column26: 0; Column27: 1.1995; Column28: 0.46518; Column29: 0.0018533; Column30: 0.92704; Column31: 0; Column32: 0.92704; Column33: 0.35952 | WLDFR | HFTD - Distribution - Tier 3 - 4QU CoRE ¦ 3QU LoRE | Red Flag Warning - Destructive Fires | 2044 | 1.2728e-09 | 1.2728e-09 | 10992.1562 | 299.42 | 10692.7362 | 0 | 0 | 0 | 1.3121e-06 | 1.3991e-05 | 0 | 1.3991e-05 | 1.3991e-05 | 0 | 1.3991e-05 | 0 | 0 | 0 | 0 | 0 | [17 empty] | 7.3.3.17.5 (Remote Grid) Updates to grid topology to minimize risk of ignition in HFTDs Remote GridWLDFRContact from objectAggregated | WLDFR | HFTD - Distribution - Tier 2 - 3QU CoRE ¦ 2QU LoRE | Non-Red Flag Warning - Catastrophic Fires | Contact from object | Aggregated | 2044 | 9.1404e-07 | 791.1377 | 0.00072314 | 2044 | Mitigation | 0.95 | 45 | 0 | esc | 0.00097009 | 8.867e-10 | 0.00097009 | 8.867e-10
[35 empty] | 7.3.3.17.6 Updates to grid topology to minimize risk of ignition in HFTDs Butte County Rebuild | WLDFR | HFTD - Distribution - Tier 3 - 1QU CoRE ¦ 4QU LoRE | 2036 | 0.36245 | 0.00092854 | 0.46447 | 0 | 0.46447 |  |  |  |  | 0.0014694 | 0.73501 | 0 | 0.73501 | 0.16835 |  | 0.2664 | 0.0023979 | 0.00086911 | Column23: 1.1995; Column24: 0.43475; Column25: 0; Column26: 0; Column27: 1.1995; Column28: 0.43475; Column29: 0.0018533; Column30: 0.92704; Column31: 0; Column32: 0.92704; Column33: 0.336 | WLDFR | HFTD - Distribution - Tier 3 - 4QU CoRE ¦ 3QU LoRE | Red Flag Warning - Destructive Fires | 2045 | 1.2728e-09 | 1.2728e-09 | 10992.1562 | 299.42 | 10692.7362 | 0 | 0 | 0 | 1.3121e-06 | 1.3991e-05 | 0 | 1.3991e-05 | 1.3991e-05 | 0 | 1.3991e-05 | 0 | 0.00096923 | 0 | 0 | 0 | [17 empty] | 7.3.3.17.5 (Remote Grid) Updates to grid topology to minimize risk of ignition in HFTDs Remote GridWLDFRContact from objectAggregated | WLDFR | HFTD - Distribution - Tier 2 - 3QU CoRE ¦ 2QU LoRE | Non-Red Flag Warning - Catastrophic Fires | Contact from object | Aggregated | 2045 | 9.1404e-07 | 791.1377 | 0.00072314 | 2045 | Mitigation | 0.95 | 45 | 0 | esc | 0.00097009 | 8.867e-10 | 0.00097009 | 8.867e-10
[35 empty] | 7.3.3.17.6 Updates to grid topology to minimize risk of ignition in HFTDs Butte County Rebuild | WLDFR | HFTD - Distribution - Tier 3 - 1QU CoRE ¦ 4QU LoRE | 2037 | 0.33873 | 0.00092854 | 0.46447 | 0 | 0.46447 |  |  |  |  | 0.0014694 | 0.73501 | 0 | 0.73501 | 0.15733 |  | 0.24897 | 0.0023979 | 0.00081225 | Column23: 1.1995; Column24: 0.40631; Column25: 0; Column26: 0; Column27: 1.1995; Column28: 0.40631; Column29: 0.0018533; Column30: 0.92704; Column31: 0; Column32: 0.92704; Column33: 0.31402 | WLDFR | HFTD - Distribution - Tier 3 - 4QU CoRE ¦ 3QU LoRE | Red Flag Warning - Destructive Fires | 2046 | 1.2728e-09 | 1.2728e-09 | 10992.1562 | 299.42 | 10692.7362 | 0 | 0 | 0 | 1.3121e-06 | 1.3991e-05 | 0 | 1.3991e-05 | 1.3991e-05 | 0 | 1.3991e-05 | 0 | 0.0010048 | 0.0022024 | 0 | 0.0022024 | [17 empty] | 7.3.3.17.5 (Remote Grid) Updates to grid topology to minimize risk of ignition in HFTDs Remote GridWLDFRContact from objectAggregated | WLDFR | HFTD - Distribution - Tier 2 - 3QU CoRE ¦ 2QU LoRE | Non-Red Flag Warning - Catastrophic Fires | Contact from object | Aggregated | 2046 | 9.1404e-07 | 791.1377 | 0.00072314 | 2046 | Mitigation | 0.95 | 45 | 0 | esc | 0.00097009 | 8.867e-10 | 0.00097009 | 8.867e-10
[35 empty] | 7.3.3.17.6 Updates to grid topology to minimize risk of ignition in HFTDs Butte County Rebuild | WLDFR | HFTD - Distribution - Tier 3 - 1QU CoRE ¦ 4QU LoRE | 2038 | 0.31657 | 0.00092854 | 0.48728 | 0 | 0.48728 |  |  |  |  | 0.0014694 | 0.7711 | 0 | 0.7711 | 0.15426 |  | 0.24411 | 0.0023979 | 0.00075912 | Column23: 1.2584; Column24: 0.39837; Column25: 0; Column26: 0; Column27: 1.2584; Column28: 0.39837; Column29: 0.0018533; Column30: 0.97256; Column31: 0; Column32: 0.97256; Column33: 0.30789 | WLDFR | HFTD - Distribution - Tier 3 - 4QU CoRE ¦ 3QU LoRE | Red Flag Warning - Destructive Fires | 2047 | 1.2728e-09 | 1.2728e-09 | 10992.1562 | 299.42 | 10692.7362 | 0 | 0 | 0 | 1.3121e-06 | 1.3991e-05 | 0 | 1.3991e-05 | 1.3991e-05 | 0 | 1.3991e-05 | 0 | 0.0010048 | 0.0022024 | 0 | 0.0022024 | [17 empty] | 7.3.3.17.5 (Remote Grid) Updates to grid topology to minimize risk of ignition in HFTDs Remote GridWLDFRContact from objectAggregated | WLDFR | HFTD - Distribution - Tier 2 - 3QU CoRE ¦ 2QU LoRE | Non-Red Flag Warning - Catastrophic Fires | Contact from object | Aggregated | 2047 | 9.1404e-07 | 791.1377 | 0.00072314 | 2047 | Mitigation | 0.95 | 45 | 0 | esc | 0.00097009 | 8.867e-10 | 0.00097009 | 8.867e-10
[35 empty] | 7.3.3.17.6 Updates to grid topology to minimize risk of ignition in HFTDs Butte County Rebuild | WLDFR | HFTD - Distribution - Tier 3 - 1QU CoRE ¦ 4QU LoRE | 2039 | 0.29586 | 0.00092854 | 0.48728 | 0 | 0.48728 |  |  |  |  | 0.0014694 | 0.7711 | 0 | 0.7711 | 0.14417 |  | 0.22814 | 0.0023979 | 0.00070945 | Column23: 1.2584; Column24: 0.37231; Column25: 0; Column26: 0; Column27: 1.2584; Column28: 0.37231; Column29: 0.0018533; Column30: 0.97256; Column31: 0; Column32: 0.97256; Column33: 0.28775 | WLDFR | HFTD - Distribution - Tier 3 - 4QU CoRE ¦ 3QU LoRE | Red Flag Warning - Destructive Fires | 2048 | 1.2728e-09 | 1.2728e-09 | 11536.0538 | 319.4911 | 11216.5626 | 0 | 0 | 0 | 1.3121e-06 | 1.4683e-05 | 0 | 1.4683e-05 | 1.4683e-05 | 0 | 1.4683e-05 | 0 | 0.0010048 | 0.0022024 | 0 | 0.0022024 | [17 empty] | 7.3.3.17.5 (Remote Grid) Updates to grid topology to minimize risk of ignition in HFTDs Remote GridWLDFRContact from objectAggregated | WLDFR | HFTD - Distribution - Tier 2 - 3QU CoRE ¦ 2QU LoRE | Non-Red Flag Warning - Catastrophic Fires | Contact from object | Aggregated | 2048 | 9.1404e-07 | 791.1377 | 0.00072314 | 2048 | Mitigation | 0.95 | 45 | 0 | esc | 0.00097009 | 8.867e-10 | 0.00097009 | 8.867e-10
[35 empty] | 7.3.3.17.6 Updates to grid topology to minimize risk of ignition in HFTDs Butte County Rebuild | WLDFR | HFTD - Distribution - Tier 3 - 1QU CoRE ¦ 4QU LoRE | 2040 | 0.27651 | 0.00092854 | 0.48728 | 0 | 0.48728 |  |  |  |  | 0.0014694 | 0.7711 | 0 | 0.7711 | 0.13474 |  | 0.21322 | 0.0023979 | 0.00066304 | Column23: 1.2584; Column24: 0.34795; Column25: 0; Column26: 0; Column27: 1.2584; Column28: 0.34795; Column29: 0.0018533; Column30: 0.97256; Column31: 0; Column32: 0.97256; Column33: 0.26892 | WLDFR | HFTD - Distribution - Tier 3 - 4QU CoRE ¦ 3QU LoRE | Red Flag Warning - Destructive Fires | 2049 | 1.2728e-09 | 1.2728e-09 | 11536.0538 | 319.4911 | 11216.5626 | 0 | 0 | 0 | 1.3121e-06 | 1.4683e-05 | 0 | 1.4683e-05 | 1.4683e-05 | 0 | 1.4683e-05 | 0 | 0.0010048 | 0.0022024 | 0 | 0.0022024 | [17 empty] | 7.3.3.17.5 (Remote Grid) Updates to grid topology to minimize risk of ignition in HFTDs Remote GridWLDFRContact from objectAggregated | WLDFR | HFTD - Distribution - Tier 2 - 3QU CoRE ¦ 2QU LoRE | Non-Red Flag Warning - Catastrophic Fires | Contact from object | Aggregated | 2049 | 9.1404e-07 | 791.1377 | 0.00072314 | 2049 | Mitigation | 0.95 | 45 | 0 | esc | 0.00097009 | 8.867e-10 | 0.00097009 | 8.867e-10
[35 empty] | 7.3.3.17.6 Updates to grid topology to minimize risk of ignition in HFTDs Butte County Rebuild | WLDFR | HFTD - Distribution - Tier 3 - 1QU CoRE ¦ 4QU LoRE | 2041 | 0.25842 | 0.00092854 | 0.48728 | 0 | 0.48728 |  |  |  |  | 0.0014694 | 0.7711 | 0 | 0.7711 | 0.12592 |  | 0.19927 | 0.0023979 | 0.00061966 | Column23: 1.2584; Column24: 0.32519; Column25: 0; Column26: 0; Column27: 1.2584; Column28: 0.32519; Column29: 0.0018533; Column30: 0.97256; Column31: 0; Column32: 0.97256; Column33: 0.25133 | WLDFR | HFTD - Distribution - Tier 3 - 4QU CoRE ¦ 3QU LoRE | Red Flag Warning - Destructive Fires | 2050 | 1.2728e-09 | 1.2728e-09 | 11536.0538 | 319.4911 | 11216.5626 | 0 | 0 | 0 | 1.3121e-06 | 1.4683e-05 | 0 | 1.4683e-05 | 1.4683e-05 | 0 | 1.4683e-05 | 0 | 0.0010048 | 0.0022024 | 0 | 0.0022024 | [17 empty] | 7.3.3.17.5 (Remote Grid) Updates to grid topology to minimize risk of ignition in HFTDs Remote GridWLDFRContact from objectAggregated | WLDFR | HFTD - Distribution - Tier 2 - 3QU CoRE ¦ 2QU LoRE | Non-Red Flag Warning - Catastrophic Fires | Contact from object | Aggregated | 2050 | 9.1404e-07 | 791.1377 | 0.00072314 | 2050 | Mitigation | 0.95 | 45 | 0 | esc | 0.00097009 | 8.867e-10 | 0.00097009 | 8.867e-10
[35 empty] | 7.3.3.17.6 Updates to grid topology to minimize risk of ignition in HFTDs Butte County Rebuild | WLDFR | HFTD - Distribution - Tier 3 - 1QU CoRE ¦ 4QU LoRE | 2042 | 0.24151 | 0.00092854 | 0.48728 | 0 | 0.48728 |  |  |  |  | 0.0014694 | 0.7711 | 0 | 0.7711 | 0.11769 |  | 0.18623 | 0.0023979 | 0.00057913 | Column23: 1.2584; Column24: 0.30392; Column25: 0; Column26: 0; Column27: 1.2584; Column28: 0.30392; Column29: 0.0018533; Column30: 0.97256; Column31: 0; Column32: 0.97256; Column33: 0.23489 | WLDFR | HFTD - Distribution - Tier 3 - 4QU CoRE ¦ 3QU LoRE | Red Flag Warning - Destructive Fires | 2051 | 1.2728e-09 | 1.2728e-09 | 11536.0538 | 319.4911 | 11216.5626 | 0 | 0 | 0 | 1.3121e-06 | 1.4683e-05 | 0 | 1.4683e-05 | 1.4683e-05 | 0 | 1.4683e-05 | 0 | 0.0010495 | 0.0023006 | 0 | 0.0023006 | [17 empty] | 7.3.3.17.5 (Remote Grid) Updates to grid topology to minimize risk of ignition in HFTDs Remote GridWLDFRContact from objectAggregated | WLDFR | HFTD - Distribution - Tier 2 - 3QU CoRE ¦ 2QU LoRE | Non-Red Flag Warning - Catastrophic Fires | Contact from object | Aggregated | 2051 | 9.1404e-07 | 791.1377 | 0.00072314 | 2051 | Mitigation | 0.95 | 45 | 0 | esc | 0.00097009 | 8.867e-10 | 0.00097009 | 8.867e-10
[35 empty] | 7.3.3.17.6 Updates to grid topology to minimize risk of ignition in HFTDs Butte County Rebuild | WLDFR | HFTD - Distribution - Tier 3 - 1QU CoRE ¦ 4QU LoRE | 2043 | 0.22571 | 0.00092854 | 0.51158 | 0 | 0.51158 |  |  |  |  | 0.0014694 | 0.80955 | 0 | 0.80955 | 0.11547 |  | 0.18273 | 0.0023979 | 0.00054124 | Column23: 1.3211; Column24: 0.2982; Column25: 0; Column26: 0; Column27: 1.3211; Column28: 0.2982; Column29: 0.0018533; Column30: 1.0211; Column31: 0; Column32: 1.0211; Column33: 0.23047 | WLDFR | HFTD - Distribution - Tier 3 - 4QU CoRE ¦ 3QU LoRE | Red Flag Warning - Destructive Fires | 2052 | 1.2728e-09 | 1.2728e-09 | 11536.0538 | 319.4911 | 11216.5626 | 0 | 0 | 0 | 1.3121e-06 | 1.4683e-05 | 0 | 1.4683e-05 | 1.4683e-05 | 0 | 1.4683e-05 | 0 | 0.0010495 | 0.0023006 | 0 | 0.0023006 | [17 empty] | 7.3.3.17.5 (Remote Grid) Updates to grid topology to minimize risk of ignition in HFTDs Remote GridWLDFRContact from objectAggregated | WLDFR | HFTD - Distribution - Tier 2 - 3QU CoRE ¦ 2QU LoRE | Non-Red Flag Warning - Catastrophic Fires | Contact from object | Aggregated | 2052 | 9.1404e-07 | 791.1377 | 0.00072314 | 2052 | Mitigation | 0.95 | 45 | 0 | esc | 0.00097009 | 8.867e-10 | 0.00097009 | 8.867e-10
[35 empty] | 7.3.3.17.6 Updates to grid topology to minimize risk of ignition in HFTDs Butte County Rebuild | WLDFR | HFTD - Distribution - Tier 3 - 1QU CoRE ¦ 4QU LoRE | 2044 | 0.21095 | 0.00092854 | 0.51158 | 0 | 0.51158 |  |  |  |  | 0.0014694 | 0.80955 | 0 | 0.80955 | 0.10792 |  | 0.17077 | 0.0023979 | 0.00050583 | Column23: 1.3211; Column24: 0.27869; Column25: 0; Column26: 0; Column27: 1.3211; Column28: 0.27869; Column29: 0.0018533; Column30: 1.0211; Column31: 0; Column32: 1.0211; Column33: 0.21539 | WLDFR | HFTD - Distribution - Tier 3 - 4QU CoRE ¦ 3QU LoRE | Red Flag Warning - Destructive Fires | 2053 | 1.2728e-09 | 1.2728e-09 | 12097.6769 | 340.5356 | 11757.1413 | 0 | 0 | 0 | 1.3121e-06 | 1.5398e-05 | 0 | 1.5398e-05 | 1.5398e-05 | 0 | 1.5398e-05 | 0 | 0.0010495 | 0.0023006 | 0 | 0.0023006 | [17 empty] | 7.3.3.17.5 (Remote Grid) Updates to grid topology to minimize risk of ignition in HFTDs Remote GridWLDFRContact from objectAggregated | WLDFR | HFTD - Distribution - Tier 2 - 3QU CoRE ¦ 2QU LoRE | Non-Red Flag Warning - Catastrophic Fires | Contact from object | Aggregated | 2053 | 9.1404e-07 | 791.1377 | 0.00072314 | 2053 | Mitigation | 0.95 | 45 | 0 | esc | 0.00097009 | 8.867e-10 | 0.00097009 | 8.867e-10
[35 empty] | 7.3.3.17.6 Updates to grid topology to minimize risk of ignition in HFTDs Butte County Rebuild | WLDFR | HFTD - Distribution - Tier 3 - 1QU CoRE ¦ 4QU LoRE | 2045 | 0.19715 | 0.00092854 | 0.51158 | 0 | 0.51158 |  |  |  |  | 0.0014694 | 0.80955 | 0 | 0.80955 | 0.10086 |  | 0.1596 | 0.0023979 | 0.00047274 | Column23: 1.3211; Column24: 0.26046; Column25: 0; Column26: 0; Column27: 1.3211; Column28: 0.26046; Column29: 0.0018533; Column30: 1.0211; Column31: 0; Column32: 1.0211; Column33: 0.2013 | WLDFR | HFTD - Distribution - Tier 3 - 4QU CoRE ¦ 3QU LoRE | Red Flag Warning - Destructive Fires | 2054 | 1.2728e-09 | 1.2728e-09 | 12097.6769 | 340.5356 | 11757.1413 | 0 | 0 | 0 | 1.3121e-06 | 1.5398e-05 | 0 | 1.5398e-05 | 1.5398e-05 | 0 | 1.5398e-05 | 0 | 0.0010495 | 0.0023006 | 0 | 0.0023006 | [17 empty] | 7.3.3.17.5 (Remote Grid) Updates to grid topology to minimize risk of ignition in HFTDs Remote GridWLDFRContact from objectAggregated | WLDFR | HFTD - Distribution - Tier 2 - 3QU CoRE ¦ 2QU LoRE | Non-Red Flag Warning - Catastrophic Fires | Contact from object | Aggregated | 2054 | 9.1404e-07 | 791.1377 | 0.00072314 | 2054 | Mitigation | 0.95 | 45 | 0 | esc | 0.00097009 | 8.867e-10 | 0.00097009 | 8.867e-10
[35 empty] | 7.3.3.17.6 Updates to grid topology to minimize risk of ignition in HFTDs Butte County Rebuild | WLDFR | HFTD - Distribution - Tier 3 - 1QU CoRE ¦ 4QU LoRE | 2046 | 0.18425 | 0.00092854 | 0.51158 | 0 | 0.51158 |  |  |  |  | 0.0014694 | 0.80955 | 0 | 0.80955 | 0.094258 |  | 0.14916 | 0.0023979 | 0.00044181 | Column23: 1.3211; Column24: 0.24342; Column25: 0; Column26: 0; Column27: 1.3211; Column28: 0.24342; Column29: 0.0018533; Column30: 1.0211; Column31: 0; Column32: 1.0211; Column33: 0.18813 | WLDFR | HFTD - Distribution - Tier 3 - 4QU CoRE ¦ 3QU LoRE | Red Flag Warning - Destructive Fires | 2055 | 1.2728e-09 | 1.2728e-09 | 12097.6769 | 340.5356 | 11757.1413 | 0 | 0 | 0 | 1.3121e-06 | 1.5398e-05 | 0 | 1.5398e-05 | 1.5398e-05 | 0 | 1.5398e-05 | 0 | 0.0010495 | 0.0023006 | 0 | 0.0023006 | [17 empty] | 7.3.3.17.5 (Remote Grid) Updates to grid topology to minimize risk of ignition in HFTDs Remote GridWLDFRContact from objectAggregated | WLDFR | HFTD - Distribution - Tier 2 - 3QU CoRE ¦ 2QU LoRE | Non-Red Flag Warning - Catastrophic Fires | Contact from object | Aggregated | 2055 | 9.1404e-07 | 791.1377 | 0.00072314 | 2055 | Mitigation | 0.95 | 45 | 0 | esc | 0.00097009 | 8.867e-10 | 0.00097009 | 8.867e-10
[35 empty] | 7.3.3.17.6 Updates to grid topology to minimize risk of ignition in HFTDs Butte County Rebuild | WLDFR | HFTD - Distribution - Tier 3 - 1QU CoRE ¦ 4QU LoRE | 2047 | 0.1722 | 0.00092854 | 0.51158 | 0 | 0.51158 |  |  |  |  | 0.0014694 | 0.80955 | 0 | 0.80955 | 0.088092 |  | 0.1394 | 0.0023979 | 0.00041291 | Column23: 1.3211; Column24: 0.22749; Column25: 0; Column26: 0; Column27: 1.3211; Column28: 0.22749; Column29: 0.0018533; Column30: 1.0211; Column31: 0; Column32: 1.0211; Column33: 0.17582 | WLDFR | HFTD - Distribution - Tier 3 - 4QU CoRE ¦ 3QU LoRE | Red Flag Warning - Destructive Fires | 2056 | 1.2728e-09 | 1.2728e-09 | 12097.6769 | 340.5356 | 11757.1413 | 0 | 0 | 0 | 1.3121e-06 | 1.5398e-05 | 0 | 1.5398e-05 | 1.5398e-05 | 0 | 1.5398e-05 | 0 | 0.0010993 | 0.0024096 | 0 | 0.0024096 | [17 empty] | 7.3.3.17.5 (Remote Grid) Updates to grid topology to minimize risk of ignition in HFTDs Remote GridWLDFRContact from objectAggregated | WLDFR | HFTD - Distribution - Tier 2 - 3QU CoRE ¦ 2QU LoRE | Non-Red Flag Warning - Catastrophic Fires | Contact from object | Aggregated | 2056 | 9.1404e-07 | 791.1377 | 0.00072314 | 2056 | Mitigation | 0.95 | 45 | 0 | esc | 0.00097009 | 8.867e-10 | 0.00097009 | 8.867e-10
[35 empty] | 7.3.3.17.6 Updates to grid topology to minimize risk of ignition in HFTDs Butte County Rebuild | WLDFR | HFTD - Distribution - Tier 3 - 1QU CoRE ¦ 4QU LoRE | 2048 | 0.16093 | 0.00092854 | 0.53705 | 0 | 0.53705 |  |  |  |  | 0.0014694 | 0.84985 | 0 | 0.84985 | 0.086427 |  | 0.13677 | 0.0023979 | 0.0003859 | Column23: 1.3869; Column24: 0.22319; Column25: 0; Column26: 0; Column27: 1.3869; Column28: 0.22319; Column29: 0.0018533; Column30: 1.0719; Column31: 0; Column32: 1.0719; Column33: 0.1725 | WLDFR | HFTD - Distribution - Tier 3 - 4QU CoRE ¦ 3QU LoRE | Red Flag Warning - Destructive Fires | 2057 | 1.2728e-09 | 1.2728e-09 | 12097.6769 | 340.5356 | 11757.1413 | 0 | 0 | 0 | 1.3121e-06 | 1.5398e-05 | 0 | 1.5398e-05 | 1.5398e-05 | 0 | 1.5398e-05 | 0 | 0.0010993 | 0.0024096 | 0 | 0.0024096 | [17 empty] | 7.3.3.17.5 (Remote Grid) Updates to grid topology to minimize risk of ignition in HFTDs Remote GridWLDFRContact from objectAggregated | WLDFR | HFTD - Distribution - Tier 2 - 3QU CoRE ¦ 2QU LoRE | Non-Red Flag Warning - Catastrophic Fires | Contact from object | Aggregated | 2057 | 9.1404e-07 | 791.1377 | 0.00072314 | 2057 | Mitigation | 0.95 | 45 | 0 | esc | 0.00097009 | 8.867e-10 | 0.00097009 | 8.867e-10
[35 empty] | 7.3.3.17.6 Updates to grid topology to minimize risk of ignition in HFTDs Butte County Rebuild | WLDFR | HFTD - Distribution - Tier 3 - 1QU CoRE ¦ 4QU LoRE | 2049 | 0.1504 | 0.00092854 | 0.53705 | 0 | 0.53705 |  |  |  |  | 0.0014694 | 0.84985 | 0 | 0.84985 | 0.080773 |  | 0.12782 | 0.0023979 | 0.00036065 | Column23: 1.3869; Column24: 0.20859; Column25: 0; Column26: 0; Column27: 1.3869; Column28: 0.20859; Column29: 0.0018533; Column30: 1.0719; Column31: 0; Column32: 1.0719; Column33: 0.16121 | WLDFR | HFTD - Distribution - Tier 3 - 4QU CoRE ¦ 3QU LoRE | Red Flag Warning - Destructive Fires | 2058 | 1.2728e-09 | 1.2728e-09 | 12670.1796 | 362.3049 | 12307.8747 | 0 | 0 | 0 | 1.3121e-06 | 1.6127e-05 | 0 | 1.6127e-05 | 1.6127e-05 | 0 | 1.6127e-05 | 0 | 0.0010993 | 0.0024096 | 0 | 0.0024096 | [17 empty] | 7.3.3.17.5 (Remote Grid) Updates to grid topology to minimize risk of ignition in HFTDs Remote GridWLDFRContact from objectAggregated | WLDFR | HFTD - Distribution - Tier 2 - 3QU CoRE ¦ 2QU LoRE | Non-Red Flag Warning - Catastrophic Fires | Contact from object | Aggregated | 2058 | 9.1404e-07 | 791.1377 | 0.00072314 | 2058 | Mitigation | 0.95 | 45 | 0 | esc | 0.00097009 | 8.867e-10 | 0.00097009 | 8.867e-10
[35 empty] | 7.3.3.17.6 Updates to grid topology to minimize risk of ignition in HFTDs Butte County Rebuild | WLDFR | HFTD - Distribution - Tier 3 - 1QU CoRE ¦ 4QU LoRE | 2050 | 0.14056 | 0.00092854 | 0.53705 | 0 | 0.53705 |  |  |  |  | 0.0014694 | 0.84985 | 0 | 0.84985 | 0.075489 |  | 0.11946 | 0.0023979 | 0.00033706 | Column23: 1.3869; Column24: 0.19495; Column25: 0; Column26: 0; Column27: 1.3869; Column28: 0.19495; Column29: 0.0018533; Column30: 1.0719; Column31: 0; Column32: 1.0719; Column33: 0.15067 | WLDFR | HFTD - Distribution - Tier 3 - 4QU CoRE ¦ 3QU LoRE | Red Flag Warning - Destructive Fires | 2059 | 1.2728e-09 | 1.2728e-09 | 12670.1796 | 362.3049 | 12307.8747 | 0 | 0 | 0 | 1.3121e-06 | 1.6127e-05 | 0 | 1.6127e-05 | 1.6127e-05 | 0 | 1.6127e-05 | 0 | 0.0010993 | 0.0024096 | 0 | 0.0024096 | [17 empty] | 7.3.3.17.5 (Remote Grid) Updates to grid topology to minimize risk of ignition in HFTDs Remote GridWLDFRContact from objectAggregated | WLDFR | HFTD - Distribution - Tier 2 - 3QU CoRE ¦ 2QU LoRE | Non-Red Flag Warning - Catastrophic Fires | Contact from object | Aggregated | 2059 | 9.1404e-07 | 791.1377 | 0.00072314 | 2059 | Mitigation | 0.95 | 45 | 0 | esc | 0.00097009 | 8.867e-10 | 0.00097009 | 8.867e-10
[35 empty] | 7.3.3.17.6 Updates to grid topology to minimize risk of ignition in HFTDs Butte County Rebuild | WLDFR | HFTD - Distribution - Tier 3 - 1QU CoRE ¦ 4QU LoRE | 2051 | 0.13137 | 0.00092854 | 0.53705 | 0 | 0.53705 |  |  |  |  | 0.0014694 | 0.84985 | 0 | 0.84985 | 0.07055 |  | 0.11164 | 0.0023979 | 0.00031501 | Column23: 1.3869; Column24: 0.18219; Column25: 0; Column26: 0; Column27: 1.3869; Column28: 0.18219; Column29: 0.0018533; Column30: 1.0719; Column31: 0; Column32: 1.0719; Column33: 0.14081 | WLDFR | HFTD - Distribution - Tier 3 - 4QU CoRE ¦ 3QU LoRE | Red Flag Warning - Destructive Fires | 2060 | 1.2728e-09 | 1.2728e-09 | 12670.1796 | 362.3049 | 12307.8747 | 0 | 0 | 0 | 1.3121e-06 | 1.6127e-05 | 0 | 1.6127e-05 | 1.6127e-05 | 0 | 1.6127e-05 | 0 | 0.0010993 | 0.0024096 | 0 | 0.0024096 | [17 empty] | 7.3.3.17.5 (Remote Grid) Updates to grid topology to minimize risk of ignition in HFTDs Remote GridWLDFRContact from objectAggregated | WLDFR | HFTD - Distribution - Tier 2 - 3QU CoRE ¦ 2QU LoRE | Non-Red Flag Warning - Catastrophic Fires | Contact from object | Aggregated | 2060 | 9.1404e-07 | 791.1377 | 0.00072314 | 2060 | Mitigation | 0.95 | 45 | 0 | esc | 0.00097009 | 8.867e-10 | 0.00097009 | 8.867e-10
[35 empty] | 7.3.3.17.6 Updates to grid topology to minimize risk of ignition in HFTDs Butte County Rebuild | WLDFR | HFTD - Distribution - Tier 3 - 1QU CoRE ¦ 4QU LoRE | 2052 | 0.12277 | 0.00092854 | 0.53705 | 0 | 0.53705 |  |  |  |  | 0.0014694 | 0.84985 | 0 | 0.84985 | 0.065935 |  | 0.10434 | 0.0023979 | 0.0002944 | Column23: 1.3869; Column24: 0.17027; Column25: 0; Column26: 0; Column27: 1.3869; Column28: 0.17027; Column29: 0.0018533; Column30: 1.0719; Column31: 0; Column32: 1.0719; Column33: 0.1316 | WLDFR | HFTD - Distribution - Tier 3 - 4QU CoRE ¦ 3QU LoRE | Red Flag Warning - Destructive Fires | 2061 | 1.2728e-09 | 1.2728e-09 | 12670.1796 | 362.3049 | 12307.8747 | 0 | 0 | 0 | 1.3121e-06 | 1.6127e-05 | 0 | 1.6127e-05 | 1.6127e-05 | 0 | 1.6127e-05 | 0 | 0.0011533 | 0.002528 | 0 | 0.002528 | [17 empty] | 7.3.3.17.5 (Remote Grid) Updates to grid topology to minimize risk of ignition in HFTDs Remote GridWLDFRContact from objectAggregated | WLDFR | HFTD - Distribution - Tier 2 - 3QU CoRE ¦ 2QU LoRE | Non-Red Flag Warning - Catastrophic Fires | Contact from object | Aggregated | 2061 | 9.1404e-07 | 791.1377 | 0.00072314 | 2061 | Mitigation | 0.95 | 45 | 0 | esc | 0.00097009 | 8.867e-10 | 0.00097009 | 8.867e-10
[35 empty] | 7.3.3.17.6 Updates to grid topology to minimize risk of ignition in HFTDs Butte County Rebuild | WLDFR | HFTD - Distribution - Tier 3 - 1QU CoRE ¦ 4QU LoRE | 2053 | 0.11474 | 0.00092854 | 0.56337 | 0 | 0.56337 |  |  |  |  | 0.0014694 | 0.8915 | 0 | 0.8915 | 0.064641 |  | 0.10229 | 0.0023979 | 0.00027514 | Column23: 1.4549; Column24: 0.16693; Column25: 0; Column26: 0; Column27: 1.4549; Column28: 0.16693; Column29: 0.0018533; Column30: 1.1244; Column31: 0; Column32: 1.1244; Column33: 0.12902 | WLDFR | HFTD - Distribution - Tier 3 - 4QU CoRE ¦ 3QU LoRE | Red Flag Warning - Destructive Fires | 2062 | 1.2728e-09 | 1.2728e-09 | 12670.1796 | 362.3049 | 12307.8747 | 0 | 0 | 0 | 1.3121e-06 | 1.6127e-05 | 0 | 1.6127e-05 | 1.6127e-05 | 0 | 1.6127e-05 | 0 | 0.0011533 | 0.002528 | 0 | 0.002528 | [17 empty] | 7.3.3.17.5 (Remote Grid) Updates to grid topology to minimize risk of ignition in HFTDs Remote GridWLDFRContact from objectAggregated | WLDFR | HFTD - Distribution - Tier 2 - 3QU CoRE ¦ 2QU LoRE | Non-Red Flag Warning - Catastrophic Fires | Contact from object | Aggregated | 2062 | 9.1404e-07 | 791.1377 | 0.00072314 | 2062 | Mitigation | 0.95 | 45 | 0 | esc | 0.00097009 | 8.867e-10 | 0.00097009 | 8.867e-10
[35 empty] | 7.3.3.17.6 Updates to grid topology to minimize risk of ignition in HFTDs Butte County Rebuild | WLDFR | HFTD - Distribution - Tier 3 - 1QU CoRE ¦ 4QU LoRE | 2054 | 0.10723 | 0.00092854 | 0.56337 | 0 | 0.56337 |  |  |  |  | 0.0014694 | 0.8915 | 0 | 0.8915 | 0.060413 |  | 0.0956 | 0.0023979 | 0.00025714 | Column23: 1.4549; Column24: 0.15601; Column25: 0; Column26: 0; Column27: 1.4549; Column28: 0.15601; Column29: 0.0018533; Column30: 1.1244; Column31: 0; Column32: 1.1244; Column33: 0.12058 | WLDFR | HFTD - Distribution - Tier 3 - 4QU CoRE ¦ 3QU LoRE | Red Flag Warning - Destructive Fires | 2063 | 1.2728e-09 | 1.2728e-09 | 13246.6313 | 384.5316 | 12862.0997 | 0 | 0 | 0 | 1.3121e-06 | 1.686e-05 | 0 | 1.686e-05 | 1.686e-05 | 0 | 1.686e-05 | 0 | 0.0011533 | 0.002528 | 0 | 0.002528 | [17 empty] | 7.3.3.17.5 (Remote Grid) Updates to grid topology to minimize risk of ignition in HFTDs Remote GridWLDFRContact from objectAggregated | WLDFR | HFTD - Distribution - Tier 2 - 3QU CoRE ¦ 2QU LoRE | Non-Red Flag Warning - Catastrophic Fires | Contact from object | Aggregated | 2063 | 9.1404e-07 | 791.1377 | 0.00072314 | 2063 | Mitigation | 0.95 | 45 | 0 | esc | 0.00097009 | 8.867e-10 | 0.00097009 | 8.867e-10
[35 empty] | 7.3.3.17.6 Updates to grid topology to minimize risk of ignition in HFTDs Butte County Rebuild | WLDFR | HFTD - Distribution - Tier 3 - 1QU CoRE ¦ 4QU LoRE | 2055 | 0.10022 | 0.00092854 | 0.56337 | 0 | 0.56337 |  |  |  |  | 0.0014694 | 0.8915 | 0 | 0.8915 | 0.05646 |  | 0.089346 | 0.0023979 | 0.00024032 | Column23: 1.4549; Column24: 0.14581; Column25: 0; Column26: 0; Column27: 1.4549; Column28: 0.14581; Column29: 0.0018533; Column30: 1.1244; Column31: 0; Column32: 1.1244; Column33: 0.11269 | WLDFR | HFTD - Distribution - Tier 3 - 4QU CoRE ¦ 3QU LoRE | Red Flag Warning - Destructive Fires | 2064 | 1.2728e-09 | 1.2728e-09 | 13246.6313 | 384.5316 | 12862.0997 | 0 | 0 | 0 | 1.3121e-06 | 1.686e-05 | 0 | 1.686e-05 | 1.686e-05 | 0 | 1.686e-05 | 0 | 0.0011533 | 0.002528 | 0 | 0.002528 | [17 empty] | 7.3.3.17.5 (Remote Grid) Updates to grid topology to minimize risk of ignition in HFTDs Remote GridWLDFRContact from objectAggregated | WLDFR | HFTD - Distribution - Tier 2 - 3QU CoRE ¦ 2QU LoRE | Non-Red Flag Warning - Catastrophic Fires | Contact from object | Aggregated | 2064 | 9.1404e-07 | 791.1377 | 0.00072314 | 2064 | Mitigation | 0.95 | 45 | 0 | esc | 0.00097009 | 8.867e-10 | 0.00097009 | 8.867e-10
[35 empty] | 7.3.3.17.6 Updates to grid topology to minimize risk of ignition in HFTDs Butte County Rebuild | WLDFR | HFTD - Distribution - Tier 3 - 1QU CoRE ¦ 4QU LoRE | 2056 | 0.093663 | 0.00092854 | 0.56337 | 0 | 0.56337 |  |  |  |  | 0.0014694 | 0.8915 | 0 | 0.8915 | 0.052767 |  | 0.083501 | 0.0023979 | 0.00022459 | Column23: 1.4549; Column24: 0.13627; Column25: 0; Column26: 0; Column27: 1.4549; Column28: 0.13627; Column29: 0.0018533; Column30: 1.1244; Column31: 0; Column32: 1.1244; Column33: 0.10532 | WLDFR | HFTD - Distribution - Tier 3 - 4QU CoRE ¦ 3QU LoRE | Red Flag Warning - Destructive Fires | 2065 | 1.2728e-09 | 1.2728e-09 | 13246.6313 | 384.5316 | 12862.0997 | 0 | 0 | 0 | 1.3121e-06 | 1.686e-05 | 0 | 1.686e-05 | 1.686e-05 | 0 | 1.686e-05 | 0 | 0.0011533 | 0.002528 | 0 | 0.002528 | [17 empty] | 7.3.3.17.5 (Remote Grid) Updates to grid topology to minimize risk of ignition in HFTDs Remote GridWLDFRContact from objectAggregated | WLDFR | HFTD - Distribution - Tier 2 - 3QU CoRE ¦ 2QU LoRE | Non-Red Flag Warning - Catastrophic Fires | Contact from object | Aggregated | 2065 | 9.1404e-07 | 791.1377 | 0.00072314 | 2065 | Mitigation | 0.95 | 45 | 0 | esc | 0.00097009 | 8.867e-10 | 0.00097009 | 8.867e-10
[35 empty] | 7.3.3.17.6 Updates to grid topology to minimize risk of ignition in HFTDs Butte County Rebuild | WLDFR | HFTD - Distribution - Tier 3 - 1QU CoRE ¦ 4QU LoRE | 2057 | 0.087535 | 0.00092854 | 0.56337 | 0 | 0.56337 |  |  |  |  | 0.0014694 | 0.8915 | 0 | 0.8915 | 0.049315 |  | 0.078038 | 0.0023979 | 0.0002099 | Column23: 1.4549; Column24: 0.12735; Column25: 0; Column26: 0; Column27: 1.4549; Column28: 0.12735; Column29: 0.0018533; Column30: 1.1244; Column31: 0; Column32: 1.1244; Column33: 0.098427 | WLDFR | HFTD - Distribution - Tier 3 - 4QU CoRE ¦ 3QU LoRE | Red Flag Warning - Destructive Fires | 2066 | 1.2728e-09 | 1.2728e-09 | 13246.6313 | 384.5316 | 12862.0997 | 0 | 0 | 0 | 1.3121e-06 | 1.686e-05 | 0 | 1.686e-05 | 1.686e-05 | 0 | 1.686e-05 | 0 | 0.0012108 | 0.0026541 | 0 | 0.0026541 | [17 empty] | 7.3.3.17.5 (Remote Grid) Updates to grid topology to minimize risk of ignition in HFTDs Remote GridWLDFRContact from objectAggregated | WLDFR | HFTD - Distribution - Tier 2 - 3QU CoRE ¦ 2QU LoRE | Non-Red Flag Warning - Catastrophic Fires | Contact from object | Aggregated | 2066 | 9.1404e-07 | 791.1377 | 0.00072314 | 2066 | Mitigation | 0.95 | 45 | 0 | esc | 0.00097009 | 8.867e-10 | 0.00097009 | 8.867e-10
[35 empty] | 7.3.3.17.6 Updates to grid topology to minimize risk of ignition in HFTDs Butte County Rebuild | WLDFR | HFTD - Distribution - Tier 3 - 1QU CoRE ¦ 4QU LoRE | 2058 | 0.081809 | 0.00092854 | 0.59022 | 0 | 0.59022 |  |  |  |  | 0.0014694 | 0.934 | 0 | 0.934 | 0.048285 |  | 0.076409 | 0.0023979 | 0.00019617 | Column23: 1.5242; Column24: 0.12469; Column25: 0; Column26: 0; Column27: 1.5242; Column28: 0.12469; Column29: 0.0018533; Column30: 1.178; Column31: 0; Column32: 1.178; Column33: 0.096372 | WLDFR | HFTD - Distribution - Tier 3 - 4QU CoRE ¦ 3QU LoRE | Red Flag Warning - Destructive Fires | 2067 | 0 | 1.2728e-09 | 13246.6313 | 384.5316 | 12862.0997 | 0 | 0 | 0 | 1.3121e-06 | 0 | 0 | 0 | 1.686e-05 | 0 | 1.686e-05 | 0 | 0.0012108 | 0.0026541 | 0 | 0.0026541 | [17 empty] | 7.3.3.17.5 (Remote Grid) Updates to grid topology to minimize risk of ignition in HFTDs Remote GridWLDFRContact from objectAggregated | WLDFR | HFTD - Distribution - Tier 2 - 3QU CoRE ¦ 2QU LoRE | Non-Red Flag Warning - Catastrophic Fires | Contact from object | Aggregated | 2067 | 9.1404e-07 | 791.1377 | 0.00072314 | 2067 | Mitigation | 0.95 | 45 | 0 | esc | 0 | 0 | 0.00097009 | 8.867e-10
[35 empty] | 7.3.3.17.6 Updates to grid topology to minimize risk of ignition in HFTDs Butte County Rebuild | WLDFR | HFTD - Distribution - Tier 3 - 1QU CoRE ¦ 4QU LoRE | 2059 | 0.076457 | 0.00092854 | 0.59022 | 0 | 0.59022 |  |  |  |  | 0.0014694 | 0.934 | 0 | 0.934 | 0.045126 |  | 0.071411 | 0.0023979 | 0.00018334 | Column23: 1.5242; Column24: 0.11654; Column25: 0; Column26: 0; Column27: 1.5242; Column28: 0.11654; Column29: 0.0018533; Column30: 1.178; Column31: 0; Column32: 1.178; Column33: 0.090067 | WLDFR | HFTD - Distribution - Tier 3 - 4QU CoRE ¦ 3QU LoRE | Red Flag Warning - Large Fires | 2022 | 1.9688e-08 | 0 | 5.2406 | 0.69642 | 2.942 | 1.6022 | 0 | 0 | 2.0295e-05 | 1.0318e-07 | 0 | 1.0318e-07 | 0 | 0 | 0 | 0 | 0.0012108 | 0.0026541 | 0 | 0.0026541 | [17 empty] | 7.3.3.17.5 (Remote Grid) Updates to grid topology to minimize risk of ignition in HFTDs Remote GridWLDFRContaminationAggregated | WLDFR | HFTD - Distribution - Tier 2 - 3QU CoRE ¦ 2QU LoRE | Non-Red Flag Warning - Catastrophic Fires | Contamination | Aggregated | 2022 | 1.9422e-08 | 791.1377 | 1.5366e-05 | 2022 | Mitigation | 0.95 | 45 | 0 | esc | 0.00097009 | 1.8841e-11 | 0 | 0
[35 empty] | 7.3.3.17.6 Updates to grid topology to minimize risk of ignition in HFTDs Butte County Rebuild | WLDFR | HFTD - Distribution - Tier 3 - 1QU CoRE ¦ 4QU LoRE | 2060 | 0.071455 | 0.00092854 | 0.59022 | 0 | 0.59022 |  |  |  |  | 0.0014694 | 0.934 | 0 | 0.934 | 0.042174 |  | 0.066739 | 0.0023979 | 0.00017134 | Column23: 1.5242; Column24: 0.10891; Column25: 0; Column26: 0; Column27: 1.5242; Column28: 0.10891; Column29: 0.0018533; Column30: 1.178; Column31: 0; Column32: 1.178; Column33: 0.084175 | WLDFR | HFTD - Distribution - Tier 3 - 4QU CoRE ¦ 3QU LoRE | Red Flag Warning - Large Fires | 2023 | 1.9688e-08 | 1.9688e-08 | 5.475 | 0.71896 | 3.0715 | 1.6846 | 0 | 0 | 2.0295e-05 | 1.0779e-07 | 0 | 1.0779e-07 | 1.0779e-07 | 0 | 1.0779e-07 | 0 | 0.0012108 | 0.0026541 | 0 | 0.0026541 | [17 empty] | 7.3.3.17.5 (Remote Grid) Updates to grid topology to minimize risk of ignition in HFTDs Remote GridWLDFRContaminationAggregated | WLDFR | HFTD - Distribution - Tier 2 - 3QU CoRE ¦ 2QU LoRE | Non-Red Flag Warning - Catastrophic Fires | Contamination | Aggregated | 2023 | 1.9422e-08 | 791.1377 | 1.5366e-05 | 2023 | Mitigation | 0.95 | 45 | 0 | esc | 0.00097009 | 1.8841e-11 | 0.00097009 | 1.8841e-11
[35 empty] | 7.3.3.17.6 Updates to grid topology to minimize risk of ignition in HFTDs Butte County Rebuild | WLDFR | HFTD - Distribution - Tier 3 - 1QU CoRE ¦ 4QU LoRE | 2061 | 0.06678 | 0.00092854 | 0.59022 | 0 | 0.59022 |  |  |  |  | 0.0014694 | 0.934 | 0 | 0.934 | 0.039415 |  | 0.062373 | 0.0023979 | 0.00016013 | Column23: 1.5242; Column24: 0.10179; Column25: 0; Column26: 0; Column27: 1.5242; Column28: 0.10179; Column29: 0.0018533; Column30: 1.178; Column31: 0; Column32: 1.178; Column33: 0.078668 | WLDFR | HFTD - Distribution - Tier 3 - 4QU CoRE ¦ 3QU LoRE | Red Flag Warning - Large Fires | 2024 | 1.9688e-08 | 1.9688e-08 | 5.475 | 0.71896 | 3.0715 | 1.6846 | 0 | 0 | 2.0295e-05 | 1.0779e-07 | 0 | 1.0779e-07 | 1.0779e-07 | 0 | 1.0779e-07 | 0 | 0.0012108 | 0.0026541 | 0 | 0.0026541 | [17 empty] | 7.3.3.17.5 (Remote Grid) Updates to grid topology to minimize risk of ignition in HFTDs Remote GridWLDFRContaminationAggregated | WLDFR | HFTD - Distribution - Tier 2 - 3QU CoRE ¦ 2QU LoRE | Non-Red Flag Warning - Catastrophic Fires | Contamination | Aggregated | 2024 | 1.9422e-08 | 791.1377 | 1.5366e-05 | 2024 | Mitigation | 0.95 | 45 | 0 | esc | 0.00097009 | 1.8841e-11 | 0.00097009 | 1.8841e-11
[35 empty] | 7.3.3.17.6 Updates to grid topology to minimize risk of ignition in HFTDs Butte County Rebuild | WLDFR | HFTD - Distribution - Tier 3 - 1QU CoRE ¦ 4QU LoRE | 2062 | 0.062412 | 0.00092854 | 0.59022 | 0 | 0.59022 |  |  |  |  | 0.0014694 | 0.934 | 0 | 0.934 | 0.036837 |  | 0.058292 | 0.0023979 | 0.00014966 | Column23: 1.5242; Column24: 0.095129; Column25: 0; Column26: 0; Column27: 1.5242; Column28: 0.095129; Column29: 0.0018533; Column30: 1.178; Column31: 0; Column32: 1.178; Column33: 0.073522 | WLDFR | HFTD - Distribution - Tier 3 - 4QU CoRE ¦ 3QU LoRE | Red Flag Warning - Large Fires | 2025 | 1.9688e-08 | 1.9688e-08 | 5.475 | 0.71896 | 3.0715 | 1.6846 | 0 | 0 | 2.0295e-05 | 1.0779e-07 | 0 | 1.0779e-07 | 1.0779e-07 | 0 | 1.0779e-07 | 0 | 0.0012711 | 0.0027863 | 0 | 0.0027863 | [17 empty] | 7.3.3.17.5 (Remote Grid) Updates to grid topology to minimize risk of ignition in HFTDs Remote GridWLDFRContaminationAggregated | WLDFR | HFTD - Distribution - Tier 2 - 3QU CoRE ¦ 2QU LoRE | Non-Red Flag Warning - Catastrophic Fires | Contamination | Aggregated | 2025 | 1.9422e-08 | 791.1377 | 1.5366e-05 | 2025 | Mitigation | 0.95 | 45 | 0 | esc | 0.00097009 | 1.8841e-11 | 0.00097009 | 1.8841e-11
[35 empty] | 7.3.3.17.6 Updates to grid topology to minimize risk of ignition in HFTDs Butte County Rebuild | WLDFR | HFTD - Distribution - Tier 3 - 1QU CoRE ¦ 4QU LoRE | 2063 | 0.058329 | 0.00092854 | 0.61728 | 0 | 0.61728 |  |  |  |  | 0.0014694 | 0.97682 | 0 | 0.97682 | 0.036005 |  | 0.056977 | 0.0023979 | 0.00013987 | Column23: 1.5941; Column24: 0.092982; Column25: 0; Column26: 0; Column27: 1.5941; Column28: 0.092982; Column29: 0.0018533; Column30: 1.232; Column31: 0; Column32: 1.232; Column33: 0.071862 | WLDFR | HFTD - Distribution - Tier 3 - 4QU CoRE ¦ 3QU LoRE | Red Flag Warning - Large Fires | 2026 | 1.9688e-08 | 1.9688e-08 | 5.475 | 0.71896 | 3.0715 | 1.6846 | 0 | 0 | 2.0295e-05 | 1.0779e-07 | 0 | 1.0779e-07 | 1.0779e-07 | 0 | 1.0779e-07 | 0 | 0.0012711 | 0.0027863 | 0 | 0.0027863 | [17 empty] | 7.3.3.17.5 (Remote Grid) Updates to grid topology to minimize risk of ignition in HFTDs Remote GridWLDFRContaminationAggregated | WLDFR | HFTD - Distribution - Tier 2 - 3QU CoRE ¦ 2QU LoRE | Non-Red Flag Warning - Catastrophic Fires | Contamination | Aggregated | 2026 | 1.9422e-08 | 791.1377 | 1.5366e-05 | 2026 | Mitigation | 0.95 | 45 | 0 | esc | 0.00097009 | 1.8841e-11 | 0.00097009 | 1.8841e-11
[35 empty] | 7.3.3.17.6 Updates to grid topology to minimize risk of ignition in HFTDs Butte County Rebuild | WLDFR | HFTD - Distribution - Tier 3 - 1QU CoRE ¦ 4QU LoRE | 2064 | 0.054513 | 0.00092854 | 0.61728 | 0 | 0.61728 |  |  |  |  | 0.0014694 | 0.97682 | 0 | 0.97682 | 0.03365 |  | 0.053249 | 0.0023979 | 0.00013072 | Column23: 1.5941; Column24: 0.086899; Column25: 0; Column26: 0; Column27: 1.5941; Column28: 0.086899; Column29: 0.0018533; Column30: 1.232; Column31: 0; Column32: 1.232; Column33: 0.067161 | WLDFR | HFTD - Distribution - Tier 3 - 4QU CoRE ¦ 3QU LoRE | Red Flag Warning - Large Fires | 2027 | 1.9688e-08 | 1.9688e-08 | 5.475 | 0.71896 | 3.0715 | 1.6846 | 0 | 0 | 2.0295e-05 | 1.0779e-07 | 0 | 1.0779e-07 | 1.0779e-07 | 0 | 1.0779e-07 | 0 | 0.0012711 | 0.0027863 | 0 | 0.0027863 | [17 empty] | 7.3.3.17.5 (Remote Grid) Updates to grid topology to minimize risk of ignition in HFTDs Remote GridWLDFRContaminationAggregated | WLDFR | HFTD - Distribution - Tier 2 - 3QU CoRE ¦ 2QU LoRE | Non-Red Flag Warning - Catastrophic Fires | Contamination | Aggregated | 2027 | 1.9422e-08 | 791.1377 | 1.5366e-05 | 2027 | Mitigation | 0.95 | 45 | 0 | esc | 0.00097009 | 1.8841e-11 | 0.00097009 | 1.8841e-11
[35 empty] | 7.3.3.17.6 Updates to grid topology to minimize risk of ignition in HFTDs Butte County Rebuild | WLDFR | HFTD - Distribution - Tier 3 - 1QU CoRE ¦ 4QU LoRE | 2065 | 0.050946 | 0.00092854 | 0.61728 | 0 | 0.61728 |  |  |  |  | 0.0014694 | 0.97682 | 0 | 0.97682 | 0.031448 |  | 0.049766 | 0.0023979 | 0.00012216 | Column23: 1.5941; Column24: 0.081214; Column25: 0; Column26: 0; Column27: 1.5941; Column28: 0.081214; Column29: 0.0018533; Column30: 1.232; Column31: 0; Column32: 1.232; Column33: 0.062767 | WLDFR | HFTD - Distribution - Tier 3 - 4QU CoRE ¦ 3QU LoRE | Red Flag Warning - Large Fires | 2028 | 1.9688e-08 | 1.9688e-08 | 5.777 | 0.74734 | 3.238 | 1.7917 | 0 | 0 | 2.0295e-05 | 1.1374e-07 | 0 | 1.1374e-07 | 1.1374e-07 | 0 | 1.1374e-07 | 0 | 0.0012711 | 0.0027863 | 0 | 0.0027863 | [17 empty] | 7.3.3.17.5 (Remote Grid) Updates to grid topology to minimize risk of ignition in HFTDs Remote GridWLDFRContaminationAggregated | WLDFR | HFTD - Distribution - Tier 2 - 3QU CoRE ¦ 2QU LoRE | Non-Red Flag Warning - Catastrophic Fires | Contamination | Aggregated | 2028 | 1.9422e-08 | 791.1377 | 1.5366e-05 | 2028 | Mitigation | 0.95 | 45 | 0 | esc | 0.00097009 | 1.8841e-11 | 0.00097009 | 1.8841e-11
[35 empty] | 7.3.3.17.6 Updates to grid topology to minimize risk of ignition in HFTDs Butte County Rebuild | WLDFR | HFTD - Distribution - Tier 3 - 1QU CoRE ¦ 4QU LoRE | 2066 | 0.047613 | 0.00092854 | 0.61728 | 0 | 0.61728 |  |  |  |  | 0.0014694 | 0.97682 | 0 | 0.97682 | 0.029391 |  | 0.04651 | 0.0023979 | 0.00011417 | Column23: 1.5941; Column24: 0.075901; Column25: 0; Column26: 0; Column27: 1.5941; Column28: 0.075901; Column29: 0.0018533; Column30: 1.232; Column31: 0; Column32: 1.232; Column33: 0.058661 | WLDFR | HFTD - Distribution - Tier 3 - 4QU CoRE ¦ 3QU LoRE | Red Flag Warning - Large Fires | 2029 | 1.9688e-08 | 1.9688e-08 | 5.777 | 0.74734 | 3.238 | 1.7917 | 0 | 0 | 2.0295e-05 | 1.1374e-07 | 0 | 1.1374e-07 | 1.1374e-07 | 0 | 1.1374e-07 | 0 | 0.0012711 | 0.0027863 | 0 | 0.0027863 | [17 empty] | 7.3.3.17.5 (Remote Grid) Updates to grid topology to minimize risk of ignition in HFTDs Remote GridWLDFRContaminationAggregated | WLDFR | HFTD - Distribution - Tier 2 - 3QU CoRE ¦ 2QU LoRE | Non-Red Flag Warning - Catastrophic Fires | Contamination | Aggregated | 2029 | 1.9422e-08 | 791.1377 | 1.5366e-05 | 2029 | Mitigation | 0.95 | 45 | 0 | esc | 0.00097009 | 1.8841e-11 | 0.00097009 | 1.8841e-11
[35 empty] | 7.3.3.17.6 Updates to grid topology to minimize risk of ignition in HFTDs Butte County Rebuild | WLDFR | HFTD - Distribution - Tier 3 - 1QU CoRE ¦ 4QU LoRE | 2067 | 0.044499 | 0.00092854 | 0.61728 | 0 | 0.61728 |  |  |  |  | 0.0014694 | 0.97682 | 0 | 0.97682 | 0.027468 |  | 0.043467 | 0.0023979 | 0.0001067 | Column23: 1.5941; Column24: 0.070935; Column25: 0; Column26: 0; Column27: 1.5941; Column28: 0.070935; Column29: 0.0018533; Column30: 1.232; Column31: 0; Column32: 1.232; Column33: 0.054823 | WLDFR | HFTD - Distribution - Tier 3 - 4QU CoRE ¦ 3QU LoRE | Red Flag Warning - Large Fires | 2030 | 1.9688e-08 | 1.9688e-08 | 5.777 | 0.74734 | 3.238 | 1.7917 | 0 | 0 | 2.0295e-05 | 1.1374e-07 | 0 | 1.1374e-07 | 1.1374e-07 | 0 | 1.1374e-07 | 0 | 0.0013335 | 0.002923 | 0 | 0.002923 | [17 empty] | 7.3.3.17.5 (Remote Grid) Updates to grid topology to minimize risk of ignition in HFTDs Remote GridWLDFRContaminationAggregated | WLDFR | HFTD - Distribution - Tier 2 - 3QU CoRE ¦ 2QU LoRE | Non-Red Flag Warning - Catastrophic Fires | Contamination | Aggregated | 2030 | 1.9422e-08 | 791.1377 | 1.5366e-05 | 2030 | Mitigation | 0.95 | 45 | 0 | esc | 0.00097009 | 1.8841e-11 | 0.00097009 | 1.8841e-11
[35 empty] | 7.3.3.17.6 Updates to grid topology to minimize risk of ignition in HFTDs Butte County Rebuild | WLDFR | HFTD - Distribution - Tier 3 - 1QU CoRE ¦ 4QU LoRE | 2068 | 0.041587 | 0.00092854 | 0.64423 | 0 | 0.64423 |  |  |  |  | 0.0014694 | 1.0195 | 0 | 1.0195 | 0.026792 |  | 0.042397 | 0.0023979 | 9.9723e-05 | Column23: 1.6637; Column24: 0.069188; Column25: 0; Column26: 0; Column27: 1.6637; Column28: 0.069188; Column29: 0.0018533; Column30: 1.2858; Column31: 0; Column32: 1.2858; Column33: 0.053473 | WLDFR | HFTD - Distribution - Tier 3 - 4QU CoRE ¦ 3QU LoRE | Red Flag Warning - Large Fires | 2031 | 1.9688e-08 | 1.9688e-08 | 5.777 | 0.74734 | 3.238 | 1.7917 | 0 | 0 | 2.0295e-05 | 1.1374e-07 | 0 | 1.1374e-07 | 1.1374e-07 | 0 | 1.1374e-07 | 0 | 0.0013335 | 0.002923 | 0 | 0.002923 | [17 empty] | 7.3.3.17.5 (Remote Grid) Updates to grid topology to minimize risk of ignition in HFTDs Remote GridWLDFRContaminationAggregated | WLDFR | HFTD - Distribution - Tier 2 - 3QU CoRE ¦ 2QU LoRE | Non-Red Flag Warning - Catastrophic Fires | Contamination | Aggregated | 2031 | 1.9422e-08 | 791.1377 | 1.5366e-05 | 2031 | Mitigation | 0.95 | 45 | 0 | esc | 0.00097009 | 1.8841e-11 | 0.00097009 | 1.8841e-11
[35 empty] | 7.3.3.17.6 Updates to grid topology to minimize risk of ignition in HFTDs Butte County Rebuild | WLDFR | HFTD - Distribution - Tier 3 - 1QU CoRE ¦ 4QU LoRE | 2069 | 0.038867 | 0.00092854 | 0.64423 | 0 | 0.64423 |  |  |  |  | 0.0014694 | 1.0195 | 0 | 1.0195 | 0.025039 |  | 0.039623 | 0.0023979 | 9.3199e-05 | Column23: 1.6637; Column24: 0.064662; Column25: 0; Column26: 0; Column27: 1.6637; Column28: 0.064662; Column29: 0.0018533; Column30: 1.2858; Column31: 0; Column32: 1.2858; Column33: 0.049975 | WLDFR | HFTD - Distribution - Tier 3 - 4QU CoRE ¦ 3QU LoRE | Red Flag Warning - Large Fires | 2032 | 1.9688e-08 | 1.9688e-08 | 5.777 | 0.74734 | 3.238 | 1.7917 | 0 | 0 | 2.0295e-05 | 1.1374e-07 | 0 | 1.1374e-07 | 1.1374e-07 | 0 | 1.1374e-07 | 0 | 0.0013335 | 0.002923 | 0 | 0.002923 | [17 empty] | 7.3.3.17.5 (Remote Grid) Updates to grid topology to minimize risk of ignition in HFTDs Remote GridWLDFRContaminationAggregated | WLDFR | HFTD - Distribution - Tier 2 - 3QU CoRE ¦ 2QU LoRE | Non-Red Flag Warning - Catastrophic Fires | Contamination | Aggregated | 2032 | 1.9422e-08 | 791.1377 | 1.5366e-05 | 2032 | Mitigation | 0.95 | 45 | 0 | esc | 0.00097009 | 1.8841e-11 | 0.00097009 | 1.8841e-11
[35 empty] | 7.3.3.17.6 Updates to grid topology to minimize risk of ignition in HFTDs Butte County Rebuild | WLDFR | HFTD - Distribution - Tier 3 - 1QU CoRE ¦ 4QU LoRE | 2070 | 0.036324 | 0.00092854 | 0.64423 | 0 | 0.64423 |  |  |  |  | 0.0014694 | 1.0195 | 0 | 1.0195 | 0.023401 |  | 0.037031 | 0.0023979 | 8.7102e-05 | Column23: 1.6637; Column24: 0.060432; Column25: 0; Column26: 0; Column27: 1.6637; Column28: 0.060432; Column29: 0.0018533; Column30: 1.2858; Column31: 0; Column32: 1.2858; Column33: 0.046706 | WLDFR | HFTD - Distribution - Tier 3 - 4QU CoRE ¦ 3QU LoRE | Red Flag Warning - Large Fires | 2033 | 1.9688e-08 | 1.9688e-08 | 6.1205 | 0.77885 | 3.4265 | 1.9151 | 0 | 0 | 2.0295e-05 | 1.205e-07 | 0 | 1.205e-07 | 1.205e-07 | 0 | 1.205e-07 | 0 | 0.0013335 | 0.002923 | 0 | 0.002923 | [17 empty] | 7.3.3.17.5 (Remote Grid) Updates to grid topology to minimize risk of ignition in HFTDs Remote GridWLDFRContaminationAggregated | WLDFR | HFTD - Distribution - Tier 2 - 3QU CoRE ¦ 2QU LoRE | Non-Red Flag Warning - Catastrophic Fires | Contamination | Aggregated | 2033 | 1.9422e-08 | 791.1377 | 1.5366e-05 | 2033 | Mitigation | 0.95 | 45 | 0 | esc | 0.00097009 | 1.8841e-11 | 0.00097009 | 1.8841e-11
[35 empty] | 7.3.3.17.6 Updates to grid topology to minimize risk of ignition in HFTDs Butte County Rebuild | WLDFR | HFTD - Distribution - Tier 3 - 1QU CoRE ¦ 4QU LoRE | 2071 | 0.033948 | 0.00092854 | 0.64423 | 0 | 0.64423 |  |  |  |  | 0.0014694 | 1.0195 | 0 | 1.0195 | 0.02187 |  | 0.034608 | 0.0023979 | 8.1404e-05 | Column23: 1.6637; Column24: 0.056478; Column25: 0; Column26: 0; Column27: 1.6637; Column28: 0.056478; Column29: 0.0018533; Column30: 1.2858; Column31: 0; Column32: 1.2858; Column33: 0.04365 | WLDFR | HFTD - Distribution - Tier 3 - 4QU CoRE ¦ 3QU LoRE | Red Flag Warning - Large Fires | 2034 | 1.9688e-08 | 1.9688e-08 | 6.1205 | 0.77885 | 3.4265 | 1.9151 | 0 | 0 | 2.0295e-05 | 1.205e-07 | 0 | 1.205e-07 | 1.205e-07 | 0 | 1.205e-07 | 0 | 0.0013335 | 0.002923 | 0 | 0.002923 | [17 empty] | 7.3.3.17.5 (Remote Grid) Updates to grid topology to minimize risk of ignition in HFTDs Remote GridWLDFRContaminationAggregated | WLDFR | HFTD - Distribution - Tier 2 - 3QU CoRE ¦ 2QU LoRE | Non-Red Flag Warning - Catastrophic Fires | Contamination | Aggregated | 2034 | 1.9422e-08 | 791.1377 | 1.5366e-05 | 2034 | Mitigation | 0.95 | 45 | 0 | esc | 0.00097009 | 1.8841e-11 | 0.00097009 | 1.8841e-11
[35 empty] | 7.3.3.17.6 Updates to grid topology to minimize risk of ignition in HFTDs Butte County Rebuild | WLDFR | HFTD - Distribution - Tier 3 - 1QU CoRE ¦ 4QU LoRE | 2072 | 0.031727 | 0.00092854 | 0.64423 | 0 | 0.64423 |  |  |  |  | 0.0014694 | 1.0195 | 0 | 1.0195 | 0.020439 |  | 0.032344 | 0.0023979 | 7.6078e-05 | Column23: 1.6637; Column24: 0.052783; Column25: 0; Column26: 0; Column27: 1.6637; Column28: 0.052783; Column29: 0.0018533; Column30: 1.2858; Column31: 0; Column32: 1.2858; Column33: 0.040794 | WLDFR | HFTD - Distribution - Tier 3 - 4QU CoRE ¦ 3QU LoRE | Red Flag Warning - Large Fires | 2035 | 1.9688e-08 | 1.9688e-08 | 6.1205 | 0.77885 | 3.4265 | 1.9151 | 0 | 0 | 2.0295e-05 | 1.205e-07 | 0 | 1.205e-07 | 1.205e-07 | 0 | 1.205e-07 | 0 | 0.0013971 | 0.0030624 | 0 | 0.0030624 | [17 empty] | 7.3.3.17.5 (Remote Grid) Updates to grid topology to minimize risk of ignition in HFTDs Remote GridWLDFRContaminationAggregated | WLDFR | HFTD - Distribution - Tier 2 - 3QU CoRE ¦ 2QU LoRE | Non-Red Flag Warning - Catastrophic Fires | Contamination | Aggregated | 2035 | 1.9422e-08 | 791.1377 | 1.5366e-05 | 2035 | Mitigation | 0.95 | 45 | 0 | esc | 0.00097009 | 1.8841e-11 | 0.00097009 | 1.8841e-11
[35 empty] | 7.3.3.17.6 Updates to grid topology to minimize risk of ignition in HFTDs Butte County Rebuild | WLDFR | HFTD - Distribution - Tier 3 - 1QU CoRE ¦ 4QU LoRE | 2073 | 0.029651 | 0.00092854 | 0.67072 | 0 | 0.67072 |  |  |  |  | 0.0014694 | 1.0614 | 0 | 1.0614 | 0.019888 |  | 0.031471 | 0.0023979 | 7.1101e-05 | Column23: 1.7321; Column24: 0.051359; Column25: 0; Column26: 0; Column27: 1.7321; Column28: 0.051359; Column29: 0.0018533; Column30: 1.3387; Column31: 0; Column32: 1.3387; Column33: 0.039694 | WLDFR | HFTD - Distribution - Tier 3 - 4QU CoRE ¦ 3QU LoRE | Red Flag Warning - Large Fires | 2036 | 1.9688e-08 | 1.9688e-08 | 6.1205 | 0.77885 | 3.4265 | 1.9151 | 0 | 0 | 2.0295e-05 | 1.205e-07 | 0 | 1.205e-07 | 1.205e-07 | 0 | 1.205e-07 | 0 | 0.0013971 | 0.0030624 | 0 | 0.0030624 | [17 empty] | 7.3.3.17.5 (Remote Grid) Updates to grid topology to minimize risk of ignition in HFTDs Remote GridWLDFRContaminationAggregated | WLDFR | HFTD - Distribution - Tier 2 - 3QU CoRE ¦ 2QU LoRE | Non-Red Flag Warning - Catastrophic Fires | Contamination | Aggregated | 2036 | 1.9422e-08 | 791.1377 | 1.5366e-05 | 2036 | Mitigation | 0.95 | 45 | 0 | esc | 0.00097009 | 1.8841e-11 | 0.00097009 | 1.8841e-11
[35 empty] | 7.3.3.17.6 Updates to grid topology to minimize risk of ignition in HFTDs Butte County Rebuild | WLDFR | HFTD - Distribution - Tier 3 - 1QU CoRE ¦ 4QU LoRE | 2074 | 0.027711 | 0.00092854 | 0.67072 | 0 | 0.67072 |  |  |  |  | 0.0014694 | 1.0614 | 0 | 1.0614 | 0.018587 |  | 0.029413 | 0.0023979 | 6.645e-05 | Column23: 1.7321; Column24: 0.047999; Column25: 0; Column26: 0; Column27: 1.7321; Column28: 0.047999; Column29: 0.0018533; Column30: 1.3387; Column31: 0; Column32: 1.3387; Column33: 0.037097 | WLDFR | HFTD - Distribution - Tier 3 - 4QU CoRE ¦ 3QU LoRE | Red Flag Warning - Large Fires | 2037 | 1.9688e-08 | 1.9688e-08 | 6.1205 | 0.77885 | 3.4265 | 1.9151 | 0 | 0 | 2.0295e-05 | 1.205e-07 | 0 | 1.205e-07 | 1.205e-07 | 0 | 1.205e-07 | 0 | 0.0013971 | 0.0030624 | 0 | 0.0030624 | [17 empty] | 7.3.3.17.5 (Remote Grid) Updates to grid topology to minimize risk of ignition in HFTDs Remote GridWLDFRContaminationAggregated | WLDFR | HFTD - Distribution - Tier 2 - 3QU CoRE ¦ 2QU LoRE | Non-Red Flag Warning - Catastrophic Fires | Contamination | Aggregated | 2037 | 1.9422e-08 | 791.1377 | 1.5366e-05 | 2037 | Mitigation | 0.95 | 45 | 0 | esc | 0.00097009 | 1.8841e-11 | 0.00097009 | 1.8841e-11
[35 empty] | 7.3.3.17.6 Updates to grid topology to minimize risk of ignition in HFTDs Butte County Rebuild | WLDFR | HFTD - Distribution - Tier 3 - 1QU CoRE ¦ 4QU LoRE | 2075 | 0.025899 | 0 | 0 | 0 | 0 |  |  |  |  | 0.0014694 | 1.0614 | 0 | 1.0614 | 0 |  | 0.027488 | 0.0014694 | 3.8055e-05 | Column23: 1.0614; Column24: 0.027488; Column25: 0; Column26: 0; Column27: 1.0614; Column28: 0.027488; Column29: 0.0018533; Column30: 1.3387; Column31: 0; Column32: 1.3387; Column33: 0.03467 | WLDFR | HFTD - Distribution - Tier 3 - 4QU CoRE ¦ 3QU LoRE | Red Flag Warning - Large Fires | 2038 | 1.9688e-08 | 1.9688e-08 | 6.5028 | 0.81304 | 3.6355 | 2.0543 | 0 | 0 | 2.0295e-05 | 1.2803e-07 | 0 | 1.2803e-07 | 1.2803e-07 | 0 | 1.2803e-07 | 0 | 0.0013971 | 0.0030624 | 0 | 0.0030624 | [17 empty] | 7.3.3.17.5 (Remote Grid) Updates to grid topology to minimize risk of ignition in HFTDs Remote GridWLDFRContaminationAggregated | WLDFR | HFTD - Distribution - Tier 2 - 3QU CoRE ¦ 2QU LoRE | Non-Red Flag Warning - Catastrophic Fires | Contamination | Aggregated | 2038 | 1.9422e-08 | 791.1377 | 1.5366e-05 | 2038 | Mitigation | 0.95 | 45 | 0 | esc | 0.00097009 | 1.8841e-11 | 0.00097009 | 1.8841e-11
[35 empty] | 7.3.3.17.6 Updates to grid topology to minimize risk of ignition in HFTDs Butte County Rebuild | WLDFR | HFTD - Distribution - Tier 3 - 1QU CoRE ¦ 4QU LoRE | 2076 | 0.024204 | 0 | 0 | 0 | 0 |  |  |  |  | 0.0014694 | 1.0614 | 0 | 1.0614 | 0 |  | 0.02569 | 0.0014694 | 3.5565e-05 | Column23: 1.0614; Column24: 0.02569; Column25: 0; Column26: 0; Column27: 1.0614; Column28: 0.02569; Column29: 0.0018533; Column30: 1.3387; Column31: 0; Column32: 1.3387; Column33: 0.032402 | WLDFR | HFTD - Distribution - Tier 3 - 4QU CoRE ¦ 3QU LoRE | Red Flag Warning - Large Fires | 2039 | 1.9688e-08 | 1.9688e-08 | 6.5028 | 0.81304 | 3.6355 | 2.0543 | 0 | 0 | 2.0295e-05 | 1.2803e-07 | 0 | 1.2803e-07 | 1.2803e-07 | 0 | 1.2803e-07 | 0 | 0.0013971 | 0.0030624 | 0 | 0.0030624 | [17 empty] | 7.3.3.17.5 (Remote Grid) Updates to grid topology to minimize risk of ignition in HFTDs Remote GridWLDFRContaminationAggregated | WLDFR | HFTD - Distribution - Tier 2 - 3QU CoRE ¦ 2QU LoRE | Non-Red Flag Warning - Catastrophic Fires | Contamination | Aggregated | 2039 | 1.9422e-08 | 791.1377 | 1.5366e-05 | 2039 | Mitigation | 0.95 | 45 | 0 | esc | 0.00097009 | 1.8841e-11 | 0.00097009 | 1.8841e-11
[35 empty] | 7.3.3.17.6 Updates to grid topology to minimize risk of ignition in HFTDs Butte County Rebuild | WLDFR | HFTD - Distribution - Tier 3 - 1QU CoRE ¦ 4QU LoRE | 2077 | 0.022621 | 0 | 0 | 0 | 0 |  |  |  |  | 0 | 0 | 0 | 0 | 0 |  | 0 | 0 | 0 | Column23: 0; Column24: 0; Column25: 0; Column26: 0; Column27: 0; Column28: 0; Column29: 0.0018533; Column30: 1.3387; Column31: 0; Column32: 1.3387; Column33: 0.030282 | WLDFR | HFTD - Distribution - Tier 3 - 4QU CoRE ¦ 3QU LoRE | Red Flag Warning - Large Fires | 2040 | 1.9688e-08 | 1.9688e-08 | 6.5028 | 0.81304 | 3.6355 | 2.0543 | 0 | 0 | 2.0295e-05 | 1.2803e-07 | 0 | 1.2803e-07 | 1.2803e-07 | 0 | 1.2803e-07 | 0 | 0.0014612 | 0.0032029 | 0 | 0.0032029 | [17 empty] | 7.3.3.17.5 (Remote Grid) Updates to grid topology to minimize risk of ignition in HFTDs Remote GridWLDFRContaminationAggregated | WLDFR | HFTD - Distribution - Tier 2 - 3QU CoRE ¦ 2QU LoRE | Non-Red Flag Warning - Catastrophic Fires | Contamination | Aggregated | 2040 | 1.9422e-08 | 791.1377 | 1.5366e-05 | 2040 | Mitigation | 0.95 | 45 | 0 | esc | 0.00097009 | 1.8841e-11 | 0.00097009 | 1.8841e-11
[35 empty] | 7.3.3.17.6 Updates to grid topology to minimize risk of ignition in HFTDs Butte County Rebuild | WLDFR | HFTD - Distribution - Tier 3 - 1QU CoRE ¦ 5QU LoRE | 2020 | 1 | 0.00035547 | 0.19533 | 0 | 0.19533 |  |  |  |  | 0 | 0 | 0 | 0 | 0.19533 |  | 0 | 0.00035547 | 0.00035547 | Column23: 0.19533; Column24: 0.19533; Column25: 0; Column26: 0; Column27: 0.19533; Column28: 0.19533; Column29: 0; Column30: 0; Column31: 0; Column32: 0; Column33: 0 | WLDFR | HFTD - Distribution - Tier 3 - 4QU CoRE ¦ 3QU LoRE | Red Flag Warning - Large Fires | 2041 | 1.9688e-08 | 1.9688e-08 | 6.5028 | 0.81304 | 3.6355 | 2.0543 | 0 | 0 | 2.0295e-05 | 1.2803e-07 | 0 | 1.2803e-07 | 1.2803e-07 | 0 | 1.2803e-07 | 0 | 0.0014612 | 0.0032029 | 0 | 0.0032029 | [17 empty] | 7.3.3.17.5 (Remote Grid) Updates to grid topology to minimize risk of ignition in HFTDs Remote GridWLDFRContaminationAggregated | WLDFR | HFTD - Distribution - Tier 2 - 3QU CoRE ¦ 2QU LoRE | Non-Red Flag Warning - Catastrophic Fires | Contamination | Aggregated | 2041 | 1.9422e-08 | 791.1377 | 1.5366e-05 | 2041 | Mitigation | 0.95 | 45 | 0 | esc | 0.00097009 | 1.8841e-11 | 0.00097009 | 1.8841e-11
[35 empty] | 7.3.3.17.6 Updates to grid topology to minimize risk of ignition in HFTDs Butte County Rebuild | WLDFR | HFTD - Distribution - Tier 3 - 1QU CoRE ¦ 5QU LoRE | 2021 | 1 | 0.00035547 | 0.19533 | 0 | 0.19533 |  |  |  |  | 0 | 0 | 0 | 0 | 0.19533 |  | 0 | 0.00035547 | 0.00035547 | Column23: 0.19533; Column24: 0.19533; Column25: 0; Column26: 0; Column27: 0.19533; Column28: 0.19533; Column29: 0; Column30: 0; Column31: 0; Column32: 0; Column33: 0 | WLDFR | HFTD - Distribution - Tier 3 - 4QU CoRE ¦ 3QU LoRE | Red Flag Warning - Large Fires | 2042 | 1.9688e-08 | 1.9688e-08 | 6.5028 | 0.81304 | 3.6355 | 2.0543 | 0 | 0 | 2.0295e-05 | 1.2803e-07 | 0 | 1.2803e-07 | 1.2803e-07 | 0 | 1.2803e-07 | 0 | 0.0014612 | 0.0032029 | 0 | 0.0032029 | [17 empty] | 7.3.3.17.5 (Remote Grid) Updates to grid topology to minimize risk of ignition in HFTDs Remote GridWLDFRContaminationAggregated | WLDFR | HFTD - Distribution - Tier 2 - 3QU CoRE ¦ 2QU LoRE | Non-Red Flag Warning - Catastrophic Fires | Contamination | Aggregated | 2042 | 1.9422e-08 | 791.1377 | 1.5366e-05 | 2042 | Mitigation | 0.95 | 45 | 0 | esc | 0.00097009 | 1.8841e-11 | 0.00097009 | 1.8841e-11
[35 empty] | 7.3.3.17.6 Updates to grid topology to minimize risk of ignition in HFTDs Butte County Rebuild | WLDFR | HFTD - Distribution - Tier 3 - 1QU CoRE ¦ 5QU LoRE | 2022 | 0.93458 | 0.00034742 | 0.17974 | 0 | 0.17974 |  |  |  |  | 0.000684 | 0.35387 | 0 | 0.35387 | 0.16798 |  | 0.33072 | 0.0010314 | 0.00096395 | Column23: 0.53361; Column24: 0.4987; Column25: 0; Column26: 0; Column27: 0.53361; Column28: 0.4987; Column29: 0; Column30: 0; Column31: 0; Column32: 0; Column33: 0 | WLDFR | HFTD - Distribution - Tier 3 - 4QU CoRE ¦ 3QU LoRE | Red Flag Warning - Large Fires | 2043 | 1.9688e-08 | 1.9688e-08 | 6.9209 | 0.84944 | 3.8632 | 2.2083 | 0 | 0 | 2.0295e-05 | 1.3626e-07 | 0 | 1.3626e-07 | 1.3626e-07 | 0 | 1.3626e-07 | 0 | 0.0014612 | 0.0032029 | 0 | 0.0032029 | [17 empty] | 7.3.3.17.5 (Remote Grid) Updates to grid topology to minimize risk of ignition in HFTDs Remote GridWLDFRContaminationAggregated | WLDFR | HFTD - Distribution - Tier 2 - 3QU CoRE ¦ 2QU LoRE | Non-Red Flag Warning - Catastrophic Fires | Contamination | Aggregated | 2043 | 1.9422e-08 | 791.1377 | 1.5366e-05 | 2043 | Mitigation | 0.95 | 45 | 0 | esc | 0.00097009 | 1.8841e-11 | 0.00097009 | 1.8841e-11
[35 empty] | 7.3.3.17.6 Updates to grid topology to minimize risk of ignition in HFTDs Butte County Rebuild | WLDFR | HFTD - Distribution - Tier 3 - 1QU CoRE ¦ 5QU LoRE | 2023 | 0.87344 | 0.00034742 | 0.18633 | 0 | 0.18633 |  |  |  |  | 0.000684 | 0.36684 | 0 | 0.36684 | 0.16274 |  | 0.32041 | 0.0010314 | 0.00090088 | Column23: 0.55316; Column24: 0.48315; Column25: 0; Column26: 0; Column27: 0.55316; Column28: 0.48315; Column29: 0.0008627; Column30: 0.46268; Column31: 0; Column32: 0.46268; Column33: 0.40412 | WLDFR | HFTD - Distribution - Tier 3 - 4QU CoRE ¦ 3QU LoRE | Red Flag Warning - Large Fires | 2044 | 1.9688e-08 | 1.9688e-08 | 6.9209 | 0.84944 | 3.8632 | 2.2083 | 0 | 0 | 2.0295e-05 | 1.3626e-07 | 0 | 1.3626e-07 | 1.3626e-07 | 0 | 1.3626e-07 | 0 | 0.0014612 | 0.0032029 | 0 | 0.0032029 | [17 empty] | 7.3.3.17.5 (Remote Grid) Updates to grid topology to minimize risk of ignition in HFTDs Remote GridWLDFRContaminationAggregated | WLDFR | HFTD - Distribution - Tier 2 - 3QU CoRE ¦ 2QU LoRE | Non-Red Flag Warning - Catastrophic Fires | Contamination | Aggregated | 2044 | 1.9422e-08 | 791.1377 | 1.5366e-05 | 2044 | Mitigation | 0.95 | 45 | 0 | esc | 0.00097009 | 1.8841e-11 | 0.00097009 | 1.8841e-11
[35 empty] | 7.3.3.17.6 Updates to grid topology to minimize risk of ignition in HFTDs Butte County Rebuild | WLDFR | HFTD - Distribution - Tier 3 - 1QU CoRE ¦ 5QU LoRE | 2024 | 0.8163 | 0.00034742 | 0.18633 | 0 | 0.18633 |  |  |  |  | 0.000684 | 0.36684 | 0 | 0.36684 | 0.1521 |  | 0.29945 | 0.0010314 | 0.00084195 | Column23: 0.55316; Column24: 0.45155; Column25: 0; Column26: 0; Column27: 0.55316; Column28: 0.45155; Column29: 0.0008627; Column30: 0.46268; Column31: 0; Column32: 0.46268; Column33: 0.37768 | WLDFR | HFTD - Distribution - Tier 3 - 4QU CoRE ¦ 3QU LoRE | Red Flag Warning - Large Fires | 2045 | 1.9688e-08 | 1.9688e-08 | 6.9209 | 0.84944 | 3.8632 | 2.2083 | 0 | 0 | 2.0295e-05 | 1.3626e-07 | 0 | 1.3626e-07 | 1.3626e-07 | 0 | 1.3626e-07 | 0 | 0.001525 | 0.0033428 | 0 | 0.0033428 | [17 empty] | 7.3.3.17.5 (Remote Grid) Updates to grid topology to minimize risk of ignition in HFTDs Remote GridWLDFRContaminationAggregated | WLDFR | HFTD - Distribution - Tier 2 - 3QU CoRE ¦ 2QU LoRE | Non-Red Flag Warning - Catastrophic Fires | Contamination | Aggregated | 2045 | 1.9422e-08 | 791.1377 | 1.5366e-05 | 2045 | Mitigation | 0.95 | 45 | 0 | esc | 0.00097009 | 1.8841e-11 | 0.00097009 | 1.8841e-11
[35 empty] | 7.3.3.17.6 Updates to grid topology to minimize risk of ignition in HFTDs Butte County Rebuild | WLDFR | HFTD - Distribution - Tier 3 - 1QU CoRE ¦ 5QU LoRE | 2025 | 0.7629 | 0.00034742 | 0.18633 | 0 | 0.18633 |  |  |  |  | 0.000684 | 0.36684 | 0 | 0.36684 | 0.14215 |  | 0.27986 | 0.0010314 | 0.00078687 | Column23: 0.55316; Column24: 0.42201; Column25: 0; Column26: 0; Column27: 0.55316; Column28: 0.42201; Column29: 0.0008627; Column30: 0.46268; Column31: 0; Column32: 0.46268; Column33: 0.35297 | WLDFR | HFTD - Distribution - Tier 3 - 4QU CoRE ¦ 3QU LoRE | Red Flag Warning - Large Fires | 2046 | 1.9688e-08 | 1.9688e-08 | 6.9209 | 0.84944 | 3.8632 | 2.2083 | 0 | 0 | 2.0295e-05 | 1.3626e-07 | 0 | 1.3626e-07 | 1.3626e-07 | 0 | 1.3626e-07 | 0 | 0.001525 | 0.0033428 | 0 | 0.0033428 | [17 empty] | 7.3.3.17.5 (Remote Grid) Updates to grid topology to minimize risk of ignition in HFTDs Remote GridWLDFRContaminationAggregated | WLDFR | HFTD - Distribution - Tier 2 - 3QU CoRE ¦ 2QU LoRE | Non-Red Flag Warning - Catastrophic Fires | Contamination | Aggregated | 2046 | 1.9422e-08 | 791.1377 | 1.5366e-05 | 2046 | Mitigation | 0.95 | 45 | 0 | esc | 0.00097009 | 1.8841e-11 | 0.00097009 | 1.8841e-11
[35 empty] | 7.3.3.17.6 Updates to grid topology to minimize risk of ignition in HFTDs Butte County Rebuild | WLDFR | HFTD - Distribution - Tier 3 - 1QU CoRE ¦ 5QU LoRE | 2026 | 0.71299 | 0.00034742 | 0.18633 | 0 | 0.18633 |  |  |  |  | 0.000684 | 0.36684 | 0 | 0.36684 | 0.13285 |  | 0.26155 | 0.0010314 | 0.00073539 | Column23: 0.55316; Column24: 0.3944; Column25: 0; Column26: 0; Column27: 0.55316; Column28: 0.3944; Column29: 0.0008627; Column30: 0.46268; Column31: 0; Column32: 0.46268; Column33: 0.32988 | WLDFR | HFTD - Distribution - Tier 3 - 4QU CoRE ¦ 3QU LoRE | Red Flag Warning - Large Fires | 2047 | 1.9688e-08 | 1.9688e-08 | 6.9209 | 0.84944 | 3.8632 | 2.2083 | 0 | 0 | 2.0295e-05 | 1.3626e-07 | 0 | 1.3626e-07 | 1.3626e-07 | 0 | 1.3626e-07 | 0 | 0.001525 | 0.0033428 | 0 | 0.0033428 | [17 empty] | 7.3.3.17.5 (Remote Grid) Updates to grid topology to minimize risk of ignition in HFTDs Remote GridWLDFRContaminationAggregated | WLDFR | HFTD - Distribution - Tier 2 - 3QU CoRE ¦ 2QU LoRE | Non-Red Flag Warning - Catastrophic Fires | Contamination | Aggregated | 2047 | 1.9422e-08 | 791.1377 | 1.5366e-05 | 2047 | Mitigation | 0.95 | 45 | 0 | esc | 0.00097009 | 1.8841e-11 | 0.00097009 | 1.8841e-11
[35 empty] | 7.3.3.17.6 Updates to grid topology to minimize risk of ignition in HFTDs Butte County Rebuild | WLDFR | HFTD - Distribution - Tier 3 - 1QU CoRE ¦ 5QU LoRE | 2027 | 0.66634 | 0.00034742 | 0.18633 | 0 | 0.18633 |  |  |  |  | 0.000684 | 0.36684 | 0 | 0.36684 | 0.12416 |  | 0.24444 | 0.0010314 | 0.00068728 | Column23: 0.55316; Column24: 0.3686; Column25: 0; Column26: 0; Column27: 0.55316; Column28: 0.3686; Column29: 0.0008627; Column30: 0.46268; Column31: 0; Column32: 0.46268; Column33: 0.3083 | WLDFR | HFTD - Distribution - Tier 3 - 4QU CoRE ¦ 3QU LoRE | Red Flag Warning - Large Fires | 2048 | 1.9688e-08 | 1.9688e-08 | 7.3713 | 0.88759 | 4.1075 | 2.3763 | 0 | 0 | 2.0295e-05 | 1.4513e-07 | 0 | 1.4513e-07 | 1.4513e-07 | 0 | 1.4513e-07 | 0 | 0 | 0.0033428 | 0 | 0.0033428 | [17 empty] | 7.3.3.17.5 (Remote Grid) Updates to grid topology to minimize risk of ignition in HFTDs Remote GridWLDFRContaminationAggregated | WLDFR | HFTD - Distribution - Tier 2 - 3QU CoRE ¦ 2QU LoRE | Non-Red Flag Warning - Catastrophic Fires | Contamination | Aggregated | 2048 | 1.9422e-08 | 791.1377 | 1.5366e-05 | 2048 | Mitigation | 0.95 | 45 | 0 | esc | 0.00097009 | 1.8841e-11 | 0.00097009 | 1.8841e-11
[35 empty] | 7.3.3.17.6 Updates to grid topology to minimize risk of ignition in HFTDs Butte County Rebuild | WLDFR | HFTD - Distribution - Tier 3 - 1QU CoRE ¦ 5QU LoRE | 2028 | 0.62275 | 0.00034742 | 0.19462 | 0 | 0.19462 |  |  |  |  | 0.000684 | 0.38318 | 0 | 0.38318 | 0.1212 |  | 0.23862 | 0.0010314 | 0.00064232 | Column23: 0.5778; Column24: 0.35983; Column25: 0; Column26: 0; Column27: 0.5778; Column28: 0.35983; Column29: 0.0008627; Column30: 0.48329; Column31: 0; Column32: 0.48329; Column33: 0.30097 | WLDFR | HFTD - Distribution - Tier 3 - 4QU CoRE ¦ 3QU LoRE | Red Flag Warning - Large Fires | 2049 | 1.9688e-08 | 1.9688e-08 | 7.3713 | 0.88759 | 4.1075 | 2.3763 | 0 | 0 | 2.0295e-05 | 1.4513e-07 | 0 | 1.4513e-07 | 1.4513e-07 | 0 | 1.4513e-07 | 0 | 0 | 0 | 0 | 0 | [17 empty] | 7.3.3.17.5 (Remote Grid) Updates to grid topology to minimize risk of ignition in HFTDs Remote GridWLDFRContaminationAggregated | WLDFR | HFTD - Distribution - Tier 2 - 3QU CoRE ¦ 2QU LoRE | Non-Red Flag Warning - Catastrophic Fires | Contamination | Aggregated | 2049 | 1.9422e-08 | 791.1377 | 1.5366e-05 | 2049 | Mitigation | 0.95 | 45 | 0 | esc | 0.00097009 | 1.8841e-11 | 0.00097009 | 1.8841e-11
[35 empty] | 7.3.3.17.6 Updates to grid topology to minimize risk of ignition in HFTDs Butte County Rebuild | WLDFR | HFTD - Distribution - Tier 3 - 1QU CoRE ¦ 5QU LoRE | 2029 | 0.58201 | 0.00034742 | 0.19462 | 0 | 0.19462 |  |  |  |  | 0.000684 | 0.38318 | 0 | 0.38318 | 0.11327 |  | 0.22301 | 0.0010314 | 0.0006003 | Column23: 0.5778; Column24: 0.33629; Column25: 0; Column26: 0; Column27: 0.5778; Column28: 0.33629; Column29: 0.0008627; Column30: 0.48329; Column31: 0; Column32: 0.48329; Column33: 0.28128 | WLDFR | HFTD - Distribution - Tier 3 - 4QU CoRE ¦ 3QU LoRE | Red Flag Warning - Large Fires | 2050 | 1.9688e-08 | 1.9688e-08 | 7.3713 | 0.88759 | 4.1075 | 2.3763 | 0 | 0 | 2.0295e-05 | 1.4513e-07 | 0 | 1.4513e-07 | 1.4513e-07 | 0 | 1.4513e-07 | 0 | 8.974e-05 | 0 | 0 | 0 | [17 empty] | 7.3.3.17.5 (Remote Grid) Updates to grid topology to minimize risk of ignition in HFTDs Remote GridWLDFRContaminationAggregated | WLDFR | HFTD - Distribution - Tier 2 - 3QU CoRE ¦ 2QU LoRE | Non-Red Flag Warning - Catastrophic Fires | Contamination | Aggregated | 2050 | 1.9422e-08 | 791.1377 | 1.5366e-05 | 2050 | Mitigation | 0.95 | 45 | 0 | esc | 0.00097009 | 1.8841e-11 | 0.00097009 | 1.8841e-11
[35 empty] | 7.3.3.17.6 Updates to grid topology to minimize risk of ignition in HFTDs Butte County Rebuild | WLDFR | HFTD - Distribution - Tier 3 - 1QU CoRE ¦ 5QU LoRE | 2030 | 0.54393 | 0.00034742 | 0.19462 | 0 | 0.19462 |  |  |  |  | 0.000684 | 0.38318 | 0 | 0.38318 | 0.10586 |  | 0.20842 | 0.0010314 | 0.00056103 | Column23: 0.5778; Column24: 0.31429; Column25: 0; Column26: 0; Column27: 0.5778; Column28: 0.31429; Column29: 0.0008627; Column30: 0.48329; Column31: 0; Column32: 0.48329; Column33: 0.26288 | WLDFR | HFTD - Distribution - Tier 3 - 4QU CoRE ¦ 3QU LoRE | Red Flag Warning - Large Fires | 2051 | 1.9688e-08 | 1.9688e-08 | 7.3713 | 0.88759 | 4.1075 | 2.3763 | 0 | 0 | 2.0295e-05 | 1.4513e-07 | 0 | 1.4513e-07 | 1.4513e-07 | 0 | 1.4513e-07 | 0 | 9.3019e-05 | 0.0002039 | 0 | 0.0002039 | [17 empty] | 7.3.3.17.5 (Remote Grid) Updates to grid topology to minimize risk of ignition in HFTDs Remote GridWLDFRContaminationAggregated | WLDFR | HFTD - Distribution - Tier 2 - 3QU CoRE ¦ 2QU LoRE | Non-Red Flag Warning - Catastrophic Fires | Contamination | Aggregated | 2051 | 1.9422e-08 | 791.1377 | 1.5366e-05 | 2051 | Mitigation | 0.95 | 45 | 0 | esc | 0.00097009 | 1.8841e-11 | 0.00097009 | 1.8841e-11
[35 empty] | 7.3.3.17.6 Updates to grid topology to minimize risk of ignition in HFTDs Butte County Rebuild | WLDFR | HFTD - Distribution - Tier 3 - 1QU CoRE ¦ 5QU LoRE | 2031 | 0.50835 | 0.00034742 | 0.19462 | 0 | 0.19462 |  |  |  |  | 0.000684 | 0.38318 | 0 | 0.38318 | 0.098937 |  | 0.19479 | 0.0010314 | 0.00052432 | Column23: 0.5778; Column24: 0.29372; Column25: 0; Column26: 0; Column27: 0.5778; Column28: 0.29372; Column29: 0.0008627; Column30: 0.48329; Column31: 0; Column32: 0.48329; Column33: 0.24568 | WLDFR | HFTD - Distribution - Tier 3 - 4QU CoRE ¦ 3QU LoRE | Red Flag Warning - Large Fires | 2052 | 1.9688e-08 | 1.9688e-08 | 7.3713 | 0.88759 | 4.1075 | 2.3763 | 0 | 0 | 2.0295e-05 | 1.4513e-07 | 0 | 1.4513e-07 | 1.4513e-07 | 0 | 1.4513e-07 | 0 | 9.3019e-05 | 0.0002039 | 0 | 0.0002039 | [17 empty] | 7.3.3.17.5 (Remote Grid) Updates to grid topology to minimize risk of ignition in HFTDs Remote GridWLDFRContaminationAggregated | WLDFR | HFTD - Distribution - Tier 2 - 3QU CoRE ¦ 2QU LoRE | Non-Red Flag Warning - Catastrophic Fires | Contamination | Aggregated | 2052 | 1.9422e-08 | 791.1377 | 1.5366e-05 | 2052 | Mitigation | 0.95 | 45 | 0 | esc | 0.00097009 | 1.8841e-11 | 0.00097009 | 1.8841e-11
[35 empty] | 7.3.3.17.6 Updates to grid topology to minimize risk of ignition in HFTDs Butte County Rebuild | WLDFR | HFTD - Distribution - Tier 3 - 1QU CoRE ¦ 5QU LoRE | 2032 | 0.47509 | 0.00034742 | 0.19462 | 0 | 0.19462 |  |  |  |  | 0.000684 | 0.38318 | 0 | 0.38318 | 0.092465 |  | 0.18204 | 0.0010314 | 0.00049002 | Column23: 0.5778; Column24: 0.27451; Column25: 0; Column26: 0; Column27: 0.5778; Column28: 0.27451; Column29: 0.0008627; Column30: 0.48329; Column31: 0; Column32: 0.48329; Column33: 0.22961 | WLDFR | HFTD - Distribution - Tier 3 - 4QU CoRE ¦ 3QU LoRE | Red Flag Warning - Large Fires | 2053 | 1.9688e-08 | 1.9688e-08 | 7.8503 | 0.92702 | 4.3664 | 2.5569 | 0 | 0 | 2.0295e-05 | 1.5456e-07 | 0 | 1.5456e-07 | 1.5456e-07 | 0 | 1.5456e-07 | 0 | 9.3019e-05 | 0.0002039 | 0 | 0.0002039 | [17 empty] | 7.3.3.17.5 (Remote Grid) Updates to grid topology to minimize risk of ignition in HFTDs Remote GridWLDFRContaminationAggregated | WLDFR | HFTD - Distribution - Tier 2 - 3QU CoRE ¦ 2QU LoRE | Non-Red Flag Warning - Catastrophic Fires | Contamination | Aggregated | 2053 | 1.9422e-08 | 791.1377 | 1.5366e-05 | 2053 | Mitigation | 0.95 | 45 | 0 | esc | 0.00097009 | 1.8841e-11 | 0.00097009 | 1.8841e-11
[35 empty] | 7.3.3.17.6 Updates to grid topology to minimize risk of ignition in HFTDs Butte County Rebuild | WLDFR | HFTD - Distribution - Tier 3 - 1QU CoRE ¦ 5QU LoRE | 2033 | 0.44401 | 0.00034742 | 0.20385 | 0 | 0.20385 |  |  |  |  | 0.000684 | 0.40133 | 0 | 0.40133 | 0.090511 |  | 0.1782 | 0.0010314 | 0.00045796 | Column23: 0.60518; Column24: 0.26871; Column25: 0; Column26: 0; Column27: 0.60518; Column28: 0.26871; Column29: 0.0008627; Column30: 0.50619; Column31: 0; Column32: 0.50619; Column33: 0.22475 | WLDFR | HFTD - Distribution - Tier 3 - 4QU CoRE ¦ 3QU LoRE | Red Flag Warning - Large Fires | 2054 | 1.9688e-08 | 1.9688e-08 | 7.8503 | 0.92702 | 4.3664 | 2.5569 | 0 | 0 | 2.0295e-05 | 1.5456e-07 | 0 | 1.5456e-07 | 1.5456e-07 | 0 | 1.5456e-07 | 0 | 9.3019e-05 | 0.0002039 | 0 | 0.0002039 | [17 empty] | 7.3.3.17.5 (Remote Grid) Updates to grid topology to minimize risk of ignition in HFTDs Remote GridWLDFRContaminationAggregated | WLDFR | HFTD - Distribution - Tier 2 - 3QU CoRE ¦ 2QU LoRE | Non-Red Flag Warning - Catastrophic Fires | Contamination | Aggregated | 2054 | 1.9422e-08 | 791.1377 | 1.5366e-05 | 2054 | Mitigation | 0.95 | 45 | 0 | esc | 0.00097009 | 1.8841e-11 | 0.00097009 | 1.8841e-11
[35 empty] | 7.3.3.17.6 Updates to grid topology to minimize risk of ignition in HFTDs Butte County Rebuild | WLDFR | HFTD - Distribution - Tier 3 - 1QU CoRE ¦ 5QU LoRE | 2034 | 0.41496 | 0.00034742 | 0.20385 | 0 | 0.20385 |  |  |  |  | 0.000684 | 0.40133 | 0 | 0.40133 | 0.084589 |  | 0.16654 | 0.0010314 | 0.000428 | Column23: 0.60518; Column24: 0.25113; Column25: 0; Column26: 0; Column27: 0.60518; Column28: 0.25113; Column29: 0.0008627; Column30: 0.50619; Column31: 0; Column32: 0.50619; Column33: 0.21005 | WLDFR | HFTD - Distribution - Tier 3 - 4QU CoRE ¦ 3QU LoRE | Red Flag Warning - Large Fires | 2055 | 1.9688e-08 | 1.9688e-08 | 7.8503 | 0.92702 | 4.3664 | 2.5569 | 0 | 0 | 2.0295e-05 | 1.5456e-07 | 0 | 1.5456e-07 | 1.5456e-07 | 0 | 1.5456e-07 | 0 | 9.3019e-05 | 0.0002039 | 0 | 0.0002039 | [17 empty] | 7.3.3.17.5 (Remote Grid) Updates to grid topology to minimize risk of ignition in HFTDs Remote GridWLDFRContaminationAggregated | WLDFR | HFTD - Distribution - Tier 2 - 3QU CoRE ¦ 2QU LoRE | Non-Red Flag Warning - Catastrophic Fires | Contamination | Aggregated | 2055 | 1.9422e-08 | 791.1377 | 1.5366e-05 | 2055 | Mitigation | 0.95 | 45 | 0 | esc | 0.00097009 | 1.8841e-11 | 0.00097009 | 1.8841e-11
[35 empty] | 7.3.3.17.6 Updates to grid topology to minimize risk of ignition in HFTDs Butte County Rebuild | WLDFR | HFTD - Distribution - Tier 3 - 1QU CoRE ¦ 5QU LoRE | 2035 | 0.38782 | 0.00034742 | 0.20385 | 0 | 0.20385 |  |  |  |  | 0.000684 | 0.40133 | 0 | 0.40133 | 0.079056 |  | 0.15564 | 0.0010314 | 0.0004 | Column23: 0.60518; Column24: 0.2347; Column25: 0; Column26: 0; Column27: 0.60518; Column28: 0.2347; Column29: 0.0008627; Column30: 0.50619; Column31: 0; Column32: 0.50619; Column33: 0.19631 | WLDFR | HFTD - Distribution - Tier 3 - 4QU CoRE ¦ 3QU LoRE | Red Flag Warning - Large Fires | 2056 | 1.9688e-08 | 1.9688e-08 | 7.8503 | 0.92702 | 4.3664 | 2.5569 | 0 | 0 | 2.0295e-05 | 1.5456e-07 | 0 | 1.5456e-07 | 1.5456e-07 | 0 | 1.5456e-07 | 0 | 9.7147e-05 | 0.00021295 | 0 | 0.00021295 | [17 empty] | 7.3.3.17.5 (Remote Grid) Updates to grid topology to minimize risk of ignition in HFTDs Remote GridWLDFRContaminationAggregated | WLDFR | HFTD - Distribution - Tier 2 - 3QU CoRE ¦ 2QU LoRE | Non-Red Flag Warning - Catastrophic Fires | Contamination | Aggregated | 2056 | 1.9422e-08 | 791.1377 | 1.5366e-05 | 2056 | Mitigation | 0.95 | 45 | 0 | esc | 0.00097009 | 1.8841e-11 | 0.00097009 | 1.8841e-11
[35 empty] | 7.3.3.17.6 Updates to grid topology to minimize risk of ignition in HFTDs Butte County Rebuild | WLDFR | HFTD - Distribution - Tier 3 - 1QU CoRE ¦ 5QU LoRE | 2036 | 0.36245 | 0.00034742 | 0.20385 | 0 | 0.20385 |  |  |  |  | 0.000684 | 0.40133 | 0 | 0.40133 | 0.073884 |  | 0.14546 | 0.0010314 | 0.00037384 | Column23: 0.60518; Column24: 0.21935; Column25: 0; Column26: 0; Column27: 0.60518; Column28: 0.21935; Column29: 0.0008627; Column30: 0.50619; Column31: 0; Column32: 0.50619; Column33: 0.18347 | WLDFR | HFTD - Distribution - Tier 3 - 4QU CoRE ¦ 3QU LoRE | Red Flag Warning - Large Fires | 2057 | 1.9688e-08 | 1.9688e-08 | 7.8503 | 0.92702 | 4.3664 | 2.5569 | 0 | 0 | 2.0295e-05 | 1.5456e-07 | 0 | 1.5456e-07 | 1.5456e-07 | 0 | 1.5456e-07 | 0 | 9.7147e-05 | 0.00021295 | 0 | 0.00021295 | [17 empty] | 7.3.3.17.5 (Remote Grid) Updates to grid topology to minimize risk of ignition in HFTDs Remote GridWLDFRContaminationAggregated | WLDFR | HFTD - Distribution - Tier 2 - 3QU CoRE ¦ 2QU LoRE | Non-Red Flag Warning - Catastrophic Fires | Contamination | Aggregated | 2057 | 1.9422e-08 | 791.1377 | 1.5366e-05 | 2057 | Mitigation | 0.95 | 45 | 0 | esc | 0.00097009 | 1.8841e-11 | 0.00097009 | 1.8841e-11
[35 empty] | 7.3.3.17.6 Updates to grid topology to minimize risk of ignition in HFTDs Butte County Rebuild | WLDFR | HFTD - Distribution - Tier 3 - 1QU CoRE ¦ 5QU LoRE | 2037 | 0.33873 | 0.00034742 | 0.20385 | 0 | 0.20385 |  |  |  |  | 0.000684 | 0.40133 | 0 | 0.40133 | 0.06905 |  | 0.13595 | 0.0010314 | 0.00034938 | Column23: 0.60518; Column24: 0.205; Column25: 0; Column26: 0; Column27: 0.60518; Column28: 0.205; Column29: 0.0008627; Column30: 0.50619; Column31: 0; Column32: 0.50619; Column33: 0.17146 | WLDFR | HFTD - Distribution - Tier 3 - 4QU CoRE ¦ 3QU LoRE | Red Flag Warning - Large Fires | 2058 | 1.9688e-08 | 1.9688e-08 | 8.3524 | 0.96727 | 4.6367 | 2.7484 | 0 | 0 | 2.0295e-05 | 1.6444e-07 | 0 | 1.6444e-07 | 1.6444e-07 | 0 | 1.6444e-07 | 0 | 9.7147e-05 | 0.00021295 | 0 | 0.00021295 | [17 empty] | 7.3.3.17.5 (Remote Grid) Updates to grid topology to minimize risk of ignition in HFTDs Remote GridWLDFRContaminationAggregated | WLDFR | HFTD - Distribution - Tier 2 - 3QU CoRE ¦ 2QU LoRE | Non-Red Flag Warning - Catastrophic Fires | Contamination | Aggregated | 2058 | 1.9422e-08 | 791.1377 | 1.5366e-05 | 2058 | Mitigation | 0.95 | 45 | 0 | esc | 0.00097009 | 1.8841e-11 | 0.00097009 | 1.8841e-11
[35 empty] | 7.3.3.17.6 Updates to grid topology to minimize risk of ignition in HFTDs Butte County Rebuild | WLDFR | HFTD - Distribution - Tier 3 - 1QU CoRE ¦ 5QU LoRE | 2038 | 0.31657 | 0.00034742 | 0.21386 | 0 | 0.21386 |  |  |  |  | 0.000684 | 0.42104 | 0 | 0.42104 | 0.067702 |  | 0.13329 | 0.0010314 | 0.00032652 | Column23: 0.6349; Column24: 0.20099; Column25: 0; Column26: 0; Column27: 0.6349; Column28: 0.20099; Column29: 0.0008627; Column30: 0.53105; Column31: 0; Column32: 0.53105; Column33: 0.16812 | WLDFR | HFTD - Distribution - Tier 3 - 4QU CoRE ¦ 3QU LoRE | Red Flag Warning - Large Fires | 2059 | 1.9688e-08 | 1.9688e-08 | 8.3524 | 0.96727 | 4.6367 | 2.7484 | 0 | 0 | 2.0295e-05 | 1.6444e-07 | 0 | 1.6444e-07 | 1.6444e-07 | 0 | 1.6444e-07 | 0 | 9.7147e-05 | 0.00021295 | 0 | 0.00021295 | [17 empty] | 7.3.3.17.5 (Remote Grid) Updates to grid topology to minimize risk of ignition in HFTDs Remote GridWLDFRContaminationAggregated | WLDFR | HFTD - Distribution - Tier 2 - 3QU CoRE ¦ 2QU LoRE | Non-Red Flag Warning - Catastrophic Fires | Contamination | Aggregated | 2059 | 1.9422e-08 | 791.1377 | 1.5366e-05 | 2059 | Mitigation | 0.95 | 45 | 0 | esc | 0.00097009 | 1.8841e-11 | 0.00097009 | 1.8841e-11
[35 empty] | 7.3.3.17.6 Updates to grid topology to minimize risk of ignition in HFTDs Butte County Rebuild | WLDFR | HFTD - Distribution - Tier 3 - 1QU CoRE ¦ 5QU LoRE | 2039 | 0.29586 | 0.00034742 | 0.21386 | 0 | 0.21386 |  |  |  |  | 0.000684 | 0.42104 | 0 | 0.42104 | 0.063273 |  | 0.12457 | 0.0010314 | 0.00030516 | Column23: 0.6349; Column24: 0.18784; Column25: 0; Column26: 0; Column27: 0.6349; Column28: 0.18784; Column29: 0.0008627; Column30: 0.53105; Column31: 0; Column32: 0.53105; Column33: 0.15712 | WLDFR | HFTD - Distribution - Tier 3 - 4QU CoRE ¦ 3QU LoRE | Red Flag Warning - Large Fires | 2060 | 1.9688e-08 | 1.9688e-08 | 8.3524 | 0.96727 | 4.6367 | 2.7484 | 0 | 0 | 2.0295e-05 | 1.6444e-07 | 0 | 1.6444e-07 | 1.6444e-07 | 0 | 1.6444e-07 | 0 | 9.7147e-05 | 0.00021295 | 0 | 0.00021295 | [17 empty] | 7.3.3.17.5 (Remote Grid) Updates to grid topology to minimize risk of ignition in HFTDs Remote GridWLDFRContaminationAggregated | WLDFR | HFTD - Distribution - Tier 2 - 3QU CoRE ¦ 2QU LoRE | Non-Red Flag Warning - Catastrophic Fires | Contamination | Aggregated | 2060 | 1.9422e-08 | 791.1377 | 1.5366e-05 | 2060 | Mitigation | 0.95 | 45 | 0 | esc | 0.00097009 | 1.8841e-11 | 0.00097009 | 1.8841e-11
[35 empty] | 7.3.3.17.6 Updates to grid topology to minimize risk of ignition in HFTDs Butte County Rebuild | WLDFR | HFTD - Distribution - Tier 3 - 1QU CoRE ¦ 5QU LoRE | 2040 | 0.27651 | 0.00034742 | 0.21386 | 0 | 0.21386 |  |  |  |  | 0.000684 | 0.42104 | 0 | 0.42104 | 0.059134 |  | 0.11642 | 0.0010314 | 0.0002852 | Column23: 0.6349; Column24: 0.17556; Column25: 0; Column26: 0; Column27: 0.6349; Column28: 0.17556; Column29: 0.0008627; Column30: 0.53105; Column31: 0; Column32: 0.53105; Column33: 0.14684 | WLDFR | HFTD - Distribution - Tier 3 - 4QU CoRE ¦ 3QU LoRE | Red Flag Warning - Large Fires | 2061 | 1.9688e-08 | 1.9688e-08 | 8.3524 | 0.96727 | 4.6367 | 2.7484 | 0 | 0 | 2.0295e-05 | 1.6444e-07 | 0 | 1.6444e-07 | 1.6444e-07 | 0 | 1.6444e-07 | 0 | 0.00010173 | 0.000223 | 0 | 0.000223 | [17 empty] | 7.3.3.17.5 (Remote Grid) Updates to grid topology to minimize risk of ignition in HFTDs Remote GridWLDFRContaminationAggregated | WLDFR | HFTD - Distribution - Tier 2 - 3QU CoRE ¦ 2QU LoRE | Non-Red Flag Warning - Catastrophic Fires | Contamination | Aggregated | 2061 | 1.9422e-08 | 791.1377 | 1.5366e-05 | 2061 | Mitigation | 0.95 | 45 | 0 | esc | 0.00097009 | 1.8841e-11 | 0.00097009 | 1.8841e-11
[35 empty] | 7.3.3.17.6 Updates to grid topology to minimize risk of ignition in HFTDs Butte County Rebuild | WLDFR | HFTD - Distribution - Tier 3 - 1QU CoRE ¦ 5QU LoRE | 2041 | 0.25842 | 0.00034742 | 0.21386 | 0 | 0.21386 |  |  |  |  | 0.000684 | 0.42104 | 0 | 0.42104 | 0.055265 |  | 0.10881 | 0.0010314 | 0.00026654 | Column23: 0.6349; Column24: 0.16407; Column25: 0; Column26: 0; Column27: 0.6349; Column28: 0.16407; Column29: 0.0008627; Column30: 0.53105; Column31: 0; Column32: 0.53105; Column33: 0.13723 | WLDFR | HFTD - Distribution - Tier 3 - 4QU CoRE ¦ 3QU LoRE | Red Flag Warning - Large Fires | 2062 | 1.9688e-08 | 1.9688e-08 | 8.3524 | 0.96727 | 4.6367 | 2.7484 | 0 | 0 | 2.0295e-05 | 1.6444e-07 | 0 | 1.6444e-07 | 1.6444e-07 | 0 | 1.6444e-07 | 0 | 0.00010173 | 0.000223 | 0 | 0.000223 | [17 empty] | 7.3.3.17.5 (Remote Grid) Updates to grid topology to minimize risk of ignition in HFTDs Remote GridWLDFRContaminationAggregated | WLDFR | HFTD - Distribution - Tier 2 - 3QU CoRE ¦ 2QU LoRE | Non-Red Flag Warning - Catastrophic Fires | Contamination | Aggregated | 2062 | 1.9422e-08 | 791.1377 | 1.5366e-05 | 2062 | Mitigation | 0.95 | 45 | 0 | esc | 0.00097009 | 1.8841e-11 | 0.00097009 | 1.8841e-11
[35 empty] | 7.3.3.17.6 Updates to grid topology to minimize risk of ignition in HFTDs Butte County Rebuild | WLDFR | HFTD - Distribution - Tier 3 - 1QU CoRE ¦ 5QU LoRE | 2042 | 0.24151 | 0.00034742 | 0.21386 | 0 | 0.21386 |  |  |  |  | 0.000684 | 0.42104 | 0 | 0.42104 | 0.05165 |  | 0.10169 | 0.0010314 | 0.0002491 | Column23: 0.6349; Column24: 0.15334; Column25: 0; Column26: 0; Column27: 0.6349; Column28: 0.15334; Column29: 0.0008627; Column30: 0.53105; Column31: 0; Column32: 0.53105; Column33: 0.12825 | WLDFR | HFTD - Distribution - Tier 3 - 4QU CoRE ¦ 3QU LoRE | Red Flag Warning - Large Fires | 2063 | 1.9688e-08 | 1.9688e-08 | 8.872 | 1.0079 | 4.9153 | 2.9488 | 0 | 0 | 2.0295e-05 | 1.7467e-07 | 0 | 1.7467e-07 | 1.7467e-07 | 0 | 1.7467e-07 | 0 | 0.00010173 | 0.000223 | 0 | 0.000223 | [17 empty] | 7.3.3.17.5 (Remote Grid) Updates to grid topology to minimize risk of ignition in HFTDs Remote GridWLDFRContaminationAggregated | WLDFR | HFTD - Distribution - Tier 2 - 3QU CoRE ¦ 2QU LoRE | Non-Red Flag Warning - Catastrophic Fires | Contamination | Aggregated | 2063 | 1.9422e-08 | 791.1377 | 1.5366e-05 | 2063 | Mitigation | 0.95 | 45 | 0 | esc | 0.00097009 | 1.8841e-11 | 0.00097009 | 1.8841e-11
[35 empty] | 7.3.3.17.6 Updates to grid topology to minimize risk of ignition in HFTDs Butte County Rebuild | WLDFR | HFTD - Distribution - Tier 3 - 1QU CoRE ¦ 5QU LoRE | 2043 | 0.22571 | 0.00034742 | 0.22452 | 0 | 0.22452 |  |  |  |  | 0.000684 | 0.44204 | 0 | 0.44204 | 0.050678 |  | 0.099774 | 0.0010314 | 0.00023281 | Column23: 0.66656; Column24: 0.15045; Column25: 0; Column26: 0; Column27: 0.66656; Column28: 0.15045; Column29: 0.0008627; Column30: 0.55752; Column31: 0; Column32: 0.55752; Column33: 0.12584 | WLDFR | HFTD - Distribution - Tier 3 - 4QU CoRE ¦ 3QU LoRE | Red Flag Warning - Large Fires | 2064 | 1.9688e-08 | 1.9688e-08 | 8.872 | 1.0079 | 4.9153 | 2.9488 | 0 | 0 | 2.0295e-05 | 1.7467e-07 | 0 | 1.7467e-07 | 1.7467e-07 | 0 | 1.7467e-07 | 0 | 0.00010173 | 0.000223 | 0 | 0.000223 | [17 empty] | 7.3.3.17.5 (Remote Grid) Updates to grid topology to minimize risk of ignition in HFTDs Remote GridWLDFRContaminationAggregated | WLDFR | HFTD - Distribution - Tier 2 - 3QU CoRE ¦ 2QU LoRE | Non-Red Flag Warning - Catastrophic Fires | Contamination | Aggregated | 2064 | 1.9422e-08 | 791.1377 | 1.5366e-05 | 2064 | Mitigation | 0.95 | 45 | 0 | esc | 0.00097009 | 1.8841e-11 | 0.00097009 | 1.8841e-11
[35 empty] | 7.3.3.17.6 Updates to grid topology to minimize risk of ignition in HFTDs Butte County Rebuild | WLDFR | HFTD - Distribution - Tier 3 - 1QU CoRE ¦ 5QU LoRE | 2044 | 0.21095 | 0.00034742 | 0.22452 | 0 | 0.22452 |  |  |  |  | 0.000684 | 0.44204 | 0 | 0.44204 | 0.047362 |  | 0.093246 | 0.0010314 | 0.00021758 | Column23: 0.66656; Column24: 0.14061; Column25: 0; Column26: 0; Column27: 0.66656; Column28: 0.14061; Column29: 0.0008627; Column30: 0.55752; Column31: 0; Column32: 0.55752; Column33: 0.11761 | WLDFR | HFTD - Distribution - Tier 3 - 4QU CoRE ¦ 3QU LoRE | Red Flag Warning - Large Fires | 2065 | 1.9688e-08 | 1.9688e-08 | 8.872 | 1.0079 | 4.9153 | 2.9488 | 0 | 0 | 2.0295e-05 | 1.7467e-07 | 0 | 1.7467e-07 | 1.7467e-07 | 0 | 1.7467e-07 | 0 | 0.00010173 | 0.000223 | 0 | 0.000223 | [17 empty] | 7.3.3.17.5 (Remote Grid) Updates to grid topology to minimize risk of ignition in HFTDs Remote GridWLDFRContaminationAggregated | WLDFR | HFTD - Distribution - Tier 2 - 3QU CoRE ¦ 2QU LoRE | Non-Red Flag Warning - Catastrophic Fires | Contamination | Aggregated | 2065 | 1.9422e-08 | 791.1377 | 1.5366e-05 | 2065 | Mitigation | 0.95 | 45 | 0 | esc | 0.00097009 | 1.8841e-11 | 0.00097009 | 1.8841e-11
[35 empty] | 7.3.3.17.6 Updates to grid topology to minimize risk of ignition in HFTDs Butte County Rebuild | WLDFR | HFTD - Distribution - Tier 3 - 1QU CoRE ¦ 5QU LoRE | 2045 | 0.19715 | 0.00034742 | 0.22452 | 0 | 0.22452 |  |  |  |  | 0.000684 | 0.44204 | 0 | 0.44204 | 0.044264 |  | 0.087146 | 0.0010314 | 0.00020334 | Column23: 0.66656; Column24: 0.13141; Column25: 0; Column26: 0; Column27: 0.66656; Column28: 0.13141; Column29: 0.0008627; Column30: 0.55752; Column31: 0; Column32: 0.55752; Column33: 0.10991 | WLDFR | HFTD - Distribution - Tier 3 - 4QU CoRE ¦ 3QU LoRE | Red Flag Warning - Large Fires | 2066 | 1.9688e-08 | 1.9688e-08 | 8.872 | 1.0079 | 4.9153 | 2.9488 | 0 | 0 | 2.0295e-05 | 1.7467e-07 | 0 | 1.7467e-07 | 1.7467e-07 | 0 | 1.7467e-07 | 0 | 0.0001067 | 0.0002339 | 0 | 0.0002339 | [17 empty] | 7.3.3.17.5 (Remote Grid) Updates to grid topology to minimize risk of ignition in HFTDs Remote GridWLDFRContaminationAggregated | WLDFR | HFTD - Distribution - Tier 2 - 3QU CoRE ¦ 2QU LoRE | Non-Red Flag Warning - Catastrophic Fires | Contamination | Aggregated | 2066 | 1.9422e-08 | 791.1377 | 1.5366e-05 | 2066 | Mitigation | 0.95 | 45 | 0 | esc | 0.00097009 | 1.8841e-11 | 0.00097009 | 1.8841e-11
[35 empty] | 7.3.3.17.6 Updates to grid topology to minimize risk of ignition in HFTDs Butte County Rebuild | WLDFR | HFTD - Distribution - Tier 3 - 1QU CoRE ¦ 5QU LoRE | 2046 | 0.18425 | 0.00034742 | 0.22452 | 0 | 0.22452 |  |  |  |  | 0.000684 | 0.44204 | 0 | 0.44204 | 0.041368 |  | 0.081445 | 0.0010314 | 0.00019004 | Column23: 0.66656; Column24: 0.12281; Column25: 0; Column26: 0; Column27: 0.66656; Column28: 0.12281; Column29: 0.0008627; Column30: 0.55752; Column31: 0; Column32: 0.55752; Column33: 0.10272 | WLDFR | HFTD - Distribution - Tier 3 - 4QU CoRE ¦ 3QU LoRE | Red Flag Warning - Large Fires | 2067 | 0 | 1.9688e-08 | 8.872 | 1.0079 | 4.9153 | 2.9488 | 0 | 0 | 2.0295e-05 | 0 | 0 | 0 | 1.7467e-07 | 0 | 1.7467e-07 | 0 | 0.0001067 | 0.0002339 | 0 | 0.0002339 | [17 empty] | 7.3.3.17.5 (Remote Grid) Updates to grid topology to minimize risk of ignition in HFTDs Remote GridWLDFRContaminationAggregated | WLDFR | HFTD - Distribution - Tier 2 - 3QU CoRE ¦ 2QU LoRE | Non-Red Flag Warning - Catastrophic Fires | Contamination | Aggregated | 2067 | 1.9422e-08 | 791.1377 | 1.5366e-05 | 2067 | Mitigation | 0.95 | 45 | 0 | esc | 0 | 0 | 0.00097009 | 1.8841e-11
[35 empty] | 7.3.3.17.6 Updates to grid topology to minimize risk of ignition in HFTDs Butte County Rebuild | WLDFR | HFTD - Distribution - Tier 3 - 1QU CoRE ¦ 5QU LoRE | 2047 | 0.1722 | 0.00034742 | 0.22452 | 0 | 0.22452 |  |  |  |  | 0.000684 | 0.44204 | 0 | 0.44204 | 0.038662 |  | 0.076117 | 0.0010314 | 0.00017761 | Column23: 0.66656; Column24: 0.11478; Column25: 0; Column26: 0; Column27: 0.66656; Column28: 0.11478; Column29: 0.0008627; Column30: 0.55752; Column31: 0; Column32: 0.55752; Column33: 0.096003 | WLDFR | HFTD - Distribution - Tier 3 - 4QU CoRE ¦ 3QU LoRE | Red Flag Warning - Small Fires | 2022 | 5.8723e-07 | 0 | 0.077901 | 0.036425 | 0.0015809 | 0.039895 | 0 | 0 | 0.00061219 | 4.5745e-08 | 0 | 4.5745e-08 | 0 | 0 | 0 | 0 | 0.0001067 | 0.0002339 | 0 | 0.0002339 | [17 empty] | 7.3.3.17.5 (Remote Grid) Updates to grid topology to minimize risk of ignition in HFTDs Remote GridWLDFREquipment / facility failureAggregated | WLDFR | HFTD - Distribution - Tier 2 - 3QU CoRE ¦ 2QU LoRE | Non-Red Flag Warning - Catastrophic Fires | Equipment / facility failure | Aggregated | 2022 | 3.7999e-08 | 791.1377 | 3.0062e-05 | 2022 | Mitigation | 0.95 | 45 | 0 | esc | 0.00097009 | 3.6862e-11 | 0 | 0
[35 empty] | 7.3.3.17.6 Updates to grid topology to minimize risk of ignition in HFTDs Butte County Rebuild | WLDFR | HFTD - Distribution - Tier 3 - 1QU CoRE ¦ 5QU LoRE | 2048 | 0.16093 | 0.00034742 | 0.2357 | 0 | 0.2357 |  |  |  |  | 0.000684 | 0.46404 | 0 | 0.46404 | 0.037931 |  | 0.074679 | 0.0010314 | 0.00016599 | Column23: 0.69974; Column24: 0.11261; Column25: 0; Column26: 0; Column27: 0.69974; Column28: 0.11261; Column29: 0.0008627; Column30: 0.58528; Column31: 0; Column32: 0.58528; Column33: 0.094189 | WLDFR | HFTD - Distribution - Tier 3 - 4QU CoRE ¦ 3QU LoRE | Red Flag Warning - Small Fires | 2023 | 5.8723e-07 | 5.8723e-07 | 0.080408 | 0.03759 | 0.0016314 | 0.041187 | 0 | 0 | 0.00061219 | 4.7218e-08 | 0 | 4.7218e-08 | 4.7218e-08 | 0 | 4.7218e-08 | 0 | 0.0001067 | 0.0002339 | 0 | 0.0002339 | [17 empty] | 7.3.3.17.5 (Remote Grid) Updates to grid topology to minimize risk of ignition in HFTDs Remote GridWLDFREquipment / facility failureAggregated | WLDFR | HFTD - Distribution - Tier 2 - 3QU CoRE ¦ 2QU LoRE | Non-Red Flag Warning - Catastrophic Fires | Equipment / facility failure | Aggregated | 2023 | 3.7999e-08 | 791.1377 | 3.0062e-05 | 2023 | Mitigation | 0.95 | 45 | 0 | esc | 0.00097009 | 3.6862e-11 | 0.00097009 | 3.6862e-11
[35 empty] | 7.3.3.17.6 Updates to grid topology to minimize risk of ignition in HFTDs Butte County Rebuild | WLDFR | HFTD - Distribution - Tier 3 - 1QU CoRE ¦ 5QU LoRE | 2049 | 0.1504 | 0.00034742 | 0.2357 | 0 | 0.2357 |  |  |  |  | 0.000684 | 0.46404 | 0 | 0.46404 | 0.03545 |  | 0.069793 | 0.0010314 | 0.00015513 | Column23: 0.69974; Column24: 0.10524; Column25: 0; Column26: 0; Column27: 0.69974; Column28: 0.10524; Column29: 0.0008627; Column30: 0.58528; Column31: 0; Column32: 0.58528; Column33: 0.088027 | WLDFR | HFTD - Distribution - Tier 3 - 4QU CoRE ¦ 3QU LoRE | Red Flag Warning - Small Fires | 2024 | 5.8723e-07 | 5.8723e-07 | 0.080408 | 0.03759 | 0.0016314 | 0.041187 | 0 | 0 | 0.00061219 | 4.7218e-08 | 0 | 4.7218e-08 | 4.7218e-08 | 0 | 4.7218e-08 | 0 | 0.0001067 | 0.0002339 | 0 | 0.0002339 | [17 empty] | 7.3.3.17.5 (Remote Grid) Updates to grid topology to minimize risk of ignition in HFTDs Remote GridWLDFREquipment / facility failureAggregated | WLDFR | HFTD - Distribution - Tier 2 - 3QU CoRE ¦ 2QU LoRE | Non-Red Flag Warning - Catastrophic Fires | Equipment / facility failure | Aggregated | 2024 | 3.7999e-08 | 791.1377 | 3.0062e-05 | 2024 | Mitigation | 0.95 | 45 | 0 | esc | 0.00097009 | 3.6862e-11 | 0.00097009 | 3.6862e-11
[35 empty] | 7.3.3.17.6 Updates to grid topology to minimize risk of ignition in HFTDs Butte County Rebuild | WLDFR | HFTD - Distribution - Tier 3 - 1QU CoRE ¦ 5QU LoRE | 2050 | 0.14056 | 0.00034742 | 0.2357 | 0 | 0.2357 |  |  |  |  | 0.000684 | 0.46404 | 0 | 0.46404 | 0.033131 |  | 0.065227 | 0.0010314 | 0.00014498 | Column23: 0.69974; Column24: 0.098358; Column25: 0; Column26: 0; Column27: 0.69974; Column28: 0.098358; Column29: 0.0008627; Column30: 0.58528; Column31: 0; Column32: 0.58528; Column33: 0.082269 | WLDFR | HFTD - Distribution - Tier 3 - 4QU CoRE ¦ 3QU LoRE | Red Flag Warning - Small Fires | 2025 | 5.8723e-07 | 5.8723e-07 | 0.080408 | 0.03759 | 0.0016314 | 0.041187 | 0 | 0 | 0.00061219 | 4.7218e-08 | 0 | 4.7218e-08 | 4.7218e-08 | 0 | 4.7218e-08 | 0 | 0.00011199 | 0.00024549 | 0 | 0.00024549 | [17 empty] | 7.3.3.17.5 (Remote Grid) Updates to grid topology to minimize risk of ignition in HFTDs Remote GridWLDFREquipment / facility failureAggregated | WLDFR | HFTD - Distribution - Tier 2 - 3QU CoRE ¦ 2QU LoRE | Non-Red Flag Warning - Catastrophic Fires | Equipment / facility failure | Aggregated | 2025 | 3.7999e-08 | 791.1377 | 3.0062e-05 | 2025 | Mitigation | 0.95 | 45 | 0 | esc | 0.00097009 | 3.6862e-11 | 0.00097009 | 3.6862e-11
[35 empty] | 7.3.3.17.6 Updates to grid topology to minimize risk of ignition in HFTDs Butte County Rebuild | WLDFR | HFTD - Distribution - Tier 3 - 1QU CoRE ¦ 5QU LoRE | 2051 | 0.13137 | 0.00034742 | 0.2357 | 0 | 0.2357 |  |  |  |  | 0.000684 | 0.46404 | 0 | 0.46404 | 0.030963 |  | 0.06096 | 0.0010314 | 0.0001355 | Column23: 0.69974; Column24: 0.091923; Column25: 0; Column26: 0; Column27: 0.69974; Column28: 0.091923; Column29: 0.0008627; Column30: 0.58528; Column31: 0; Column32: 0.58528; Column33: 0.076887 | WLDFR | HFTD - Distribution - Tier 3 - 4QU CoRE ¦ 3QU LoRE | Red Flag Warning - Small Fires | 2026 | 5.8723e-07 | 5.8723e-07 | 0.080408 | 0.03759 | 0.0016314 | 0.041187 | 0 | 0 | 0.00061219 | 4.7218e-08 | 0 | 4.7218e-08 | 4.7218e-08 | 0 | 4.7218e-08 | 0 | 0.00011199 | 0.00024549 | 0 | 0.00024549 | [17 empty] | 7.3.3.17.5 (Remote Grid) Updates to grid topology to minimize risk of ignition in HFTDs Remote GridWLDFREquipment / facility failureAggregated | WLDFR | HFTD - Distribution - Tier 2 - 3QU CoRE ¦ 2QU LoRE | Non-Red Flag Warning - Catastrophic Fires | Equipment / facility failure | Aggregated | 2026 | 3.7999e-08 | 791.1377 | 3.0062e-05 | 2026 | Mitigation | 0.95 | 45 | 0 | esc | 0.00097009 | 3.6862e-11 | 0.00097009 | 3.6862e-11
[35 empty] | 7.3.3.17.6 Updates to grid topology to minimize risk of ignition in HFTDs Butte County Rebuild | WLDFR | HFTD - Distribution - Tier 3 - 1QU CoRE ¦ 5QU LoRE | 2052 | 0.12277 | 0.00034742 | 0.2357 | 0 | 0.2357 |  |  |  |  | 0.000684 | 0.46404 | 0 | 0.46404 | 0.028938 |  | 0.056972 | 0.0010314 | 0.00012663 | Column23: 0.69974; Column24: 0.08591; Column25: 0; Column26: 0; Column27: 0.69974; Column28: 0.08591; Column29: 0.0008627; Column30: 0.58528; Column31: 0; Column32: 0.58528; Column33: 0.071857 | WLDFR | HFTD - Distribution - Tier 3 - 4QU CoRE ¦ 3QU LoRE | Red Flag Warning - Small Fires | 2027 | 5.8723e-07 | 5.8723e-07 | 0.080408 | 0.03759 | 0.0016314 | 0.041187 | 0 | 0 | 0.00061219 | 4.7218e-08 | 0 | 4.7218e-08 | 4.7218e-08 | 0 | 4.7218e-08 | 0 | 0.00011199 | 0.00024549 | 0 | 0.00024549 | [17 empty] | 7.3.3.17.5 (Remote Grid) Updates to grid topology to minimize risk of ignition in HFTDs Remote GridWLDFREquipment / facility failureAggregated | WLDFR | HFTD - Distribution - Tier 2 - 3QU CoRE ¦ 2QU LoRE | Non-Red Flag Warning - Catastrophic Fires | Equipment / facility failure | Aggregated | 2027 | 3.7999e-08 | 791.1377 | 3.0062e-05 | 2027 | Mitigation | 0.95 | 45 | 0 | esc | 0.00097009 | 3.6862e-11 | 0.00097009 | 3.6862e-11
[35 empty] | 7.3.3.17.6 Updates to grid topology to minimize risk of ignition in HFTDs Butte County Rebuild | WLDFR | HFTD - Distribution - Tier 3 - 1QU CoRE ¦ 5QU LoRE | 2053 | 0.11474 | 0.00034742 | 0.24725 | 0 | 0.24725 |  |  |  |  | 0.000684 | 0.48679 | 0 | 0.48679 | 0.02837 |  | 0.055854 | 0.0010314 | 0.00011835 | Column23: 0.73404; Column24: 0.084224; Column25: 0; Column26: 0; Column27: 0.73404; Column28: 0.084224; Column29: 0.0008627; Column30: 0.61397; Column31: 0; Column32: 0.61397; Column33: 0.070447 | WLDFR | HFTD - Distribution - Tier 3 - 4QU CoRE ¦ 3QU LoRE | Red Flag Warning - Small Fires | 2028 | 5.8723e-07 | 5.8723e-07 | 0.083606 | 0.039055 | 0.001695 | 0.042856 | 0 | 0 | 0.00061219 | 4.9096e-08 | 0 | 4.9096e-08 | 4.9096e-08 | 0 | 4.9096e-08 | 0 | 0.00011199 | 0.00024549 | 0 | 0.00024549 | [17 empty] | 7.3.3.17.5 (Remote Grid) Updates to grid topology to minimize risk of ignition in HFTDs Remote GridWLDFREquipment / facility failureAggregated | WLDFR | HFTD - Distribution - Tier 2 - 3QU CoRE ¦ 2QU LoRE | Non-Red Flag Warning - Catastrophic Fires | Equipment / facility failure | Aggregated | 2028 | 3.7999e-08 | 791.1377 | 3.0062e-05 | 2028 | Mitigation | 0.95 | 45 | 0 | esc | 0.00097009 | 3.6862e-11 | 0.00097009 | 3.6862e-11
[35 empty] | 7.3.3.17.6 Updates to grid topology to minimize risk of ignition in HFTDs Butte County Rebuild | WLDFR | HFTD - Distribution - Tier 3 - 1QU CoRE ¦ 5QU LoRE | 2054 | 0.10723 | 0.00034742 | 0.24725 | 0 | 0.24725 |  |  |  |  | 0.000684 | 0.48679 | 0 | 0.48679 | 0.026514 |  | 0.0522 | 0.0010314 | 0.0001106 | Column23: 0.73404; Column24: 0.078714; Column25: 0; Column26: 0; Column27: 0.73404; Column28: 0.078714; Column29: 0.0008627; Column30: 0.61397; Column31: 0; Column32: 0.61397; Column33: 0.065838 | WLDFR | HFTD - Distribution - Tier 3 - 4QU CoRE ¦ 3QU LoRE | Red Flag Warning - Small Fires | 2029 | 5.8723e-07 | 5.8723e-07 | 0.083606 | 0.039055 | 0.001695 | 0.042856 | 0 | 0 | 0.00061219 | 4.9096e-08 | 0 | 4.9096e-08 | 4.9096e-08 | 0 | 4.9096e-08 | 0 | 0.00011199 | 0.00024549 | 0 | 0.00024549 | [17 empty] | 7.3.3.17.5 (Remote Grid) Updates to grid topology to minimize risk of ignition in HFTDs Remote GridWLDFREquipment / facility failureAggregated | WLDFR | HFTD - Distribution - Tier 2 - 3QU CoRE ¦ 2QU LoRE | Non-Red Flag Warning - Catastrophic Fires | Equipment / facility failure | Aggregated | 2029 | 3.7999e-08 | 791.1377 | 3.0062e-05 | 2029 | Mitigation | 0.95 | 45 | 0 | esc | 0.00097009 | 3.6862e-11 | 0.00097009 | 3.6862e-11
[35 empty] | 7.3.3.17.6 Updates to grid topology to minimize risk of ignition in HFTDs Butte County Rebuild | WLDFR | HFTD - Distribution - Tier 3 - 1QU CoRE ¦ 5QU LoRE | 2055 | 0.10022 | 0.00034742 | 0.24725 | 0 | 0.24725 |  |  |  |  | 0.000684 | 0.48679 | 0 | 0.48679 | 0.024779 |  | 0.048785 | 0.0010314 | 0.00010337 | Column23: 0.73404; Column24: 0.073565; Column25: 0; Column26: 0; Column27: 0.73404; Column28: 0.073565; Column29: 0.0008627; Column30: 0.61397; Column31: 0; Column32: 0.61397; Column33: 0.061531 | WLDFR | HFTD - Distribution - Tier 3 - 4QU CoRE ¦ 3QU LoRE | Red Flag Warning - Small Fires | 2030 | 5.8723e-07 | 5.8723e-07 | 0.083606 | 0.039055 | 0.001695 | 0.042856 | 0 | 0 | 0.00061219 | 4.9096e-08 | 0 | 4.9096e-08 | 4.9096e-08 | 0 | 4.9096e-08 | 0 | 0.00011754 | 0.00025764 | 0 | 0.00025764 | [17 empty] | 7.3.3.17.5 (Remote Grid) Updates to grid topology to minimize risk of ignition in HFTDs Remote GridWLDFREquipment / facility failureAggregated | WLDFR | HFTD - Distribution - Tier 2 - 3QU CoRE ¦ 2QU LoRE | Non-Red Flag Warning - Catastrophic Fires | Equipment / facility failure | Aggregated | 2030 | 3.7999e-08 | 791.1377 | 3.0062e-05 | 2030 | Mitigation | 0.95 | 45 | 0 | esc | 0.00097009 | 3.6862e-11 | 0.00097009 | 3.6862e-11
[35 empty] | 7.3.3.17.6 Updates to grid topology to minimize risk of ignition in HFTDs Butte County Rebuild | WLDFR | HFTD - Distribution - Tier 3 - 1QU CoRE ¦ 5QU LoRE | 2056 | 0.093663 | 0.00034742 | 0.24725 | 0 | 0.24725 |  |  |  |  | 0.000684 | 0.48679 | 0 | 0.48679 | 0.023158 |  | 0.045594 | 0.0010314 | 9.6606e-05 | Column23: 0.73404; Column24: 0.068752; Column25: 0; Column26: 0; Column27: 0.73404; Column28: 0.068752; Column29: 0.0008627; Column30: 0.61397; Column31: 0; Column32: 0.61397; Column33: 0.057506 | WLDFR | HFTD - Distribution - Tier 3 - 4QU CoRE ¦ 3QU LoRE | Red Flag Warning - Small Fires | 2031 | 5.8723e-07 | 5.8723e-07 | 0.083606 | 0.039055 | 0.001695 | 0.042856 | 0 | 0 | 0.00061219 | 4.9096e-08 | 0 | 4.9096e-08 | 4.9096e-08 | 0 | 4.9096e-08 | 0 | 0.00011754 | 0.00025764 | 0 | 0.00025764 | [17 empty] | 7.3.3.17.5 (Remote Grid) Updates to grid topology to minimize risk of ignition in HFTDs Remote GridWLDFREquipment / facility failureAggregated | WLDFR | HFTD - Distribution - Tier 2 - 3QU CoRE ¦ 2QU LoRE | Non-Red Flag Warning - Catastrophic Fires | Equipment / facility failure | Aggregated | 2031 | 3.7999e-08 | 791.1377 | 3.0062e-05 | 2031 | Mitigation | 0.95 | 45 | 0 | esc | 0.00097009 | 3.6862e-11 | 0.00097009 | 3.6862e-11
[35 empty] | 7.3.3.17.6 Updates to grid topology to minimize risk of ignition in HFTDs Butte County Rebuild | WLDFR | HFTD - Distribution - Tier 3 - 1QU CoRE ¦ 5QU LoRE | 2057 | 0.087535 | 0.00034742 | 0.24725 | 0 | 0.24725 |  |  |  |  | 0.000684 | 0.48679 | 0 | 0.48679 | 0.021643 |  | 0.042611 | 0.0010314 | 9.0286e-05 | Column23: 0.73404; Column24: 0.064254; Column25: 0; Column26: 0; Column27: 0.73404; Column28: 0.064254; Column29: 0.0008627; Column30: 0.61397; Column31: 0; Column32: 0.61397; Column33: 0.053744 | WLDFR | HFTD - Distribution - Tier 3 - 4QU CoRE ¦ 3QU LoRE | Red Flag Warning - Small Fires | 2032 | 5.8723e-07 | 5.8723e-07 | 0.083606 | 0.039055 | 0.001695 | 0.042856 | 0 | 0 | 0.00061219 | 4.9096e-08 | 0 | 4.9096e-08 | 4.9096e-08 | 0 | 4.9096e-08 | 0 | 0.00011754 | 0.00025764 | 0 | 0.00025764 | [17 empty] | 7.3.3.17.5 (Remote Grid) Updates to grid topology to minimize risk of ignition in HFTDs Remote GridWLDFREquipment / facility failureAggregated | WLDFR | HFTD - Distribution - Tier 2 - 3QU CoRE ¦ 2QU LoRE | Non-Red Flag Warning - Catastrophic Fires | Equipment / facility failure | Aggregated | 2032 | 3.7999e-08 | 791.1377 | 3.0062e-05 | 2032 | Mitigation | 0.95 | 45 | 0 | esc | 0.00097009 | 3.6862e-11 | 0.00097009 | 3.6862e-11
[35 empty] | 7.3.3.17.6 Updates to grid topology to minimize risk of ignition in HFTDs Butte County Rebuild | WLDFR | HFTD - Distribution - Tier 3 - 1QU CoRE ¦ 5QU LoRE | 2058 | 0.081809 | 0.00034742 | 0.25904 | 0 | 0.25904 |  |  |  |  | 0.000684 | 0.50999 | 0 | 0.50999 | 0.021192 |  | 0.041722 | 0.0010314 | 8.438e-05 | Column23: 0.76903; Column24: 0.062913; Column25: 0; Column26: 0; Column27: 0.76903; Column28: 0.062913; Column29: 0.0008627; Column30: 0.64323; Column31: 0; Column32: 0.64323; Column33: 0.052622 | WLDFR | HFTD - Distribution - Tier 3 - 4QU CoRE ¦ 3QU LoRE | Red Flag Warning - Small Fires | 2033 | 5.8723e-07 | 5.8723e-07 | 0.087211 | 0.040679 | 0.0017655 | 0.044766 | 0 | 0 | 0.00061219 | 5.1213e-08 | 0 | 5.1213e-08 | 5.1213e-08 | 0 | 5.1213e-08 | 0 | 0.00011754 | 0.00025764 | 0 | 0.00025764 | [17 empty] | 7.3.3.17.5 (Remote Grid) Updates to grid topology to minimize risk of ignition in HFTDs Remote GridWLDFREquipment / facility failureAggregated | WLDFR | HFTD - Distribution - Tier 2 - 3QU CoRE ¦ 2QU LoRE | Non-Red Flag Warning - Catastrophic Fires | Equipment / facility failure | Aggregated | 2033 | 3.7999e-08 | 791.1377 | 3.0062e-05 | 2033 | Mitigation | 0.95 | 45 | 0 | esc | 0.00097009 | 3.6862e-11 | 0.00097009 | 3.6862e-11
[35 empty] | 7.3.3.17.6 Updates to grid topology to minimize risk of ignition in HFTDs Butte County Rebuild | WLDFR | HFTD - Distribution - Tier 3 - 1QU CoRE ¦ 5QU LoRE | 2059 | 0.076457 | 0.00034742 | 0.25904 | 0 | 0.25904 |  |  |  |  | 0.000684 | 0.50999 | 0 | 0.50999 | 0.019805 |  | 0.038992 | 0.0010314 | 7.8859e-05 | Column23: 0.76903; Column24: 0.058797; Column25: 0; Column26: 0; Column27: 0.76903; Column28: 0.058797; Column29: 0.0008627; Column30: 0.64323; Column31: 0; Column32: 0.64323; Column33: 0.049179 | WLDFR | HFTD - Distribution - Tier 3 - 4QU CoRE ¦ 3QU LoRE | Red Flag Warning - Small Fires | 2034 | 5.8723e-07 | 5.8723e-07 | 0.087211 | 0.040679 | 0.0017655 | 0.044766 | 0 | 0 | 0.00061219 | 5.1213e-08 | 0 | 5.1213e-08 | 5.1213e-08 | 0 | 5.1213e-08 | 0 | 0.00011754 | 0.00025764 | 0 | 0.00025764 | [17 empty] | 7.3.3.17.5 (Remote Grid) Updates to grid topology to minimize risk of ignition in HFTDs Remote GridWLDFREquipment / facility failureAggregated | WLDFR | HFTD - Distribution - Tier 2 - 3QU CoRE ¦ 2QU LoRE | Non-Red Flag Warning - Catastrophic Fires | Equipment / facility failure | Aggregated | 2034 | 3.7999e-08 | 791.1377 | 3.0062e-05 | 2034 | Mitigation | 0.95 | 45 | 0 | esc | 0.00097009 | 3.6862e-11 | 0.00097009 | 3.6862e-11
[35 empty] | 7.3.3.17.6 Updates to grid topology to minimize risk of ignition in HFTDs Butte County Rebuild | WLDFR | HFTD - Distribution - Tier 3 - 1QU CoRE ¦ 5QU LoRE | 2060 | 0.071455 | 0.00034742 | 0.25904 | 0 | 0.25904 |  |  |  |  | 0.000684 | 0.50999 | 0 | 0.50999 | 0.01851 |  | 0.036441 | 0.0010314 | 7.37e-05 | Column23: 0.76903; Column24: 0.054951; Column25: 0; Column26: 0; Column27: 0.76903; Column28: 0.054951; Column29: 0.0008627; Column30: 0.64323; Column31: 0; Column32: 0.64323; Column33: 0.045962 | WLDFR | HFTD - Distribution - Tier 3 - 4QU CoRE ¦ 3QU LoRE | Red Flag Warning - Small Fires | 2035 | 5.8723e-07 | 5.8723e-07 | 0.087211 | 0.040679 | 0.0017655 | 0.044766 | 0 | 0 | 0.00061219 | 5.1213e-08 | 0 | 5.1213e-08 | 5.1213e-08 | 0 | 5.1213e-08 | 0 | 0.00012326 | 0.00027018 | 0 | 0.00027018 | [17 empty] | 7.3.3.17.5 (Remote Grid) Updates to grid topology to minimize risk of ignition in HFTDs Remote GridWLDFREquipment / facility failureAggregated | WLDFR | HFTD - Distribution - Tier 2 - 3QU CoRE ¦ 2QU LoRE | Non-Red Flag Warning - Catastrophic Fires | Equipment / facility failure | Aggregated | 2035 | 3.7999e-08 | 791.1377 | 3.0062e-05 | 2035 | Mitigation | 0.95 | 45 | 0 | esc | 0.00097009 | 3.6862e-11 | 0.00097009 | 3.6862e-11
[35 empty] | 7.3.3.17.6 Updates to grid topology to minimize risk of ignition in HFTDs Butte County Rebuild | WLDFR | HFTD - Distribution - Tier 3 - 1QU CoRE ¦ 5QU LoRE | 2061 | 0.06678 | 0.00034742 | 0.25904 | 0 | 0.25904 |  |  |  |  | 0.000684 | 0.50999 | 0 | 0.50999 | 0.017299 |  | 0.034057 | 0.0010314 | 6.8879e-05 | Column23: 0.76903; Column24: 0.051356; Column25: 0; Column26: 0; Column27: 0.76903; Column28: 0.051356; Column29: 0.0008627; Column30: 0.64323; Column31: 0; Column32: 0.64323; Column33: 0.042955 | WLDFR | HFTD - Distribution - Tier 3 - 4QU CoRE ¦ 3QU LoRE | Red Flag Warning - Small Fires | 2036 | 5.8723e-07 | 5.8723e-07 | 0.087211 | 0.040679 | 0.0017655 | 0.044766 | 0 | 0 | 0.00061219 | 5.1213e-08 | 0 | 5.1213e-08 | 5.1213e-08 | 0 | 5.1213e-08 | 0 | 0.00012326 | 0.00027018 | 0 | 0.00027018 | [17 empty] | 7.3.3.17.5 (Remote Grid) Updates to grid topology to minimize risk of ignition in HFTDs Remote GridWLDFREquipment / facility failureAggregated | WLDFR | HFTD - Distribution - Tier 2 - 3QU CoRE ¦ 2QU LoRE | Non-Red Flag Warning - Catastrophic Fires | Equipment / facility failure | Aggregated | 2036 | 3.7999e-08 | 791.1377 | 3.0062e-05 | 2036 | Mitigation | 0.95 | 45 | 0 | esc | 0.00097009 | 3.6862e-11 | 0.00097009 | 3.6862e-11
[35 empty] | 7.3.3.17.6 Updates to grid topology to minimize risk of ignition in HFTDs Butte County Rebuild | WLDFR | HFTD - Distribution - Tier 3 - 1QU CoRE ¦ 5QU LoRE | 2062 | 0.062412 | 0.00034742 | 0.25904 | 0 | 0.25904 |  |  |  |  | 0.000684 | 0.50999 | 0 | 0.50999 | 0.016167 |  | 0.031829 | 0.0010314 | 6.4373e-05 | Column23: 0.76903; Column24: 0.047996; Column25: 0; Column26: 0; Column27: 0.76903; Column28: 0.047996; Column29: 0.0008627; Column30: 0.64323; Column31: 0; Column32: 0.64323; Column33: 0.040145 | WLDFR | HFTD - Distribution - Tier 3 - 4QU CoRE ¦ 3QU LoRE | Red Flag Warning - Small Fires | 2037 | 5.8723e-07 | 5.8723e-07 | 0.087211 | 0.040679 | 0.0017655 | 0.044766 | 0 | 0 | 0.00061219 | 5.1213e-08 | 0 | 5.1213e-08 | 5.1213e-08 | 0 | 5.1213e-08 | 0 | 0.00012326 | 0.00027018 | 0 | 0.00027018 | [17 empty] | 7.3.3.17.5 (Remote Grid) Updates to grid topology to minimize risk of ignition in HFTDs Remote GridWLDFREquipment / facility failureAggregated | WLDFR | HFTD - Distribution - Tier 2 - 3QU CoRE ¦ 2QU LoRE | Non-Red Flag Warning - Catastrophic Fires | Equipment / facility failure | Aggregated | 2037 | 3.7999e-08 | 791.1377 | 3.0062e-05 | 2037 | Mitigation | 0.95 | 45 | 0 | esc | 0.00097009 | 3.6862e-11 | 0.00097009 | 3.6862e-11
[35 empty] | 7.3.3.17.6 Updates to grid topology to minimize risk of ignition in HFTDs Butte County Rebuild | WLDFR | HFTD - Distribution - Tier 3 - 1QU CoRE ¦ 5QU LoRE | 2063 | 0.058329 | 0.00034742 | 0.27091 | 0 | 0.27091 |  |  |  |  | 0.000684 | 0.53337 | 0 | 0.53337 | 0.015802 |  | 0.031111 | 0.0010314 | 6.0161e-05 | Column23: 0.80429; Column24: 0.046913; Column25: 0; Column26: 0; Column27: 0.80429; Column28: 0.046913; Column29: 0.0008627; Column30: 0.67272; Column31: 0; Column32: 0.67272; Column33: 0.039239 | WLDFR | HFTD - Distribution - Tier 3 - 4QU CoRE ¦ 3QU LoRE | Red Flag Warning - Small Fires | 2038 | 5.8723e-07 | 5.8723e-07 | 0.091184 | 0.042438 | 0.0018418 | 0.046905 | 0 | 0 | 0.00061219 | 5.3546e-08 | 0 | 5.3546e-08 | 5.3546e-08 | 0 | 5.3546e-08 | 0 | 0.00012326 | 0.00027018 | 0 | 0.00027018 | [17 empty] | 7.3.3.17.5 (Remote Grid) Updates to grid topology to minimize risk of ignition in HFTDs Remote GridWLDFREquipment / facility failureAggregated | WLDFR | HFTD - Distribution - Tier 2 - 3QU CoRE ¦ 2QU LoRE | Non-Red Flag Warning - Catastrophic Fires | Equipment / facility failure | Aggregated | 2038 | 3.7999e-08 | 791.1377 | 3.0062e-05 | 2038 | Mitigation | 0.95 | 45 | 0 | esc | 0.00097009 | 3.6862e-11 | 0.00097009 | 3.6862e-11
[35 empty] | 7.3.3.17.6 Updates to grid topology to minimize risk of ignition in HFTDs Butte County Rebuild | WLDFR | HFTD - Distribution - Tier 3 - 1QU CoRE ¦ 5QU LoRE | 2064 | 0.054513 | 0.00034742 | 0.27091 | 0 | 0.27091 |  |  |  |  | 0.000684 | 0.53337 | 0 | 0.53337 | 0.014768 |  | 0.029076 | 0.0010314 | 5.6226e-05 | Column23: 0.80429; Column24: 0.043844; Column25: 0; Column26: 0; Column27: 0.80429; Column28: 0.043844; Column29: 0.0008627; Column30: 0.67272; Column31: 0; Column32: 0.67272; Column33: 0.036672 | WLDFR | HFTD - Distribution - Tier 3 - 4QU CoRE ¦ 3QU LoRE | Red Flag Warning - Small Fires | 2039 | 5.8723e-07 | 5.8723e-07 | 0.091184 | 0.042438 | 0.0018418 | 0.046905 | 0 | 0 | 0.00061219 | 5.3546e-08 | 0 | 5.3546e-08 | 5.3546e-08 | 0 | 5.3546e-08 | 0 | 0.00012326 | 0.00027018 | 0 | 0.00027018 | [17 empty] | 7.3.3.17.5 (Remote Grid) Updates to grid topology to minimize risk of ignition in HFTDs Remote GridWLDFREquipment / facility failureAggregated | WLDFR | HFTD - Distribution - Tier 2 - 3QU CoRE ¦ 2QU LoRE | Non-Red Flag Warning - Catastrophic Fires | Equipment / facility failure | Aggregated | 2039 | 3.7999e-08 | 791.1377 | 3.0062e-05 | 2039 | Mitigation | 0.95 | 45 | 0 | esc | 0.00097009 | 3.6862e-11 | 0.00097009 | 3.6862e-11
[35 empty] | 7.3.3.17.6 Updates to grid topology to minimize risk of ignition in HFTDs Butte County Rebuild | WLDFR | HFTD - Distribution - Tier 3 - 1QU CoRE ¦ 5QU LoRE | 2065 | 0.050946 | 0.00034742 | 0.27091 | 0 | 0.27091 |  |  |  |  | 0.000684 | 0.53337 | 0 | 0.53337 | 0.013802 |  | 0.027174 | 0.0010314 | 5.2547e-05 | Column23: 0.80429; Column24: 0.040976; Column25: 0; Column26: 0; Column27: 0.80429; Column28: 0.040976; Column29: 0.0008627; Column30: 0.67272; Column31: 0; Column32: 0.67272; Column33: 0.034273 | WLDFR | HFTD - Distribution - Tier 3 - 4QU CoRE ¦ 3QU LoRE | Red Flag Warning - Small Fires | 2040 | 5.8723e-07 | 5.8723e-07 | 0.091184 | 0.042438 | 0.0018418 | 0.046905 | 0 | 0 | 0.00061219 | 5.3546e-08 | 0 | 5.3546e-08 | 5.3546e-08 | 0 | 5.3546e-08 | 0 | 0.00012909 | 0.00028297 | 0 | 0.00028297 | [17 empty] | 7.3.3.17.5 (Remote Grid) Updates to grid topology to minimize risk of ignition in HFTDs Remote GridWLDFREquipment / facility failureAggregated | WLDFR | HFTD - Distribution - Tier 2 - 3QU CoRE ¦ 2QU LoRE | Non-Red Flag Warning - Catastrophic Fires | Equipment / facility failure | Aggregated | 2040 | 3.7999e-08 | 791.1377 | 3.0062e-05 | 2040 | Mitigation | 0.95 | 45 | 0 | esc | 0.00097009 | 3.6862e-11 | 0.00097009 | 3.6862e-11
[35 empty] | 7.3.3.17.6 Updates to grid topology to minimize risk of ignition in HFTDs Butte County Rebuild | WLDFR | HFTD - Distribution - Tier 3 - 1QU CoRE ¦ 5QU LoRE | 2066 | 0.047613 | 0.00034742 | 0.27091 | 0 | 0.27091 |  |  |  |  | 0.000684 | 0.53337 | 0 | 0.53337 | 0.012899 |  | 0.025396 | 0.0010314 | 4.911e-05 | Column23: 0.80429; Column24: 0.038295; Column25: 0; Column26: 0; Column27: 0.80429; Column28: 0.038295; Column29: 0.0008627; Column30: 0.67272; Column31: 0; Column32: 0.67272; Column33: 0.032031 | WLDFR | HFTD - Distribution - Tier 3 - 4QU CoRE ¦ 3QU LoRE | Red Flag Warning - Small Fires | 2041 | 5.8723e-07 | 5.8723e-07 | 0.091184 | 0.042438 | 0.0018418 | 0.046905 | 0 | 0 | 0.00061219 | 5.3546e-08 | 0 | 5.3546e-08 | 5.3546e-08 | 0 | 5.3546e-08 | 0 | 0.00012909 | 0.00028297 | 0 | 0.00028297 | [17 empty] | 7.3.3.17.5 (Remote Grid) Updates to grid topology to minimize risk of ignition in HFTDs Remote GridWLDFREquipment / facility failureAggregated | WLDFR | HFTD - Distribution - Tier 2 - 3QU CoRE ¦ 2QU LoRE | Non-Red Flag Warning - Catastrophic Fires | Equipment / facility failure | Aggregated | 2041 | 3.7999e-08 | 791.1377 | 3.0062e-05 | 2041 | Mitigation | 0.95 | 45 | 0 | esc | 0.00097009 | 3.6862e-11 | 0.00097009 | 3.6862e-11
[35 empty] | 7.3.3.17.6 Updates to grid topology to minimize risk of ignition in HFTDs Butte County Rebuild | WLDFR | HFTD - Distribution - Tier 3 - 1QU CoRE ¦ 5QU LoRE | 2067 | 0.044499 | 0.00034742 | 0.27091 | 0 | 0.27091 |  |  |  |  | 0.000684 | 0.53337 | 0 | 0.53337 | 0.012055 |  | 0.023734 | 0.0010314 | 4.5897e-05 | Column23: 0.80429; Column24: 0.03579; Column25: 0; Column26: 0; Column27: 0.80429; Column28: 0.03579; Column29: 0.0008627; Column30: 0.67272; Column31: 0; Column32: 0.67272; Column33: 0.029935 | WLDFR | HFTD - Distribution - Tier 3 - 4QU CoRE ¦ 3QU LoRE | Red Flag Warning - Small Fires | 2042 | 5.8723e-07 | 5.8723e-07 | 0.091184 | 0.042438 | 0.0018418 | 0.046905 | 0 | 0 | 0.00061219 | 5.3546e-08 | 0 | 5.3546e-08 | 5.3546e-08 | 0 | 5.3546e-08 | 0 | 0.00012909 | 0.00028297 | 0 | 0.00028297 | [17 empty] | 7.3.3.17.5 (Remote Grid) Updates to grid topology to minimize risk of ignition in HFTDs Remote GridWLDFREquipment / facility failureAggregated | WLDFR | HFTD - Distribution - Tier 2 - 3QU CoRE ¦ 2QU LoRE | Non-Red Flag Warning - Catastrophic Fires | Equipment / facility failure | Aggregated | 2042 | 3.7999e-08 | 791.1377 | 3.0062e-05 | 2042 | Mitigation | 0.95 | 45 | 0 | esc | 0.00097009 | 3.6862e-11 | 0.00097009 | 3.6862e-11
[35 empty] | 7.3.3.17.6 Updates to grid topology to minimize risk of ignition in HFTDs Butte County Rebuild | WLDFR | HFTD - Distribution - Tier 3 - 1QU CoRE ¦ 5QU LoRE | 2068 | 0.041587 | 0.00034742 | 0.28274 | 0 | 0.28274 |  |  |  |  | 0.000684 | 0.55666 | 0 | 0.55666 | 0.011758 |  | 0.02315 | 0.0010314 | 4.2894e-05 | Column23: 0.83939; Column24: 0.034908; Column25: 0; Column26: 0; Column27: 0.83939; Column28: 0.034908; Column29: 0.0008627; Column30: 0.70209; Column31: 0; Column32: 0.70209; Column33: 0.029198 | WLDFR | HFTD - Distribution - Tier 3 - 4QU CoRE ¦ 3QU LoRE | Red Flag Warning - Small Fires | 2043 | 5.8723e-07 | 5.8723e-07 | 0.095486 | 0.044306 | 0.0019228 | 0.049257 | 0 | 0 | 0.00061219 | 5.6072e-08 | 0 | 5.6072e-08 | 5.6072e-08 | 0 | 5.6072e-08 | 0 | 0.00012909 | 0.00028297 | 0 | 0.00028297 | [17 empty] | 7.3.3.17.5 (Remote Grid) Updates to grid topology to minimize risk of ignition in HFTDs Remote GridWLDFREquipment / facility failureAggregated | WLDFR | HFTD - Distribution - Tier 2 - 3QU CoRE ¦ 2QU LoRE | Non-Red Flag Warning - Catastrophic Fires | Equipment / facility failure | Aggregated | 2043 | 3.7999e-08 | 791.1377 | 3.0062e-05 | 2043 | Mitigation | 0.95 | 45 | 0 | esc | 0.00097009 | 3.6862e-11 | 0.00097009 | 3.6862e-11
[35 empty] | 7.3.3.17.6 Updates to grid topology to minimize risk of ignition in HFTDs Butte County Rebuild | WLDFR | HFTD - Distribution - Tier 3 - 1QU CoRE ¦ 5QU LoRE | 2069 | 0.038867 | 0.00034742 | 0.28274 | 0 | 0.28274 |  |  |  |  | 0.000684 | 0.55666 | 0 | 0.55666 | 0.010989 |  | 0.021635 | 0.0010314 | 4.0088e-05 | Column23: 0.83939; Column24: 0.032625; Column25: 0; Column26: 0; Column27: 0.83939; Column28: 0.032625; Column29: 0.0008627; Column30: 0.70209; Column31: 0; Column32: 0.70209; Column33: 0.027288 | WLDFR | HFTD - Distribution - Tier 3 - 4QU CoRE ¦ 3QU LoRE | Red Flag Warning - Small Fires | 2044 | 5.8723e-07 | 5.8723e-07 | 0.095486 | 0.044306 | 0.0019228 | 0.049257 | 0 | 0 | 0.00061219 | 5.6072e-08 | 0 | 5.6072e-08 | 5.6072e-08 | 0 | 5.6072e-08 | 0 | 0.00012909 | 0.00028297 | 0 | 0.00028297 | [17 empty] | 7.3.3.17.5 (Remote Grid) Updates to grid topology to minimize risk of ignition in HFTDs Remote GridWLDFREquipment / facility failureAggregated | WLDFR | HFTD - Distribution - Tier 2 - 3QU CoRE ¦ 2QU LoRE | Non-Red Flag Warning - Catastrophic Fires | Equipment / facility failure | Aggregated | 2044 | 3.7999e-08 | 791.1377 | 3.0062e-05 | 2044 | Mitigation | 0.95 | 45 | 0 | esc | 0.00097009 | 3.6862e-11 | 0.00097009 | 3.6862e-11
[35 empty] | 7.3.3.17.6 Updates to grid topology to minimize risk of ignition in HFTDs Butte County Rebuild | WLDFR | HFTD - Distribution - Tier 3 - 1QU CoRE ¦ 5QU LoRE | 2070 | 0.036324 | 0.00034742 | 0.28274 | 0 | 0.28274 |  |  |  |  | 0.000684 | 0.55666 | 0 | 0.55666 | 0.01027 |  | 0.02022 | 0.0010314 | 3.7466e-05 | Column23: 0.83939; Column24: 0.03049; Column25: 0; Column26: 0; Column27: 0.83939; Column28: 0.03049; Column29: 0.0008627; Column30: 0.70209; Column31: 0; Column32: 0.70209; Column33: 0.025503 | WLDFR | HFTD - Distribution - Tier 3 - 4QU CoRE ¦ 3QU LoRE | Red Flag Warning - Small Fires | 2045 | 5.8723e-07 | 5.8723e-07 | 0.095486 | 0.044306 | 0.0019228 | 0.049257 | 0 | 0 | 0.00061219 | 5.6072e-08 | 0 | 5.6072e-08 | 5.6072e-08 | 0 | 5.6072e-08 | 0 | 0.00013496 | 0.00029584 | 0 | 0.00029584 | [17 empty] | 7.3.3.17.5 (Remote Grid) Updates to grid topology to minimize risk of ignition in HFTDs Remote GridWLDFREquipment / facility failureAggregated | WLDFR | HFTD - Distribution - Tier 2 - 3QU CoRE ¦ 2QU LoRE | Non-Red Flag Warning - Catastrophic Fires | Equipment / facility failure | Aggregated | 2045 | 3.7999e-08 | 791.1377 | 3.0062e-05 | 2045 | Mitigation | 0.95 | 45 | 0 | esc | 0.00097009 | 3.6862e-11 | 0.00097009 | 3.6862e-11
[35 empty] | 7.3.3.17.6 Updates to grid topology to minimize risk of ignition in HFTDs Butte County Rebuild | WLDFR | HFTD - Distribution - Tier 3 - 1QU CoRE ¦ 5QU LoRE | 2071 | 0.033948 | 0.00034742 | 0.28274 | 0 | 0.28274 |  |  |  |  | 0.000684 | 0.55666 | 0 | 0.55666 | 0.0095984 |  | 0.018897 | 0.0010314 | 3.5015e-05 | Column23: 0.83939; Column24: 0.028496; Column25: 0; Column26: 0; Column27: 0.83939; Column28: 0.028496; Column29: 0.0008627; Column30: 0.70209; Column31: 0; Column32: 0.70209; Column33: 0.023834 | WLDFR | HFTD - Distribution - Tier 3 - 4QU CoRE ¦ 3QU LoRE | Red Flag Warning - Small Fires | 2046 | 5.8723e-07 | 5.8723e-07 | 0.095486 | 0.044306 | 0.0019228 | 0.049257 | 0 | 0 | 0.00061219 | 5.6072e-08 | 0 | 5.6072e-08 | 5.6072e-08 | 0 | 5.6072e-08 | 0 | 0.00013496 | 0.00029584 | 0 | 0.00029584 | [17 empty] | 7.3.3.17.5 (Remote Grid) Updates to grid topology to minimize risk of ignition in HFTDs Remote GridWLDFREquipment / facility failureAggregated | WLDFR | HFTD - Distribution - Tier 2 - 3QU CoRE ¦ 2QU LoRE | Non-Red Flag Warning - Catastrophic Fires | Equipment / facility failure | Aggregated | 2046 | 3.7999e-08 | 791.1377 | 3.0062e-05 | 2046 | Mitigation | 0.95 | 45 | 0 | esc | 0.00097009 | 3.6862e-11 | 0.00097009 | 3.6862e-11
[35 empty] | 7.3.3.17.6 Updates to grid topology to minimize risk of ignition in HFTDs Butte County Rebuild | WLDFR | HFTD - Distribution - Tier 3 - 1QU CoRE ¦ 5QU LoRE | 2072 | 0.031727 | 0.00034742 | 0.28274 | 0 | 0.28274 |  |  |  |  | 0.000684 | 0.55666 | 0 | 0.55666 | 0.0089704 |  | 0.017661 | 0.0010314 | 3.2724e-05 | Column23: 0.83939; Column24: 0.026631; Column25: 0; Column26: 0; Column27: 0.83939; Column28: 0.026631; Column29: 0.0008627; Column30: 0.70209; Column31: 0; Column32: 0.70209; Column33: 0.022275 | WLDFR | HFTD - Distribution - Tier 3 - 4QU CoRE ¦ 3QU LoRE | Red Flag Warning - Small Fires | 2047 | 5.8723e-07 | 5.8723e-07 | 0.095486 | 0.044306 | 0.0019228 | 0.049257 | 0 | 0 | 0.00061219 | 5.6072e-08 | 0 | 5.6072e-08 | 5.6072e-08 | 0 | 5.6072e-08 | 0 | 0.00013496 | 0.00029584 | 0 | 0.00029584 | [17 empty] | 7.3.3.17.5 (Remote Grid) Updates to grid topology to minimize risk of ignition in HFTDs Remote GridWLDFREquipment / facility failureAggregated | WLDFR | HFTD - Distribution - Tier 2 - 3QU CoRE ¦ 2QU LoRE | Non-Red Flag Warning - Catastrophic Fires | Equipment / facility failure | Aggregated | 2047 | 3.7999e-08 | 791.1377 | 3.0062e-05 | 2047 | Mitigation | 0.95 | 45 | 0 | esc | 0.00097009 | 3.6862e-11 | 0.00097009 | 3.6862e-11
[35 empty] | 7.3.3.17.6 Updates to grid topology to minimize risk of ignition in HFTDs Butte County Rebuild | WLDFR | HFTD - Distribution - Tier 3 - 1QU CoRE ¦ 5QU LoRE | 2073 | 0.029651 | 0.00034742 | 0.29437 | 0 | 0.29437 |  |  |  |  | 0.000684 | 0.57955 | 0 | 0.57955 | 0.0087284 |  | 0.017184 | 0.0010314 | 3.0583e-05 | Column23: 0.87392; Column24: 0.025913; Column25: 0; Column26: 0; Column27: 0.87392; Column28: 0.025913; Column29: 0.0008627; Column30: 0.73096; Column31: 0; Column32: 0.73096; Column33: 0.021674 | WLDFR | HFTD - Distribution - Tier 3 - 4QU CoRE ¦ 3QU LoRE | Red Flag Warning - Small Fires | 2048 | 5.8723e-07 | 5.8723e-07 | 0.10007 | 0.04626 | 0.0020076 | 0.051804 | 0 | 0 | 0.00061219 | 5.8765e-08 | 0 | 5.8765e-08 | 5.8765e-08 | 0 | 5.8765e-08 | 0 | 0.00013496 | 0.00029584 | 0 | 0.00029584 | [17 empty] | 7.3.3.17.5 (Remote Grid) Updates to grid topology to minimize risk of ignition in HFTDs Remote GridWLDFREquipment / facility failureAggregated | WLDFR | HFTD - Distribution - Tier 2 - 3QU CoRE ¦ 2QU LoRE | Non-Red Flag Warning - Catastrophic Fires | Equipment / facility failure | Aggregated | 2048 | 3.7999e-08 | 791.1377 | 3.0062e-05 | 2048 | Mitigation | 0.95 | 45 | 0 | esc | 0.00097009 | 3.6862e-11 | 0.00097009 | 3.6862e-11
[35 empty] | 7.3.3.17.6 Updates to grid topology to minimize risk of ignition in HFTDs Butte County Rebuild | WLDFR | HFTD - Distribution - Tier 3 - 1QU CoRE ¦ 5QU LoRE | 2074 | 0.027711 | 0.00034742 | 0.29437 | 0 | 0.29437 |  |  |  |  | 0.000684 | 0.57955 | 0 | 0.57955 | 0.0081574 |  | 0.01606 | 0.0010314 | 2.8582e-05 | Column23: 0.87392; Column24: 0.024218; Column25: 0; Column26: 0; Column27: 0.87392; Column28: 0.024218; Column29: 0.0008627; Column30: 0.73096; Column31: 0; Column32: 0.73096; Column33: 0.020256 | WLDFR | HFTD - Distribution - Tier 3 - 4QU CoRE ¦ 3QU LoRE | Red Flag Warning - Small Fires | 2049 | 5.8723e-07 | 5.8723e-07 | 0.10007 | 0.04626 | 0.0020076 | 0.051804 | 0 | 0 | 0.00061219 | 5.8765e-08 | 0 | 5.8765e-08 | 5.8765e-08 | 0 | 5.8765e-08 | 0 | 0.00013496 | 0.00029584 | 0 | 0.00029584 | [17 empty] | 7.3.3.17.5 (Remote Grid) Updates to grid topology to minimize risk of ignition in HFTDs Remote GridWLDFREquipment / facility failureAggregated | WLDFR | HFTD - Distribution - Tier 2 - 3QU CoRE ¦ 2QU LoRE | Non-Red Flag Warning - Catastrophic Fires | Equipment / facility failure | Aggregated | 2049 | 3.7999e-08 | 791.1377 | 3.0062e-05 | 2049 | Mitigation | 0.95 | 45 | 0 | esc | 0.00097009 | 3.6862e-11 | 0.00097009 | 3.6862e-11
[35 empty] | 7.3.3.17.6 Updates to grid topology to minimize risk of ignition in HFTDs Butte County Rebuild | WLDFR | HFTD - Distribution - Tier 3 - 1QU CoRE ¦ 5QU LoRE | 2075 | 0.025899 | 0 | 0 | 0 | 0 |  |  |  |  | 0.000684 | 0.57955 | 0 | 0.57955 | 0 |  | 0.01501 | 0.000684 | 1.7715e-05 | Column23: 0.57955; Column24: 0.01501; Column25: 0; Column26: 0; Column27: 0.57955; Column28: 0.01501; Column29: 0.0008627; Column30: 0.73096; Column31: 0; Column32: 0.73096; Column33: 0.018931 | WLDFR | HFTD - Distribution - Tier 3 - 4QU CoRE ¦ 3QU LoRE | Red Flag Warning - Small Fires | 2050 | 5.8723e-07 | 5.8723e-07 | 0.10007 | 0.04626 | 0.0020076 | 0.051804 | 0 | 0 | 0.00061219 | 5.8765e-08 | 0 | 5.8765e-08 | 5.8765e-08 | 0 | 5.8765e-08 | 0 | 0.00014081 | 0.00030865 | 0 | 0.00030865 | [17 empty] | 7.3.3.17.5 (Remote Grid) Updates to grid topology to minimize risk of ignition in HFTDs Remote GridWLDFREquipment / facility failureAggregated | WLDFR | HFTD - Distribution - Tier 2 - 3QU CoRE ¦ 2QU LoRE | Non-Red Flag Warning - Catastrophic Fires | Equipment / facility failure | Aggregated | 2050 | 3.7999e-08 | 791.1377 | 3.0062e-05 | 2050 | Mitigation | 0.95 | 45 | 0 | esc | 0.00097009 | 3.6862e-11 | 0.00097009 | 3.6862e-11
[35 empty] | 7.3.3.17.6 Updates to grid topology to minimize risk of ignition in HFTDs Butte County Rebuild | WLDFR | HFTD - Distribution - Tier 3 - 1QU CoRE ¦ 5QU LoRE | 2076 | 0.024204 | 0 | 0 | 0 | 0 |  |  |  |  | 0.000684 | 0.57955 | 0 | 0.57955 | 0 |  | 0.014028 | 0.000684 | 1.6556e-05 | Column23: 0.57955; Column24: 0.014028; Column25: 0; Column26: 0; Column27: 0.57955; Column28: 0.014028; Column29: 0.0008627; Column30: 0.73096; Column31: 0; Column32: 0.73096; Column33: 0.017692 | WLDFR | HFTD - Distribution - Tier 3 - 4QU CoRE ¦ 3QU LoRE | Red Flag Warning - Small Fires | 2051 | 5.8723e-07 | 5.8723e-07 | 0.10007 | 0.04626 | 0.0020076 | 0.051804 | 0 | 0 | 0.00061219 | 5.8765e-08 | 0 | 5.8765e-08 | 5.8765e-08 | 0 | 5.8765e-08 | 0 | 0.00014081 | 0.00030865 | 0 | 0.00030865 | [17 empty] | 7.3.3.17.5 (Remote Grid) Updates to grid topology to minimize risk of ignition in HFTDs Remote GridWLDFREquipment / facility failureAggregated | WLDFR | HFTD - Distribution - Tier 2 - 3QU CoRE ¦ 2QU LoRE | Non-Red Flag Warning - Catastrophic Fires | Equipment / facility failure | Aggregated | 2051 | 3.7999e-08 | 791.1377 | 3.0062e-05 | 2051 | Mitigation | 0.95 | 45 | 0 | esc | 0.00097009 | 3.6862e-11 | 0.00097009 | 3.6862e-11
[35 empty] | 7.3.3.17.6 Updates to grid topology to minimize risk of ignition in HFTDs Butte County Rebuild | WLDFR | HFTD - Distribution - Tier 3 - 1QU CoRE ¦ 5QU LoRE | 2077 | 0.022621 | 0 | 0 | 0 | 0 |  |  |  |  | 0 | 0 | 0 | 0 | 0 |  | 0 | 0 | 0 | Column23: 0; Column24: 0; Column25: 0; Column26: 0; Column27: 0; Column28: 0; Column29: 0.0008627; Column30: 0.73096; Column31: 0; Column32: 0.73096; Column33: 0.016535 | WLDFR | HFTD - Distribution - Tier 3 - 4QU CoRE ¦ 3QU LoRE | Red Flag Warning - Small Fires | 2052 | 5.8723e-07 | 5.8723e-07 | 0.10007 | 0.04626 | 0.0020076 | 0.051804 | 0 | 0 | 0.00061219 | 5.8765e-08 | 0 | 5.8765e-08 | 5.8765e-08 | 0 | 5.8765e-08 | 0 | 0.00014081 | 0.00030865 | 0 | 0.00030865 | [17 empty] | 7.3.3.17.5 (Remote Grid) Updates to grid topology to minimize risk of ignition in HFTDs Remote GridWLDFREquipment / facility failureAggregated | WLDFR | HFTD - Distribution - Tier 2 - 3QU CoRE ¦ 2QU LoRE | Non-Red Flag Warning - Catastrophic Fires | Equipment / facility failure | Aggregated | 2052 | 3.7999e-08 | 791.1377 | 3.0062e-05 | 2052 | Mitigation | 0.95 | 45 | 0 | esc | 0.00097009 | 3.6862e-11 | 0.00097009 | 3.6862e-11
[35 empty] | 7.3.3.17.6 Updates to grid topology to minimize risk of ignition in HFTDs Butte County Rebuild | WLDFR | HFTD - Distribution - Tier 3 - 2QU CoRE ¦ 1QU LoRE | 2020 | 1 | 0.0042342 | 0.95863 | 0 | 0.95863 |  |  |  |  | 0 | 0 | 0 | 0 | 0.95863 |  | 0 | 0.0042342 | 0.0042342 | Column23: 0.95863; Column24: 0.95863; Column25: 0; Column26: 0; Column27: 0.95863; Column28: 0.95863; Column29: 0; Column30: 0; Column31: 0; Column32: 0; Column33: 0 | WLDFR | HFTD - Distribution - Tier 3 - 4QU CoRE ¦ 3QU LoRE | Red Flag Warning - Small Fires | 2053 | 5.8723e-07 | 5.8723e-07 | 0.10489 | 0.048274 | 0.002095 | 0.054525 | 0 | 0 | 0.00061219 | 6.1597e-08 | 0 | 6.1597e-08 | 6.1597e-08 | 0 | 6.1597e-08 | 0 | 0 | 0.00030865 | 0 | 0.00030865 | [17 empty] | 7.3.3.17.5 (Remote Grid) Updates to grid topology to minimize risk of ignition in HFTDs Remote GridWLDFREquipment / facility failureAggregated | WLDFR | HFTD - Distribution - Tier 2 - 3QU CoRE ¦ 2QU LoRE | Non-Red Flag Warning - Catastrophic Fires | Equipment / facility failure | Aggregated | 2053 | 3.7999e-08 | 791.1377 | 3.0062e-05 | 2053 | Mitigation | 0.95 | 45 | 0 | esc | 0.00097009 | 3.6862e-11 | 0.00097009 | 3.6862e-11
[35 empty] | 7.3.3.17.6 Updates to grid topology to minimize risk of ignition in HFTDs Butte County Rebuild | WLDFR | HFTD - Distribution - Tier 3 - 2QU CoRE ¦ 1QU LoRE | 2021 | 1 | 0.0042342 | 0.95863 | 0 | 0.95863 |  |  |  |  | 0 | 0 | 0 | 0 | 0.95863 |  | 0 | 0.0042342 | 0.0042342 | Column23: 0.95863; Column24: 0.95863; Column25: 0; Column26: 0; Column27: 0.95863; Column28: 0.95863; Column29: 0; Column30: 0; Column31: 0; Column32: 0; Column33: 0 | WLDFR | HFTD - Distribution - Tier 3 - 4QU CoRE ¦ 3QU LoRE | Red Flag Warning - Small Fires | 2054 | 5.8723e-07 | 5.8723e-07 | 0.10489 | 0.048274 | 0.002095 | 0.054525 | 0 | 0 | 0.00061219 | 6.1597e-08 | 0 | 6.1597e-08 | 6.1597e-08 | 0 | 6.1597e-08 | 0 | 0 | 0 | 0 | 0 | [17 empty] | 7.3.3.17.5 (Remote Grid) Updates to grid topology to minimize risk of ignition in HFTDs Remote GridWLDFREquipment / facility failureAggregated | WLDFR | HFTD - Distribution - Tier 2 - 3QU CoRE ¦ 2QU LoRE | Non-Red Flag Warning - Catastrophic Fires | Equipment / facility failure | Aggregated | 2054 | 3.7999e-08 | 791.1377 | 3.0062e-05 | 2054 | Mitigation | 0.95 | 45 | 0 | esc | 0.00097009 | 3.6862e-11 | 0.00097009 | 3.6862e-11
[35 empty] | 7.3.3.17.6 Updates to grid topology to minimize risk of ignition in HFTDs Butte County Rebuild | WLDFR | HFTD - Distribution - Tier 3 - 2QU CoRE ¦ 1QU LoRE | 2022 | 0.93458 | 0.0043207 | 0.98271 | 0 | 0.98271 |  |  |  |  | 0.0059895 | 1.3623 | 0 | 1.3623 | 0.91842 |  | 1.2732 | 0.01031 | 0.0096357 | Column23: 2.345; Column24: 2.1916; Column25: 0; Column26: 0; Column27: 2.345; Column28: 2.1916; Column29: 0; Column30: 0; Column31: 0; Column32: 0; Column33: 0 | WLDFR | HFTD - Distribution - Tier 3 - 4QU CoRE ¦ 3QU LoRE | Red Flag Warning - Small Fires | 2055 | 5.8723e-07 | 5.8723e-07 | 0.10489 | 0.048274 | 0.002095 | 0.054525 | 0 | 0 | 0.00061219 | 6.1597e-08 | 0 | 6.1597e-08 | 6.1597e-08 | 0 | 6.1597e-08 | 0 | 3.6876e-07 | 0 | 0 | 0 | [17 empty] | 7.3.3.17.5 (Remote Grid) Updates to grid topology to minimize risk of ignition in HFTDs Remote GridWLDFREquipment / facility failureAggregated | WLDFR | HFTD - Distribution - Tier 2 - 3QU CoRE ¦ 2QU LoRE | Non-Red Flag Warning - Catastrophic Fires | Equipment / facility failure | Aggregated | 2055 | 3.7999e-08 | 791.1377 | 3.0062e-05 | 2055 | Mitigation | 0.95 | 45 | 0 | esc | 0.00097009 | 3.6862e-11 | 0.00097009 | 3.6862e-11
[35 empty] | 7.3.3.17.6 Updates to grid topology to minimize risk of ignition in HFTDs Butte County Rebuild | WLDFR | HFTD - Distribution - Tier 3 - 2QU CoRE ¦ 1QU LoRE | 2023 | 0.87344 | 0.0043207 | 1.0187 | 0 | 1.0187 |  |  |  |  | 0.0059895 | 1.4122 | 0 | 1.4122 | 0.88979 |  | 1.2335 | 0.01031 | 0.0090053 | Column23: 2.4309; Column24: 2.1233; Column25: 0; Column26: 0; Column27: 2.4309; Column28: 2.1233; Column29: 0.0075543; Column30: 1.7811; Column31: 0; Column32: 1.7811; Column33: 1.5557 | WLDFR | HFTD - Distribution - Tier 3 - 4QU CoRE ¦ 3QU LoRE | Red Flag Warning - Small Fires | 2056 | 5.8723e-07 | 5.8723e-07 | 0.10489 | 0.048274 | 0.002095 | 0.054525 | 0 | 0 | 0.00061219 | 6.1597e-08 | 0 | 6.1597e-08 | 6.1597e-08 | 0 | 6.1597e-08 | 0 | 3.8526e-07 | 8.4449e-07 | 0 | 8.4449e-07 | [17 empty] | 7.3.3.17.5 (Remote Grid) Updates to grid topology to minimize risk of ignition in HFTDs Remote GridWLDFREquipment / facility failureAggregated | WLDFR | HFTD - Distribution - Tier 2 - 3QU CoRE ¦ 2QU LoRE | Non-Red Flag Warning - Catastrophic Fires | Equipment / facility failure | Aggregated | 2056 | 3.7999e-08 | 791.1377 | 3.0062e-05 | 2056 | Mitigation | 0.95 | 45 | 0 | esc | 0.00097009 | 3.6862e-11 | 0.00097009 | 3.6862e-11
[35 empty] | 7.3.3.17.6 Updates to grid topology to minimize risk of ignition in HFTDs Butte County Rebuild | WLDFR | HFTD - Distribution - Tier 3 - 2QU CoRE ¦ 1QU LoRE | 2024 | 0.8163 | 0.0043207 | 1.0187 | 0 | 1.0187 |  |  |  |  | 0.0059895 | 1.4122 | 0 | 1.4122 | 0.83158 |  | 1.1528 | 0.01031 | 0.0084162 | Column23: 2.4309; Column24: 1.9844; Column25: 0; Column26: 0; Column27: 2.4309; Column28: 1.9844; Column29: 0.0075543; Column30: 1.7811; Column31: 0; Column32: 1.7811; Column33: 1.4539 | WLDFR | HFTD - Distribution - Tier 3 - 4QU CoRE ¦ 3QU LoRE | Red Flag Warning - Small Fires | 2057 | 5.8723e-07 | 5.8723e-07 | 0.10489 | 0.048274 | 0.002095 | 0.054525 | 0 | 0 | 0.00061219 | 6.1597e-08 | 0 | 6.1597e-08 | 6.1597e-08 | 0 | 6.1597e-08 | 0 | 3.8526e-07 | 8.4449e-07 | 0 | 8.4449e-07 | [17 empty] | 7.3.3.17.5 (Remote Grid) Updates to grid topology to minimize risk of ignition in HFTDs Remote GridWLDFREquipment / facility failureAggregated | WLDFR | HFTD - Distribution - Tier 2 - 3QU CoRE ¦ 2QU LoRE | Non-Red Flag Warning - Catastrophic Fires | Equipment / facility failure | Aggregated | 2057 | 3.7999e-08 | 791.1377 | 3.0062e-05 | 2057 | Mitigation | 0.95 | 45 | 0 | esc | 0.00097009 | 3.6862e-11 | 0.00097009 | 3.6862e-11
[35 empty] | 7.3.3.17.6 Updates to grid topology to minimize risk of ignition in HFTDs Butte County Rebuild | WLDFR | HFTD - Distribution - Tier 3 - 2QU CoRE ¦ 1QU LoRE | 2025 | 0.7629 | 0.0043207 | 1.0187 | 0 | 1.0187 |  |  |  |  | 0.0059895 | 1.4122 | 0 | 1.4122 | 0.77718 |  | 1.0774 | 0.01031 | 0.0078656 | Column23: 2.4309; Column24: 1.8545; Column25: 0; Column26: 0; Column27: 2.4309; Column28: 1.8545; Column29: 0.0075543; Column30: 1.7811; Column31: 0; Column32: 1.7811; Column33: 1.3588 | WLDFR | HFTD - Distribution - Tier 3 - 4QU CoRE ¦ 3QU LoRE | Red Flag Warning - Small Fires | 2058 | 5.8723e-07 | 5.8723e-07 | 0.1099 | 0.050325 | 0.0021839 | 0.057393 | 0 | 0 | 0.00061219 | 6.4537e-08 | 0 | 6.4537e-08 | 6.4537e-08 | 0 | 6.4537e-08 | 0 | 3.8526e-07 | 8.4449e-07 | 0 | 8.4449e-07 | [17 empty] | 7.3.3.17.5 (Remote Grid) Updates to grid topology to minimize risk of ignition in HFTDs Remote GridWLDFREquipment / facility failureAggregated | WLDFR | HFTD - Distribution - Tier 2 - 3QU CoRE ¦ 2QU LoRE | Non-Red Flag Warning - Catastrophic Fires | Equipment / facility failure | Aggregated | 2058 | 3.7999e-08 | 791.1377 | 3.0062e-05 | 2058 | Mitigation | 0.95 | 45 | 0 | esc | 0.00097009 | 3.6862e-11 | 0.00097009 | 3.6862e-11
[35 empty] | 7.3.3.17.6 Updates to grid topology to minimize risk of ignition in HFTDs Butte County Rebuild | WLDFR | HFTD - Distribution - Tier 3 - 2QU CoRE ¦ 1QU LoRE | 2026 | 0.71299 | 0.0043207 | 1.0187 | 0 | 1.0187 |  |  |  |  | 0.0059895 | 1.4122 | 0 | 1.4122 | 0.72634 |  | 1.0069 | 0.01031 | 0.007351 | Column23: 2.4309; Column24: 1.7332; Column25: 0; Column26: 0; Column27: 2.4309; Column28: 1.7332; Column29: 0.0075543; Column30: 1.7811; Column31: 0; Column32: 1.7811; Column33: 1.2699 | WLDFR | HFTD - Distribution - Tier 3 - 4QU CoRE ¦ 3QU LoRE | Red Flag Warning - Small Fires | 2059 | 5.8723e-07 | 5.8723e-07 | 0.1099 | 0.050325 | 0.0021839 | 0.057393 | 0 | 0 | 0.00061219 | 6.4537e-08 | 0 | 6.4537e-08 | 6.4537e-08 | 0 | 6.4537e-08 | 0 | 3.8526e-07 | 8.4449e-07 | 0 | 8.4449e-07 | [17 empty] | 7.3.3.17.5 (Remote Grid) Updates to grid topology to minimize risk of ignition in HFTDs Remote GridWLDFREquipment / facility failureAggregated | WLDFR | HFTD - Distribution - Tier 2 - 3QU CoRE ¦ 2QU LoRE | Non-Red Flag Warning - Catastrophic Fires | Equipment / facility failure | Aggregated | 2059 | 3.7999e-08 | 791.1377 | 3.0062e-05 | 2059 | Mitigation | 0.95 | 45 | 0 | esc | 0.00097009 | 3.6862e-11 | 0.00097009 | 3.6862e-11
[35 empty] | 7.3.3.17.6 Updates to grid topology to minimize risk of ignition in HFTDs Butte County Rebuild | WLDFR | HFTD - Distribution - Tier 3 - 2QU CoRE ¦ 1QU LoRE | 2027 | 0.66634 | 0.0043207 | 1.0187 | 0 | 1.0187 |  |  |  |  | 0.0059895 | 1.4122 | 0 | 1.4122 | 0.67882 |  | 0.94101 | 0.01031 | 0.0068701 | Column23: 2.4309; Column24: 1.6198; Column25: 0; Column26: 0; Column27: 2.4309; Column28: 1.6198; Column29: 0.0075543; Column30: 1.7811; Column31: 0; Column32: 1.7811; Column33: 1.1869 | WLDFR | HFTD - Distribution - Tier 3 - 4QU CoRE ¦ 3QU LoRE | Red Flag Warning - Small Fires | 2060 | 5.8723e-07 | 5.8723e-07 | 0.1099 | 0.050325 | 0.0021839 | 0.057393 | 0 | 0 | 0.00061219 | 6.4537e-08 | 0 | 6.4537e-08 | 6.4537e-08 | 0 | 6.4537e-08 | 0 | 3.8526e-07 | 8.4449e-07 | 0 | 8.4449e-07 | [17 empty] | 7.3.3.17.5 (Remote Grid) Updates to grid topology to minimize risk of ignition in HFTDs Remote GridWLDFREquipment / facility failureAggregated | WLDFR | HFTD - Distribution - Tier 2 - 3QU CoRE ¦ 2QU LoRE | Non-Red Flag Warning - Catastrophic Fires | Equipment / facility failure | Aggregated | 2060 | 3.7999e-08 | 791.1377 | 3.0062e-05 | 2060 | Mitigation | 0.95 | 45 | 0 | esc | 0.00097009 | 3.6862e-11 | 0.00097009 | 3.6862e-11
[35 empty] | 7.3.3.17.6 Updates to grid topology to minimize risk of ignition in HFTDs Butte County Rebuild | WLDFR | HFTD - Distribution - Tier 3 - 2QU CoRE ¦ 1QU LoRE | 2028 | 0.62275 | 0.0043207 | 1.0641 | 0 | 1.0641 |  |  |  |  | 0.0059895 | 1.4751 | 0 | 1.4751 | 0.66267 |  | 0.91861 | 0.01031 | 0.0064206 | Column23: 2.5392; Column24: 1.5813; Column25: 0; Column26: 0; Column27: 2.5392; Column28: 1.5813; Column29: 0.0075543; Column30: 1.8605; Column31: 0; Column32: 1.8605; Column33: 1.1586 | WLDFR | HFTD - Distribution - Tier 3 - 4QU CoRE ¦ 3QU LoRE | Red Flag Warning - Small Fires | 2061 | 5.8723e-07 | 5.8723e-07 | 0.1099 | 0.050325 | 0.0021839 | 0.057393 | 0 | 0 | 0.00061219 | 6.4537e-08 | 0 | 6.4537e-08 | 6.4537e-08 | 0 | 6.4537e-08 | 0 | 4.0651e-07 | 8.9107e-07 | 0 | 8.9107e-07 | [17 empty] | 7.3.3.17.5 (Remote Grid) Updates to grid topology to minimize risk of ignition in HFTDs Remote GridWLDFREquipment / facility failureAggregated | WLDFR | HFTD - Distribution - Tier 2 - 3QU CoRE ¦ 2QU LoRE | Non-Red Flag Warning - Catastrophic Fires | Equipment / facility failure | Aggregated | 2061 | 3.7999e-08 | 791.1377 | 3.0062e-05 | 2061 | Mitigation | 0.95 | 45 | 0 | esc | 0.00097009 | 3.6862e-11 | 0.00097009 | 3.6862e-11
[35 empty] | 7.3.3.17.6 Updates to grid topology to minimize risk of ignition in HFTDs Butte County Rebuild | WLDFR | HFTD - Distribution - Tier 3 - 2QU CoRE ¦ 1QU LoRE | 2029 | 0.58201 | 0.0043207 | 1.0641 | 0 | 1.0641 |  |  |  |  | 0.0059895 | 1.4751 | 0 | 1.4751 | 0.61931 |  | 0.85852 | 0.01031 | 0.0060006 | Column23: 2.5392; Column24: 1.4778; Column25: 0; Column26: 0; Column27: 2.5392; Column28: 1.4778; Column29: 0.0075543; Column30: 1.8605; Column31: 0; Column32: 1.8605; Column33: 1.0828 | WLDFR | HFTD - Distribution - Tier 3 - 4QU CoRE ¦ 3QU LoRE | Red Flag Warning - Small Fires | 2062 | 5.8723e-07 | 5.8723e-07 | 0.1099 | 0.050325 | 0.0021839 | 0.057393 | 0 | 0 | 0.00061219 | 6.4537e-08 | 0 | 6.4537e-08 | 6.4537e-08 | 0 | 6.4537e-08 | 0 | 4.0651e-07 | 8.9107e-07 | 0 | 8.9107e-07 | [17 empty] | 7.3.3.17.5 (Remote Grid) Updates to grid topology to minimize risk of ignition in HFTDs Remote GridWLDFREquipment / facility failureAggregated | WLDFR | HFTD - Distribution - Tier 2 - 3QU CoRE ¦ 2QU LoRE | Non-Red Flag Warning - Catastrophic Fires | Equipment / facility failure | Aggregated | 2062 | 3.7999e-08 | 791.1377 | 3.0062e-05 | 2062 | Mitigation | 0.95 | 45 | 0 | esc | 0.00097009 | 3.6862e-11 | 0.00097009 | 3.6862e-11
[35 empty] | 7.3.3.17.6 Updates to grid topology to minimize risk of ignition in HFTDs Butte County Rebuild | WLDFR | HFTD - Distribution - Tier 3 - 2QU CoRE ¦ 1QU LoRE | 2030 | 0.54393 | 0.0043207 | 1.0641 | 0 | 1.0641 |  |  |  |  | 0.0059895 | 1.4751 | 0 | 1.4751 | 0.5788 |  | 0.80235 | 0.01031 | 0.005608 | Column23: 2.5392; Column24: 1.3811; Column25: 0; Column26: 0; Column27: 2.5392; Column28: 1.3811; Column29: 0.0075543; Column30: 1.8605; Column31: 0; Column32: 1.8605; Column33: 1.012 | WLDFR | HFTD - Distribution - Tier 3 - 4QU CoRE ¦ 3QU LoRE | Red Flag Warning - Small Fires | 2063 | 5.8723e-07 | 5.8723e-07 | 0.11504 | 0.052388 | 0.0022734 | 0.060377 | 0 | 0 | 0.00061219 | 6.7553e-08 | 0 | 6.7553e-08 | 6.7553e-08 | 0 | 6.7553e-08 | 0 | 4.0651e-07 | 8.9107e-07 | 0 | 8.9107e-07 | [17 empty] | 7.3.3.17.5 (Remote Grid) Updates to grid topology to minimize risk of ignition in HFTDs Remote GridWLDFREquipment / facility failureAggregated | WLDFR | HFTD - Distribution - Tier 2 - 3QU CoRE ¦ 2QU LoRE | Non-Red Flag Warning - Catastrophic Fires | Equipment / facility failure | Aggregated | 2063 | 3.7999e-08 | 791.1377 | 3.0062e-05 | 2063 | Mitigation | 0.95 | 45 | 0 | esc | 0.00097009 | 3.6862e-11 | 0.00097009 | 3.6862e-11
[35 empty] | 7.3.3.17.6 Updates to grid topology to minimize risk of ignition in HFTDs Butte County Rebuild | WLDFR | HFTD - Distribution - Tier 3 - 2QU CoRE ¦ 1QU LoRE | 2031 | 0.50835 | 0.0043207 | 1.0641 | 0 | 1.0641 |  |  |  |  | 0.0059895 | 1.4751 | 0 | 1.4751 | 0.54093 |  | 0.74986 | 0.01031 | 0.0052412 | Column23: 2.5392; Column24: 1.2908; Column25: 0; Column26: 0; Column27: 2.5392; Column28: 1.2908; Column29: 0.0075543; Column30: 1.8605; Column31: 0; Column32: 1.8605; Column33: 0.94577 | WLDFR | HFTD - Distribution - Tier 3 - 4QU CoRE ¦ 3QU LoRE | Red Flag Warning - Small Fires | 2064 | 5.8723e-07 | 5.8723e-07 | 0.11504 | 0.052388 | 0.0022734 | 0.060377 | 0 | 0 | 0.00061219 | 6.7553e-08 | 0 | 6.7553e-08 | 6.7553e-08 | 0 | 6.7553e-08 | 0 | 4.0651e-07 | 8.9107e-07 | 0 | 8.9107e-07 | [17 empty] | 7.3.3.17.5 (Remote Grid) Updates to grid topology to minimize risk of ignition in HFTDs Remote GridWLDFREquipment / facility failureAggregated | WLDFR | HFTD - Distribution - Tier 2 - 3QU CoRE ¦ 2QU LoRE | Non-Red Flag Warning - Catastrophic Fires | Equipment / facility failure | Aggregated | 2064 | 3.7999e-08 | 791.1377 | 3.0062e-05 | 2064 | Mitigation | 0.95 | 45 | 0 | esc | 0.00097009 | 3.6862e-11 | 0.00097009 | 3.6862e-11
[35 empty] | 7.3.3.17.6 Updates to grid topology to minimize risk of ignition in HFTDs Butte County Rebuild | WLDFR | HFTD - Distribution - Tier 3 - 2QU CoRE ¦ 1QU LoRE | 2032 | 0.47509 | 0.0043207 | 1.0641 | 0 | 1.0641 |  |  |  |  | 0.0059895 | 1.4751 | 0 | 1.4751 | 0.50554 |  | 0.70081 | 0.01031 | 0.0048983 | Column23: 2.5392; Column24: 1.2063; Column25: 0; Column26: 0; Column27: 2.5392; Column28: 1.2063; Column29: 0.0075543; Column30: 1.8605; Column31: 0; Column32: 1.8605; Column33: 0.8839 | WLDFR | HFTD - Distribution - Tier 3 - 4QU CoRE ¦ 3QU LoRE | Red Flag Warning - Small Fires | 2065 | 5.8723e-07 | 5.8723e-07 | 0.11504 | 0.052388 | 0.0022734 | 0.060377 | 0 | 0 | 0.00061219 | 6.7553e-08 | 0 | 6.7553e-08 | 6.7553e-08 | 0 | 6.7553e-08 | 0 | 4.0651e-07 | 8.9107e-07 | 0 | 8.9107e-07 | [17 empty] | 7.3.3.17.5 (Remote Grid) Updates to grid topology to minimize risk of ignition in HFTDs Remote GridWLDFREquipment / facility failureAggregated | WLDFR | HFTD - Distribution - Tier 2 - 3QU CoRE ¦ 2QU LoRE | Non-Red Flag Warning - Catastrophic Fires | Equipment / facility failure | Aggregated | 2065 | 3.7999e-08 | 791.1377 | 3.0062e-05 | 2065 | Mitigation | 0.95 | 45 | 0 | esc | 0.00097009 | 3.6862e-11 | 0.00097009 | 3.6862e-11
[35 empty] | 7.3.3.17.6 Updates to grid topology to minimize risk of ignition in HFTDs Butte County Rebuild | WLDFR | HFTD - Distribution - Tier 3 - 2QU CoRE ¦ 1QU LoRE | 2033 | 0.44401 | 0.0043207 | 1.1145 | 0 | 1.1145 |  |  |  |  | 0.0059895 | 1.545 | 0 | 1.545 | 0.49486 |  | 0.68599 | 0.01031 | 0.0045778 | Column23: 2.6595; Column24: 1.1809; Column25: 0; Column26: 0; Column27: 2.6595; Column28: 1.1809; Column29: 0.0075543; Column30: 1.9486; Column31: 0; Column32: 1.9486; Column33: 0.86522 | WLDFR | HFTD - Distribution - Tier 3 - 4QU CoRE ¦ 3QU LoRE | Red Flag Warning - Small Fires | 2066 | 5.8723e-07 | 5.8723e-07 | 0.11504 | 0.052388 | 0.0022734 | 0.060377 | 0 | 0 | 0.00061219 | 6.7553e-08 | 0 | 6.7553e-08 | 6.7553e-08 | 0 | 6.7553e-08 | 0 | 4.3068e-07 | 9.4405e-07 | 0 | 9.4405e-07 | [17 empty] | 7.3.3.17.5 (Remote Grid) Updates to grid topology to minimize risk of ignition in HFTDs Remote GridWLDFREquipment / facility failureAggregated | WLDFR | HFTD - Distribution - Tier 2 - 3QU CoRE ¦ 2QU LoRE | Non-Red Flag Warning - Catastrophic Fires | Equipment / facility failure | Aggregated | 2066 | 3.7999e-08 | 791.1377 | 3.0062e-05 | 2066 | Mitigation | 0.95 | 45 | 0 | esc | 0.00097009 | 3.6862e-11 | 0.00097009 | 3.6862e-11
[35 empty] | 7.3.3.17.6 Updates to grid topology to minimize risk of ignition in HFTDs Butte County Rebuild | WLDFR | HFTD - Distribution - Tier 3 - 2QU CoRE ¦ 1QU LoRE | 2034 | 0.41496 | 0.0043207 | 1.1145 | 0 | 1.1145 |  |  |  |  | 0.0059895 | 1.545 | 0 | 1.545 | 0.46249 |  | 0.64112 | 0.01031 | 0.0042783 | Column23: 2.6595; Column24: 1.1036; Column25: 0; Column26: 0; Column27: 2.6595; Column28: 1.1036; Column29: 0.0075543; Column30: 1.9486; Column31: 0; Column32: 1.9486; Column33: 0.80861 | WLDFR | HFTD - Distribution - Tier 3 - 4QU CoRE ¦ 3QU LoRE | Red Flag Warning - Small Fires | 2067 | 0 | 5.8723e-07 | 0.11504 | 0.052388 | 0.0022734 | 0.060377 | 0 | 0 | 0.00061219 | 0 | 0 | 0 | 6.7553e-08 | 0 | 6.7553e-08 | 0 | 4.3068e-07 | 9.4405e-07 | 0 | 9.4405e-07 | [17 empty] | 7.3.3.17.5 (Remote Grid) Updates to grid topology to minimize risk of ignition in HFTDs Remote GridWLDFREquipment / facility failureAggregated | WLDFR | HFTD - Distribution - Tier 2 - 3QU CoRE ¦ 2QU LoRE | Non-Red Flag Warning - Catastrophic Fires | Equipment / facility failure | Aggregated | 2067 | 3.7999e-08 | 791.1377 | 3.0062e-05 | 2067 | Mitigation | 0.95 | 45 | 0 | esc | 0 | 0 | 0.00097009 | 3.6862e-11
[35 empty] | 7.3.3.17.6 Updates to grid topology to minimize risk of ignition in HFTDs Butte County Rebuild | WLDFR | HFTD - Distribution - Tier 3 - 2QU CoRE ¦ 1QU LoRE | 2035 | 0.38782 | 0.0043207 | 1.1145 | 0 | 1.1145 |  |  |  |  | 0.0059895 | 1.545 | 0 | 1.545 | 0.43223 |  | 0.59917 | 0.01031 | 0.0039985 | Column23: 2.6595; Column24: 1.0314; Column25: 0; Column26: 0; Column27: 2.6595; Column28: 1.0314; Column29: 0.0075543; Column30: 1.9486; Column31: 0; Column32: 1.9486; Column33: 0.75571 | WLDFR | HFTD - Distribution - Tier 3 - 4QU CoRE ¦ 4QU LoRE | Non-Red Flag Warning - Catastrophic Fires | 2022 | 2.9383e-10 | 0 | 14146.1306 | 222.2294 | 8585.7228 | 5338.1784 | 0 | 0 | 3.6662e-07 | 4.1565e-06 | 0 | 4.1565e-06 | 0 | 0 | 0 | 0 | 4.3068e-07 | 9.4405e-07 | 0 | 9.4405e-07 | [17 empty] | 7.3.3.17.5 (Remote Grid) Updates to grid topology to minimize risk of ignition in HFTDs Remote GridWLDFRVegetation ContactAggregated | WLDFR | HFTD - Distribution - Tier 2 - 3QU CoRE ¦ 2QU LoRE | Non-Red Flag Warning - Catastrophic Fires | Vegetation Contact | Aggregated | 2022 | 3.2715e-07 | 791.1377 | 0.00025882 | 2022 | Mitigation | 0.95 | 45 | 0 | esc | 0.00097009 | 3.1736e-10 | 0 | 0
[35 empty] | 7.3.3.17.6 Updates to grid topology to minimize risk of ignition in HFTDs Butte County Rebuild | WLDFR | HFTD - Distribution - Tier 3 - 2QU CoRE ¦ 1QU LoRE | 2036 | 0.36245 | 0.0043207 | 1.1145 | 0 | 1.1145 |  |  |  |  | 0.0059895 | 1.545 | 0 | 1.545 | 0.40395 |  | 0.55997 | 0.01031 | 0.0037369 | Column23: 2.6595; Column24: 0.96393; Column25: 0; Column26: 0; Column27: 2.6595; Column28: 0.96393; Column29: 0.0075543; Column30: 1.9486; Column31: 0; Column32: 1.9486; Column33: 0.70627 | WLDFR | HFTD - Distribution - Tier 3 - 4QU CoRE ¦ 4QU LoRE | Non-Red Flag Warning - Catastrophic Fires | 2023 | 2.9383e-10 | 2.9383e-10 | 14664.6376 | 233.2301 | 8896.516 | 5534.8915 | 0 | 0 | 3.6662e-07 | 4.3089e-06 | 0 | 4.3089e-06 | 4.3089e-06 | 0 | 4.3089e-06 | 0 | 4.3068e-07 | 9.4405e-07 | 0 | 9.4405e-07 | [17 empty] | 7.3.3.17.5 (Remote Grid) Updates to grid topology to minimize risk of ignition in HFTDs Remote GridWLDFRVegetation ContactAggregated | WLDFR | HFTD - Distribution - Tier 2 - 3QU CoRE ¦ 2QU LoRE | Non-Red Flag Warning - Catastrophic Fires | Vegetation Contact | Aggregated | 2023 | 3.2715e-07 | 791.1377 | 0.00025882 | 2023 | Mitigation | 0.95 | 45 | 0 | esc | 0.00097009 | 3.1736e-10 | 0.00097009 | 3.1736e-10
[35 empty] | 7.3.3.17.6 Updates to grid topology to minimize risk of ignition in HFTDs Butte County Rebuild | WLDFR | HFTD - Distribution - Tier 3 - 2QU CoRE ¦ 1QU LoRE | 2037 | 0.33873 | 0.0043207 | 1.1145 | 0 | 1.1145 |  |  |  |  | 0.0059895 | 1.545 | 0 | 1.545 | 0.37753 |  | 0.52334 | 0.01031 | 0.0034924 | Column23: 2.6595; Column24: 0.90087; Column25: 0; Column26: 0; Column27: 2.6595; Column28: 0.90087; Column29: 0.0075543; Column30: 1.9486; Column31: 0; Column32: 1.9486; Column33: 0.66007 | WLDFR | HFTD - Distribution - Tier 3 - 4QU CoRE ¦ 4QU LoRE | Non-Red Flag Warning - Catastrophic Fires | 2024 | 2.9383e-10 | 2.9383e-10 | 14664.6376 | 233.2301 | 8896.516 | 5534.8915 | 0 | 0 | 3.6662e-07 | 4.3089e-06 | 0 | 4.3089e-06 | 4.3089e-06 | 0 | 4.3089e-06 | 0 | 4.3068e-07 | 9.4405e-07 | 0 | 9.4405e-07 | [17 empty] | 7.3.3.17.5 (Remote Grid) Updates to grid topology to minimize risk of ignition in HFTDs Remote GridWLDFRVegetation ContactAggregated | WLDFR | HFTD - Distribution - Tier 2 - 3QU CoRE ¦ 2QU LoRE | Non-Red Flag Warning - Catastrophic Fires | Vegetation Contact | Aggregated | 2024 | 3.2715e-07 | 791.1377 | 0.00025882 | 2024 | Mitigation | 0.95 | 45 | 0 | esc | 0.00097009 | 3.1736e-10 | 0.00097009 | 3.1736e-10
[35 empty] | 7.3.3.17.6 Updates to grid topology to minimize risk of ignition in HFTDs Butte County Rebuild | WLDFR | HFTD - Distribution - Tier 3 - 2QU CoRE ¦ 1QU LoRE | 2038 | 0.31657 | 0.0043207 | 1.1693 | 0 | 1.1693 |  |  |  |  | 0.0059895 | 1.6209 | 0 | 1.6209 | 0.37015 |  | 0.51312 | 0.01031 | 0.0032639 | Column23: 2.7901; Column24: 0.88328; Column25: 0; Column26: 0; Column27: 2.7901; Column28: 0.88328; Column29: 0.0075543; Column30: 2.0443; Column31: 0; Column32: 2.0443; Column33: 0.64718 | WLDFR | HFTD - Distribution - Tier 3 - 4QU CoRE ¦ 4QU LoRE | Non-Red Flag Warning - Catastrophic Fires | 2025 | 2.9383e-10 | 2.9383e-10 | 14664.6376 | 233.2301 | 8896.516 | 5534.8915 | 0 | 0 | 3.6662e-07 | 4.3089e-06 | 0 | 4.3089e-06 | 4.3089e-06 | 0 | 4.3089e-06 | 0 | 4.5758e-07 | 1.003e-06 | 0 | 1.003e-06 | [17 empty] | 7.3.3.17.5 (Remote Grid) Updates to grid topology to minimize risk of ignition in HFTDs Remote GridWLDFRVegetation ContactAggregated | WLDFR | HFTD - Distribution - Tier 2 - 3QU CoRE ¦ 2QU LoRE | Non-Red Flag Warning - Catastrophic Fires | Vegetation Contact | Aggregated | 2025 | 3.2715e-07 | 791.1377 | 0.00025882 | 2025 | Mitigation | 0.95 | 45 | 0 | esc | 0.00097009 | 3.1736e-10 | 0.00097009 | 3.1736e-10
[35 empty] | 7.3.3.17.6 Updates to grid topology to minimize risk of ignition in HFTDs Butte County Rebuild | WLDFR | HFTD - Distribution - Tier 3 - 2QU CoRE ¦ 1QU LoRE | 2039 | 0.29586 | 0.0043207 | 1.1693 | 0 | 1.1693 |  |  |  |  | 0.0059895 | 1.6209 | 0 | 1.6209 | 0.34594 |  | 0.47955 | 0.01031 | 0.0030504 | Column23: 2.7901; Column24: 0.82549; Column25: 0; Column26: 0; Column27: 2.7901; Column28: 0.82549; Column29: 0.0075543; Column30: 2.0443; Column31: 0; Column32: 2.0443; Column33: 0.60484 | WLDFR | HFTD - Distribution - Tier 3 - 4QU CoRE ¦ 4QU LoRE | Non-Red Flag Warning - Catastrophic Fires | 2026 | 2.9383e-10 | 2.9383e-10 | 14664.6376 | 233.2301 | 8896.516 | 5534.8915 | 0 | 0 | 3.6662e-07 | 4.3089e-06 | 0 | 4.3089e-06 | 4.3089e-06 | 0 | 4.3089e-06 | 0 | 4.5758e-07 | 1.003e-06 | 0 | 1.003e-06 | [17 empty] | 7.3.3.17.5 (Remote Grid) Updates to grid topology to minimize risk of ignition in HFTDs Remote GridWLDFRVegetation ContactAggregated | WLDFR | HFTD - Distribution - Tier 2 - 3QU CoRE ¦ 2QU LoRE | Non-Red Flag Warning - Catastrophic Fires | Vegetation Contact | Aggregated | 2026 | 3.2715e-07 | 791.1377 | 0.00025882 | 2026 | Mitigation | 0.95 | 45 | 0 | esc | 0.00097009 | 3.1736e-10 | 0.00097009 | 3.1736e-10
[35 empty] | 7.3.3.17.6 Updates to grid topology to minimize risk of ignition in HFTDs Butte County Rebuild | WLDFR | HFTD - Distribution - Tier 3 - 2QU CoRE ¦ 1QU LoRE | 2040 | 0.27651 | 0.0043207 | 1.1693 | 0 | 1.1693 |  |  |  |  | 0.0059895 | 1.6209 | 0 | 1.6209 | 0.32331 |  | 0.44818 | 0.01031 | 0.0028508 | Column23: 2.7901; Column24: 0.77149; Column25: 0; Column26: 0; Column27: 2.7901; Column28: 0.77149; Column29: 0.0075543; Column30: 2.0443; Column31: 0; Column32: 2.0443; Column33: 0.56527 | WLDFR | HFTD - Distribution - Tier 3 - 4QU CoRE ¦ 4QU LoRE | Non-Red Flag Warning - Catastrophic Fires | 2027 | 2.9383e-10 | 2.9383e-10 | 14664.6376 | 233.2301 | 8896.516 | 5534.8915 | 0 | 0 | 3.6662e-07 | 4.3089e-06 | 0 | 4.3089e-06 | 4.3089e-06 | 0 | 4.3089e-06 | 0 | 4.5758e-07 | 1.003e-06 | 0 | 1.003e-06 | [17 empty] | 7.3.3.17.5 (Remote Grid) Updates to grid topology to minimize risk of ignition in HFTDs Remote GridWLDFRVegetation ContactAggregated | WLDFR | HFTD - Distribution - Tier 2 - 3QU CoRE ¦ 2QU LoRE | Non-Red Flag Warning - Catastrophic Fires | Vegetation Contact | Aggregated | 2027 | 3.2715e-07 | 791.1377 | 0.00025882 | 2027 | Mitigation | 0.95 | 45 | 0 | esc | 0.00097009 | 3.1736e-10 | 0.00097009 | 3.1736e-10
[35 empty] | 7.3.3.17.6 Updates to grid topology to minimize risk of ignition in HFTDs Butte County Rebuild | WLDFR | HFTD - Distribution - Tier 3 - 2QU CoRE ¦ 1QU LoRE | 2041 | 0.25842 | 0.0043207 | 1.1693 | 0 | 1.1693 |  |  |  |  | 0.0059895 | 1.6209 | 0 | 1.6209 | 0.30216 |  | 0.41886 | 0.01031 | 0.0026643 | Column23: 2.7901; Column24: 0.72102; Column25: 0; Column26: 0; Column27: 2.7901; Column28: 0.72102; Column29: 0.0075543; Column30: 2.0443; Column31: 0; Column32: 2.0443; Column33: 0.52829 | WLDFR | HFTD - Distribution - Tier 3 - 4QU CoRE ¦ 4QU LoRE | Non-Red Flag Warning - Catastrophic Fires | 2028 | 2.9383e-10 | 2.9383e-10 | 15317.9909 | 247.273 | 9287.6491 | 5783.0689 | 0 | 0 | 3.6662e-07 | 4.5009e-06 | 0 | 4.5009e-06 | 4.5009e-06 | 0 | 4.5009e-06 | 0 | 4.5758e-07 | 1.003e-06 | 0 | 1.003e-06 | [17 empty] | 7.3.3.17.5 (Remote Grid) Updates to grid topology to minimize risk of ignition in HFTDs Remote GridWLDFRVegetation ContactAggregated | WLDFR | HFTD - Distribution - Tier 2 - 3QU CoRE ¦ 2QU LoRE | Non-Red Flag Warning - Catastrophic Fires | Vegetation Contact | Aggregated | 2028 | 3.2715e-07 | 791.1377 | 0.00025882 | 2028 | Mitigation | 0.95 | 45 | 0 | esc | 0.00097009 | 3.1736e-10 | 0.00097009 | 3.1736e-10
[35 empty] | 7.3.3.17.6 Updates to grid topology to minimize risk of ignition in HFTDs Butte County Rebuild | WLDFR | HFTD - Distribution - Tier 3 - 2QU CoRE ¦ 1QU LoRE | 2042 | 0.24151 | 0.0043207 | 1.1693 | 0 | 1.1693 |  |  |  |  | 0.0059895 | 1.6209 | 0 | 1.6209 | 0.28239 |  | 0.39146 | 0.01031 | 0.00249 | Column23: 2.7901; Column24: 0.67385; Column25: 0; Column26: 0; Column27: 2.7901; Column28: 0.67385; Column29: 0.0075543; Column30: 2.0443; Column31: 0; Column32: 2.0443; Column33: 0.49373 | WLDFR | HFTD - Distribution - Tier 3 - 4QU CoRE ¦ 4QU LoRE | Non-Red Flag Warning - Catastrophic Fires | 2029 | 2.9383e-10 | 2.9383e-10 | 15317.9909 | 247.273 | 9287.6491 | 5783.0689 | 0 | 0 | 3.6662e-07 | 4.5009e-06 | 0 | 4.5009e-06 | 4.5009e-06 | 0 | 4.5009e-06 | 0 | 4.5758e-07 | 1.003e-06 | 0 | 1.003e-06 | [17 empty] | 7.3.3.17.5 (Remote Grid) Updates to grid topology to minimize risk of ignition in HFTDs Remote GridWLDFRVegetation ContactAggregated | WLDFR | HFTD - Distribution - Tier 2 - 3QU CoRE ¦ 2QU LoRE | Non-Red Flag Warning - Catastrophic Fires | Vegetation Contact | Aggregated | 2029 | 3.2715e-07 | 791.1377 | 0.00025882 | 2029 | Mitigation | 0.95 | 45 | 0 | esc | 0.00097009 | 3.1736e-10 | 0.00097009 | 3.1736e-10
[35 empty] | 7.3.3.17.6 Updates to grid topology to minimize risk of ignition in HFTDs Butte County Rebuild | WLDFR | HFTD - Distribution - Tier 3 - 2QU CoRE ¦ 1QU LoRE | 2043 | 0.22571 | 0.0043207 | 1.2275 | 0 | 1.2275 |  |  |  |  | 0.0059895 | 1.7017 | 0 | 1.7017 | 0.27707 |  | 0.38409 | 0.01031 | 0.0023271 | Column23: 2.9292; Column24: 0.66117; Column25: 0; Column26: 0; Column27: 2.9292; Column28: 0.66117; Column29: 0.0075543; Column30: 2.1463; Column31: 0; Column32: 2.1463; Column33: 0.48444 | WLDFR | HFTD - Distribution - Tier 3 - 4QU CoRE ¦ 4QU LoRE | Non-Red Flag Warning - Catastrophic Fires | 2030 | 2.9383e-10 | 2.9383e-10 | 15317.9909 | 247.273 | 9287.6491 | 5783.0689 | 0 | 0 | 3.6662e-07 | 4.5009e-06 | 0 | 4.5009e-06 | 4.5009e-06 | 0 | 4.5009e-06 | 0 | 4.87e-07 | 1.0675e-06 | 0 | 1.0675e-06 | [17 empty] | 7.3.3.17.5 (Remote Grid) Updates to grid topology to minimize risk of ignition in HFTDs Remote GridWLDFRVegetation ContactAggregated | WLDFR | HFTD - Distribution - Tier 2 - 3QU CoRE ¦ 2QU LoRE | Non-Red Flag Warning - Catastrophic Fires | Vegetation Contact | Aggregated | 2030 | 3.2715e-07 | 791.1377 | 0.00025882 | 2030 | Mitigation | 0.95 | 45 | 0 | esc | 0.00097009 | 3.1736e-10 | 0.00097009 | 3.1736e-10
[35 empty] | 7.3.3.17.6 Updates to grid topology to minimize risk of ignition in HFTDs Butte County Rebuild | WLDFR | HFTD - Distribution - Tier 3 - 2QU CoRE ¦ 1QU LoRE | 2044 | 0.21095 | 0.0043207 | 1.2275 | 0 | 1.2275 |  |  |  |  | 0.0059895 | 1.7017 | 0 | 1.7017 | 0.25895 |  | 0.35896 | 0.01031 | 0.0021749 | Column23: 2.9292; Column24: 0.61791; Column25: 0; Column26: 0; Column27: 2.9292; Column28: 0.61791; Column29: 0.0075543; Column30: 2.1463; Column31: 0; Column32: 2.1463; Column33: 0.45275 | WLDFR | HFTD - Distribution - Tier 3 - 4QU CoRE ¦ 4QU LoRE | Non-Red Flag Warning - Catastrophic Fires | 2031 | 2.9383e-10 | 2.9383e-10 | 15317.9909 | 247.273 | 9287.6491 | 5783.0689 | 0 | 0 | 3.6662e-07 | 4.5009e-06 | 0 | 4.5009e-06 | 4.5009e-06 | 0 | 4.5009e-06 | 0 | 4.87e-07 | 1.0675e-06 | 0 | 1.0675e-06 | [17 empty] | 7.3.3.17.5 (Remote Grid) Updates to grid topology to minimize risk of ignition in HFTDs Remote GridWLDFRVegetation ContactAggregated | WLDFR | HFTD - Distribution - Tier 2 - 3QU CoRE ¦ 2QU LoRE | Non-Red Flag Warning - Catastrophic Fires | Vegetation Contact | Aggregated | 2031 | 3.2715e-07 | 791.1377 | 0.00025882 | 2031 | Mitigation | 0.95 | 45 | 0 | esc | 0.00097009 | 3.1736e-10 | 0.00097009 | 3.1736e-10
[35 empty] | 7.3.3.17.6 Updates to grid topology to minimize risk of ignition in HFTDs Butte County Rebuild | WLDFR | HFTD - Distribution - Tier 3 - 2QU CoRE ¦ 1QU LoRE | 2045 | 0.19715 | 0.0043207 | 1.2275 | 0 | 1.2275 |  |  |  |  | 0.0059895 | 1.7017 | 0 | 1.7017 | 0.24201 |  | 0.33548 | 0.01031 | 0.0020326 | Column23: 2.9292; Column24: 0.57749; Column25: 0; Column26: 0; Column27: 2.9292; Column28: 0.57749; Column29: 0.0075543; Column30: 2.1463; Column31: 0; Column32: 2.1463; Column33: 0.42313 | WLDFR | HFTD - Distribution - Tier 3 - 4QU CoRE ¦ 4QU LoRE | Non-Red Flag Warning - Catastrophic Fires | 2032 | 2.9383e-10 | 2.9383e-10 | 15317.9909 | 247.273 | 9287.6491 | 5783.0689 | 0 | 0 | 3.6662e-07 | 4.5009e-06 | 0 | 4.5009e-06 | 4.5009e-06 | 0 | 4.5009e-06 | 0 | 4.87e-07 | 1.0675e-06 | 0 | 1.0675e-06 | [17 empty] | 7.3.3.17.5 (Remote Grid) Updates to grid topology to minimize risk of ignition in HFTDs Remote GridWLDFRVegetation ContactAggregated | WLDFR | HFTD - Distribution - Tier 2 - 3QU CoRE ¦ 2QU LoRE | Non-Red Flag Warning - Catastrophic Fires | Vegetation Contact | Aggregated | 2032 | 3.2715e-07 | 791.1377 | 0.00025882 | 2032 | Mitigation | 0.95 | 45 | 0 | esc | 0.00097009 | 3.1736e-10 | 0.00097009 | 3.1736e-10
[35 empty] | 7.3.3.17.6 Updates to grid topology to minimize risk of ignition in HFTDs Butte County Rebuild | WLDFR | HFTD - Distribution - Tier 3 - 2QU CoRE ¦ 1QU LoRE | 2046 | 0.18425 | 0.0043207 | 1.2275 | 0 | 1.2275 |  |  |  |  | 0.0059895 | 1.7017 | 0 | 1.7017 | 0.22618 |  | 0.31353 | 0.01031 | 0.0018996 | Column23: 2.9292; Column24: 0.53971; Column25: 0; Column26: 0; Column27: 2.9292; Column28: 0.53971; Column29: 0.0075543; Column30: 2.1463; Column31: 0; Column32: 2.1463; Column33: 0.39545 | WLDFR | HFTD - Distribution - Tier 3 - 4QU CoRE ¦ 4QU LoRE | Non-Red Flag Warning - Catastrophic Fires | 2033 | 2.9383e-10 | 2.9383e-10 | 16044.1264 | 263.1074 | 9721.74 | 6059.2791 | 0 | 0 | 3.6662e-07 | 4.7142e-06 | 0 | 4.7142e-06 | 4.7142e-06 | 0 | 4.7142e-06 | 0 | 4.87e-07 | 1.0675e-06 | 0 | 1.0675e-06 | [17 empty] | 7.3.3.17.5 (Remote Grid) Updates to grid topology to minimize risk of ignition in HFTDs Remote GridWLDFRVegetation ContactAggregated | WLDFR | HFTD - Distribution - Tier 2 - 3QU CoRE ¦ 2QU LoRE | Non-Red Flag Warning - Catastrophic Fires | Vegetation Contact | Aggregated | 2033 | 3.2715e-07 | 791.1377 | 0.00025882 | 2033 | Mitigation | 0.95 | 45 | 0 | esc | 0.00097009 | 3.1736e-10 | 0.00097009 | 3.1736e-10
[35 empty] | 7.3.3.17.6 Updates to grid topology to minimize risk of ignition in HFTDs Butte County Rebuild | WLDFR | HFTD - Distribution - Tier 3 - 2QU CoRE ¦ 1QU LoRE | 2047 | 0.1722 | 0.0043207 | 1.2275 | 0 | 1.2275 |  |  |  |  | 0.0059895 | 1.7017 | 0 | 1.7017 | 0.21138 |  | 0.29302 | 0.01031 | 0.0017754 | Column23: 2.9292; Column24: 0.5044; Column25: 0; Column26: 0; Column27: 2.9292; Column28: 0.5044; Column29: 0.0075543; Column30: 2.1463; Column31: 0; Column32: 2.1463; Column33: 0.36958 | WLDFR | HFTD - Distribution - Tier 3 - 4QU CoRE ¦ 4QU LoRE | Non-Red Flag Warning - Catastrophic Fires | 2034 | 2.9383e-10 | 2.9383e-10 | 16044.1264 | 263.1074 | 9721.74 | 6059.2791 | 0 | 0 | 3.6662e-07 | 4.7142e-06 | 0 | 4.7142e-06 | 4.7142e-06 | 0 | 4.7142e-06 | 0 | 4.87e-07 | 1.0675e-06 | 0 | 1.0675e-06 | [17 empty] | 7.3.3.17.5 (Remote Grid) Updates to grid topology to minimize risk of ignition in HFTDs Remote GridWLDFRVegetation ContactAggregated | WLDFR | HFTD - Distribution - Tier 2 - 3QU CoRE ¦ 2QU LoRE | Non-Red Flag Warning - Catastrophic Fires | Vegetation Contact | Aggregated | 2034 | 3.2715e-07 | 791.1377 | 0.00025882 | 2034 | Mitigation | 0.95 | 45 | 0 | esc | 0.00097009 | 3.1736e-10 | 0.00097009 | 3.1736e-10
[35 empty] | 7.3.3.17.6 Updates to grid topology to minimize risk of ignition in HFTDs Butte County Rebuild | WLDFR | HFTD - Distribution - Tier 3 - 2QU CoRE ¦ 1QU LoRE | 2048 | 0.16093 | 0.0043207 | 1.2887 | 0 | 1.2887 |  |  |  |  | 0.0059895 | 1.7864 | 0 | 1.7864 | 0.20738 |  | 0.28748 | 0.01031 | 0.0016592 | Column23: 3.0751; Column24: 0.49487; Column25: 0; Column26: 0; Column27: 3.0751; Column28: 0.49487; Column29: 0.0075543; Column30: 2.2531; Column31: 0; Column32: 2.2531; Column33: 0.36259 | WLDFR | HFTD - Distribution - Tier 3 - 4QU CoRE ¦ 4QU LoRE | Non-Red Flag Warning - Catastrophic Fires | 2035 | 2.9383e-10 | 2.9383e-10 | 16044.1264 | 263.1074 | 9721.74 | 6059.2791 | 0 | 0 | 3.6662e-07 | 4.7142e-06 | 0 | 4.7142e-06 | 4.7142e-06 | 0 | 4.7142e-06 | 0 | 5.1869e-07 | 1.137e-06 | 0 | 1.137e-06 | [17 empty] | 7.3.3.17.5 (Remote Grid) Updates to grid topology to minimize risk of ignition in HFTDs Remote GridWLDFRVegetation ContactAggregated | WLDFR | HFTD - Distribution - Tier 2 - 3QU CoRE ¦ 2QU LoRE | Non-Red Flag Warning - Catastrophic Fires | Vegetation Contact | Aggregated | 2035 | 3.2715e-07 | 791.1377 | 0.00025882 | 2035 | Mitigation | 0.95 | 45 | 0 | esc | 0.00097009 | 3.1736e-10 | 0.00097009 | 3.1736e-10
[35 empty] | 7.3.3.17.6 Updates to grid topology to minimize risk of ignition in HFTDs Butte County Rebuild | WLDFR | HFTD - Distribution - Tier 3 - 2QU CoRE ¦ 1QU LoRE | 2049 | 0.1504 | 0.0043207 | 1.2887 | 0 | 1.2887 |  |  |  |  | 0.0059895 | 1.7864 | 0 | 1.7864 | 0.19382 |  | 0.26868 | 0.01031 | 0.0015507 | Column23: 3.0751; Column24: 0.46249; Column25: 0; Column26: 0; Column27: 3.0751; Column28: 0.46249; Column29: 0.0075543; Column30: 2.2531; Column31: 0; Column32: 2.2531; Column33: 0.33887 | WLDFR | HFTD - Distribution - Tier 3 - 4QU CoRE ¦ 4QU LoRE | Non-Red Flag Warning - Catastrophic Fires | 2036 | 2.9383e-10 | 2.9383e-10 | 16044.1264 | 263.1074 | 9721.74 | 6059.2791 | 0 | 0 | 3.6662e-07 | 4.7142e-06 | 0 | 4.7142e-06 | 4.7142e-06 | 0 | 4.7142e-06 | 0 | 5.1869e-07 | 1.137e-06 | 0 | 1.137e-06 | [17 empty] | 7.3.3.17.5 (Remote Grid) Updates to grid topology to minimize risk of ignition in HFTDs Remote GridWLDFRVegetation ContactAggregated | WLDFR | HFTD - Distribution - Tier 2 - 3QU CoRE ¦ 2QU LoRE | Non-Red Flag Warning - Catastrophic Fires | Vegetation Contact | Aggregated | 2036 | 3.2715e-07 | 791.1377 | 0.00025882 | 2036 | Mitigation | 0.95 | 45 | 0 | esc | 0.00097009 | 3.1736e-10 | 0.00097009 | 3.1736e-10
[35 empty] | 7.3.3.17.6 Updates to grid topology to minimize risk of ignition in HFTDs Butte County Rebuild | WLDFR | HFTD - Distribution - Tier 3 - 2QU CoRE ¦ 1QU LoRE | 2050 | 0.14056 | 0.0043207 | 1.2887 | 0 | 1.2887 |  |  |  |  | 0.0059895 | 1.7864 | 0 | 1.7864 | 0.18114 |  | 0.2511 | 0.01031 | 0.0014492 | Column23: 3.0751; Column24: 0.43224; Column25: 0; Column26: 0; Column27: 3.0751; Column28: 0.43224; Column29: 0.0075543; Column30: 2.2531; Column31: 0; Column32: 2.2531; Column33: 0.3167 | WLDFR | HFTD - Distribution - Tier 3 - 4QU CoRE ¦ 4QU LoRE | Non-Red Flag Warning - Catastrophic Fires | 2037 | 2.9383e-10 | 2.9383e-10 | 16044.1264 | 263.1074 | 9721.74 | 6059.2791 | 0 | 0 | 3.6662e-07 | 4.7142e-06 | 0 | 4.7142e-06 | 4.7142e-06 | 0 | 4.7142e-06 | 0 | 5.1869e-07 | 1.137e-06 | 0 | 1.137e-06 | [17 empty] | 7.3.3.17.5 (Remote Grid) Updates to grid topology to minimize risk of ignition in HFTDs Remote GridWLDFRVegetation ContactAggregated | WLDFR | HFTD - Distribution - Tier 2 - 3QU CoRE ¦ 2QU LoRE | Non-Red Flag Warning - Catastrophic Fires | Vegetation Contact | Aggregated | 2037 | 3.2715e-07 | 791.1377 | 0.00025882 | 2037 | Mitigation | 0.95 | 45 | 0 | esc | 0.00097009 | 3.1736e-10 | 0.00097009 | 3.1736e-10
[35 empty] | 7.3.3.17.6 Updates to grid topology to minimize risk of ignition in HFTDs Butte County Rebuild | WLDFR | HFTD - Distribution - Tier 3 - 2QU CoRE ¦ 1QU LoRE | 2051 | 0.13137 | 0.0043207 | 1.2887 | 0 | 1.2887 |  |  |  |  | 0.0059895 | 1.7864 | 0 | 1.7864 | 0.16929 |  | 0.23467 | 0.01031 | 0.0013544 | Column23: 3.0751; Column24: 0.40396; Column25: 0; Column26: 0; Column27: 3.0751; Column28: 0.40396; Column29: 0.0075543; Column30: 2.2531; Column31: 0; Column32: 2.2531; Column33: 0.29598 | WLDFR | HFTD - Distribution - Tier 3 - 4QU CoRE ¦ 4QU LoRE | Non-Red Flag Warning - Catastrophic Fires | 2038 | 2.9383e-10 | 2.9383e-10 | 16832.3912 | 280.5544 | 10192.2718 | 6359.5651 | 0 | 0 | 3.6662e-07 | 4.9458e-06 | 0 | 4.9458e-06 | 4.9458e-06 | 0 | 4.9458e-06 | 0 | 5.1869e-07 | 1.137e-06 | 0 | 1.137e-06 | [17 empty] | 7.3.3.17.5 (Remote Grid) Updates to grid topology to minimize risk of ignition in HFTDs Remote GridWLDFRVegetation ContactAggregated | WLDFR | HFTD - Distribution - Tier 2 - 3QU CoRE ¦ 2QU LoRE | Non-Red Flag Warning - Catastrophic Fires | Vegetation Contact | Aggregated | 2038 | 3.2715e-07 | 791.1377 | 0.00025882 | 2038 | Mitigation | 0.95 | 45 | 0 | esc | 0.00097009 | 3.1736e-10 | 0.00097009 | 3.1736e-10
[35 empty] | 7.3.3.17.6 Updates to grid topology to minimize risk of ignition in HFTDs Butte County Rebuild | WLDFR | HFTD - Distribution - Tier 3 - 2QU CoRE ¦ 1QU LoRE | 2052 | 0.12277 | 0.0043207 | 1.2887 | 0 | 1.2887 |  |  |  |  | 0.0059895 | 1.7864 | 0 | 1.7864 | 0.15821 |  | 0.21932 | 0.01031 | 0.0012658 | Column23: 3.0751; Column24: 0.37753; Column25: 0; Column26: 0; Column27: 3.0751; Column28: 0.37753; Column29: 0.0075543; Column30: 2.2531; Column31: 0; Column32: 2.2531; Column33: 0.27662 | WLDFR | HFTD - Distribution - Tier 3 - 4QU CoRE ¦ 4QU LoRE | Non-Red Flag Warning - Catastrophic Fires | 2039 | 2.9383e-10 | 2.9383e-10 | 16832.3912 | 280.5544 | 10192.2718 | 6359.5651 | 0 | 0 | 3.6662e-07 | 4.9458e-06 | 0 | 4.9458e-06 | 4.9458e-06 | 0 | 4.9458e-06 | 0 | 5.1869e-07 | 1.137e-06 | 0 | 1.137e-06 | [17 empty] | 7.3.3.17.5 (Remote Grid) Updates to grid topology to minimize risk of ignition in HFTDs Remote GridWLDFRVegetation ContactAggregated | WLDFR | HFTD - Distribution - Tier 2 - 3QU CoRE ¦ 2QU LoRE | Non-Red Flag Warning - Catastrophic Fires | Vegetation Contact | Aggregated | 2039 | 3.2715e-07 | 791.1377 | 0.00025882 | 2039 | Mitigation | 0.95 | 45 | 0 | esc | 0.00097009 | 3.1736e-10 | 0.00097009 | 3.1736e-10
[35 empty] | 7.3.3.17.6 Updates to grid topology to minimize risk of ignition in HFTDs Butte County Rebuild | WLDFR | HFTD - Distribution - Tier 3 - 2QU CoRE ¦ 1QU LoRE | 2053 | 0.11474 | 0.0043207 | 1.3518 | 0 | 1.3518 |  |  |  |  | 0.0059895 | 1.8739 | 0 | 1.8739 | 0.15511 |  | 0.21502 | 0.01031 | 0.001183 | Column23: 3.2258; Column24: 0.37013; Column25: 0; Column26: 0; Column27: 3.2258; Column28: 0.37013; Column29: 0.0075543; Column30: 2.3635; Column31: 0; Column32: 2.3635; Column33: 0.27119 | WLDFR | HFTD - Distribution - Tier 3 - 4QU CoRE ¦ 4QU LoRE | Non-Red Flag Warning - Catastrophic Fires | 2040 | 2.9383e-10 | 2.9383e-10 | 16832.3912 | 280.5544 | 10192.2718 | 6359.5651 | 0 | 0 | 3.6662e-07 | 4.9458e-06 | 0 | 4.9458e-06 | 4.9458e-06 | 0 | 4.9458e-06 | 0 | 5.524e-07 | 1.2109e-06 | 0 | 1.2109e-06 | [17 empty] | 7.3.3.17.5 (Remote Grid) Updates to grid topology to minimize risk of ignition in HFTDs Remote GridWLDFRVegetation ContactAggregated | WLDFR | HFTD - Distribution - Tier 2 - 3QU CoRE ¦ 2QU LoRE | Non-Red Flag Warning - Catastrophic Fires | Vegetation Contact | Aggregated | 2040 | 3.2715e-07 | 791.1377 | 0.00025882 | 2040 | Mitigation | 0.95 | 45 | 0 | esc | 0.00097009 | 3.1736e-10 | 0.00097009 | 3.1736e-10
[35 empty] | 7.3.3.17.6 Updates to grid topology to minimize risk of ignition in HFTDs Butte County Rebuild | WLDFR | HFTD - Distribution - Tier 3 - 2QU CoRE ¦ 1QU LoRE | 2054 | 0.10723 | 0.0043207 | 1.3518 | 0 | 1.3518 |  |  |  |  | 0.0059895 | 1.8739 | 0 | 1.8739 | 0.14496 |  | 0.20095 | 0.01031 | 0.0011056 | Column23: 3.2258; Column24: 0.34591; Column25: 0; Column26: 0; Column27: 3.2258; Column28: 0.34591; Column29: 0.0075543; Column30: 2.3635; Column31: 0; Column32: 2.3635; Column33: 0.25345 | WLDFR | HFTD - Distribution - Tier 3 - 4QU CoRE ¦ 4QU LoRE | Non-Red Flag Warning - Catastrophic Fires | 2041 | 2.9383e-10 | 2.9383e-10 | 16832.3912 | 280.5544 | 10192.2718 | 6359.5651 | 0 | 0 | 3.6662e-07 | 4.9458e-06 | 0 | 4.9458e-06 | 4.9458e-06 | 0 | 4.9458e-06 | 0 | 5.524e-07 | 1.2109e-06 | 0 | 1.2109e-06 | [17 empty] | 7.3.3.17.5 (Remote Grid) Updates to grid topology to minimize risk of ignition in HFTDs Remote GridWLDFRVegetation ContactAggregated | WLDFR | HFTD - Distribution - Tier 2 - 3QU CoRE ¦ 2QU LoRE | Non-Red Flag Warning - Catastrophic Fires | Vegetation Contact | Aggregated | 2041 | 3.2715e-07 | 791.1377 | 0.00025882 | 2041 | Mitigation | 0.95 | 45 | 0 | esc | 0.00097009 | 3.1736e-10 | 0.00097009 | 3.1736e-10
[35 empty] | 7.3.3.17.6 Updates to grid topology to minimize risk of ignition in HFTDs Butte County Rebuild | WLDFR | HFTD - Distribution - Tier 3 - 2QU CoRE ¦ 1QU LoRE | 2055 | 0.10022 | 0.0043207 | 1.3518 | 0 | 1.3518 |  |  |  |  | 0.0059895 | 1.8739 | 0 | 1.8739 | 0.13548 |  | 0.18781 | 0.01031 | 0.0010333 | Column23: 3.2258; Column24: 0.32328; Column25: 0; Column26: 0; Column27: 3.2258; Column28: 0.32328; Column29: 0.0075543; Column30: 2.3635; Column31: 0; Column32: 2.3635; Column33: 0.23687 | WLDFR | HFTD - Distribution - Tier 3 - 4QU CoRE ¦ 4QU LoRE | Non-Red Flag Warning - Catastrophic Fires | 2042 | 2.9383e-10 | 2.9383e-10 | 16832.3912 | 280.5544 | 10192.2718 | 6359.5651 | 0 | 0 | 3.6662e-07 | 4.9458e-06 | 0 | 4.9458e-06 | 4.9458e-06 | 0 | 4.9458e-06 | 0 | 5.524e-07 | 1.2109e-06 | 0 | 1.2109e-06 | [17 empty] | 7.3.3.17.5 (Remote Grid) Updates to grid topology to minimize risk of ignition in HFTDs Remote GridWLDFRVegetation ContactAggregated | WLDFR | HFTD - Distribution - Tier 2 - 3QU CoRE ¦ 2QU LoRE | Non-Red Flag Warning - Catastrophic Fires | Vegetation Contact | Aggregated | 2042 | 3.2715e-07 | 791.1377 | 0.00025882 | 2042 | Mitigation | 0.95 | 45 | 0 | esc | 0.00097009 | 3.1736e-10 | 0.00097009 | 3.1736e-10
[35 empty] | 7.3.3.17.6 Updates to grid topology to minimize risk of ignition in HFTDs Butte County Rebuild | WLDFR | HFTD - Distribution - Tier 3 - 2QU CoRE ¦ 1QU LoRE | 2056 | 0.093663 | 0.0043207 | 1.3518 | 0 | 1.3518 |  |  |  |  | 0.0059895 | 1.8739 | 0 | 1.8739 | 0.12662 |  | 0.17552 | 0.01031 | 0.00096568 | Column23: 3.2258; Column24: 0.30213; Column25: 0; Column26: 0; Column27: 3.2258; Column28: 0.30213; Column29: 0.0075543; Column30: 2.3635; Column31: 0; Column32: 2.3635; Column33: 0.22138 | WLDFR | HFTD - Distribution - Tier 3 - 4QU CoRE ¦ 4QU LoRE | Non-Red Flag Warning - Catastrophic Fires | 2043 | 2.9383e-10 | 2.9383e-10 | 17672.0852 | 299.42 | 10692.7362 | 6679.929 | 0 | 0 | 3.6662e-07 | 5.1926e-06 | 0 | 5.1926e-06 | 5.1926e-06 | 0 | 5.1926e-06 | 0 | 5.524e-07 | 1.2109e-06 | 0 | 1.2109e-06 | [17 empty] | 7.3.3.17.5 (Remote Grid) Updates to grid topology to minimize risk of ignition in HFTDs Remote GridWLDFRVegetation ContactAggregated | WLDFR | HFTD - Distribution - Tier 2 - 3QU CoRE ¦ 2QU LoRE | Non-Red Flag Warning - Catastrophic Fires | Vegetation Contact | Aggregated | 2043 | 3.2715e-07 | 791.1377 | 0.00025882 | 2043 | Mitigation | 0.95 | 45 | 0 | esc | 0.00097009 | 3.1736e-10 | 0.00097009 | 3.1736e-10
[35 empty] | 7.3.3.17.6 Updates to grid topology to minimize risk of ignition in HFTDs Butte County Rebuild | WLDFR | HFTD - Distribution - Tier 3 - 2QU CoRE ¦ 1QU LoRE | 2057 | 0.087535 | 0.0043207 | 1.3518 | 0 | 1.3518 |  |  |  |  | 0.0059895 | 1.8739 | 0 | 1.8739 | 0.11833 |  | 0.16404 | 0.01031 | 0.0009025 | Column23: 3.2258; Column24: 0.28237; Column25: 0; Column26: 0; Column27: 3.2258; Column28: 0.28237; Column29: 0.0075543; Column30: 2.3635; Column31: 0; Column32: 2.3635; Column33: 0.20689 | WLDFR | HFTD - Distribution - Tier 3 - 4QU CoRE ¦ 4QU LoRE | Non-Red Flag Warning - Catastrophic Fires | 2044 | 2.9383e-10 | 2.9383e-10 | 17672.0852 | 299.42 | 10692.7362 | 6679.929 | 0 | 0 | 3.6662e-07 | 5.1926e-06 | 0 | 5.1926e-06 | 5.1926e-06 | 0 | 5.1926e-06 | 0 | 5.524e-07 | 1.2109e-06 | 0 | 1.2109e-06 | [17 empty] | 7.3.3.17.5 (Remote Grid) Updates to grid topology to minimize risk of ignition in HFTDs Remote GridWLDFRVegetation ContactAggregated | WLDFR | HFTD - Distribution - Tier 2 - 3QU CoRE ¦ 2QU LoRE | Non-Red Flag Warning - Catastrophic Fires | Vegetation Contact | Aggregated | 2044 | 3.2715e-07 | 791.1377 | 0.00025882 | 2044 | Mitigation | 0.95 | 45 | 0 | esc | 0.00097009 | 3.1736e-10 | 0.00097009 | 3.1736e-10
[35 empty] | 7.3.3.17.6 Updates to grid topology to minimize risk of ignition in HFTDs Butte County Rebuild | WLDFR | HFTD - Distribution - Tier 3 - 2QU CoRE ¦ 1QU LoRE | 2058 | 0.081809 | 0.0043207 | 1.4163 | 0 | 1.4163 |  |  |  |  | 0.0059895 | 1.9633 | 0 | 1.9633 | 0.11586 |  | 0.16061 | 0.01031 | 0.00084346 | Column23: 3.3795; Column24: 0.27647; Column25: 0; Column26: 0; Column27: 3.3795; Column28: 0.27647; Column29: 0.0075543; Column30: 2.4762; Column31: 0; Column32: 2.4762; Column33: 0.20257 | WLDFR | HFTD - Distribution - Tier 3 - 4QU CoRE ¦ 4QU LoRE | Non-Red Flag Warning - Catastrophic Fires | 2045 | 2.9383e-10 | 2.9383e-10 | 17672.0852 | 299.42 | 10692.7362 | 6679.929 | 0 | 0 | 3.6662e-07 | 5.1926e-06 | 0 | 5.1926e-06 | 5.1926e-06 | 0 | 5.1926e-06 | 0 | 5.8772e-07 | 1.2883e-06 | 0 | 1.2883e-06 | [17 empty] | 7.3.3.17.5 (Remote Grid) Updates to grid topology to minimize risk of ignition in HFTDs Remote GridWLDFRVegetation ContactAggregated | WLDFR | HFTD - Distribution - Tier 2 - 3QU CoRE ¦ 2QU LoRE | Non-Red Flag Warning - Catastrophic Fires | Vegetation Contact | Aggregated | 2045 | 3.2715e-07 | 791.1377 | 0.00025882 | 2045 | Mitigation | 0.95 | 45 | 0 | esc | 0.00097009 | 3.1736e-10 | 0.00097009 | 3.1736e-10
[35 empty] | 7.3.3.17.6 Updates to grid topology to minimize risk of ignition in HFTDs Butte County Rebuild | WLDFR | HFTD - Distribution - Tier 3 - 2QU CoRE ¦ 1QU LoRE | 2059 | 0.076457 | 0.0043207 | 1.4163 | 0 | 1.4163 |  |  |  |  | 0.0059895 | 1.9633 | 0 | 1.9633 | 0.10828 |  | 0.15011 | 0.01031 | 0.00078828 | Column23: 3.3795; Column24: 0.25839; Column25: 0; Column26: 0; Column27: 3.3795; Column28: 0.25839; Column29: 0.0075543; Column30: 2.4762; Column31: 0; Column32: 2.4762; Column33: 0.18932 | WLDFR | HFTD - Distribution - Tier 3 - 4QU CoRE ¦ 4QU LoRE | Non-Red Flag Warning - Catastrophic Fires | 2046 | 2.9383e-10 | 2.9383e-10 | 17672.0852 | 299.42 | 10692.7362 | 6679.929 | 0 | 0 | 3.6662e-07 | 5.1926e-06 | 0 | 5.1926e-06 | 5.1926e-06 | 0 | 5.1926e-06 | 0 | 5.8772e-07 | 1.2883e-06 | 0 | 1.2883e-06 | [17 empty] | 7.3.3.17.5 (Remote Grid) Updates to grid topology to minimize risk of ignition in HFTDs Remote GridWLDFRVegetation ContactAggregated | WLDFR | HFTD - Distribution - Tier 2 - 3QU CoRE ¦ 2QU LoRE | Non-Red Flag Warning - Catastrophic Fires | Vegetation Contact | Aggregated | 2046 | 3.2715e-07 | 791.1377 | 0.00025882 | 2046 | Mitigation | 0.95 | 45 | 0 | esc | 0.00097009 | 3.1736e-10 | 0.00097009 | 3.1736e-10
[35 empty] | 7.3.3.17.6 Updates to grid topology to minimize risk of ignition in HFTDs Butte County Rebuild | WLDFR | HFTD - Distribution - Tier 3 - 2QU CoRE ¦ 1QU LoRE | 2060 | 0.071455 | 0.0043207 | 1.4163 | 0 | 1.4163 |  |  |  |  | 0.0059895 | 1.9633 | 0 | 1.9633 | 0.1012 |  | 0.14029 | 0.01031 | 0.00073671 | Column23: 3.3795; Column24: 0.24148; Column25: 0; Column26: 0; Column27: 3.3795; Column28: 0.24148; Column29: 0.0075543; Column30: 2.4762; Column31: 0; Column32: 2.4762; Column33: 0.17694 | WLDFR | HFTD - Distribution - Tier 3 - 4QU CoRE ¦ 4QU LoRE | Non-Red Flag Warning - Catastrophic Fires | 2047 | 2.9383e-10 | 2.9383e-10 | 17672.0852 | 299.42 | 10692.7362 | 6679.929 | 0 | 0 | 3.6662e-07 | 5.1926e-06 | 0 | 5.1926e-06 | 5.1926e-06 | 0 | 5.1926e-06 | 0 | 5.8772e-07 | 1.2883e-06 | 0 | 1.2883e-06 | [17 empty] | 7.3.3.17.5 (Remote Grid) Updates to grid topology to minimize risk of ignition in HFTDs Remote GridWLDFRVegetation ContactAggregated | WLDFR | HFTD - Distribution - Tier 2 - 3QU CoRE ¦ 2QU LoRE | Non-Red Flag Warning - Catastrophic Fires | Vegetation Contact | Aggregated | 2047 | 3.2715e-07 | 791.1377 | 0.00025882 | 2047 | Mitigation | 0.95 | 45 | 0 | esc | 0.00097009 | 3.1736e-10 | 0.00097009 | 3.1736e-10
[35 empty] | 7.3.3.17.6 Updates to grid topology to minimize risk of ignition in HFTDs Butte County Rebuild | WLDFR | HFTD - Distribution - Tier 3 - 2QU CoRE ¦ 1QU LoRE | 2061 | 0.06678 | 0.0043207 | 1.4163 | 0 | 1.4163 |  |  |  |  | 0.0059895 | 1.9633 | 0 | 1.9633 | 0.094578 |  | 0.13111 | 0.01031 | 0.00068852 | Column23: 3.3795; Column24: 0.22569; Column25: 0; Column26: 0; Column27: 3.3795; Column28: 0.22569; Column29: 0.0075543; Column30: 2.4762; Column31: 0; Column32: 2.4762; Column33: 0.16536 | WLDFR | HFTD - Distribution - Tier 3 - 4QU CoRE ¦ 4QU LoRE | Non-Red Flag Warning - Catastrophic Fires | 2048 | 2.9383e-10 | 2.9383e-10 | 18552.3348 | 319.4911 | 11216.5626 | 7016.281 | 0 | 0 | 3.6662e-07 | 5.4512e-06 | 0 | 5.4512e-06 | 5.4512e-06 | 0 | 5.4512e-06 | 0 | 5.8772e-07 | 1.2883e-06 | 0 | 1.2883e-06 | [17 empty] | 7.3.3.17.5 (Remote Grid) Updates to grid topology to minimize risk of ignition in HFTDs Remote GridWLDFRVegetation ContactAggregated | WLDFR | HFTD - Distribution - Tier 2 - 3QU CoRE ¦ 2QU LoRE | Non-Red Flag Warning - Catastrophic Fires | Vegetation Contact | Aggregated | 2048 | 3.2715e-07 | 791.1377 | 0.00025882 | 2048 | Mitigation | 0.95 | 45 | 0 | esc | 0.00097009 | 3.1736e-10 | 0.00097009 | 3.1736e-10
[35 empty] | 7.3.3.17.6 Updates to grid topology to minimize risk of ignition in HFTDs Butte County Rebuild | WLDFR | HFTD - Distribution - Tier 3 - 2QU CoRE ¦ 1QU LoRE | 2062 | 0.062412 | 0.0043207 | 1.4163 | 0 | 1.4163 |  |  |  |  | 0.0059895 | 1.9633 | 0 | 1.9633 | 0.088391 |  | 0.12253 | 0.01031 | 0.00064347 | Column23: 3.3795; Column24: 0.21092; Column25: 0; Column26: 0; Column27: 3.3795; Column28: 0.21092; Column29: 0.0075543; Column30: 2.4762; Column31: 0; Column32: 2.4762; Column33: 0.15454 | WLDFR | HFTD - Distribution - Tier 3 - 4QU CoRE ¦ 4QU LoRE | Non-Red Flag Warning - Catastrophic Fires | 2049 | 2.9383e-10 | 2.9383e-10 | 18552.3348 | 319.4911 | 11216.5626 | 7016.281 | 0 | 0 | 3.6662e-07 | 5.4512e-06 | 0 | 5.4512e-06 | 5.4512e-06 | 0 | 5.4512e-06 | 0 | 5.8772e-07 | 1.2883e-06 | 0 | 1.2883e-06 | [17 empty] | 7.3.3.17.5 (Remote Grid) Updates to grid topology to minimize risk of ignition in HFTDs Remote GridWLDFRVegetation ContactAggregated | WLDFR | HFTD - Distribution - Tier 2 - 3QU CoRE ¦ 2QU LoRE | Non-Red Flag Warning - Catastrophic Fires | Vegetation Contact | Aggregated | 2049 | 3.2715e-07 | 791.1377 | 0.00025882 | 2049 | Mitigation | 0.95 | 45 | 0 | esc | 0.00097009 | 3.1736e-10 | 0.00097009 | 3.1736e-10
[35 empty] | 7.3.3.17.6 Updates to grid topology to minimize risk of ignition in HFTDs Butte County Rebuild | WLDFR | HFTD - Distribution - Tier 3 - 2QU CoRE ¦ 1QU LoRE | 2063 | 0.058329 | 0.0043207 | 1.4812 | 0 | 1.4812 |  |  |  |  | 0.0059895 | 2.0533 | 0 | 2.0533 | 0.086395 |  | 0.11976 | 0.01031 | 0.00060138 | Column23: 3.5345; Column24: 0.20616; Column25: 0; Column26: 0; Column27: 3.5345; Column28: 0.20616; Column29: 0.0075543; Column30: 2.5897; Column31: 0; Column32: 2.5897; Column33: 0.15105 | WLDFR | HFTD - Distribution - Tier 3 - 4QU CoRE ¦ 4QU LoRE | Non-Red Flag Warning - Catastrophic Fires | 2050 | 2.9383e-10 | 2.9383e-10 | 18552.3348 | 319.4911 | 11216.5626 | 7016.281 | 0 | 0 | 3.6662e-07 | 5.4512e-06 | 0 | 5.4512e-06 | 5.4512e-06 | 0 | 5.4512e-06 | 0 | 6.2429e-07 | 1.3685e-06 | 0 | 1.3685e-06 | [17 empty] | 7.3.3.17.5 (Remote Grid) Updates to grid topology to minimize risk of ignition in HFTDs Remote GridWLDFRVegetation ContactAggregated | WLDFR | HFTD - Distribution - Tier 2 - 3QU CoRE ¦ 2QU LoRE | Non-Red Flag Warning - Catastrophic Fires | Vegetation Contact | Aggregated | 2050 | 3.2715e-07 | 791.1377 | 0.00025882 | 2050 | Mitigation | 0.95 | 45 | 0 | esc | 0.00097009 | 3.1736e-10 | 0.00097009 | 3.1736e-10
[35 empty] | 7.3.3.17.6 Updates to grid topology to minimize risk of ignition in HFTDs Butte County Rebuild | WLDFR | HFTD - Distribution - Tier 3 - 2QU CoRE ¦ 1QU LoRE | 2064 | 0.054513 | 0.0043207 | 1.4812 | 0 | 1.4812 |  |  |  |  | 0.0059895 | 2.0533 | 0 | 2.0533 | 0.080743 |  | 0.11193 | 0.01031 | 0.00056203 | Column23: 3.5345; Column24: 0.19267; Column25: 0; Column26: 0; Column27: 3.5345; Column28: 0.19267; Column29: 0.0075543; Column30: 2.5897; Column31: 0; Column32: 2.5897; Column33: 0.14117 | WLDFR | HFTD - Distribution - Tier 3 - 4QU CoRE ¦ 4QU LoRE | Non-Red Flag Warning - Catastrophic Fires | 2051 | 2.9383e-10 | 2.9383e-10 | 18552.3348 | 319.4911 | 11216.5626 | 7016.281 | 0 | 0 | 3.6662e-07 | 5.4512e-06 | 0 | 5.4512e-06 | 5.4512e-06 | 0 | 5.4512e-06 | 0 | 6.2429e-07 | 1.3685e-06 | 0 | 1.3685e-06 | [17 empty] | 7.3.3.17.5 (Remote Grid) Updates to grid topology to minimize risk of ignition in HFTDs Remote GridWLDFRVegetation ContactAggregated | WLDFR | HFTD - Distribution - Tier 2 - 3QU CoRE ¦ 2QU LoRE | Non-Red Flag Warning - Catastrophic Fires | Vegetation Contact | Aggregated | 2051 | 3.2715e-07 | 791.1377 | 0.00025882 | 2051 | Mitigation | 0.95 | 45 | 0 | esc | 0.00097009 | 3.1736e-10 | 0.00097009 | 3.1736e-10
[35 empty] | 7.3.3.17.6 Updates to grid topology to minimize risk of ignition in HFTDs Butte County Rebuild | WLDFR | HFTD - Distribution - Tier 3 - 2QU CoRE ¦ 1QU LoRE | 2065 | 0.050946 | 0.0043207 | 1.4812 | 0 | 1.4812 |  |  |  |  | 0.0059895 | 2.0533 | 0 | 2.0533 | 0.075461 |  | 0.10461 | 0.01031 | 0.00052527 | Column23: 3.5345; Column24: 0.18007; Column25: 0; Column26: 0; Column27: 3.5345; Column28: 0.18007; Column29: 0.0075543; Column30: 2.5897; Column31: 0; Column32: 2.5897; Column33: 0.13194 | WLDFR | HFTD - Distribution - Tier 3 - 4QU CoRE ¦ 4QU LoRE | Non-Red Flag Warning - Catastrophic Fires | 2052 | 2.9383e-10 | 2.9383e-10 | 18552.3348 | 319.4911 | 11216.5626 | 7016.281 | 0 | 0 | 3.6662e-07 | 5.4512e-06 | 0 | 5.4512e-06 | 5.4512e-06 | 0 | 5.4512e-06 | 0 | 6.2429e-07 | 1.3685e-06 | 0 | 1.3685e-06 | [17 empty] | 7.3.3.17.5 (Remote Grid) Updates to grid topology to minimize risk of ignition in HFTDs Remote GridWLDFRVegetation ContactAggregated | WLDFR | HFTD - Distribution - Tier 2 - 3QU CoRE ¦ 2QU LoRE | Non-Red Flag Warning - Catastrophic Fires | Vegetation Contact | Aggregated | 2052 | 3.2715e-07 | 791.1377 | 0.00025882 | 2052 | Mitigation | 0.95 | 45 | 0 | esc | 0.00097009 | 3.1736e-10 | 0.00097009 | 3.1736e-10
[35 empty] | 7.3.3.17.6 Updates to grid topology to minimize risk of ignition in HFTDs Butte County Rebuild | WLDFR | HFTD - Distribution - Tier 3 - 2QU CoRE ¦ 1QU LoRE | 2066 | 0.047613 | 0.0043207 | 1.4812 | 0 | 1.4812 |  |  |  |  | 0.0059895 | 2.0533 | 0 | 2.0533 | 0.070524 |  | 0.097764 | 0.01031 | 0.0004909 | Column23: 3.5345; Column24: 0.16829; Column25: 0; Column26: 0; Column27: 3.5345; Column28: 0.16829; Column29: 0.0075543; Column30: 2.5897; Column31: 0; Column32: 2.5897; Column33: 0.12331 | WLDFR | HFTD - Distribution - Tier 3 - 4QU CoRE ¦ 4QU LoRE | Non-Red Flag Warning - Catastrophic Fires | 2053 | 2.9383e-10 | 2.9383e-10 | 19462.1283 | 340.5356 | 11757.1413 | 7364.4514 | 0 | 0 | 3.6662e-07 | 5.7185e-06 | 0 | 5.7185e-06 | 5.7185e-06 | 0 | 5.7185e-06 | 0 | 6.2429e-07 | 1.3685e-06 | 0 | 1.3685e-06 | [17 empty] | 7.3.3.17.5 (Remote Grid) Updates to grid topology to minimize risk of ignition in HFTDs Remote GridWLDFRVegetation ContactAggregated | WLDFR | HFTD - Distribution - Tier 2 - 3QU CoRE ¦ 2QU LoRE | Non-Red Flag Warning - Catastrophic Fires | Vegetation Contact | Aggregated | 2053 | 3.2715e-07 | 791.1377 | 0.00025882 | 2053 | Mitigation | 0.95 | 45 | 0 | esc | 0.00097009 | 3.1736e-10 | 0.00097009 | 3.1736e-10
[35 empty] | 7.3.3.17.6 Updates to grid topology to minimize risk of ignition in HFTDs Butte County Rebuild | WLDFR | HFTD - Distribution - Tier 3 - 2QU CoRE ¦ 1QU LoRE | 2067 | 0.044499 | 0.0043207 | 1.4812 | 0 | 1.4812 |  |  |  |  | 0.0059895 | 2.0533 | 0 | 2.0533 | 0.065911 |  | 0.091368 | 0.01031 | 0.00045879 | Column23: 3.5345; Column24: 0.15728; Column25: 0; Column26: 0; Column27: 3.5345; Column28: 0.15728; Column29: 0.0075543; Column30: 2.5897; Column31: 0; Column32: 2.5897; Column33: 0.11524 | WLDFR | HFTD - Distribution - Tier 3 - 4QU CoRE ¦ 4QU LoRE | Non-Red Flag Warning - Catastrophic Fires | 2054 | 2.9383e-10 | 2.9383e-10 | 19462.1283 | 340.5356 | 11757.1413 | 7364.4514 | 0 | 0 | 3.6662e-07 | 5.7185e-06 | 0 | 5.7185e-06 | 5.7185e-06 | 0 | 5.7185e-06 | 0 | 6.2429e-07 | 1.3685e-06 | 0 | 1.3685e-06 | [17 empty] | 7.3.3.17.5 (Remote Grid) Updates to grid topology to minimize risk of ignition in HFTDs Remote GridWLDFRVegetation ContactAggregated | WLDFR | HFTD - Distribution - Tier 2 - 3QU CoRE ¦ 2QU LoRE | Non-Red Flag Warning - Catastrophic Fires | Vegetation Contact | Aggregated | 2054 | 3.2715e-07 | 791.1377 | 0.00025882 | 2054 | Mitigation | 0.95 | 45 | 0 | esc | 0.00097009 | 3.1736e-10 | 0.00097009 | 3.1736e-10
[35 empty] | 7.3.3.17.6 Updates to grid topology to minimize risk of ignition in HFTDs Butte County Rebuild | WLDFR | HFTD - Distribution - Tier 3 - 2QU CoRE ¦ 1QU LoRE | 2068 | 0.041587 | 0.0043207 | 1.5458 | 0 | 1.5458 |  |  |  |  | 0.0059895 | 2.1429 | 0 | 2.1429 | 0.064287 |  | 0.089118 | 0.01031 | 0.00042877 | Column23: 3.6887; Column24: 0.15341; Column25: 0; Column26: 0; Column27: 3.6887; Column28: 0.15341; Column29: 0.0075543; Column30: 2.7028; Column31: 0; Column32: 2.7028; Column33: 0.1124 | WLDFR | HFTD - Distribution - Tier 3 - 4QU CoRE ¦ 4QU LoRE | Non-Red Flag Warning - Catastrophic Fires | 2055 | 2.9383e-10 | 2.9383e-10 | 19462.1283 | 340.5356 | 11757.1413 | 7364.4514 | 0 | 0 | 3.6662e-07 | 5.7185e-06 | 0 | 5.7185e-06 | 5.7185e-06 | 0 | 5.7185e-06 | 0 | 6.6167e-07 | 1.4504e-06 | 0 | 1.4504e-06 | [17 empty] | 7.3.3.17.5 (Remote Grid) Updates to grid topology to minimize risk of ignition in HFTDs Remote GridWLDFRVegetation ContactAggregated | WLDFR | HFTD - Distribution - Tier 2 - 3QU CoRE ¦ 2QU LoRE | Non-Red Flag Warning - Catastrophic Fires | Vegetation Contact | Aggregated | 2055 | 3.2715e-07 | 791.1377 | 0.00025882 | 2055 | Mitigation | 0.95 | 45 | 0 | esc | 0.00097009 | 3.1736e-10 | 0.00097009 | 3.1736e-10
[35 empty] | 7.3.3.17.6 Updates to grid topology to minimize risk of ignition in HFTDs Butte County Rebuild | WLDFR | HFTD - Distribution - Tier 3 - 2QU CoRE ¦ 1QU LoRE | 2069 | 0.038867 | 0.0043207 | 1.5458 | 0 | 1.5458 |  |  |  |  | 0.0059895 | 2.1429 | 0 | 2.1429 | 0.060082 |  | 0.083288 | 0.01031 | 0.00040072 | Column23: 3.6887; Column24: 0.14337; Column25: 0; Column26: 0; Column27: 3.6887; Column28: 0.14337; Column29: 0.0075543; Column30: 2.7028; Column31: 0; Column32: 2.7028; Column33: 0.10505 | WLDFR | HFTD - Distribution - Tier 3 - 4QU CoRE ¦ 4QU LoRE | Non-Red Flag Warning - Catastrophic Fires | 2056 | 2.9383e-10 | 2.9383e-10 | 19462.1283 | 340.5356 | 11757.1413 | 7364.4514 | 0 | 0 | 3.6662e-07 | 5.7185e-06 | 0 | 5.7185e-06 | 5.7185e-06 | 0 | 5.7185e-06 | 0 | 6.6167e-07 | 1.4504e-06 | 0 | 1.4504e-06 | [17 empty] | 7.3.3.17.5 (Remote Grid) Updates to grid topology to minimize risk of ignition in HFTDs Remote GridWLDFRVegetation ContactAggregated | WLDFR | HFTD - Distribution - Tier 2 - 3QU CoRE ¦ 2QU LoRE | Non-Red Flag Warning - Catastrophic Fires | Vegetation Contact | Aggregated | 2056 | 3.2715e-07 | 791.1377 | 0.00025882 | 2056 | Mitigation | 0.95 | 45 | 0 | esc | 0.00097009 | 3.1736e-10 | 0.00097009 | 3.1736e-10
[35 empty] | 7.3.3.17.6 Updates to grid topology to minimize risk of ignition in HFTDs Butte County Rebuild | WLDFR | HFTD - Distribution - Tier 3 - 2QU CoRE ¦ 1QU LoRE | 2070 | 0.036324 | 0.0043207 | 1.5458 | 0 | 1.5458 |  |  |  |  | 0.0059895 | 2.1429 | 0 | 2.1429 | 0.056151 |  | 0.077839 | 0.01031 | 0.00037451 | Column23: 3.6887; Column24: 0.13399; Column25: 0; Column26: 0; Column27: 3.6887; Column28: 0.13399; Column29: 0.0075543; Column30: 2.7028; Column31: 0; Column32: 2.7028; Column33: 0.098175 | WLDFR | HFTD - Distribution - Tier 3 - 4QU CoRE ¦ 4QU LoRE | Non-Red Flag Warning - Catastrophic Fires | 2057 | 2.9383e-10 | 2.9383e-10 | 19462.1283 | 340.5356 | 11757.1413 | 7364.4514 | 0 | 0 | 3.6662e-07 | 5.7185e-06 | 0 | 5.7185e-06 | 5.7185e-06 | 0 | 5.7185e-06 | 0 | 6.6167e-07 | 1.4504e-06 | 0 | 1.4504e-06 | [17 empty] | 7.3.3.17.5 (Remote Grid) Updates to grid topology to minimize risk of ignition in HFTDs Remote GridWLDFRVegetation ContactAggregated | WLDFR | HFTD - Distribution - Tier 2 - 3QU CoRE ¦ 2QU LoRE | Non-Red Flag Warning - Catastrophic Fires | Vegetation Contact | Aggregated | 2057 | 3.2715e-07 | 791.1377 | 0.00025882 | 2057 | Mitigation | 0.95 | 45 | 0 | esc | 0.00097009 | 3.1736e-10 | 0.00097009 | 3.1736e-10
[35 empty] | 7.3.3.17.6 Updates to grid topology to minimize risk of ignition in HFTDs Butte County Rebuild | WLDFR | HFTD - Distribution - Tier 3 - 2QU CoRE ¦ 1QU LoRE | 2071 | 0.033948 | 0.0043207 | 1.5458 | 0 | 1.5458 |  |  |  |  | 0.0059895 | 2.1429 | 0 | 2.1429 | 0.052478 |  | 0.072747 | 0.01031 | 0.00035001 | Column23: 3.6887; Column24: 0.12522; Column25: 0; Column26: 0; Column27: 3.6887; Column28: 0.12522; Column29: 0.0075543; Column30: 2.7028; Column31: 0; Column32: 2.7028; Column33: 0.091753 | WLDFR | HFTD - Distribution - Tier 3 - 4QU CoRE ¦ 4QU LoRE | Non-Red Flag Warning - Catastrophic Fires | 2058 | 2.9383e-10 | 2.9383e-10 | 20390.4035 | 362.3049 | 12307.8747 | 7720.2238 | 0 | 0 | 3.6662e-07 | 5.9913e-06 | 0 | 5.9913e-06 | 5.9913e-06 | 0 | 5.9913e-06 | 0 | 0 | 1.4504e-06 | 0 | 1.4504e-06 | [17 empty] | 7.3.3.17.5 (Remote Grid) Updates to grid topology to minimize risk of ignition in HFTDs Remote GridWLDFRVegetation ContactAggregated | WLDFR | HFTD - Distribution - Tier 2 - 3QU CoRE ¦ 2QU LoRE | Non-Red Flag Warning - Catastrophic Fires | Vegetation Contact | Aggregated | 2058 | 3.2715e-07 | 791.1377 | 0.00025882 | 2058 | Mitigation | 0.95 | 45 | 0 | esc | 0.00097009 | 3.1736e-10 | 0.00097009 | 3.1736e-10
[35 empty] | 7.3.3.17.6 Updates to grid topology to minimize risk of ignition in HFTDs Butte County Rebuild | WLDFR | HFTD - Distribution - Tier 3 - 2QU CoRE ¦ 1QU LoRE | 2072 | 0.031727 | 0.0043207 | 1.5458 | 0 | 1.5458 |  |  |  |  | 0.0059895 | 2.1429 | 0 | 2.1429 | 0.049045 |  | 0.067988 | 0.01031 | 0.00032711 | Column23: 3.6887; Column24: 0.11703; Column25: 0; Column26: 0; Column27: 3.6887; Column28: 0.11703; Column29: 0.0075543; Column30: 2.7028; Column31: 0; Column32: 2.7028; Column33: 0.08575 | WLDFR | HFTD - Distribution - Tier 3 - 4QU CoRE ¦ 4QU LoRE | Non-Red Flag Warning - Catastrophic Fires | 2059 | 2.9383e-10 | 2.9383e-10 | 20390.4035 | 362.3049 | 12307.8747 | 7720.2238 | 0 | 0 | 3.6662e-07 | 5.9913e-06 | 0 | 5.9913e-06 | 5.9913e-06 | 0 | 5.9913e-06 | 0 | 0 | 0 | 0 | 0 | [17 empty] | 7.3.3.17.5 (Remote Grid) Updates to grid topology to minimize risk of ignition in HFTDs Remote GridWLDFRVegetation ContactAggregated | WLDFR | HFTD - Distribution - Tier 2 - 3QU CoRE ¦ 2QU LoRE | Non-Red Flag Warning - Catastrophic Fires | Vegetation Contact | Aggregated | 2059 | 3.2715e-07 | 791.1377 | 0.00025882 | 2059 | Mitigation | 0.95 | 45 | 0 | esc | 0.00097009 | 3.1736e-10 | 0.00097009 | 3.1736e-10
[35 empty] | 7.3.3.17.6 Updates to grid topology to minimize risk of ignition in HFTDs Butte County Rebuild | WLDFR | HFTD - Distribution - Tier 3 - 2QU CoRE ¦ 1QU LoRE | 2073 | 0.029651 | 0.0043207 | 1.6094 | 0 | 1.6094 |  |  |  |  | 0.0059895 | 2.231 | 0 | 2.231 | 0.047721 |  | 0.066153 | 0.01031 | 0.00030571 | Column23: 3.8404; Column24: 0.11387; Column25: 0; Column26: 0; Column27: 3.8404; Column28: 0.11387; Column29: 0.0075543; Column30: 2.8139; Column31: 0; Column32: 2.8139; Column33: 0.083436 | WLDFR | HFTD - Distribution - Tier 3 - 4QU CoRE ¦ 4QU LoRE | Non-Red Flag Warning - Catastrophic Fires | 2060 | 2.9383e-10 | 2.9383e-10 | 20390.4035 | 362.3049 | 12307.8747 | 7720.2238 | 0 | 0 | 3.6662e-07 | 5.9913e-06 | 0 | 5.9913e-06 | 5.9913e-06 | 0 | 5.9913e-06 | 0 | 1.1094e-07 | 0 | 0 | 0 | [17 empty] | 7.3.3.17.5 (Remote Grid) Updates to grid topology to minimize risk of ignition in HFTDs Remote GridWLDFRVegetation ContactAggregated | WLDFR | HFTD - Distribution - Tier 2 - 3QU CoRE ¦ 2QU LoRE | Non-Red Flag Warning - Catastrophic Fires | Vegetation Contact | Aggregated | 2060 | 3.2715e-07 | 791.1377 | 0.00025882 | 2060 | Mitigation | 0.95 | 45 | 0 | esc | 0.00097009 | 3.1736e-10 | 0.00097009 | 3.1736e-10
[35 empty] | 7.3.3.17.6 Updates to grid topology to minimize risk of ignition in HFTDs Butte County Rebuild | WLDFR | HFTD - Distribution - Tier 3 - 2QU CoRE ¦ 1QU LoRE | 2074 | 0.027711 | 0.0043207 | 1.6094 | 0 | 1.6094 |  |  |  |  | 0.0059895 | 2.231 | 0 | 2.231 | 0.044599 |  | 0.061825 | 0.01031 | 0.00028571 | Column23: 3.8404; Column24: 0.10642; Column25: 0; Column26: 0; Column27: 3.8404; Column28: 0.10642; Column29: 0.0075543; Column30: 2.8139; Column31: 0; Column32: 2.8139; Column33: 0.077978 | WLDFR | HFTD - Distribution - Tier 3 - 4QU CoRE ¦ 4QU LoRE | Non-Red Flag Warning - Catastrophic Fires | 2061 | 2.9383e-10 | 2.9383e-10 | 20390.4035 | 362.3049 | 12307.8747 | 7720.2238 | 0 | 0 | 3.6662e-07 | 5.9913e-06 | 0 | 5.9913e-06 | 5.9913e-06 | 0 | 5.9913e-06 | 0 | 1.1451e-07 | 2.51e-07 | 0 | 2.51e-07 | [17 empty] | 7.3.3.17.5 (Remote Grid) Updates to grid topology to minimize risk of ignition in HFTDs Remote GridWLDFRVegetation ContactAggregated | WLDFR | HFTD - Distribution - Tier 2 - 3QU CoRE ¦ 2QU LoRE | Non-Red Flag Warning - Catastrophic Fires | Vegetation Contact | Aggregated | 2061 | 3.2715e-07 | 791.1377 | 0.00025882 | 2061 | Mitigation | 0.95 | 45 | 0 | esc | 0.00097009 | 3.1736e-10 | 0.00097009 | 3.1736e-10
[35 empty] | 7.3.3.17.6 Updates to grid topology to minimize risk of ignition in HFTDs Butte County Rebuild | WLDFR | HFTD - Distribution - Tier 3 - 2QU CoRE ¦ 1QU LoRE | 2075 | 0.025899 | 0 | 0 | 0 | 0 |  |  |  |  | 0.0059895 | 2.231 | 0 | 2.231 | 0 |  | 0.057781 | 0.0059895 | 0.00015512 | Column23: 2.231; Column24: 0.057781; Column25: 0; Column26: 0; Column27: 2.231; Column28: 0.057781; Column29: 0.0075543; Column30: 2.8139; Column31: 0; Column32: 2.8139; Column33: 0.072876 | WLDFR | HFTD - Distribution - Tier 3 - 4QU CoRE ¦ 4QU LoRE | Non-Red Flag Warning - Catastrophic Fires | 2062 | 2.9383e-10 | 2.9383e-10 | 20390.4035 | 362.3049 | 12307.8747 | 7720.2238 | 0 | 0 | 3.6662e-07 | 5.9913e-06 | 0 | 5.9913e-06 | 5.9913e-06 | 0 | 5.9913e-06 | 0 | 1.1451e-07 | 2.51e-07 | 0 | 2.51e-07 | [17 empty] | 7.3.3.17.5 (Remote Grid) Updates to grid topology to minimize risk of ignition in HFTDs Remote GridWLDFRVegetation ContactAggregated | WLDFR | HFTD - Distribution - Tier 2 - 3QU CoRE ¦ 2QU LoRE | Non-Red Flag Warning - Catastrophic Fires | Vegetation Contact | Aggregated | 2062 | 3.2715e-07 | 791.1377 | 0.00025882 | 2062 | Mitigation | 0.95 | 45 | 0 | esc | 0.00097009 | 3.1736e-10 | 0.00097009 | 3.1736e-10
[35 empty] | 7.3.3.17.6 Updates to grid topology to minimize risk of ignition in HFTDs Butte County Rebuild | WLDFR | HFTD - Distribution - Tier 3 - 2QU CoRE ¦ 1QU LoRE | 2076 | 0.024204 | 0 | 0 | 0 | 0 |  |  |  |  | 0.0059895 | 2.231 | 0 | 2.231 | 0 |  | 0.054001 | 0.0059895 | 0.00014497 | Column23: 2.231; Column24: 0.054001; Column25: 0; Column26: 0; Column27: 2.231; Column28: 0.054001; Column29: 0.0075543; Column30: 2.8139; Column31: 0; Column32: 2.8139; Column33: 0.068109 | WLDFR | HFTD - Distribution - Tier 3 - 4QU CoRE ¦ 4QU LoRE | Non-Red Flag Warning - Catastrophic Fires | 2063 | 2.9383e-10 | 2.9383e-10 | 21325.9188 | 384.5316 | 12862.0997 | 8079.2876 | 0 | 0 | 3.6662e-07 | 6.2662e-06 | 0 | 6.2662e-06 | 6.2662e-06 | 0 | 6.2662e-06 | 0 | 1.1451e-07 | 2.51e-07 | 0 | 2.51e-07 | [17 empty] | 7.3.3.17.5 (Remote Grid) Updates to grid topology to minimize risk of ignition in HFTDs Remote GridWLDFRVegetation ContactAggregated | WLDFR | HFTD - Distribution - Tier 2 - 3QU CoRE ¦ 2QU LoRE | Non-Red Flag Warning - Catastrophic Fires | Vegetation Contact | Aggregated | 2063 | 3.2715e-07 | 791.1377 | 0.00025882 | 2063 | Mitigation | 0.95 | 45 | 0 | esc | 0.00097009 | 3.1736e-10 | 0.00097009 | 3.1736e-10
[35 empty] | 7.3.3.17.6 Updates to grid topology to minimize risk of ignition in HFTDs Butte County Rebuild | WLDFR | HFTD - Distribution - Tier 3 - 2QU CoRE ¦ 1QU LoRE | 2077 | 0.022621 | 0 | 0 | 0 | 0 |  |  |  |  | 0 | 0 | 0 | 0 | 0 |  | 0 | 0 | 0 | Column23: 0; Column24: 0; Column25: 0; Column26: 0; Column27: 0; Column28: 0; Column29: 0.0075543; Column30: 2.8139; Column31: 0; Column32: 2.8139; Column33: 0.063653 | WLDFR | HFTD - Distribution - Tier 3 - 4QU CoRE ¦ 4QU LoRE | Non-Red Flag Warning - Catastrophic Fires | 2064 | 2.9383e-10 | 2.9383e-10 | 21325.9188 | 384.5316 | 12862.0997 | 8079.2876 | 0 | 0 | 3.6662e-07 | 6.2662e-06 | 0 | 6.2662e-06 | 6.2662e-06 | 0 | 6.2662e-06 | 0 | 1.1451e-07 | 2.51e-07 | 0 | 2.51e-07 | [17 empty] | 7.3.3.17.5 (Remote Grid) Updates to grid topology to minimize risk of ignition in HFTDs Remote GridWLDFRVegetation ContactAggregated | WLDFR | HFTD - Distribution - Tier 2 - 3QU CoRE ¦ 2QU LoRE | Non-Red Flag Warning - Catastrophic Fires | Vegetation Contact | Aggregated | 2064 | 3.2715e-07 | 791.1377 | 0.00025882 | 2064 | Mitigation | 0.95 | 45 | 0 | esc | 0.00097009 | 3.1736e-10 | 0.00097009 | 3.1736e-10
[35 empty] | 7.3.3.17.6 Updates to grid topology to minimize risk of ignition in HFTDs Butte County Rebuild | WLDFR | HFTD - Distribution - Tier 3 - 2QU CoRE ¦ 2QU LoRE | 2020 | 1 | 0.0041607 | 0.9186 | 0 | 0.9186 |  |  |  |  | 0 | 0 | 0 | 0 | 0.9186 |  | 0 | 0.0041607 | 0.0041607 | Column23: 0.9186; Column24: 0.9186; Column25: 0; Column26: 0; Column27: 0.9186; Column28: 0.9186; Column29: 0; Column30: 0; Column31: 0; Column32: 0; Column33: 0 | WLDFR | HFTD - Distribution - Tier 3 - 4QU CoRE ¦ 4QU LoRE | Non-Red Flag Warning - Catastrophic Fires | 2065 | 2.9383e-10 | 2.9383e-10 | 21325.9188 | 384.5316 | 12862.0997 | 8079.2876 | 0 | 0 | 3.6662e-07 | 6.2662e-06 | 0 | 6.2662e-06 | 6.2662e-06 | 0 | 6.2662e-06 | 0 | 1.1451e-07 | 2.51e-07 | 0 | 2.51e-07 | [17 empty] | 7.3.3.17.5 (Remote Grid) Updates to grid topology to minimize risk of ignition in HFTDs Remote GridWLDFRVegetation ContactAggregated | WLDFR | HFTD - Distribution - Tier 2 - 3QU CoRE ¦ 2QU LoRE | Non-Red Flag Warning - Catastrophic Fires | Vegetation Contact | Aggregated | 2065 | 3.2715e-07 | 791.1377 | 0.00025882 | 2065 | Mitigation | 0.95 | 45 | 0 | esc | 0.00097009 | 3.1736e-10 | 0.00097009 | 3.1736e-10
[35 empty] | 7.3.3.17.6 Updates to grid topology to minimize risk of ignition in HFTDs Butte County Rebuild | WLDFR | HFTD - Distribution - Tier 3 - 2QU CoRE ¦ 2QU LoRE | 2021 | 1 | 0.0041607 | 0.9186 | 0 | 0.9186 |  |  |  |  | 0 | 0 | 0 | 0 | 0.9186 |  | 0 | 0.0041607 | 0.0041607 | Column23: 0.9186; Column24: 0.9186; Column25: 0; Column26: 0; Column27: 0.9186; Column28: 0.9186; Column29: 0; Column30: 0; Column31: 0; Column32: 0; Column33: 0 | WLDFR | HFTD - Distribution - Tier 3 - 4QU CoRE ¦ 4QU LoRE | Non-Red Flag Warning - Catastrophic Fires | 2066 | 2.9383e-10 | 2.9383e-10 | 21325.9188 | 384.5316 | 12862.0997 | 8079.2876 | 0 | 0 | 3.6662e-07 | 6.2662e-06 | 0 | 6.2662e-06 | 6.2662e-06 | 0 | 6.2662e-06 | 0 | 1.1906e-07 | 2.6099e-07 | 0 | 2.6099e-07 | [17 empty] | 7.3.3.17.5 (Remote Grid) Updates to grid topology to minimize risk of ignition in HFTDs Remote GridWLDFRVegetation ContactAggregated | WLDFR | HFTD - Distribution - Tier 2 - 3QU CoRE ¦ 2QU LoRE | Non-Red Flag Warning - Catastrophic Fires | Vegetation Contact | Aggregated | 2066 | 3.2715e-07 | 791.1377 | 0.00025882 | 2066 | Mitigation | 0.95 | 45 | 0 | esc | 0.00097009 | 3.1736e-10 | 0.00097009 | 3.1736e-10
[35 empty] | 7.3.3.17.6 Updates to grid topology to minimize risk of ignition in HFTDs Butte County Rebuild | WLDFR | HFTD - Distribution - Tier 3 - 2QU CoRE ¦ 2QU LoRE | 2022 | 0.93458 | 0.0042086 | 0.93258 | 0 | 0.93258 |  |  |  |  | 0.0060833 | 1.348 | 0 | 1.348 | 0.87157 |  | 1.2598 | 0.010292 | 0.0096186 | Column23: 2.2806; Column24: 2.1314; Column25: 0; Column26: 0; Column27: 2.2806; Column28: 2.1314; Column29: 0; Column30: 0; Column31: 0; Column32: 0; Column33: 0 | WLDFR | HFTD - Distribution - Tier 3 - 4QU CoRE ¦ 4QU LoRE | Non-Red Flag Warning - Catastrophic Fires | 2067 | 0 | 2.9383e-10 | 21325.9188 | 384.5316 | 12862.0997 | 8079.2876 | 0 | 0 | 3.6662e-07 | 0 | 0 | 0 | 6.2662e-06 | 0 | 6.2662e-06 | 0 | 1.1906e-07 | 2.6099e-07 | 0 | 2.6099e-07 | [17 empty] | 7.3.3.17.5 (Remote Grid) Updates to grid topology to minimize risk of ignition in HFTDs Remote GridWLDFRVegetation ContactAggregated | WLDFR | HFTD - Distribution - Tier 2 - 3QU CoRE ¦ 2QU LoRE | Non-Red Flag Warning - Catastrophic Fires | Vegetation Contact | Aggregated | 2067 | 3.2715e-07 | 791.1377 | 0.00025882 | 2067 | Mitigation | 0.95 | 45 | 0 | esc | 0 | 0 | 0.00097009 | 3.1736e-10
[35 empty] | 7.3.3.17.6 Updates to grid topology to minimize risk of ignition in HFTDs Butte County Rebuild | WLDFR | HFTD - Distribution - Tier 3 - 2QU CoRE ¦ 2QU LoRE | 2023 | 0.87344 | 0.0042086 | 0.96675 | 0 | 0.96675 |  |  |  |  | 0.0060833 | 1.3974 | 0 | 1.3974 | 0.8444 |  | 1.2205 | 0.010292 | 0.0089893 | Column23: 2.3641; Column24: 2.0649; Column25: 0; Column26: 0; Column27: 2.3641; Column28: 2.0649; Column29: 0.0076726; Column30: 1.7625; Column31: 0; Column32: 1.7625; Column33: 1.5394 | WLDFR | HFTD - Distribution - Tier 3 - 4QU CoRE ¦ 4QU LoRE | Non-Red Flag Warning - Destructive Fires | 2022 | 3.7655e-10 | 0 | 8807.9522 | 222.2294 | 8585.7228 | 0 | 0 | 0 | 4.3406e-07 | 3.3166e-06 | 0 | 3.3166e-06 | 0 | 0 | 0 | 0 | 1.1906e-07 | 2.6099e-07 | 0 | 2.6099e-07 | [17 empty] | 7.3.3.17.5 (Remote Grid) Updates to grid topology to minimize risk of ignition in HFTDs Remote GridWLDFRWire-to-wire contactAggregated | WLDFR | HFTD - Distribution - Tier 2 - 3QU CoRE ¦ 2QU LoRE | Non-Red Flag Warning - Catastrophic Fires | Wire-to-wire contact | Aggregated | 2022 | 3.9705e-07 | 791.1377 | 0.00031412 | 2022 | Mitigation | 0.95 | 45 | 0 | esc | 0.00097009 | 3.8517e-10 | 0 | 0
[35 empty] | 7.3.3.17.6 Updates to grid topology to minimize risk of ignition in HFTDs Butte County Rebuild | WLDFR | HFTD - Distribution - Tier 3 - 2QU CoRE ¦ 2QU LoRE | 2024 | 0.8163 | 0.0042086 | 0.96675 | 0 | 0.96675 |  |  |  |  | 0.0060833 | 1.3974 | 0 | 1.3974 | 0.78916 |  | 1.1407 | 0.010292 | 0.0084013 | Column23: 2.3641; Column24: 1.9298; Column25: 0; Column26: 0; Column27: 2.3641; Column28: 1.9298; Column29: 0.0076726; Column30: 1.7625; Column31: 0; Column32: 1.7625; Column33: 1.4387 | WLDFR | HFTD - Distribution - Tier 3 - 4QU CoRE ¦ 4QU LoRE | Non-Red Flag Warning - Destructive Fires | 2023 | 3.7655e-10 | 3.7655e-10 | 9129.7461 | 233.2301 | 8896.516 | 0 | 0 | 0 | 4.3406e-07 | 3.4378e-06 | 0 | 3.4378e-06 | 3.4378e-06 | 0 | 3.4378e-06 | 0 | 1.1906e-07 | 2.6099e-07 | 0 | 2.6099e-07 | [17 empty] | 7.3.3.17.5 (Remote Grid) Updates to grid topology to minimize risk of ignition in HFTDs Remote GridWLDFRWire-to-wire contactAggregated | WLDFR | HFTD - Distribution - Tier 2 - 3QU CoRE ¦ 2QU LoRE | Non-Red Flag Warning - Catastrophic Fires | Wire-to-wire contact | Aggregated | 2023 | 3.9705e-07 | 791.1377 | 0.00031412 | 2023 | Mitigation | 0.95 | 45 | 0 | esc | 0.00097009 | 3.8517e-10 | 0.00097009 | 3.8517e-10
[35 empty] | 7.3.3.17.6 Updates to grid topology to minimize risk of ignition in HFTDs Butte County Rebuild | WLDFR | HFTD - Distribution - Tier 3 - 2QU CoRE ¦ 2QU LoRE | 2025 | 0.7629 | 0.0042086 | 0.96675 | 0 | 0.96675 |  |  |  |  | 0.0060833 | 1.3974 | 0 | 1.3974 | 0.73753 |  | 1.0661 | 0.010292 | 0.0078516 | Column23: 2.3641; Column24: 1.8036; Column25: 0; Column26: 0; Column27: 2.3641; Column28: 1.8036; Column29: 0.0076726; Column30: 1.7625; Column31: 0; Column32: 1.7625; Column33: 1.3446 | WLDFR | HFTD - Distribution - Tier 3 - 4QU CoRE ¦ 4QU LoRE | Non-Red Flag Warning - Destructive Fires | 2024 | 3.7655e-10 | 3.7655e-10 | 9129.7461 | 233.2301 | 8896.516 | 0 | 0 | 0 | 4.3406e-07 | 3.4378e-06 | 0 | 3.4378e-06 | 3.4378e-06 | 0 | 3.4378e-06 | 0 | 1.1906e-07 | 2.6099e-07 | 0 | 2.6099e-07 | [17 empty] | 7.3.3.17.5 (Remote Grid) Updates to grid topology to minimize risk of ignition in HFTDs Remote GridWLDFRWire-to-wire contactAggregated | WLDFR | HFTD - Distribution - Tier 2 - 3QU CoRE ¦ 2QU LoRE | Non-Red Flag Warning - Catastrophic Fires | Wire-to-wire contact | Aggregated | 2024 | 3.9705e-07 | 791.1377 | 0.00031412 | 2024 | Mitigation | 0.95 | 45 | 0 | esc | 0.00097009 | 3.8517e-10 | 0.00097009 | 3.8517e-10
[35 empty] | 7.3.3.17.6 Updates to grid topology to minimize risk of ignition in HFTDs Butte County Rebuild | WLDFR | HFTD - Distribution - Tier 3 - 2QU CoRE ¦ 2QU LoRE | 2026 | 0.71299 | 0.0042086 | 0.96675 | 0 | 0.96675 |  |  |  |  | 0.0060833 | 1.3974 | 0 | 1.3974 | 0.68928 |  | 0.99632 | 0.010292 | 0.007338 | Column23: 2.3641; Column24: 1.6856; Column25: 0; Column26: 0; Column27: 2.3641; Column28: 1.6856; Column29: 0.0076726; Column30: 1.7625; Column31: 0; Column32: 1.7625; Column33: 1.2566 | WLDFR | HFTD - Distribution - Tier 3 - 4QU CoRE ¦ 4QU LoRE | Non-Red Flag Warning - Destructive Fires | 2025 | 3.7655e-10 | 3.7655e-10 | 9129.7461 | 233.2301 | 8896.516 | 0 | 0 | 0 | 4.3406e-07 | 3.4378e-06 | 0 | 3.4378e-06 | 3.4378e-06 | 0 | 3.4378e-06 | 0 | 1.2419e-07 | 2.7224e-07 | 0 | 2.7224e-07 | [17 empty] | 7.3.3.17.5 (Remote Grid) Updates to grid topology to minimize risk of ignition in HFTDs Remote GridWLDFRWire-to-wire contactAggregated | WLDFR | HFTD - Distribution - Tier 2 - 3QU CoRE ¦ 2QU LoRE | Non-Red Flag Warning - Catastrophic Fires | Wire-to-wire contact | Aggregated | 2025 | 3.9705e-07 | 791.1377 | 0.00031412 | 2025 | Mitigation | 0.95 | 45 | 0 | esc | 0.00097009 | 3.8517e-10 | 0.00097009 | 3.8517e-10
[35 empty] | 7.3.3.17.6 Updates to grid topology to minimize risk of ignition in HFTDs Butte County Rebuild | WLDFR | HFTD - Distribution - Tier 3 - 2QU CoRE ¦ 2QU LoRE | 2027 | 0.66634 | 0.0042086 | 0.96675 | 0 | 0.96675 |  |  |  |  | 0.0060833 | 1.3974 | 0 | 1.3974 | 0.64419 |  | 0.93114 | 0.010292 | 0.0068579 | Column23: 2.3641; Column24: 1.5753; Column25: 0; Column26: 0; Column27: 2.3641; Column28: 1.5753; Column29: 0.0076726; Column30: 1.7625; Column31: 0; Column32: 1.7625; Column33: 1.1744 | WLDFR | HFTD - Distribution - Tier 3 - 4QU CoRE ¦ 4QU LoRE | Non-Red Flag Warning - Destructive Fires | 2026 | 3.7655e-10 | 3.7655e-10 | 9129.7461 | 233.2301 | 8896.516 | 0 | 0 | 0 | 4.3406e-07 | 3.4378e-06 | 0 | 3.4378e-06 | 3.4378e-06 | 0 | 3.4378e-06 | 0 | 1.2419e-07 | 2.7224e-07 | 0 | 2.7224e-07 | [17 empty] | 7.3.3.17.5 (Remote Grid) Updates to grid topology to minimize risk of ignition in HFTDs Remote GridWLDFRWire-to-wire contactAggregated | WLDFR | HFTD - Distribution - Tier 2 - 3QU CoRE ¦ 2QU LoRE | Non-Red Flag Warning - Catastrophic Fires | Wire-to-wire contact | Aggregated | 2026 | 3.9705e-07 | 791.1377 | 0.00031412 | 2026 | Mitigation | 0.95 | 45 | 0 | esc | 0.00097009 | 3.8517e-10 | 0.00097009 | 3.8517e-10
[35 empty] | 7.3.3.17.6 Updates to grid topology to minimize risk of ignition in HFTDs Butte County Rebuild | WLDFR | HFTD - Distribution - Tier 3 - 2QU CoRE ¦ 2QU LoRE | 2028 | 0.62275 | 0.0042086 | 1.0098 | 0 | 1.0098 |  |  |  |  | 0.0060833 | 1.4596 | 0 | 1.4596 | 0.62886 |  | 0.90898 | 0.010292 | 0.0064093 | Column23: 2.4694; Column24: 1.5378; Column25: 0; Column26: 0; Column27: 2.4694; Column28: 1.5378; Column29: 0.0076726; Column30: 1.841; Column31: 0; Column32: 1.841; Column33: 1.1465 | WLDFR | HFTD - Distribution - Tier 3 - 4QU CoRE ¦ 4QU LoRE | Non-Red Flag Warning - Destructive Fires | 2027 | 3.7655e-10 | 3.7655e-10 | 9129.7461 | 233.2301 | 8896.516 | 0 | 0 | 0 | 4.3406e-07 | 3.4378e-06 | 0 | 3.4378e-06 | 3.4378e-06 | 0 | 3.4378e-06 | 0 | 1.2419e-07 | 2.7224e-07 | 0 | 2.7224e-07 | [17 empty] | 7.3.3.17.5 (Remote Grid) Updates to grid topology to minimize risk of ignition in HFTDs Remote GridWLDFRWire-to-wire contactAggregated | WLDFR | HFTD - Distribution - Tier 2 - 3QU CoRE ¦ 2QU LoRE | Non-Red Flag Warning - Catastrophic Fires | Wire-to-wire contact | Aggregated | 2027 | 3.9705e-07 | 791.1377 | 0.00031412 | 2027 | Mitigation | 0.95 | 45 | 0 | esc | 0.00097009 | 3.8517e-10 | 0.00097009 | 3.8517e-10
[35 empty] | 7.3.3.17.6 Updates to grid topology to minimize risk of ignition in HFTDs Butte County Rebuild | WLDFR | HFTD - Distribution - Tier 3 - 2QU CoRE ¦ 2QU LoRE | 2029 | 0.58201 | 0.0042086 | 1.0098 | 0 | 1.0098 |  |  |  |  | 0.0060833 | 1.4596 | 0 | 1.4596 | 0.58772 |  | 0.84951 | 0.010292 | 0.00599 | Column23: 2.4694; Column24: 1.4372; Column25: 0; Column26: 0; Column27: 2.4694; Column28: 1.4372; Column29: 0.0076726; Column30: 1.841; Column31: 0; Column32: 1.841; Column33: 1.0715 | WLDFR | HFTD - Distribution - Tier 3 - 4QU CoRE ¦ 4QU LoRE | Non-Red Flag Warning - Destructive Fires | 2028 | 3.7655e-10 | 3.7655e-10 | 9534.9221 | 247.273 | 9287.6491 | 0 | 0 | 0 | 4.3406e-07 | 3.5904e-06 | 0 | 3.5904e-06 | 3.5904e-06 | 0 | 3.5904e-06 | 0 | 1.2419e-07 | 2.7224e-07 | 0 | 2.7224e-07 | [17 empty] | 7.3.3.17.5 (Remote Grid) Updates to grid topology to minimize risk of ignition in HFTDs Remote GridWLDFRWire-to-wire contactAggregated | WLDFR | HFTD - Distribution - Tier 2 - 3QU CoRE ¦ 2QU LoRE | Non-Red Flag Warning - Catastrophic Fires | Wire-to-wire contact | Aggregated | 2028 | 3.9705e-07 | 791.1377 | 0.00031412 | 2028 | Mitigation | 0.95 | 45 | 0 | esc | 0.00097009 | 3.8517e-10 | 0.00097009 | 3.8517e-10
[35 empty] | 7.3.3.17.6 Updates to grid topology to minimize risk of ignition in HFTDs Butte County Rebuild | WLDFR | HFTD - Distribution - Tier 3 - 2QU CoRE ¦ 2QU LoRE | 2030 | 0.54393 | 0.0042086 | 1.0098 | 0 | 1.0098 |  |  |  |  | 0.0060833 | 1.4596 | 0 | 1.4596 | 0.54927 |  | 0.79394 | 0.010292 | 0.0055981 | Column23: 2.4694; Column24: 1.3432; Column25: 0; Column26: 0; Column27: 2.4694; Column28: 1.3432; Column29: 0.0076726; Column30: 1.841; Column31: 0; Column32: 1.841; Column33: 1.0014 | WLDFR | HFTD - Distribution - Tier 3 - 4QU CoRE ¦ 4QU LoRE | Non-Red Flag Warning - Destructive Fires | 2029 | 3.7655e-10 | 3.7655e-10 | 9534.9221 | 247.273 | 9287.6491 | 0 | 0 | 0 | 4.3406e-07 | 3.5904e-06 | 0 | 3.5904e-06 | 3.5904e-06 | 0 | 3.5904e-06 | 0 | 1.2419e-07 | 2.7224e-07 | 0 | 2.7224e-07 | [17 empty] | 7.3.3.17.5 (Remote Grid) Updates to grid topology to minimize risk of ignition in HFTDs Remote GridWLDFRWire-to-wire contactAggregated | WLDFR | HFTD - Distribution - Tier 2 - 3QU CoRE ¦ 2QU LoRE | Non-Red Flag Warning - Catastrophic Fires | Wire-to-wire contact | Aggregated | 2029 | 3.9705e-07 | 791.1377 | 0.00031412 | 2029 | Mitigation | 0.95 | 45 | 0 | esc | 0.00097009 | 3.8517e-10 | 0.00097009 | 3.8517e-10
[35 empty] | 7.3.3.17.6 Updates to grid topology to minimize risk of ignition in HFTDs Butte County Rebuild | WLDFR | HFTD - Distribution - Tier 3 - 2QU CoRE ¦ 2QU LoRE | 2031 | 0.50835 | 0.0042086 | 1.0098 | 0 | 1.0098 |  |  |  |  | 0.0060833 | 1.4596 | 0 | 1.4596 | 0.51334 |  | 0.742 | 0.010292 | 0.0052319 | Column23: 2.4694; Column24: 1.2553; Column25: 0; Column26: 0; Column27: 2.4694; Column28: 1.2553; Column29: 0.0076726; Column30: 1.841; Column31: 0; Column32: 1.841; Column33: 0.93585 | WLDFR | HFTD - Distribution - Tier 3 - 4QU CoRE ¦ 4QU LoRE | Non-Red Flag Warning - Destructive Fires | 2030 | 3.7655e-10 | 3.7655e-10 | 9534.9221 | 247.273 | 9287.6491 | 0 | 0 | 0 | 4.3406e-07 | 3.5904e-06 | 0 | 3.5904e-06 | 3.5904e-06 | 0 | 3.5904e-06 | 0 | 1.2985e-07 | 2.8464e-07 | 0 | 2.8464e-07 | [17 empty] | 7.3.3.17.5 (Remote Grid) Updates to grid topology to minimize risk of ignition in HFTDs Remote GridWLDFRWire-to-wire contactAggregated | WLDFR | HFTD - Distribution - Tier 2 - 3QU CoRE ¦ 2QU LoRE | Non-Red Flag Warning - Catastrophic Fires | Wire-to-wire contact | Aggregated | 2030 | 3.9705e-07 | 791.1377 | 0.00031412 | 2030 | Mitigation | 0.95 | 45 | 0 | esc | 0.00097009 | 3.8517e-10 | 0.00097009 | 3.8517e-10
[35 empty] | 7.3.3.17.6 Updates to grid topology to minimize risk of ignition in HFTDs Butte County Rebuild | WLDFR | HFTD - Distribution - Tier 3 - 2QU CoRE ¦ 2QU LoRE | 2032 | 0.47509 | 0.0042086 | 1.0098 | 0 | 1.0098 |  |  |  |  | 0.0060833 | 1.4596 | 0 | 1.4596 | 0.47975 |  | 0.69346 | 0.010292 | 0.0048896 | Column23: 2.4694; Column24: 1.1732; Column25: 0; Column26: 0; Column27: 2.4694; Column28: 1.1732; Column29: 0.0076726; Column30: 1.841; Column31: 0; Column32: 1.841; Column33: 0.87463 | WLDFR | HFTD - Distribution - Tier 3 - 4QU CoRE ¦ 4QU LoRE | Non-Red Flag Warning - Destructive Fires | 2031 | 3.7655e-10 | 3.7655e-10 | 9534.9221 | 247.273 | 9287.6491 | 0 | 0 | 0 | 4.3406e-07 | 3.5904e-06 | 0 | 3.5904e-06 | 3.5904e-06 | 0 | 3.5904e-06 | 0 | 1.2985e-07 | 2.8464e-07 | 0 | 2.8464e-07 | [17 empty] | 7.3.3.17.5 (Remote Grid) Updates to grid topology to minimize risk of ignition in HFTDs Remote GridWLDFRWire-to-wire contactAggregated | WLDFR | HFTD - Distribution - Tier 2 - 3QU CoRE ¦ 2QU LoRE | Non-Red Flag Warning - Catastrophic Fires | Wire-to-wire contact | Aggregated | 2031 | 3.9705e-07 | 791.1377 | 0.00031412 | 2031 | Mitigation | 0.95 | 45 | 0 | esc | 0.00097009 | 3.8517e-10 | 0.00097009 | 3.8517e-10
[35 empty] | 7.3.3.17.6 Updates to grid topology to minimize risk of ignition in HFTDs Butte County Rebuild | WLDFR | HFTD - Distribution - Tier 3 - 2QU CoRE ¦ 2QU LoRE | 2033 | 0.44401 | 0.0042086 | 1.0577 | 0 | 1.0577 |  |  |  |  | 0.0060833 | 1.5288 | 0 | 1.5288 | 0.46961 |  | 0.6788 | 0.010292 | 0.0045697 | Column23: 2.5865; Column24: 1.1484; Column25: 0; Column26: 0; Column27: 2.5865; Column28: 1.1484; Column29: 0.0076726; Column30: 1.9282; Column31: 0; Column32: 1.9282; Column33: 0.85615 | WLDFR | HFTD - Distribution - Tier 3 - 4QU CoRE ¦ 4QU LoRE | Non-Red Flag Warning - Destructive Fires | 2032 | 3.7655e-10 | 3.7655e-10 | 9534.9221 | 247.273 | 9287.6491 | 0 | 0 | 0 | 4.3406e-07 | 3.5904e-06 | 0 | 3.5904e-06 | 3.5904e-06 | 0 | 3.5904e-06 | 0 | 1.2985e-07 | 2.8464e-07 | 0 | 2.8464e-07 | [17 empty] | 7.3.3.17.5 (Remote Grid) Updates to grid topology to minimize risk of ignition in HFTDs Remote GridWLDFRWire-to-wire contactAggregated | WLDFR | HFTD - Distribution - Tier 2 - 3QU CoRE ¦ 2QU LoRE | Non-Red Flag Warning - Catastrophic Fires | Wire-to-wire contact | Aggregated | 2032 | 3.9705e-07 | 791.1377 | 0.00031412 | 2032 | Mitigation | 0.95 | 45 | 0 | esc | 0.00097009 | 3.8517e-10 | 0.00097009 | 3.8517e-10
[35 empty] | 7.3.3.17.6 Updates to grid topology to minimize risk of ignition in HFTDs Butte County Rebuild | WLDFR | HFTD - Distribution - Tier 3 - 2QU CoRE ¦ 2QU LoRE | 2034 | 0.41496 | 0.0042086 | 1.0577 | 0 | 1.0577 |  |  |  |  | 0.0060833 | 1.5288 | 0 | 1.5288 | 0.43889 |  | 0.63439 | 0.010292 | 0.0042708 | Column23: 2.5865; Column24: 1.0733; Column25: 0; Column26: 0; Column27: 2.5865; Column28: 1.0733; Column29: 0.0076726; Column30: 1.9282; Column31: 0; Column32: 1.9282; Column33: 0.80014 | WLDFR | HFTD - Distribution - Tier 3 - 4QU CoRE ¦ 4QU LoRE | Non-Red Flag Warning - Destructive Fires | 2033 | 3.7655e-10 | 3.7655e-10 | 9984.8474 | 263.1074 | 9721.74 | 0 | 0 | 0 | 4.3406e-07 | 3.7598e-06 | 0 | 3.7598e-06 | 3.7598e-06 | 0 | 3.7598e-06 | 0 | 1.2985e-07 | 2.8464e-07 | 0 | 2.8464e-07 | [17 empty] | 7.3.3.17.5 (Remote Grid) Updates to grid topology to minimize risk of ignition in HFTDs Remote GridWLDFRWire-to-wire contactAggregated | WLDFR | HFTD - Distribution - Tier 2 - 3QU CoRE ¦ 2QU LoRE | Non-Red Flag Warning - Catastrophic Fires | Wire-to-wire contact | Aggregated | 2033 | 3.9705e-07 | 791.1377 | 0.00031412 | 2033 | Mitigation | 0.95 | 45 | 0 | esc | 0.00097009 | 3.8517e-10 | 0.00097009 | 3.8517e-10
[35 empty] | 7.3.3.17.6 Updates to grid topology to minimize risk of ignition in HFTDs Butte County Rebuild | WLDFR | HFTD - Distribution - Tier 3 - 2QU CoRE ¦ 2QU LoRE | 2035 | 0.38782 | 0.0042086 | 1.0577 | 0 | 1.0577 |  |  |  |  | 0.0060833 | 1.5288 | 0 | 1.5288 | 0.41018 |  | 0.59289 | 0.010292 | 0.0039914 | Column23: 2.5865; Column24: 1.0031; Column25: 0; Column26: 0; Column27: 2.5865; Column28: 1.0031; Column29: 0.0076726; Column30: 1.9282; Column31: 0; Column32: 1.9282; Column33: 0.74779 | WLDFR | HFTD - Distribution - Tier 3 - 4QU CoRE ¦ 4QU LoRE | Non-Red Flag Warning - Destructive Fires | 2034 | 3.7655e-10 | 3.7655e-10 | 9984.8474 | 263.1074 | 9721.74 | 0 | 0 | 0 | 4.3406e-07 | 3.7598e-06 | 0 | 3.7598e-06 | 3.7598e-06 | 0 | 3.7598e-06 | 0 | 1.2985e-07 | 2.8464e-07 | 0 | 2.8464e-07 | [17 empty] | 7.3.3.17.5 (Remote Grid) Updates to grid topology to minimize risk of ignition in HFTDs Remote GridWLDFRWire-to-wire contactAggregated | WLDFR | HFTD - Distribution - Tier 2 - 3QU CoRE ¦ 2QU LoRE | Non-Red Flag Warning - Catastrophic Fires | Wire-to-wire contact | Aggregated | 2034 | 3.9705e-07 | 791.1377 | 0.00031412 | 2034 | Mitigation | 0.95 | 45 | 0 | esc | 0.00097009 | 3.8517e-10 | 0.00097009 | 3.8517e-10
[35 empty] | 7.3.3.17.6 Updates to grid topology to minimize risk of ignition in HFTDs Butte County Rebuild | WLDFR | HFTD - Distribution - Tier 3 - 2QU CoRE ¦ 2QU LoRE | 2036 | 0.36245 | 0.0042086 | 1.0577 | 0 | 1.0577 |  |  |  |  | 0.0060833 | 1.5288 | 0 | 1.5288 | 0.38335 |  | 0.5541 | 0.010292 | 0.0037303 | Column23: 2.5865; Column24: 0.93745; Column25: 0; Column26: 0; Column27: 2.5865; Column28: 0.93745; Column29: 0.0076726; Column30: 1.9282; Column31: 0; Column32: 1.9282; Column33: 0.69887 | WLDFR | HFTD - Distribution - Tier 3 - 4QU CoRE ¦ 4QU LoRE | Non-Red Flag Warning - Destructive Fires | 2035 | 3.7655e-10 | 3.7655e-10 | 9984.8474 | 263.1074 | 9721.74 | 0 | 0 | 0 | 4.3406e-07 | 3.7598e-06 | 0 | 3.7598e-06 | 3.7598e-06 | 0 | 3.7598e-06 | 0 | 1.3598e-07 | 2.9807e-07 | 0 | 2.9807e-07 | [17 empty] | 7.3.3.17.5 (Remote Grid) Updates to grid topology to minimize risk of ignition in HFTDs Remote GridWLDFRWire-to-wire contactAggregated | WLDFR | HFTD - Distribution - Tier 2 - 3QU CoRE ¦ 2QU LoRE | Non-Red Flag Warning - Catastrophic Fires | Wire-to-wire contact | Aggregated | 2035 | 3.9705e-07 | 791.1377 | 0.00031412 | 2035 | Mitigation | 0.95 | 45 | 0 | esc | 0.00097009 | 3.8517e-10 | 0.00097009 | 3.8517e-10
[35 empty] | 7.3.3.17.6 Updates to grid topology to minimize risk of ignition in HFTDs Butte County Rebuild | WLDFR | HFTD - Distribution - Tier 3 - 2QU CoRE ¦ 2QU LoRE | 2037 | 0.33873 | 0.0042086 | 1.0577 | 0 | 1.0577 |  |  |  |  | 0.0060833 | 1.5288 | 0 | 1.5288 | 0.35827 |  | 0.51785 | 0.010292 | 0.0034862 | Column23: 2.5865; Column24: 0.87612; Column25: 0; Column26: 0; Column27: 2.5865; Column28: 0.87612; Column29: 0.0076726; Column30: 1.9282; Column31: 0; Column32: 1.9282; Column33: 0.65315 | WLDFR | HFTD - Distribution - Tier 3 - 4QU CoRE ¦ 4QU LoRE | Non-Red Flag Warning - Destructive Fires | 2036 | 3.7655e-10 | 3.7655e-10 | 9984.8474 | 263.1074 | 9721.74 | 0 | 0 | 0 | 4.3406e-07 | 3.7598e-06 | 0 | 3.7598e-06 | 3.7598e-06 | 0 | 3.7598e-06 | 0 | 1.3598e-07 | 2.9807e-07 | 0 | 2.9807e-07 | [17 empty] | 7.3.3.17.5 (Remote Grid) Updates to grid topology to minimize risk of ignition in HFTDs Remote GridWLDFRWire-to-wire contactAggregated | WLDFR | HFTD - Distribution - Tier 2 - 3QU CoRE ¦ 2QU LoRE | Non-Red Flag Warning - Catastrophic Fires | Wire-to-wire contact | Aggregated | 2036 | 3.9705e-07 | 791.1377 | 0.00031412 | 2036 | Mitigation | 0.95 | 45 | 0 | esc | 0.00097009 | 3.8517e-10 | 0.00097009 | 3.8517e-10
[35 empty] | 7.3.3.17.6 Updates to grid topology to minimize risk of ignition in HFTDs Butte County Rebuild | WLDFR | HFTD - Distribution - Tier 3 - 2QU CoRE ¦ 2QU LoRE | 2038 | 0.31657 | 0.0042086 | 1.1096 | 0 | 1.1096 |  |  |  |  | 0.0060833 | 1.6039 | 0 | 1.6039 | 0.35127 |  | 0.50774 | 0.010292 | 0.0032582 | Column23: 2.7135; Column24: 0.85902; Column25: 0; Column26: 0; Column27: 2.7135; Column28: 0.85902; Column29: 0.0076726; Column30: 2.0229; Column31: 0; Column32: 2.0229; Column33: 0.6404 | WLDFR | HFTD - Distribution - Tier 3 - 4QU CoRE ¦ 4QU LoRE | Non-Red Flag Warning - Destructive Fires | 2037 | 3.7655e-10 | 3.7655e-10 | 9984.8474 | 263.1074 | 9721.74 | 0 | 0 | 0 | 4.3406e-07 | 3.7598e-06 | 0 | 3.7598e-06 | 3.7598e-06 | 0 | 3.7598e-06 | 0 | 1.3598e-07 | 2.9807e-07 | 0 | 2.9807e-07 | [17 empty] | 7.3.3.17.5 (Remote Grid) Updates to grid topology to minimize risk of ignition in HFTDs Remote GridWLDFRWire-to-wire contactAggregated | WLDFR | HFTD - Distribution - Tier 2 - 3QU CoRE ¦ 2QU LoRE | Non-Red Flag Warning - Catastrophic Fires | Wire-to-wire contact | Aggregated | 2037 | 3.9705e-07 | 791.1377 | 0.00031412 | 2037 | Mitigation | 0.95 | 45 | 0 | esc | 0.00097009 | 3.8517e-10 | 0.00097009 | 3.8517e-10
[35 empty] | 7.3.3.17.6 Updates to grid topology to minimize risk of ignition in HFTDs Butte County Rebuild | WLDFR | HFTD - Distribution - Tier 3 - 2QU CoRE ¦ 2QU LoRE | 2039 | 0.29586 | 0.0042086 | 1.1096 | 0 | 1.1096 |  |  |  |  | 0.0060833 | 1.6039 | 0 | 1.6039 | 0.32829 |  | 0.47453 | 0.010292 | 0.003045 | Column23: 2.7135; Column24: 0.80282; Column25: 0; Column26: 0; Column27: 2.7135; Column28: 0.80282; Column29: 0.0076726; Column30: 2.0229; Column31: 0; Column32: 2.0229; Column33: 0.5985 | WLDFR | HFTD - Distribution - Tier 3 - 4QU CoRE ¦ 4QU LoRE | Non-Red Flag Warning - Destructive Fires | 2038 | 3.7655e-10 | 3.7655e-10 | 10472.8261 | 280.5544 | 10192.2718 | 0 | 0 | 0 | 4.3406e-07 | 3.9435e-06 | 0 | 3.9435e-06 | 3.9435e-06 | 0 | 3.9435e-06 | 0 | 1.3598e-07 | 2.9807e-07 | 0 | 2.9807e-07 | [17 empty] | 7.3.3.17.5 (Remote Grid) Updates to grid topology to minimize risk of ignition in HFTDs Remote GridWLDFRWire-to-wire contactAggregated | WLDFR | HFTD - Distribution - Tier 2 - 3QU CoRE ¦ 2QU LoRE | Non-Red Flag Warning - Catastrophic Fires | Wire-to-wire contact | Aggregated | 2038 | 3.9705e-07 | 791.1377 | 0.00031412 | 2038 | Mitigation | 0.95 | 45 | 0 | esc | 0.00097009 | 3.8517e-10 | 0.00097009 | 3.8517e-10
[35 empty] | 7.3.3.17.6 Updates to grid topology to minimize risk of ignition in HFTDs Butte County Rebuild | WLDFR | HFTD - Distribution - Tier 3 - 2QU CoRE ¦ 2QU LoRE | 2040 | 0.27651 | 0.0042086 | 1.1096 | 0 | 1.1096 |  |  |  |  | 0.0060833 | 1.6039 | 0 | 1.6039 | 0.30681 |  | 0.44348 | 0.010292 | 0.0028458 | Column23: 2.7135; Column24: 0.7503; Column25: 0; Column26: 0; Column27: 2.7135; Column28: 0.7503; Column29: 0.0076726; Column30: 2.0229; Column31: 0; Column32: 2.0229; Column33: 0.55935 | WLDFR | HFTD - Distribution - Tier 3 - 4QU CoRE ¦ 4QU LoRE | Non-Red Flag Warning - Destructive Fires | 2039 | 3.7655e-10 | 3.7655e-10 | 10472.8261 | 280.5544 | 10192.2718 | 0 | 0 | 0 | 4.3406e-07 | 3.9435e-06 | 0 | 3.9435e-06 | 3.9435e-06 | 0 | 3.9435e-06 | 0 | 1.3598e-07 | 2.9807e-07 | 0 | 2.9807e-07 | [17 empty] | 7.3.3.17.5 (Remote Grid) Updates to grid topology to minimize risk of ignition in HFTDs Remote GridWLDFRWire-to-wire contactAggregated | WLDFR | HFTD - Distribution - Tier 2 - 3QU CoRE ¦ 2QU LoRE | Non-Red Flag Warning - Catastrophic Fires | Wire-to-wire contact | Aggregated | 2039 | 3.9705e-07 | 791.1377 | 0.00031412 | 2039 | Mitigation | 0.95 | 45 | 0 | esc | 0.00097009 | 3.8517e-10 | 0.00097009 | 3.8517e-10
[35 empty] | 7.3.3.17.6 Updates to grid topology to minimize risk of ignition in HFTDs Butte County Rebuild | WLDFR | HFTD - Distribution - Tier 3 - 2QU CoRE ¦ 2QU LoRE | 2041 | 0.25842 | 0.0042086 | 1.1096 | 0 | 1.1096 |  |  |  |  | 0.0060833 | 1.6039 | 0 | 1.6039 | 0.28674 |  | 0.41447 | 0.010292 | 0.0026596 | Column23: 2.7135; Column24: 0.70121; Column25: 0; Column26: 0; Column27: 2.7135; Column28: 0.70121; Column29: 0.0076726; Column30: 2.0229; Column31: 0; Column32: 2.0229; Column33: 0.52276 | WLDFR | HFTD - Distribution - Tier 3 - 4QU CoRE ¦ 4QU LoRE | Non-Red Flag Warning - Destructive Fires | 2040 | 3.7655e-10 | 3.7655e-10 | 10472.8261 | 280.5544 | 10192.2718 | 0 | 0 | 0 | 4.3406e-07 | 3.9435e-06 | 0 | 3.9435e-06 | 3.9435e-06 | 0 | 3.9435e-06 | 0 | 1.4251e-07 | 3.1238e-07 | 0 | 3.1238e-07 | [17 empty] | 7.3.3.17.5 (Remote Grid) Updates to grid topology to minimize risk of ignition in HFTDs Remote GridWLDFRWire-to-wire contactAggregated | WLDFR | HFTD - Distribution - Tier 2 - 3QU CoRE ¦ 2QU LoRE | Non-Red Flag Warning - Catastrophic Fires | Wire-to-wire contact | Aggregated | 2040 | 3.9705e-07 | 791.1377 | 0.00031412 | 2040 | Mitigation | 0.95 | 45 | 0 | esc | 0.00097009 | 3.8517e-10 | 0.00097009 | 3.8517e-10
[35 empty] | 7.3.3.17.6 Updates to grid topology to minimize risk of ignition in HFTDs Butte County Rebuild | WLDFR | HFTD - Distribution - Tier 3 - 2QU CoRE ¦ 2QU LoRE | 2042 | 0.24151 | 0.0042086 | 1.1096 | 0 | 1.1096 |  |  |  |  | 0.0060833 | 1.6039 | 0 | 1.6039 | 0.26798 |  | 0.38736 | 0.010292 | 0.0024856 | Column23: 2.7135; Column24: 0.65534; Column25: 0; Column26: 0; Column27: 2.7135; Column28: 0.65534; Column29: 0.0076726; Column30: 2.0229; Column31: 0; Column32: 2.0229; Column33: 0.48856 | WLDFR | HFTD - Distribution - Tier 3 - 4QU CoRE ¦ 4QU LoRE | Non-Red Flag Warning - Destructive Fires | 2041 | 3.7655e-10 | 3.7655e-10 | 10472.8261 | 280.5544 | 10192.2718 | 0 | 0 | 0 | 4.3406e-07 | 3.9435e-06 | 0 | 3.9435e-06 | 3.9435e-06 | 0 | 3.9435e-06 | 0 | 1.4251e-07 | 3.1238e-07 | 0 | 3.1238e-07 | [17 empty] | 7.3.3.17.5 (Remote Grid) Updates to grid topology to minimize risk of ignition in HFTDs Remote GridWLDFRWire-to-wire contactAggregated | WLDFR | HFTD - Distribution - Tier 2 - 3QU CoRE ¦ 2QU LoRE | Non-Red Flag Warning - Catastrophic Fires | Wire-to-wire contact | Aggregated | 2041 | 3.9705e-07 | 791.1377 | 0.00031412 | 2041 | Mitigation | 0.95 | 45 | 0 | esc | 0.00097009 | 3.8517e-10 | 0.00097009 | 3.8517e-10
[35 empty] | 7.3.3.17.6 Updates to grid topology to minimize risk of ignition in HFTDs Butte County Rebuild | WLDFR | HFTD - Distribution - Tier 3 - 2QU CoRE ¦ 2QU LoRE | 2043 | 0.22571 | 0.0042086 | 1.1649 | 0 | 1.1649 |  |  |  |  | 0.0060833 | 1.6838 | 0 | 1.6838 | 0.26294 |  | 0.38007 | 0.010292 | 0.002323 | Column23: 2.8488; Column24: 0.64301; Column25: 0; Column26: 0; Column27: 2.8488; Column28: 0.64301; Column29: 0.0076726; Column30: 2.1238; Column31: 0; Column32: 2.1238; Column33: 0.47936 | WLDFR | HFTD - Distribution - Tier 3 - 4QU CoRE ¦ 4QU LoRE | Non-Red Flag Warning - Destructive Fires | 2042 | 3.7655e-10 | 3.7655e-10 | 10472.8261 | 280.5544 | 10192.2718 | 0 | 0 | 0 | 4.3406e-07 | 3.9435e-06 | 0 | 3.9435e-06 | 3.9435e-06 | 0 | 3.9435e-06 | 0 | 1.4251e-07 | 3.1238e-07 | 0 | 3.1238e-07 | [17 empty] | 7.3.3.17.5 (Remote Grid) Updates to grid topology to minimize risk of ignition in HFTDs Remote GridWLDFRWire-to-wire contactAggregated | WLDFR | HFTD - Distribution - Tier 2 - 3QU CoRE ¦ 2QU LoRE | Non-Red Flag Warning - Catastrophic Fires | Wire-to-wire contact | Aggregated | 2042 | 3.9705e-07 | 791.1377 | 0.00031412 | 2042 | Mitigation | 0.95 | 45 | 0 | esc | 0.00097009 | 3.8517e-10 | 0.00097009 | 3.8517e-10
[35 empty] | 7.3.3.17.6 Updates to grid topology to minimize risk of ignition in HFTDs Butte County Rebuild | WLDFR | HFTD - Distribution - Tier 3 - 2QU CoRE ¦ 2QU LoRE | 2044 | 0.21095 | 0.0042086 | 1.1649 | 0 | 1.1649 |  |  |  |  | 0.0060833 | 1.6838 | 0 | 1.6838 | 0.24574 |  | 0.3552 | 0.010292 | 0.002171 | Column23: 2.8488; Column24: 0.60094; Column25: 0; Column26: 0; Column27: 2.8488; Column28: 0.60094; Column29: 0.0076726; Column30: 2.1238; Column31: 0; Column32: 2.1238; Column33: 0.448 | WLDFR | HFTD - Distribution - Tier 3 - 4QU CoRE ¦ 4QU LoRE | Non-Red Flag Warning - Destructive Fires | 2043 | 3.7655e-10 | 3.7655e-10 | 10992.1562 | 299.42 | 10692.7362 | 0 | 0 | 0 | 4.3406e-07 | 4.1391e-06 | 0 | 4.1391e-06 | 4.1391e-06 | 0 | 4.1391e-06 | 0 | 1.4251e-07 | 3.1238e-07 | 0 | 3.1238e-07 | [17 empty] | 7.3.3.17.5 (Remote Grid) Updates to grid topology to minimize risk of ignition in HFTDs Remote GridWLDFRWire-to-wire contactAggregated | WLDFR | HFTD - Distribution - Tier 2 - 3QU CoRE ¦ 2QU LoRE | Non-Red Flag Warning - Catastrophic Fires | Wire-to-wire contact | Aggregated | 2043 | 3.9705e-07 | 791.1377 | 0.00031412 | 2043 | Mitigation | 0.95 | 45 | 0 | esc | 0.00097009 | 3.8517e-10 | 0.00097009 | 3.8517e-10
[35 empty] | 7.3.3.17.6 Updates to grid topology to minimize risk of ignition in HFTDs Butte County Rebuild | WLDFR | HFTD - Distribution - Tier 3 - 2QU CoRE ¦ 2QU LoRE | 2045 | 0.19715 | 0.0042086 | 1.1649 | 0 | 1.1649 |  |  |  |  | 0.0060833 | 1.6838 | 0 | 1.6838 | 0.22966 |  | 0.33196 | 0.010292 | 0.002029 | Column23: 2.8488; Column24: 0.56163; Column25: 0; Column26: 0; Column27: 2.8488; Column28: 0.56163; Column29: 0.0076726; Column30: 2.1238; Column31: 0; Column32: 2.1238; Column33: 0.41869 | WLDFR | HFTD - Distribution - Tier 3 - 4QU CoRE ¦ 4QU LoRE | Non-Red Flag Warning - Destructive Fires | 2044 | 3.7655e-10 | 3.7655e-10 | 10992.1562 | 299.42 | 10692.7362 | 0 | 0 | 0 | 4.3406e-07 | 4.1391e-06 | 0 | 4.1391e-06 | 4.1391e-06 | 0 | 4.1391e-06 | 0 | 1.4251e-07 | 3.1238e-07 | 0 | 3.1238e-07 | [17 empty] | 7.3.3.17.5 (Remote Grid) Updates to grid topology to minimize risk of ignition in HFTDs Remote GridWLDFRWire-to-wire contactAggregated | WLDFR | HFTD - Distribution - Tier 2 - 3QU CoRE ¦ 2QU LoRE | Non-Red Flag Warning - Catastrophic Fires | Wire-to-wire contact | Aggregated | 2044 | 3.9705e-07 | 791.1377 | 0.00031412 | 2044 | Mitigation | 0.95 | 45 | 0 | esc | 0.00097009 | 3.8517e-10 | 0.00097009 | 3.8517e-10
[35 empty] | 7.3.3.17.6 Updates to grid topology to minimize risk of ignition in HFTDs Butte County Rebuild | WLDFR | HFTD - Distribution - Tier 3 - 2QU CoRE ¦ 2QU LoRE | 2046 | 0.18425 | 0.0042086 | 1.1649 | 0 | 1.1649 |  |  |  |  | 0.0060833 | 1.6838 | 0 | 1.6838 | 0.21464 |  | 0.31025 | 0.010292 | 0.0018963 | Column23: 2.8488; Column24: 0.52488; Column25: 0; Column26: 0; Column27: 2.8488; Column28: 0.52488; Column29: 0.0076726; Column30: 2.1238; Column31: 0; Column32: 2.1238; Column33: 0.3913 | WLDFR | HFTD - Distribution - Tier 3 - 4QU CoRE ¦ 4QU LoRE | Non-Red Flag Warning - Destructive Fires | 2045 | 3.7655e-10 | 3.7655e-10 | 10992.1562 | 299.42 | 10692.7362 | 0 | 0 | 0 | 4.3406e-07 | 4.1391e-06 | 0 | 4.1391e-06 | 4.1391e-06 | 0 | 4.1391e-06 | 0 | 1.4938e-07 | 3.2744e-07 | 0 | 3.2744e-07 | [17 empty] | 7.3.3.17.5 (Remote Grid) Updates to grid topology to minimize risk of ignition in HFTDs Remote GridWLDFRWire-to-wire contactAggregated | WLDFR | HFTD - Distribution - Tier 2 - 3QU CoRE ¦ 2QU LoRE | Non-Red Flag Warning - Catastrophic Fires | Wire-to-wire contact | Aggregated | 2045 | 3.9705e-07 | 791.1377 | 0.00031412 | 2045 | Mitigation | 0.95 | 45 | 0 | esc | 0.00097009 | 3.8517e-10 | 0.00097009 | 3.8517e-10
[35 empty] | 7.3.3.17.6 Updates to grid topology to minimize risk of ignition in HFTDs Butte County Rebuild | WLDFR | HFTD - Distribution - Tier 3 - 2QU CoRE ¦ 2QU LoRE | 2047 | 0.1722 | 0.0042086 | 1.1649 | 0 | 1.1649 |  |  |  |  | 0.0060833 | 1.6838 | 0 | 1.6838 | 0.2006 |  | 0.28995 | 0.010292 | 0.0017722 | Column23: 2.8488; Column24: 0.49055; Column25: 0; Column26: 0; Column27: 2.8488; Column28: 0.49055; Column29: 0.0076726; Column30: 2.1238; Column31: 0; Column32: 2.1238; Column33: 0.3657 | WLDFR | HFTD - Distribution - Tier 3 - 4QU CoRE ¦ 4QU LoRE | Non-Red Flag Warning - Destructive Fires | 2046 | 3.7655e-10 | 3.7655e-10 | 10992.1562 | 299.42 | 10692.7362 | 0 | 0 | 0 | 4.3406e-07 | 4.1391e-06 | 0 | 4.1391e-06 | 4.1391e-06 | 0 | 4.1391e-06 | 0 | 1.4938e-07 | 3.2744e-07 | 0 | 3.2744e-07 | [17 empty] | 7.3.3.17.5 (Remote Grid) Updates to grid topology to minimize risk of ignition in HFTDs Remote GridWLDFRWire-to-wire contactAggregated | WLDFR | HFTD - Distribution - Tier 2 - 3QU CoRE ¦ 2QU LoRE | Non-Red Flag Warning - Catastrophic Fires | Wire-to-wire contact | Aggregated | 2046 | 3.9705e-07 | 791.1377 | 0.00031412 | 2046 | Mitigation | 0.95 | 45 | 0 | esc | 0.00097009 | 3.8517e-10 | 0.00097009 | 3.8517e-10
[35 empty] | 7.3.3.17.6 Updates to grid topology to minimize risk of ignition in HFTDs Butte County Rebuild | WLDFR | HFTD - Distribution - Tier 3 - 2QU CoRE ¦ 2QU LoRE | 2048 | 0.16093 | 0.0042086 | 1.2229 | 0 | 1.2229 |  |  |  |  | 0.0060833 | 1.7677 | 0 | 1.7677 | 0.19681 |  | 0.28447 | 0.010292 | 0.0016563 | Column23: 2.9906; Column24: 0.48128; Column25: 0; Column26: 0; Column27: 2.9906; Column28: 0.48128; Column29: 0.0076726; Column30: 2.2295; Column31: 0; Column32: 2.2295; Column33: 0.35879 | WLDFR | HFTD - Distribution - Tier 3 - 4QU CoRE ¦ 4QU LoRE | Non-Red Flag Warning - Destructive Fires | 2047 | 3.7655e-10 | 3.7655e-10 | 10992.1562 | 299.42 | 10692.7362 | 0 | 0 | 0 | 4.3406e-07 | 4.1391e-06 | 0 | 4.1391e-06 | 4.1391e-06 | 0 | 4.1391e-06 | 0 | 1.4938e-07 | 3.2744e-07 | 0 | 3.2744e-07 | [17 empty] | 7.3.3.17.5 (Remote Grid) Updates to grid topology to minimize risk of ignition in HFTDs Remote GridWLDFRWire-to-wire contactAggregated | WLDFR | HFTD - Distribution - Tier 2 - 3QU CoRE ¦ 2QU LoRE | Non-Red Flag Warning - Catastrophic Fires | Wire-to-wire contact | Aggregated | 2047 | 3.9705e-07 | 791.1377 | 0.00031412 | 2047 | Mitigation | 0.95 | 45 | 0 | esc | 0.00097009 | 3.8517e-10 | 0.00097009 | 3.8517e-10
[35 empty] | 7.3.3.17.6 Updates to grid topology to minimize risk of ignition in HFTDs Butte County Rebuild | WLDFR | HFTD - Distribution - Tier 3 - 2QU CoRE ¦ 2QU LoRE | 2049 | 0.1504 | 0.0042086 | 1.2229 | 0 | 1.2229 |  |  |  |  | 0.0060833 | 1.7677 | 0 | 1.7677 | 0.18393 |  | 0.26586 | 0.010292 | 0.0015479 | Column23: 2.9906; Column24: 0.44979; Column25: 0; Column26: 0; Column27: 2.9906; Column28: 0.44979; Column29: 0.0076726; Column30: 2.2295; Column31: 0; Column32: 2.2295; Column33: 0.33532 | WLDFR | HFTD - Distribution - Tier 3 - 4QU CoRE ¦ 4QU LoRE | Non-Red Flag Warning - Destructive Fires | 2048 | 3.7655e-10 | 3.7655e-10 | 11536.0538 | 319.4911 | 11216.5626 | 0 | 0 | 0 | 4.3406e-07 | 4.3439e-06 | 0 | 4.3439e-06 | 4.3439e-06 | 0 | 4.3439e-06 | 0 | 1.4938e-07 | 3.2744e-07 | 0 | 3.2744e-07 | [17 empty] | 7.3.3.17.5 (Remote Grid) Updates to grid topology to minimize risk of ignition in HFTDs Remote GridWLDFRWire-to-wire contactAggregated | WLDFR | HFTD - Distribution - Tier 2 - 3QU CoRE ¦ 2QU LoRE | Non-Red Flag Warning - Catastrophic Fires | Wire-to-wire contact | Aggregated | 2048 | 3.9705e-07 | 791.1377 | 0.00031412 | 2048 | Mitigation | 0.95 | 45 | 0 | esc | 0.00097009 | 3.8517e-10 | 0.00097009 | 3.8517e-10
[35 empty] | 7.3.3.17.6 Updates to grid topology to minimize risk of ignition in HFTDs Butte County Rebuild | WLDFR | HFTD - Distribution - Tier 3 - 2QU CoRE ¦ 2QU LoRE | 2050 | 0.14056 | 0.0042086 | 1.2229 | 0 | 1.2229 |  |  |  |  | 0.0060833 | 1.7677 | 0 | 1.7677 | 0.1719 |  | 0.24847 | 0.010292 | 0.0014467 | Column23: 2.9906; Column24: 0.42037; Column25: 0; Column26: 0; Column27: 2.9906; Column28: 0.42037; Column29: 0.0076726; Column30: 2.2295; Column31: 0; Column32: 2.2295; Column33: 0.31338 | WLDFR | HFTD - Distribution - Tier 3 - 4QU CoRE ¦ 4QU LoRE | Non-Red Flag Warning - Destructive Fires | 2049 | 3.7655e-10 | 3.7655e-10 | 11536.0538 | 319.4911 | 11216.5626 | 0 | 0 | 0 | 4.3406e-07 | 4.3439e-06 | 0 | 4.3439e-06 | 4.3439e-06 | 0 | 4.3439e-06 | 0 | 1.4938e-07 | 3.2744e-07 | 0 | 3.2744e-07 | [17 empty] | 7.3.3.17.5 (Remote Grid) Updates to grid topology to minimize risk of ignition in HFTDs Remote GridWLDFRWire-to-wire contactAggregated | WLDFR | HFTD - Distribution - Tier 2 - 3QU CoRE ¦ 2QU LoRE | Non-Red Flag Warning - Catastrophic Fires | Wire-to-wire contact | Aggregated | 2049 | 3.9705e-07 | 791.1377 | 0.00031412 | 2049 | Mitigation | 0.95 | 45 | 0 | esc | 0.00097009 | 3.8517e-10 | 0.00097009 | 3.8517e-10
[35 empty] | 7.3.3.17.6 Updates to grid topology to minimize risk of ignition in HFTDs Butte County Rebuild | WLDFR | HFTD - Distribution - Tier 3 - 2QU CoRE ¦ 2QU LoRE | 2051 | 0.13137 | 0.0042086 | 1.2229 | 0 | 1.2229 |  |  |  |  | 0.0060833 | 1.7677 | 0 | 1.7677 | 0.16065 |  | 0.23221 | 0.010292 | 0.001352 | Column23: 2.9906; Column24: 0.39287; Column25: 0; Column26: 0; Column27: 2.9906; Column28: 0.39287; Column29: 0.0076726; Column30: 2.2295; Column31: 0; Column32: 2.2295; Column33: 0.29288 | WLDFR | HFTD - Distribution - Tier 3 - 4QU CoRE ¦ 4QU LoRE | Non-Red Flag Warning - Destructive Fires | 2050 | 3.7655e-10 | 3.7655e-10 | 11536.0538 | 319.4911 | 11216.5626 | 0 | 0 | 0 | 4.3406e-07 | 4.3439e-06 | 0 | 4.3439e-06 | 4.3439e-06 | 0 | 4.3439e-06 | 0 | 1.5651e-07 | 3.4307e-07 | 0 | 3.4307e-07 | [17 empty] | 7.3.3.17.5 (Remote Grid) Updates to grid topology to minimize risk of ignition in HFTDs Remote GridWLDFRWire-to-wire contactAggregated | WLDFR | HFTD - Distribution - Tier 2 - 3QU CoRE ¦ 2QU LoRE | Non-Red Flag Warning - Catastrophic Fires | Wire-to-wire contact | Aggregated | 2050 | 3.9705e-07 | 791.1377 | 0.00031412 | 2050 | Mitigation | 0.95 | 45 | 0 | esc | 0.00097009 | 3.8517e-10 | 0.00097009 | 3.8517e-10
[35 empty] | 7.3.3.17.6 Updates to grid topology to minimize risk of ignition in HFTDs Butte County Rebuild | WLDFR | HFTD - Distribution - Tier 3 - 2QU CoRE ¦ 2QU LoRE | 2052 | 0.12277 | 0.0042086 | 1.2229 | 0 | 1.2229 |  |  |  |  | 0.0060833 | 1.7677 | 0 | 1.7677 | 0.15014 |  | 0.21702 | 0.010292 | 0.0012636 | Column23: 2.9906; Column24: 0.36716; Column25: 0; Column26: 0; Column27: 2.9906; Column28: 0.36716; Column29: 0.0076726; Column30: 2.2295; Column31: 0; Column32: 2.2295; Column33: 0.27372 | WLDFR | HFTD - Distribution - Tier 3 - 4QU CoRE ¦ 4QU LoRE | Non-Red Flag Warning - Destructive Fires | 2051 | 3.7655e-10 | 3.7655e-10 | 11536.0538 | 319.4911 | 11216.5626 | 0 | 0 | 0 | 4.3406e-07 | 4.3439e-06 | 0 | 4.3439e-06 | 4.3439e-06 | 0 | 4.3439e-06 | 0 | 1.5651e-07 | 3.4307e-07 | 0 | 3.4307e-07 | [17 empty] | 7.3.3.17.5 (Remote Grid) Updates to grid topology to minimize risk of ignition in HFTDs Remote GridWLDFRWire-to-wire contactAggregated | WLDFR | HFTD - Distribution - Tier 2 - 3QU CoRE ¦ 2QU LoRE | Non-Red Flag Warning - Catastrophic Fires | Wire-to-wire contact | Aggregated | 2051 | 3.9705e-07 | 791.1377 | 0.00031412 | 2051 | Mitigation | 0.95 | 45 | 0 | esc | 0.00097009 | 3.8517e-10 | 0.00097009 | 3.8517e-10
[35 empty] | 7.3.3.17.6 Updates to grid topology to minimize risk of ignition in HFTDs Butte County Rebuild | WLDFR | HFTD - Distribution - Tier 3 - 2QU CoRE ¦ 2QU LoRE | 2053 | 0.11474 | 0.0042086 | 1.2829 | 0 | 1.2829 |  |  |  |  | 0.0060833 | 1.8543 | 0 | 1.8543 | 0.1472 |  | 0.21277 | 0.010292 | 0.0011809 | Column23: 3.1372; Column24: 0.35996; Column25: 0; Column26: 0; Column27: 3.1372; Column28: 0.35996; Column29: 0.0076726; Column30: 2.3388; Column31: 0; Column32: 2.3388; Column33: 0.26835 | WLDFR | HFTD - Distribution - Tier 3 - 4QU CoRE ¦ 4QU LoRE | Non-Red Flag Warning - Destructive Fires | 2052 | 3.7655e-10 | 3.7655e-10 | 11536.0538 | 319.4911 | 11216.5626 | 0 | 0 | 0 | 4.3406e-07 | 4.3439e-06 | 0 | 4.3439e-06 | 4.3439e-06 | 0 | 4.3439e-06 | 0 | 1.5651e-07 | 3.4307e-07 | 0 | 3.4307e-07 | [17 empty] | 7.3.3.17.5 (Remote Grid) Updates to grid topology to minimize risk of ignition in HFTDs Remote GridWLDFRWire-to-wire contactAggregated | WLDFR | HFTD - Distribution - Tier 2 - 3QU CoRE ¦ 2QU LoRE | Non-Red Flag Warning - Catastrophic Fires | Wire-to-wire contact | Aggregated | 2052 | 3.9705e-07 | 791.1377 | 0.00031412 | 2052 | Mitigation | 0.95 | 45 | 0 | esc | 0.00097009 | 3.8517e-10 | 0.00097009 | 3.8517e-10
[35 empty] | 7.3.3.17.6 Updates to grid topology to minimize risk of ignition in HFTDs Butte County Rebuild | WLDFR | HFTD - Distribution - Tier 3 - 2QU CoRE ¦ 2QU LoRE | 2054 | 0.10723 | 0.0042086 | 1.2829 | 0 | 1.2829 |  |  |  |  | 0.0060833 | 1.8543 | 0 | 1.8543 | 0.13757 |  | 0.19885 | 0.010292 | 0.0011036 | Column23: 3.1372; Column24: 0.33641; Column25: 0; Column26: 0; Column27: 3.1372; Column28: 0.33641; Column29: 0.0076726; Column30: 2.3388; Column31: 0; Column32: 2.3388; Column33: 0.2508 | WLDFR | HFTD - Distribution - Tier 3 - 4QU CoRE ¦ 4QU LoRE | Non-Red Flag Warning - Destructive Fires | 2053 | 3.7655e-10 | 3.7655e-10 | 12097.6769 | 340.5356 | 11757.1413 | 0 | 0 | 0 | 4.3406e-07 | 4.5554e-06 | 0 | 4.5554e-06 | 4.5554e-06 | 0 | 4.5554e-06 | 0 | 1.5651e-07 | 3.4307e-07 | 0 | 3.4307e-07 | [17 empty] | 7.3.3.17.5 (Remote Grid) Updates to grid topology to minimize risk of ignition in HFTDs Remote GridWLDFRWire-to-wire contactAggregated | WLDFR | HFTD - Distribution - Tier 2 - 3QU CoRE ¦ 2QU LoRE | Non-Red Flag Warning - Catastrophic Fires | Wire-to-wire contact | Aggregated | 2053 | 3.9705e-07 | 791.1377 | 0.00031412 | 2053 | Mitigation | 0.95 | 45 | 0 | esc | 0.00097009 | 3.8517e-10 | 0.00097009 | 3.8517e-10
[35 empty] | 7.3.3.17.6 Updates to grid topology to minimize risk of ignition in HFTDs Butte County Rebuild | WLDFR | HFTD - Distribution - Tier 3 - 2QU CoRE ¦ 2QU LoRE | 2055 | 0.10022 | 0.0042086 | 1.2829 | 0 | 1.2829 |  |  |  |  | 0.0060833 | 1.8543 | 0 | 1.8543 | 0.12857 |  | 0.18584 | 0.010292 | 0.0010314 | Column23: 3.1372; Column24: 0.31441; Column25: 0; Column26: 0; Column27: 3.1372; Column28: 0.31441; Column29: 0.0076726; Column30: 2.3388; Column31: 0; Column32: 2.3388; Column33: 0.23439 | WLDFR | HFTD - Distribution - Tier 3 - 4QU CoRE ¦ 4QU LoRE | Non-Red Flag Warning - Destructive Fires | 2054 | 3.7655e-10 | 3.7655e-10 | 12097.6769 | 340.5356 | 11757.1413 | 0 | 0 | 0 | 4.3406e-07 | 4.5554e-06 | 0 | 4.5554e-06 | 4.5554e-06 | 0 | 4.5554e-06 | 0 | 1.5651e-07 | 3.4307e-07 | 0 | 3.4307e-07 | [17 empty] | 7.3.3.17.5 (Remote Grid) Updates to grid topology to minimize risk of ignition in HFTDs Remote GridWLDFRWire-to-wire contactAggregated | WLDFR | HFTD - Distribution - Tier 2 - 3QU CoRE ¦ 2QU LoRE | Non-Red Flag Warning - Catastrophic Fires | Wire-to-wire contact | Aggregated | 2054 | 3.9705e-07 | 791.1377 | 0.00031412 | 2054 | Mitigation | 0.95 | 45 | 0 | esc | 0.00097009 | 3.8517e-10 | 0.00097009 | 3.8517e-10
[35 empty] | 7.3.3.17.6 Updates to grid topology to minimize risk of ignition in HFTDs Butte County Rebuild | WLDFR | HFTD - Distribution - Tier 3 - 2QU CoRE ¦ 2QU LoRE | 2056 | 0.093663 | 0.0042086 | 1.2829 | 0 | 1.2829 |  |  |  |  | 0.0060833 | 1.8543 | 0 | 1.8543 | 0.12016 |  | 0.17368 | 0.010292 | 0.00096397 | Column23: 3.1372; Column24: 0.29384; Column25: 0; Column26: 0; Column27: 3.1372; Column28: 0.29384; Column29: 0.0076726; Column30: 2.3388; Column31: 0; Column32: 2.3388; Column33: 0.21906 | WLDFR | HFTD - Distribution - Tier 3 - 4QU CoRE ¦ 4QU LoRE | Non-Red Flag Warning - Destructive Fires | 2055 | 3.7655e-10 | 3.7655e-10 | 12097.6769 | 340.5356 | 11757.1413 | 0 | 0 | 0 | 4.3406e-07 | 4.5554e-06 | 0 | 4.5554e-06 | 4.5554e-06 | 0 | 4.5554e-06 | 0 | 1.6382e-07 | 3.591e-07 | 0 | 3.591e-07 | [17 empty] | 7.3.3.17.5 (Remote Grid) Updates to grid topology to minimize risk of ignition in HFTDs Remote GridWLDFRWire-to-wire contactAggregated | WLDFR | HFTD - Distribution - Tier 2 - 3QU CoRE ¦ 2QU LoRE | Non-Red Flag Warning - Catastrophic Fires | Wire-to-wire contact | Aggregated | 2055 | 3.9705e-07 | 791.1377 | 0.00031412 | 2055 | Mitigation | 0.95 | 45 | 0 | esc | 0.00097009 | 3.8517e-10 | 0.00097009 | 3.8517e-10
[35 empty] | 7.3.3.17.6 Updates to grid topology to minimize risk of ignition in HFTDs Butte County Rebuild | WLDFR | HFTD - Distribution - Tier 3 - 2QU CoRE ¦ 2QU LoRE | 2057 | 0.087535 | 0.0042086 | 1.2829 | 0 | 1.2829 |  |  |  |  | 0.0060833 | 1.8543 | 0 | 1.8543 | 0.1123 |  | 0.16232 | 0.010292 | 0.00090091 | Column23: 3.1372; Column24: 0.27461; Column25: 0; Column26: 0; Column27: 3.1372; Column28: 0.27461; Column29: 0.0076726; Column30: 2.3388; Column31: 0; Column32: 2.3388; Column33: 0.20472 | WLDFR | HFTD - Distribution - Tier 3 - 4QU CoRE ¦ 4QU LoRE | Non-Red Flag Warning - Destructive Fires | 2056 | 3.7655e-10 | 3.7655e-10 | 12097.6769 | 340.5356 | 11757.1413 | 0 | 0 | 0 | 4.3406e-07 | 4.5554e-06 | 0 | 4.5554e-06 | 4.5554e-06 | 0 | 4.5554e-06 | 0 | 1.6382e-07 | 3.591e-07 | 0 | 3.591e-07 | [17 empty] | 7.3.3.17.5 (Remote Grid) Updates to grid topology to minimize risk of ignition in HFTDs Remote GridWLDFRWire-to-wire contactAggregated | WLDFR | HFTD - Distribution - Tier 2 - 3QU CoRE ¦ 2QU LoRE | Non-Red Flag Warning - Catastrophic Fires | Wire-to-wire contact | Aggregated | 2056 | 3.9705e-07 | 791.1377 | 0.00031412 | 2056 | Mitigation | 0.95 | 45 | 0 | esc | 0.00097009 | 3.8517e-10 | 0.00097009 | 3.8517e-10
[35 empty] | 7.3.3.17.6 Updates to grid topology to minimize risk of ignition in HFTDs Butte County Rebuild | WLDFR | HFTD - Distribution - Tier 3 - 2QU CoRE ¦ 2QU LoRE | 2058 | 0.081809 | 0.0042086 | 1.344 | 0 | 1.344 |  |  |  |  | 0.0060833 | 1.9427 | 0 | 1.9427 | 0.10995 |  | 0.15893 | 0.010292 | 0.00084197 | Column23: 3.2867; Column24: 0.26888; Column25: 0; Column26: 0; Column27: 3.2867; Column28: 0.26888; Column29: 0.0076726; Column30: 2.4502; Column31: 0; Column32: 2.4502; Column33: 0.20045 | WLDFR | HFTD - Distribution - Tier 3 - 4QU CoRE ¦ 4QU LoRE | Non-Red Flag Warning - Destructive Fires | 2057 | 3.7655e-10 | 3.7655e-10 | 12097.6769 | 340.5356 | 11757.1413 | 0 | 0 | 0 | 4.3406e-07 | 4.5554e-06 | 0 | 4.5554e-06 | 4.5554e-06 | 0 | 4.5554e-06 | 0 | 1.6382e-07 | 3.591e-07 | 0 | 3.591e-07 | [17 empty] | 7.3.3.17.5 (Remote Grid) Updates to grid topology to minimize risk of ignition in HFTDs Remote GridWLDFRWire-to-wire contactAggregated | WLDFR | HFTD - Distribution - Tier 2 - 3QU CoRE ¦ 2QU LoRE | Non-Red Flag Warning - Catastrophic Fires | Wire-to-wire contact | Aggregated | 2057 | 3.9705e-07 | 791.1377 | 0.00031412 | 2057 | Mitigation | 0.95 | 45 | 0 | esc | 0.00097009 | 3.8517e-10 | 0.00097009 | 3.8517e-10
[35 empty] | 7.3.3.17.6 Updates to grid topology to minimize risk of ignition in HFTDs Butte County Rebuild | WLDFR | HFTD - Distribution - Tier 3 - 2QU CoRE ¦ 2QU LoRE | 2059 | 0.076457 | 0.0042086 | 1.344 | 0 | 1.344 |  |  |  |  | 0.0060833 | 1.9427 | 0 | 1.9427 | 0.10276 |  | 0.14853 | 0.010292 | 0.00078689 | Column23: 3.2867; Column24: 0.25129; Column25: 0; Column26: 0; Column27: 3.2867; Column28: 0.25129; Column29: 0.0076726; Column30: 2.4502; Column31: 0; Column32: 2.4502; Column33: 0.18734 | WLDFR | HFTD - Distribution - Tier 3 - 4QU CoRE ¦ 4QU LoRE | Non-Red Flag Warning - Destructive Fires | 2058 | 3.7655e-10 | 3.7655e-10 | 12670.1796 | 362.3049 | 12307.8747 | 0 | 0 | 0 | 4.3406e-07 | 4.7709e-06 | 0 | 4.7709e-06 | 4.7709e-06 | 0 | 4.7709e-06 | 0 | 1.6382e-07 | 3.591e-07 | 0 | 3.591e-07 | [17 empty] | 7.3.3.17.5 (Remote Grid) Updates to grid topology to minimize risk of ignition in HFTDs Remote GridWLDFRWire-to-wire contactAggregated | WLDFR | HFTD - Distribution - Tier 2 - 3QU CoRE ¦ 2QU LoRE | Non-Red Flag Warning - Catastrophic Fires | Wire-to-wire contact | Aggregated | 2058 | 3.9705e-07 | 791.1377 | 0.00031412 | 2058 | Mitigation | 0.95 | 45 | 0 | esc | 0.00097009 | 3.8517e-10 | 0.00097009 | 3.8517e-10
[35 empty] | 7.3.3.17.6 Updates to grid topology to minimize risk of ignition in HFTDs Butte County Rebuild | WLDFR | HFTD - Distribution - Tier 3 - 2QU CoRE ¦ 2QU LoRE | 2060 | 0.071455 | 0.0042086 | 1.344 | 0 | 1.344 |  |  |  |  | 0.0060833 | 1.9427 | 0 | 1.9427 | 0.096037 |  | 0.13882 | 0.010292 | 0.00073541 | Column23: 3.2867; Column24: 0.23485; Column25: 0; Column26: 0; Column27: 3.2867; Column28: 0.23485; Column29: 0.0076726; Column30: 2.4502; Column31: 0; Column32: 2.4502; Column33: 0.17508 | WLDFR | HFTD - Distribution - Tier 3 - 4QU CoRE ¦ 4QU LoRE | Non-Red Flag Warning - Destructive Fires | 2059 | 3.7655e-10 | 3.7655e-10 | 12670.1796 | 362.3049 | 12307.8747 | 0 | 0 | 0 | 4.3406e-07 | 4.7709e-06 | 0 | 4.7709e-06 | 4.7709e-06 | 0 | 4.7709e-06 | 0 | 1.6382e-07 | 3.591e-07 | 0 | 3.591e-07 | [17 empty] | 7.3.3.17.5 (Remote Grid) Updates to grid topology to minimize risk of ignition in HFTDs Remote GridWLDFRWire-to-wire contactAggregated | WLDFR | HFTD - Distribution - Tier 2 - 3QU CoRE ¦ 2QU LoRE | Non-Red Flag Warning - Catastrophic Fires | Wire-to-wire contact | Aggregated | 2059 | 3.9705e-07 | 791.1377 | 0.00031412 | 2059 | Mitigation | 0.95 | 45 | 0 | esc | 0.00097009 | 3.8517e-10 | 0.00097009 | 3.8517e-10
[35 empty] | 7.3.3.17.6 Updates to grid topology to minimize risk of ignition in HFTDs Butte County Rebuild | WLDFR | HFTD - Distribution - Tier 3 - 2QU CoRE ¦ 2QU LoRE | 2061 | 0.06678 | 0.0042086 | 1.344 | 0 | 1.344 |  |  |  |  | 0.0060833 | 1.9427 | 0 | 1.9427 | 0.089754 |  | 0.12973 | 0.010292 | 0.0006873 | Column23: 3.2867; Column24: 0.21949; Column25: 0; Column26: 0; Column27: 3.2867; Column28: 0.21949; Column29: 0.0076726; Column30: 2.4502; Column31: 0; Column32: 2.4502; Column33: 0.16363 | WLDFR | HFTD - Distribution - Tier 3 - 4QU CoRE ¦ 4QU LoRE | Non-Red Flag Warning - Destructive Fires | 2060 | 3.7655e-10 | 3.7655e-10 | 12670.1796 | 362.3049 | 12307.8747 | 0 | 0 | 0 | 4.3406e-07 | 4.7709e-06 | 0 | 4.7709e-06 | 4.7709e-06 | 0 | 4.7709e-06 | 0 | 1.7123e-07 | 3.7534e-07 | 0 | 3.7534e-07 | [17 empty] | 7.3.3.17.5 (Remote Grid) Updates to grid topology to minimize risk of ignition in HFTDs Remote GridWLDFRWire-to-wire contactAggregated | WLDFR | HFTD - Distribution - Tier 2 - 3QU CoRE ¦ 2QU LoRE | Non-Red Flag Warning - Catastrophic Fires | Wire-to-wire contact | Aggregated | 2060 | 3.9705e-07 | 791.1377 | 0.00031412 | 2060 | Mitigation | 0.95 | 45 | 0 | esc | 0.00097009 | 3.8517e-10 | 0.00097009 | 3.8517e-10
[35 empty] | 7.3.3.17.6 Updates to grid topology to minimize risk of ignition in HFTDs Butte County Rebuild | WLDFR | HFTD - Distribution - Tier 3 - 2QU CoRE ¦ 2QU LoRE | 2062 | 0.062412 | 0.0042086 | 1.344 | 0 | 1.344 |  |  |  |  | 0.0060833 | 1.9427 | 0 | 1.9427 | 0.083882 |  | 0.12125 | 0.010292 | 0.00064233 | Column23: 3.2867; Column24: 0.20513; Column25: 0; Column26: 0; Column27: 3.2867; Column28: 0.20513; Column29: 0.0076726; Column30: 2.4502; Column31: 0; Column32: 2.4502; Column33: 0.15292 | WLDFR | HFTD - Distribution - Tier 3 - 4QU CoRE ¦ 4QU LoRE | Non-Red Flag Warning - Destructive Fires | 2061 | 3.7655e-10 | 3.7655e-10 | 12670.1796 | 362.3049 | 12307.8747 | 0 | 0 | 0 | 4.3406e-07 | 4.7709e-06 | 0 | 4.7709e-06 | 4.7709e-06 | 0 | 4.7709e-06 | 0 | 1.7123e-07 | 3.7534e-07 | 0 | 3.7534e-07 | [17 empty] | 7.3.3.17.5 (Remote Grid) Updates to grid topology to minimize risk of ignition in HFTDs Remote GridWLDFRWire-to-wire contactAggregated | WLDFR | HFTD - Distribution - Tier 2 - 3QU CoRE ¦ 2QU LoRE | Non-Red Flag Warning - Catastrophic Fires | Wire-to-wire contact | Aggregated | 2061 | 3.9705e-07 | 791.1377 | 0.00031412 | 2061 | Mitigation | 0.95 | 45 | 0 | esc | 0.00097009 | 3.8517e-10 | 0.00097009 | 3.8517e-10
[35 empty] | 7.3.3.17.6 Updates to grid topology to minimize risk of ignition in HFTDs Butte County Rebuild | WLDFR | HFTD - Distribution - Tier 3 - 2QU CoRE ¦ 2QU LoRE | 2063 | 0.058329 | 0.0042086 | 1.4056 | 0 | 1.4056 |  |  |  |  | 0.0060833 | 2.0318 | 0 | 2.0318 | 0.081989 |  | 0.11851 | 0.010292 | 0.00060031 | Column23: 3.4374; Column24: 0.2005; Column25: 0; Column26: 0; Column27: 3.4374; Column28: 0.2005; Column29: 0.0076726; Column30: 2.5626; Column31: 0; Column32: 2.5626; Column33: 0.14947 | WLDFR | HFTD - Distribution - Tier 3 - 4QU CoRE ¦ 4QU LoRE | Non-Red Flag Warning - Destructive Fires | 2062 | 3.7655e-10 | 3.7655e-10 | 12670.1796 | 362.3049 | 12307.8747 | 0 | 0 | 0 | 4.3406e-07 | 4.7709e-06 | 0 | 4.7709e-06 | 4.7709e-06 | 0 | 4.7709e-06 | 0 | 1.7123e-07 | 3.7534e-07 | 0 | 3.7534e-07 | [17 empty] | 7.3.3.17.5 (Remote Grid) Updates to grid topology to minimize risk of ignition in HFTDs Remote GridWLDFRWire-to-wire contactAggregated | WLDFR | HFTD - Distribution - Tier 2 - 3QU CoRE ¦ 2QU LoRE | Non-Red Flag Warning - Catastrophic Fires | Wire-to-wire contact | Aggregated | 2062 | 3.9705e-07 | 791.1377 | 0.00031412 | 2062 | Mitigation | 0.95 | 45 | 0 | esc | 0.00097009 | 3.8517e-10 | 0.00097009 | 3.8517e-10
[35 empty] | 7.3.3.17.6 Updates to grid topology to minimize risk of ignition in HFTDs Butte County Rebuild | WLDFR | HFTD - Distribution - Tier 3 - 2QU CoRE ¦ 2QU LoRE | 2064 | 0.054513 | 0.0042086 | 1.4056 | 0 | 1.4056 |  |  |  |  | 0.0060833 | 2.0318 | 0 | 2.0318 | 0.076625 |  | 0.11076 | 0.010292 | 0.00056104 | Column23: 3.4374; Column24: 0.18738; Column25: 0; Column26: 0; Column27: 3.4374; Column28: 0.18738; Column29: 0.0076726; Column30: 2.5626; Column31: 0; Column32: 2.5626; Column33: 0.13969 | WLDFR | HFTD - Distribution - Tier 3 - 4QU CoRE ¦ 4QU LoRE | Non-Red Flag Warning - Destructive Fires | 2063 | 3.7655e-10 | 3.7655e-10 | 13246.6313 | 384.5316 | 12862.0997 | 0 | 0 | 0 | 4.3406e-07 | 4.988e-06 | 0 | 4.988e-06 | 4.988e-06 | 0 | 4.988e-06 | 0 | 0 | 3.7534e-07 | 0 | 3.7534e-07 | [17 empty] | 7.3.3.17.5 (Remote Grid) Updates to grid topology to minimize risk of ignition in HFTDs Remote GridWLDFRWire-to-wire contactAggregated | WLDFR | HFTD - Distribution - Tier 2 - 3QU CoRE ¦ 2QU LoRE | Non-Red Flag Warning - Catastrophic Fires | Wire-to-wire contact | Aggregated | 2063 | 3.9705e-07 | 791.1377 | 0.00031412 | 2063 | Mitigation | 0.95 | 45 | 0 | esc | 0.00097009 | 3.8517e-10 | 0.00097009 | 3.8517e-10
[35 empty] | 7.3.3.17.6 Updates to grid topology to minimize risk of ignition in HFTDs Butte County Rebuild | WLDFR | HFTD - Distribution - Tier 3 - 2QU CoRE ¦ 2QU LoRE | 2065 | 0.050946 | 0.0042086 | 1.4056 | 0 | 1.4056 |  |  |  |  | 0.0060833 | 2.0318 | 0 | 2.0318 | 0.071612 |  | 0.10351 | 0.010292 | 0.00052434 | Column23: 3.4374; Column24: 0.17512; Column25: 0; Column26: 0; Column27: 3.4374; Column28: 0.17512; Column29: 0.0076726; Column30: 2.5626; Column31: 0; Column32: 2.5626; Column33: 0.13056 | WLDFR | HFTD - Distribution - Tier 3 - 4QU CoRE ¦ 4QU LoRE | Non-Red Flag Warning - Destructive Fires | 2064 | 3.7655e-10 | 3.7655e-10 | 13246.6313 | 384.5316 | 12862.0997 | 0 | 0 | 0 | 4.3406e-07 | 4.988e-06 | 0 | 4.988e-06 | 4.988e-06 | 0 | 4.988e-06 | 0 | 0 | 0 | 0 | 0 | [17 empty] | 7.3.3.17.5 (Remote Grid) Updates to grid topology to minimize risk of ignition in HFTDs Remote GridWLDFRWire-to-wire contactAggregated | WLDFR | HFTD - Distribution - Tier 2 - 3QU CoRE ¦ 2QU LoRE | Non-Red Flag Warning - Catastrophic Fires | Wire-to-wire contact | Aggregated | 2064 | 3.9705e-07 | 791.1377 | 0.00031412 | 2064 | Mitigation | 0.95 | 45 | 0 | esc | 0.00097009 | 3.8517e-10 | 0.00097009 | 3.8517e-10
[35 empty] | 7.3.3.17.6 Updates to grid topology to minimize risk of ignition in HFTDs Butte County Rebuild | WLDFR | HFTD - Distribution - Tier 3 - 2QU CoRE ¦ 2QU LoRE | 2066 | 0.047613 | 0.0042086 | 1.4056 | 0 | 1.4056 |  |  |  |  | 0.0060833 | 2.0318 | 0 | 2.0318 | 0.066927 |  | 0.09674 | 0.010292 | 0.00049003 | Column23: 3.4374; Column24: 0.16367; Column25: 0; Column26: 0; Column27: 3.4374; Column28: 0.16367; Column29: 0.0076726; Column30: 2.5626; Column31: 0; Column32: 2.5626; Column33: 0.12201 | WLDFR | HFTD - Distribution - Tier 3 - 4QU CoRE ¦ 4QU LoRE | Non-Red Flag Warning - Destructive Fires | 2065 | 3.7655e-10 | 3.7655e-10 | 13246.6313 | 384.5316 | 12862.0997 | 0 | 0 | 0 | 4.3406e-07 | 4.988e-06 | 0 | 4.988e-06 | 4.988e-06 | 0 | 4.988e-06 | 0 | 8.2075e-06 | 0 | 0 | 0 | [17 empty] | 7.3.3.17.5 (Remote Grid) Updates to grid topology to minimize risk of ignition in HFTDs Remote GridWLDFRWire-to-wire contactAggregated | WLDFR | HFTD - Distribution - Tier 2 - 3QU CoRE ¦ 2QU LoRE | Non-Red Flag Warning - Catastrophic Fires | Wire-to-wire contact | Aggregated | 2065 | 3.9705e-07 | 791.1377 | 0.00031412 | 2065 | Mitigation | 0.95 | 45 | 0 | esc | 0.00097009 | 3.8517e-10 | 0.00097009 | 3.8517e-10
[35 empty] | 7.3.3.17.6 Updates to grid topology to minimize risk of ignition in HFTDs Butte County Rebuild | WLDFR | HFTD - Distribution - Tier 3 - 2QU CoRE ¦ 2QU LoRE | 2067 | 0.044499 | 0.0042086 | 1.4056 | 0 | 1.4056 |  |  |  |  | 0.0060833 | 2.0318 | 0 | 2.0318 | 0.062549 |  | 0.090411 | 0.010292 | 0.00045798 | Column23: 3.4374; Column24: 0.15296; Column25: 0; Column26: 0; Column27: 3.4374; Column28: 0.15296; Column29: 0.0076726; Column30: 2.5626; Column31: 0; Column32: 2.5626; Column33: 0.11403 | WLDFR | HFTD - Distribution - Tier 3 - 4QU CoRE ¦ 4QU LoRE | Non-Red Flag Warning - Destructive Fires | 2066 | 3.7655e-10 | 3.7655e-10 | 13246.6313 | 384.5316 | 12862.0997 | 0 | 0 | 0 | 4.3406e-07 | 4.988e-06 | 0 | 4.988e-06 | 4.988e-06 | 0 | 4.988e-06 | 0 | 8.5084e-06 | 1.8651e-05 | 0 | 1.8651e-05 | [17 empty] | 7.3.3.17.5 (Remote Grid) Updates to grid topology to minimize risk of ignition in HFTDs Remote GridWLDFRWire-to-wire contactAggregated | WLDFR | HFTD - Distribution - Tier 2 - 3QU CoRE ¦ 2QU LoRE | Non-Red Flag Warning - Catastrophic Fires | Wire-to-wire contact | Aggregated | 2066 | 3.9705e-07 | 791.1377 | 0.00031412 | 2066 | Mitigation | 0.95 | 45 | 0 | esc | 0.00097009 | 3.8517e-10 | 0.00097009 | 3.8517e-10
[35 empty] | 7.3.3.17.6 Updates to grid topology to minimize risk of ignition in HFTDs Butte County Rebuild | WLDFR | HFTD - Distribution - Tier 3 - 2QU CoRE ¦ 2QU LoRE | 2068 | 0.041587 | 0.0042086 | 1.467 | 0 | 1.467 |  |  |  |  | 0.0060833 | 2.1205 | 0 | 2.1205 | 0.061009 |  | 0.088185 | 0.010292 | 0.00042801 | Column23: 3.5875; Column24: 0.14919; Column25: 0; Column26: 0; Column27: 3.5875; Column28: 0.14919; Column29: 0.0076726; Column30: 2.6745; Column31: 0; Column32: 2.6745; Column33: 0.11122 | WLDFR | HFTD - Distribution - Tier 3 - 4QU CoRE ¦ 4QU LoRE | Non-Red Flag Warning - Destructive Fires | 2067 | 0 | 3.7655e-10 | 13246.6313 | 384.5316 | 12862.0997 | 0 | 0 | 0 | 4.3406e-07 | 0 | 0 | 0 | 4.988e-06 | 0 | 4.988e-06 | 0 | 8.5084e-06 | 1.8651e-05 | 0 | 1.8651e-05 | [17 empty] | 7.3.3.17.5 (Remote Grid) Updates to grid topology to minimize risk of ignition in HFTDs Remote GridWLDFRWire-to-wire contactAggregated | WLDFR | HFTD - Distribution - Tier 2 - 3QU CoRE ¦ 2QU LoRE | Non-Red Flag Warning - Catastrophic Fires | Wire-to-wire contact | Aggregated | 2067 | 3.9705e-07 | 791.1377 | 0.00031412 | 2067 | Mitigation | 0.95 | 45 | 0 | esc | 0 | 0 | 0.00097009 | 3.8517e-10
[35 empty] | 7.3.3.17.6 Updates to grid topology to minimize risk of ignition in HFTDs Butte County Rebuild | WLDFR | HFTD - Distribution - Tier 3 - 2QU CoRE ¦ 2QU LoRE | 2069 | 0.038867 | 0.0042086 | 1.467 | 0 | 1.467 |  |  |  |  | 0.0060833 | 2.1205 | 0 | 2.1205 | 0.057017 |  | 0.082415 | 0.010292 | 0.00040001 | Column23: 3.5875; Column24: 0.13943; Column25: 0; Column26: 0; Column27: 3.5875; Column28: 0.13943; Column29: 0.0076726; Column30: 2.6745; Column31: 0; Column32: 2.6745; Column33: 0.10395 | WLDFR | HFTD - Distribution - Tier 3 - 4QU CoRE ¦ 4QU LoRE | Non-Red Flag Warning - Large Fires | 2022 | 7.8836e-09 | 0 | 5.2406 | 0.69642 | 2.942 | 1.6022 | 0 | 0 | 8.8597e-06 | 4.1314e-08 | 0 | 4.1314e-08 | 0 | 0 | 0 | 0 | 8.5084e-06 | 1.8651e-05 | 0 | 1.8651e-05 | [17 empty] | 7.3.3.17.5 (Remote Grid) Updates to grid topology to minimize risk of ignition in HFTDs Remote GridWLDFRContact from objectAggregated | WLDFR | HFTD - Distribution - Tier 2 - 3QU CoRE ¦ 2QU LoRE | Non-Red Flag Warning - Destructive Fires | Contact from object | Aggregated | 2022 | 6.0449e-07 | 791.1377 | 0.00047824 | 2022 | Mitigation | 0.95 | 45 | 0 | esc | 0.00097009 | 5.8641e-10 | 0 | 0
[35 empty] | 7.3.3.17.6 Updates to grid topology to minimize risk of ignition in HFTDs Butte County Rebuild | WLDFR | HFTD - Distribution - Tier 3 - 2QU CoRE ¦ 2QU LoRE | 2070 | 0.036324 | 0.0042086 | 1.467 | 0 | 1.467 |  |  |  |  | 0.0060833 | 2.1205 | 0 | 2.1205 | 0.053287 |  | 0.077024 | 0.010292 | 0.00037384 | Column23: 3.5875; Column24: 0.13031; Column25: 0; Column26: 0; Column27: 3.5875; Column28: 0.13031; Column29: 0.0076726; Column30: 2.6745; Column31: 0; Column32: 2.6745; Column33: 0.097147 | WLDFR | HFTD - Distribution - Tier 3 - 4QU CoRE ¦ 4QU LoRE | Non-Red Flag Warning - Large Fires | 2023 | 7.8836e-09 | 7.8836e-09 | 5.475 | 0.71896 | 3.0715 | 1.6846 | 0 | 0 | 8.8597e-06 | 4.3163e-08 | 0 | 4.3163e-08 | 4.3163e-08 | 0 | 4.3163e-08 | 0 | 8.5084e-06 | 1.8651e-05 | 0 | 1.8651e-05 | [17 empty] | 7.3.3.17.5 (Remote Grid) Updates to grid topology to minimize risk of ignition in HFTDs Remote GridWLDFRContact from objectAggregated | WLDFR | HFTD - Distribution - Tier 2 - 3QU CoRE ¦ 2QU LoRE | Non-Red Flag Warning - Destructive Fires | Contact from object | Aggregated | 2023 | 6.0449e-07 | 791.1377 | 0.00047824 | 2023 | Mitigation | 0.95 | 45 | 0 | esc | 0.00097009 | 5.8641e-10 | 0.00097009 | 5.8641e-10
[35 empty] | 7.3.3.17.6 Updates to grid topology to minimize risk of ignition in HFTDs Butte County Rebuild | WLDFR | HFTD - Distribution - Tier 3 - 2QU CoRE ¦ 2QU LoRE | 2071 | 0.033948 | 0.0042086 | 1.467 | 0 | 1.467 |  |  |  |  | 0.0060833 | 2.1205 | 0 | 2.1205 | 0.049801 |  | 0.071985 | 0.010292 | 0.00034939 | Column23: 3.5875; Column24: 0.12179; Column25: 0; Column26: 0; Column27: 3.5875; Column28: 0.12179; Column29: 0.0076726; Column30: 2.6745; Column31: 0; Column32: 2.6745; Column33: 0.090792 | WLDFR | HFTD - Distribution - Tier 3 - 4QU CoRE ¦ 4QU LoRE | Non-Red Flag Warning - Large Fires | 2024 | 7.8836e-09 | 7.8836e-09 | 5.475 | 0.71896 | 3.0715 | 1.6846 | 0 | 0 | 8.8597e-06 | 4.3163e-08 | 0 | 4.3163e-08 | 4.3163e-08 | 0 | 4.3163e-08 | 0 | 8.5084e-06 | 1.8651e-05 | 0 | 1.8651e-05 | [17 empty] | 7.3.3.17.5 (Remote Grid) Updates to grid topology to minimize risk of ignition in HFTDs Remote GridWLDFRContact from objectAggregated | WLDFR | HFTD - Distribution - Tier 2 - 3QU CoRE ¦ 2QU LoRE | Non-Red Flag Warning - Destructive Fires | Contact from object | Aggregated | 2024 | 6.0449e-07 | 791.1377 | 0.00047824 | 2024 | Mitigation | 0.95 | 45 | 0 | esc | 0.00097009 | 5.8641e-10 | 0.00097009 | 5.8641e-10
[35 empty] | 7.3.3.17.6 Updates to grid topology to minimize risk of ignition in HFTDs Butte County Rebuild | WLDFR | HFTD - Distribution - Tier 3 - 2QU CoRE ¦ 2QU LoRE | 2072 | 0.031727 | 0.0042086 | 1.467 | 0 | 1.467 |  |  |  |  | 0.0060833 | 2.1205 | 0 | 2.1205 | 0.046543 |  | 0.067276 | 0.010292 | 0.00032653 | Column23: 3.5875; Column24: 0.11382; Column25: 0; Column26: 0; Column27: 3.5875; Column28: 0.11382; Column29: 0.0076726; Column30: 2.6745; Column31: 0; Column32: 2.6745; Column33: 0.084852 | WLDFR | HFTD - Distribution - Tier 3 - 4QU CoRE ¦ 4QU LoRE | Non-Red Flag Warning - Large Fires | 2025 | 7.8836e-09 | 7.8836e-09 | 5.475 | 0.71896 | 3.0715 | 1.6846 | 0 | 0 | 8.8597e-06 | 4.3163e-08 | 0 | 4.3163e-08 | 4.3163e-08 | 0 | 4.3163e-08 | 0 | 8.8874e-06 | 1.9481e-05 | 0 | 1.9481e-05 | [17 empty] | 7.3.3.17.5 (Remote Grid) Updates to grid topology to minimize risk of ignition in HFTDs Remote GridWLDFRContact from objectAggregated | WLDFR | HFTD - Distribution - Tier 2 - 3QU CoRE ¦ 2QU LoRE | Non-Red Flag Warning - Destructive Fires | Contact from object | Aggregated | 2025 | 6.0449e-07 | 791.1377 | 0.00047824 | 2025 | Mitigation | 0.95 | 45 | 0 | esc | 0.00097009 | 5.8641e-10 | 0.00097009 | 5.8641e-10
[35 empty] | 7.3.3.17.6 Updates to grid topology to minimize risk of ignition in HFTDs Butte County Rebuild | WLDFR | HFTD - Distribution - Tier 3 - 2QU CoRE ¦ 2QU LoRE | 2073 | 0.029651 | 0.0042086 | 1.5273 | 0 | 1.5273 |  |  |  |  | 0.0060833 | 2.2077 | 0 | 2.2077 | 0.045287 |  | 0.06546 | 0.010292 | 0.00030517 | Column23: 3.735; Column24: 0.11075; Column25: 0; Column26: 0; Column27: 3.735; Column28: 0.11075; Column29: 0.0076726; Column30: 2.7845; Column31: 0; Column32: 2.7845; Column33: 0.082563 | WLDFR | HFTD - Distribution - Tier 3 - 4QU CoRE ¦ 4QU LoRE | Non-Red Flag Warning - Large Fires | 2026 | 7.8836e-09 | 7.8836e-09 | 5.475 | 0.71896 | 3.0715 | 1.6846 | 0 | 0 | 8.8597e-06 | 4.3163e-08 | 0 | 4.3163e-08 | 4.3163e-08 | 0 | 4.3163e-08 | 0 | 8.8874e-06 | 1.9481e-05 | 0 | 1.9481e-05 | [17 empty] | 7.3.3.17.5 (Remote Grid) Updates to grid topology to minimize risk of ignition in HFTDs Remote GridWLDFRContact from objectAggregated | WLDFR | HFTD - Distribution - Tier 2 - 3QU CoRE ¦ 2QU LoRE | Non-Red Flag Warning - Destructive Fires | Contact from object | Aggregated | 2026 | 6.0449e-07 | 791.1377 | 0.00047824 | 2026 | Mitigation | 0.95 | 45 | 0 | esc | 0.00097009 | 5.8641e-10 | 0.00097009 | 5.8641e-10
[35 empty] | 7.3.3.17.6 Updates to grid topology to minimize risk of ignition in HFTDs Butte County Rebuild | WLDFR | HFTD - Distribution - Tier 3 - 2QU CoRE ¦ 2QU LoRE | 2074 | 0.027711 | 0.0042086 | 1.5273 | 0 | 1.5273 |  |  |  |  | 0.0060833 | 2.2077 | 0 | 2.2077 | 0.042325 |  | 0.061178 | 0.010292 | 0.0002852 | Column23: 3.735; Column24: 0.1035; Column25: 0; Column26: 0; Column27: 3.735; Column28: 0.1035; Column29: 0.0076726; Column30: 2.7845; Column31: 0; Column32: 2.7845; Column33: 0.077161 | WLDFR | HFTD - Distribution - Tier 3 - 4QU CoRE ¦ 4QU LoRE | Non-Red Flag Warning - Large Fires | 2027 | 7.8836e-09 | 7.8836e-09 | 5.475 | 0.71896 | 3.0715 | 1.6846 | 0 | 0 | 8.8597e-06 | 4.3163e-08 | 0 | 4.3163e-08 | 4.3163e-08 | 0 | 4.3163e-08 | 0 | 8.8874e-06 | 1.9481e-05 | 0 | 1.9481e-05 | [17 empty] | 7.3.3.17.5 (Remote Grid) Updates to grid topology to minimize risk of ignition in HFTDs Remote GridWLDFRContact from objectAggregated | WLDFR | HFTD - Distribution - Tier 2 - 3QU CoRE ¦ 2QU LoRE | Non-Red Flag Warning - Destructive Fires | Contact from object | Aggregated | 2027 | 6.0449e-07 | 791.1377 | 0.00047824 | 2027 | Mitigation | 0.95 | 45 | 0 | esc | 0.00097009 | 5.8641e-10 | 0.00097009 | 5.8641e-10
[35 empty] | 7.3.3.17.6 Updates to grid topology to minimize risk of ignition in HFTDs Butte County Rebuild | WLDFR | HFTD - Distribution - Tier 3 - 2QU CoRE ¦ 2QU LoRE | 2075 | 0.025899 | 0 | 0 | 0 | 0 |  |  |  |  | 0.0060833 | 2.2077 | 0 | 2.2077 | 0 |  | 0.057176 | 0.0060833 | 0.00015755 | Column23: 2.2077; Column24: 0.057176; Column25: 0; Column26: 0; Column27: 2.2077; Column28: 0.057176; Column29: 0.0076726; Column30: 2.7845; Column31: 0; Column32: 2.7845; Column33: 0.072113 | WLDFR | HFTD - Distribution - Tier 3 - 4QU CoRE ¦ 4QU LoRE | Non-Red Flag Warning - Large Fires | 2028 | 7.8836e-09 | 7.8836e-09 | 5.777 | 0.74734 | 3.238 | 1.7917 | 0 | 0 | 8.8597e-06 | 4.5544e-08 | 0 | 4.5544e-08 | 4.5544e-08 | 0 | 4.5544e-08 | 0 | 8.8874e-06 | 1.9481e-05 | 0 | 1.9481e-05 | [17 empty] | 7.3.3.17.5 (Remote Grid) Updates to grid topology to minimize risk of ignition in HFTDs Remote GridWLDFRContact from objectAggregated | WLDFR | HFTD - Distribution - Tier 2 - 3QU CoRE ¦ 2QU LoRE | Non-Red Flag Warning - Destructive Fires | Contact from object | Aggregated | 2028 | 6.0449e-07 | 791.1377 | 0.00047824 | 2028 | Mitigation | 0.95 | 45 | 0 | esc | 0.00097009 | 5.8641e-10 | 0.00097009 | 5.8641e-10
[35 empty] | 7.3.3.17.6 Updates to grid topology to minimize risk of ignition in HFTDs Butte County Rebuild | WLDFR | HFTD - Distribution - Tier 3 - 2QU CoRE ¦ 2QU LoRE | 2076 | 0.024204 | 0 | 0 | 0 | 0 |  |  |  |  | 0.0060833 | 2.2077 | 0 | 2.2077 | 0 |  | 0.053435 | 0.0060833 | 0.00014724 | Column23: 2.2077; Column24: 0.053435; Column25: 0; Column26: 0; Column27: 2.2077; Column28: 0.053435; Column29: 0.0076726; Column30: 2.7845; Column31: 0; Column32: 2.7845; Column33: 0.067396 | WLDFR | HFTD - Distribution - Tier 3 - 4QU CoRE ¦ 4QU LoRE | Non-Red Flag Warning - Large Fires | 2029 | 7.8836e-09 | 7.8836e-09 | 5.777 | 0.74734 | 3.238 | 1.7917 | 0 | 0 | 8.8597e-06 | 4.5544e-08 | 0 | 4.5544e-08 | 4.5544e-08 | 0 | 4.5544e-08 | 0 | 8.8874e-06 | 1.9481e-05 | 0 | 1.9481e-05 | [17 empty] | 7.3.3.17.5 (Remote Grid) Updates to grid topology to minimize risk of ignition in HFTDs Remote GridWLDFRContact from objectAggregated | WLDFR | HFTD - Distribution - Tier 2 - 3QU CoRE ¦ 2QU LoRE | Non-Red Flag Warning - Destructive Fires | Contact from object | Aggregated | 2029 | 6.0449e-07 | 791.1377 | 0.00047824 | 2029 | Mitigation | 0.95 | 45 | 0 | esc | 0.00097009 | 5.8641e-10 | 0.00097009 | 5.8641e-10
[35 empty] | 7.3.3.17.6 Updates to grid topology to minimize risk of ignition in HFTDs Butte County Rebuild | WLDFR | HFTD - Distribution - Tier 3 - 2QU CoRE ¦ 2QU LoRE | 2077 | 0.022621 | 0 | 0 | 0 | 0 |  |  |  |  | 0 | 0 | 0 | 0 | 0 |  | 0 | 0 | 0 | Column23: 0; Column24: 0; Column25: 0; Column26: 0; Column27: 0; Column28: 0; Column29: 0.0076726; Column30: 2.7845; Column31: 0; Column32: 2.7845; Column33: 0.062987 | WLDFR | HFTD - Distribution - Tier 3 - 4QU CoRE ¦ 4QU LoRE | Non-Red Flag Warning - Large Fires | 2030 | 7.8836e-09 | 7.8836e-09 | 5.777 | 0.74734 | 3.238 | 1.7917 | 0 | 0 | 8.8597e-06 | 4.5544e-08 | 0 | 4.5544e-08 | 4.5544e-08 | 0 | 4.5544e-08 | 0 | 9.3087e-06 | 2.0405e-05 | 0 | 2.0405e-05 | [17 empty] | 7.3.3.17.5 (Remote Grid) Updates to grid topology to minimize risk of ignition in HFTDs Remote GridWLDFRContact from objectAggregated | WLDFR | HFTD - Distribution - Tier 2 - 3QU CoRE ¦ 2QU LoRE | Non-Red Flag Warning - Destructive Fires | Contact from object | Aggregated | 2030 | 6.0449e-07 | 791.1377 | 0.00047824 | 2030 | Mitigation | 0.95 | 45 | 0 | esc | 0.00097009 | 5.8641e-10 | 0.00097009 | 5.8641e-10
[35 empty] | 7.3.3.17.6 Updates to grid topology to minimize risk of ignition in HFTDs Butte County Rebuild | WLDFR | HFTD - Distribution - Tier 3 - 2QU CoRE ¦ 3QU LoRE | 2020 | 1 | 0.0024456 | 0.55281 | 0 | 0.55281 |  |  |  |  | 0 | 0 | 0 | 0 | 0.55281 |  | 0 | 0.0024456 | 0.0024456 | Column23: 0.55281; Column24: 0.55281; Column25: 0; Column26: 0; Column27: 0.55281; Column28: 0.55281; Column29: 0; Column30: 0; Column31: 0; Column32: 0; Column33: 0 | WLDFR | HFTD - Distribution - Tier 3 - 4QU CoRE ¦ 4QU LoRE | Non-Red Flag Warning - Large Fires | 2031 | 7.8836e-09 | 7.8836e-09 | 5.777 | 0.74734 | 3.238 | 1.7917 | 0 | 0 | 8.8597e-06 | 4.5544e-08 | 0 | 4.5544e-08 | 4.5544e-08 | 0 | 4.5544e-08 | 0 | 9.3087e-06 | 2.0405e-05 | 0 | 2.0405e-05 | [17 empty] | 7.3.3.17.5 (Remote Grid) Updates to grid topology to minimize risk of ignition in HFTDs Remote GridWLDFRContact from objectAggregated | WLDFR | HFTD - Distribution - Tier 2 - 3QU CoRE ¦ 2QU LoRE | Non-Red Flag Warning - Destructive Fires | Contact from object | Aggregated | 2031 | 6.0449e-07 | 791.1377 | 0.00047824 | 2031 | Mitigation | 0.95 | 45 | 0 | esc | 0.00097009 | 5.8641e-10 | 0.00097009 | 5.8641e-10
[35 empty] | 7.3.3.17.6 Updates to grid topology to minimize risk of ignition in HFTDs Butte County Rebuild | WLDFR | HFTD - Distribution - Tier 3 - 2QU CoRE ¦ 3QU LoRE | 2021 | 1 | 0.0024456 | 0.55281 | 0 | 0.55281 |  |  |  |  | 0 | 0 | 0 | 0 | 0.55281 |  | 0 | 0.0024456 | 0.0024456 | Column23: 0.55281; Column24: 0.55281; Column25: 0; Column26: 0; Column27: 0.55281; Column28: 0.55281; Column29: 0; Column30: 0; Column31: 0; Column32: 0; Column33: 0 | WLDFR | HFTD - Distribution - Tier 3 - 4QU CoRE ¦ 4QU LoRE | Non-Red Flag Warning - Large Fires | 2032 | 7.8836e-09 | 7.8836e-09 | 5.777 | 0.74734 | 3.238 | 1.7917 | 0 | 0 | 8.8597e-06 | 4.5544e-08 | 0 | 4.5544e-08 | 4.5544e-08 | 0 | 4.5544e-08 | 0 | 9.3087e-06 | 2.0405e-05 | 0 | 2.0405e-05 | [17 empty] | 7.3.3.17.5 (Remote Grid) Updates to grid topology to minimize risk of ignition in HFTDs Remote GridWLDFRContact from objectAggregated | WLDFR | HFTD - Distribution - Tier 2 - 3QU CoRE ¦ 2QU LoRE | Non-Red Flag Warning - Destructive Fires | Contact from object | Aggregated | 2032 | 6.0449e-07 | 791.1377 | 0.00047824 | 2032 | Mitigation | 0.95 | 45 | 0 | esc | 0.00097009 | 5.8641e-10 | 0.00097009 | 5.8641e-10
[35 empty] | 7.3.3.17.6 Updates to grid topology to minimize risk of ignition in HFTDs Butte County Rebuild | WLDFR | HFTD - Distribution - Tier 3 - 2QU CoRE ¦ 3QU LoRE | 2022 | 0.93458 | 0.002458 | 0.53428 | 0 | 0.53428 |  |  |  |  | 0.0052198 | 1.1346 | 0 | 1.1346 | 0.49932 |  | 1.0604 | 0.0076778 | 0.0071755 | Column23: 1.6689; Column24: 1.5597; Column25: 0; Column26: 0; Column27: 1.6689; Column28: 1.5597; Column29: 0; Column30: 0; Column31: 0; Column32: 0; Column33: 0 | WLDFR | HFTD - Distribution - Tier 3 - 4QU CoRE ¦ 4QU LoRE | Non-Red Flag Warning - Large Fires | 2033 | 7.8836e-09 | 7.8836e-09 | 6.1205 | 0.77885 | 3.4265 | 1.9151 | 0 | 0 | 8.8597e-06 | 4.8252e-08 | 0 | 4.8252e-08 | 4.8252e-08 | 0 | 4.8252e-08 | 0 | 9.3087e-06 | 2.0405e-05 | 0 | 2.0405e-05 | [17 empty] | 7.3.3.17.5 (Remote Grid) Updates to grid topology to minimize risk of ignition in HFTDs Remote GridWLDFRContact from objectAggregated | WLDFR | HFTD - Distribution - Tier 2 - 3QU CoRE ¦ 2QU LoRE | Non-Red Flag Warning - Destructive Fires | Contact from object | Aggregated | 2033 | 6.0449e-07 | 791.1377 | 0.00047824 | 2033 | Mitigation | 0.95 | 45 | 0 | esc | 0.00097009 | 5.8641e-10 | 0.00097009 | 5.8641e-10
[35 empty] | 7.3.3.17.6 Updates to grid topology to minimize risk of ignition in HFTDs Butte County Rebuild | WLDFR | HFTD - Distribution - Tier 3 - 2QU CoRE ¦ 3QU LoRE | 2023 | 0.87344 | 0.002458 | 0.55385 | 0 | 0.55385 |  |  |  |  | 0.0052198 | 1.1762 | 0 | 1.1762 | 0.48376 |  | 1.0273 | 0.0076778 | 0.0067061 | Column23: 1.73; Column24: 1.5111; Column25: 0; Column26: 0; Column27: 1.73; Column28: 1.5111; Column29: 0.0065835; Column30: 1.4834; Column31: 0; Column32: 1.4834; Column33: 1.2957 | WLDFR | HFTD - Distribution - Tier 3 - 4QU CoRE ¦ 4QU LoRE | Non-Red Flag Warning - Large Fires | 2034 | 7.8836e-09 | 7.8836e-09 | 6.1205 | 0.77885 | 3.4265 | 1.9151 | 0 | 0 | 8.8597e-06 | 4.8252e-08 | 0 | 4.8252e-08 | 4.8252e-08 | 0 | 4.8252e-08 | 0 | 9.3087e-06 | 2.0405e-05 | 0 | 2.0405e-05 | [17 empty] | 7.3.3.17.5 (Remote Grid) Updates to grid topology to minimize risk of ignition in HFTDs Remote GridWLDFRContact from objectAggregated | WLDFR | HFTD - Distribution - Tier 2 - 3QU CoRE ¦ 2QU LoRE | Non-Red Flag Warning - Destructive Fires | Contact from object | Aggregated | 2034 | 6.0449e-07 | 791.1377 | 0.00047824 | 2034 | Mitigation | 0.95 | 45 | 0 | esc | 0.00097009 | 5.8641e-10 | 0.00097009 | 5.8641e-10
[35 empty] | 7.3.3.17.6 Updates to grid topology to minimize risk of ignition in HFTDs Butte County Rebuild | WLDFR | HFTD - Distribution - Tier 3 - 2QU CoRE ¦ 3QU LoRE | 2024 | 0.8163 | 0.002458 | 0.55385 | 0 | 0.55385 |  |  |  |  | 0.0052198 | 1.1762 | 0 | 1.1762 | 0.45211 |  | 0.96009 | 0.0076778 | 0.0062674 | Column23: 1.73; Column24: 1.4122; Column25: 0; Column26: 0; Column27: 1.73; Column28: 1.4122; Column29: 0.0065835; Column30: 1.4834; Column31: 0; Column32: 1.4834; Column33: 1.2109 | WLDFR | HFTD - Distribution - Tier 3 - 4QU CoRE ¦ 4QU LoRE | Non-Red Flag Warning - Large Fires | 2035 | 7.8836e-09 | 7.8836e-09 | 6.1205 | 0.77885 | 3.4265 | 1.9151 | 0 | 0 | 8.8597e-06 | 4.8252e-08 | 0 | 4.8252e-08 | 4.8252e-08 | 0 | 4.8252e-08 | 0 | 9.7661e-06 | 2.1407e-05 | 0 | 2.1407e-05 | [17 empty] | 7.3.3.17.5 (Remote Grid) Updates to grid topology to minimize risk of ignition in HFTDs Remote GridWLDFRContact from objectAggregated | WLDFR | HFTD - Distribution - Tier 2 - 3QU CoRE ¦ 2QU LoRE | Non-Red Flag Warning - Destructive Fires | Contact from object | Aggregated | 2035 | 6.0449e-07 | 791.1377 | 0.00047824 | 2035 | Mitigation | 0.95 | 45 | 0 | esc | 0.00097009 | 5.8641e-10 | 0.00097009 | 5.8641e-10
[35 empty] | 7.3.3.17.6 Updates to grid topology to minimize risk of ignition in HFTDs Butte County Rebuild | WLDFR | HFTD - Distribution - Tier 3 - 2QU CoRE ¦ 3QU LoRE | 2025 | 0.7629 | 0.002458 | 0.55385 | 0 | 0.55385 |  |  |  |  | 0.0052198 | 1.1762 | 0 | 1.1762 | 0.42253 |  | 0.89728 | 0.0076778 | 0.0058573 | Column23: 1.73; Column24: 1.3198; Column25: 0; Column26: 0; Column27: 1.73; Column28: 1.3198; Column29: 0.0065835; Column30: 1.4834; Column31: 0; Column32: 1.4834; Column33: 1.1317 | WLDFR | HFTD - Distribution - Tier 3 - 4QU CoRE ¦ 4QU LoRE | Non-Red Flag Warning - Large Fires | 2036 | 7.8836e-09 | 7.8836e-09 | 6.1205 | 0.77885 | 3.4265 | 1.9151 | 0 | 0 | 8.8597e-06 | 4.8252e-08 | 0 | 4.8252e-08 | 4.8252e-08 | 0 | 4.8252e-08 | 0 | 9.7661e-06 | 2.1407e-05 | 0 | 2.1407e-05 | [17 empty] | 7.3.3.17.5 (Remote Grid) Updates to grid topology to minimize risk of ignition in HFTDs Remote GridWLDFRContact from objectAggregated | WLDFR | HFTD - Distribution - Tier 2 - 3QU CoRE ¦ 2QU LoRE | Non-Red Flag Warning - Destructive Fires | Contact from object | Aggregated | 2036 | 6.0449e-07 | 791.1377 | 0.00047824 | 2036 | Mitigation | 0.95 | 45 | 0 | esc | 0.00097009 | 5.8641e-10 | 0.00097009 | 5.8641e-10
[35 empty] | 7.3.3.17.6 Updates to grid topology to minimize risk of ignition in HFTDs Butte County Rebuild | WLDFR | HFTD - Distribution - Tier 3 - 2QU CoRE ¦ 3QU LoRE | 2026 | 0.71299 | 0.002458 | 0.55385 | 0 | 0.55385 |  |  |  |  | 0.0052198 | 1.1762 | 0 | 1.1762 | 0.39489 |  | 0.83858 | 0.0076778 | 0.0054742 | Column23: 1.73; Column24: 1.2335; Column25: 0; Column26: 0; Column27: 1.73; Column28: 1.2335; Column29: 0.0065835; Column30: 1.4834; Column31: 0; Column32: 1.4834; Column33: 1.0577 | WLDFR | HFTD - Distribution - Tier 3 - 4QU CoRE ¦ 4QU LoRE | Non-Red Flag Warning - Large Fires | 2037 | 7.8836e-09 | 7.8836e-09 | 6.1205 | 0.77885 | 3.4265 | 1.9151 | 0 | 0 | 8.8597e-06 | 4.8252e-08 | 0 | 4.8252e-08 | 4.8252e-08 | 0 | 4.8252e-08 | 0 | 9.7661e-06 | 2.1407e-05 | 0 | 2.1407e-05 | [17 empty] | 7.3.3.17.5 (Remote Grid) Updates to grid topology to minimize risk of ignition in HFTDs Remote GridWLDFRContact from objectAggregated | WLDFR | HFTD - Distribution - Tier 2 - 3QU CoRE ¦ 2QU LoRE | Non-Red Flag Warning - Destructive Fires | Contact from object | Aggregated | 2037 | 6.0449e-07 | 791.1377 | 0.00047824 | 2037 | Mitigation | 0.95 | 45 | 0 | esc | 0.00097009 | 5.8641e-10 | 0.00097009 | 5.8641e-10
[35 empty] | 7.3.3.17.6 Updates to grid topology to minimize risk of ignition in HFTDs Butte County Rebuild | WLDFR | HFTD - Distribution - Tier 3 - 2QU CoRE ¦ 3QU LoRE | 2027 | 0.66634 | 0.002458 | 0.55385 | 0 | 0.55385 |  |  |  |  | 0.0052198 | 1.1762 | 0 | 1.1762 | 0.36906 |  | 0.78372 | 0.0076778 | 0.005116 | Column23: 1.73; Column24: 1.1528; Column25: 0; Column26: 0; Column27: 1.73; Column28: 1.1528; Column29: 0.0065835; Column30: 1.4834; Column31: 0; Column32: 1.4834; Column33: 0.98847 | WLDFR | HFTD - Distribution - Tier 3 - 4QU CoRE ¦ 4QU LoRE | Non-Red Flag Warning - Large Fires | 2038 | 7.8836e-09 | 7.8836e-09 | 6.5028 | 0.81304 | 3.6355 | 2.0543 | 0 | 0 | 8.8597e-06 | 5.1266e-08 | 0 | 5.1266e-08 | 5.1266e-08 | 0 | 5.1266e-08 | 0 | 9.7661e-06 | 2.1407e-05 | 0 | 2.1407e-05 | [17 empty] | 7.3.3.17.5 (Remote Grid) Updates to grid topology to minimize risk of ignition in HFTDs Remote GridWLDFRContact from objectAggregated | WLDFR | HFTD - Distribution - Tier 2 - 3QU CoRE ¦ 2QU LoRE | Non-Red Flag Warning - Destructive Fires | Contact from object | Aggregated | 2038 | 6.0449e-07 | 791.1377 | 0.00047824 | 2038 | Mitigation | 0.95 | 45 | 0 | esc | 0.00097009 | 5.8641e-10 | 0.00097009 | 5.8641e-10
[35 empty] | 7.3.3.17.6 Updates to grid topology to minimize risk of ignition in HFTDs Butte County Rebuild | WLDFR | HFTD - Distribution - Tier 3 - 2QU CoRE ¦ 3QU LoRE | 2028 | 0.62275 | 0.002458 | 0.57852 | 0 | 0.57852 |  |  |  |  | 0.0052198 | 1.2285 | 0 | 1.2285 | 0.36027 |  | 0.76507 | 0.0076778 | 0.0047813 | Column23: 1.8071; Column24: 1.1253; Column25: 0; Column26: 0; Column27: 1.8071; Column28: 1.1253; Column29: 0.0065835; Column30: 1.5495; Column31: 0; Column32: 1.5495; Column33: 0.96495 | WLDFR | HFTD - Distribution - Tier 3 - 4QU CoRE ¦ 4QU LoRE | Non-Red Flag Warning - Large Fires | 2039 | 7.8836e-09 | 7.8836e-09 | 6.5028 | 0.81304 | 3.6355 | 2.0543 | 0 | 0 | 8.8597e-06 | 5.1266e-08 | 0 | 5.1266e-08 | 5.1266e-08 | 0 | 5.1266e-08 | 0 | 9.7661e-06 | 2.1407e-05 | 0 | 2.1407e-05 | [17 empty] | 7.3.3.17.5 (Remote Grid) Updates to grid topology to minimize risk of ignition in HFTDs Remote GridWLDFRContact from objectAggregated | WLDFR | HFTD - Distribution - Tier 2 - 3QU CoRE ¦ 2QU LoRE | Non-Red Flag Warning - Destructive Fires | Contact from object | Aggregated | 2039 | 6.0449e-07 | 791.1377 | 0.00047824 | 2039 | Mitigation | 0.95 | 45 | 0 | esc | 0.00097009 | 5.8641e-10 | 0.00097009 | 5.8641e-10
[35 empty] | 7.3.3.17.6 Updates to grid topology to minimize risk of ignition in HFTDs Butte County Rebuild | WLDFR | HFTD - Distribution - Tier 3 - 2QU CoRE ¦ 3QU LoRE | 2029 | 0.58201 | 0.002458 | 0.57852 | 0 | 0.57852 |  |  |  |  | 0.0052198 | 1.2285 | 0 | 1.2285 | 0.3367 |  | 0.71502 | 0.0076778 | 0.0044685 | Column23: 1.8071; Column24: 1.0517; Column25: 0; Column26: 0; Column27: 1.8071; Column28: 1.0517; Column29: 0.0065835; Column30: 1.5495; Column31: 0; Column32: 1.5495; Column33: 0.90182 | WLDFR | HFTD - Distribution - Tier 3 - 4QU CoRE ¦ 4QU LoRE | Non-Red Flag Warning - Large Fires | 2040 | 7.8836e-09 | 7.8836e-09 | 6.5028 | 0.81304 | 3.6355 | 2.0543 | 0 | 0 | 8.8597e-06 | 5.1266e-08 | 0 | 5.1266e-08 | 5.1266e-08 | 0 | 5.1266e-08 | 0 | 1.0253e-05 | 2.2475e-05 | 0 | 2.2475e-05 | [17 empty] | 7.3.3.17.5 (Remote Grid) Updates to grid topology to minimize risk of ignition in HFTDs Remote GridWLDFRContact from objectAggregated | WLDFR | HFTD - Distribution - Tier 2 - 3QU CoRE ¦ 2QU LoRE | Non-Red Flag Warning - Destructive Fires | Contact from object | Aggregated | 2040 | 6.0449e-07 | 791.1377 | 0.00047824 | 2040 | Mitigation | 0.95 | 45 | 0 | esc | 0.00097009 | 5.8641e-10 | 0.00097009 | 5.8641e-10
[35 empty] | 7.3.3.17.6 Updates to grid topology to minimize risk of ignition in HFTDs Butte County Rebuild | WLDFR | HFTD - Distribution - Tier 3 - 2QU CoRE ¦ 3QU LoRE | 2030 | 0.54393 | 0.002458 | 0.57852 | 0 | 0.57852 |  |  |  |  | 0.0052198 | 1.2285 | 0 | 1.2285 | 0.31468 |  | 0.66824 | 0.0076778 | 0.0041762 | Column23: 1.8071; Column24: 0.98292; Column25: 0; Column26: 0; Column27: 1.8071; Column28: 0.98292; Column29: 0.0065835; Column30: 1.5495; Column31: 0; Column32: 1.5495; Column33: 0.84283 | WLDFR | HFTD - Distribution - Tier 3 - 4QU CoRE ¦ 4QU LoRE | Non-Red Flag Warning - Large Fires | 2041 | 7.8836e-09 | 7.8836e-09 | 6.5028 | 0.81304 | 3.6355 | 2.0543 | 0 | 0 | 8.8597e-06 | 5.1266e-08 | 0 | 5.1266e-08 | 5.1266e-08 | 0 | 5.1266e-08 | 0 | 1.0253e-05 | 2.2475e-05 | 0 | 2.2475e-05 | [17 empty] | 7.3.3.17.5 (Remote Grid) Updates to grid topology to minimize risk of ignition in HFTDs Remote GridWLDFRContact from objectAggregated | WLDFR | HFTD - Distribution - Tier 2 - 3QU CoRE ¦ 2QU LoRE | Non-Red Flag Warning - Destructive Fires | Contact from object | Aggregated | 2041 | 6.0449e-07 | 791.1377 | 0.00047824 | 2041 | Mitigation | 0.95 | 45 | 0 | esc | 0.00097009 | 5.8641e-10 | 0.00097009 | 5.8641e-10
[35 empty] | 7.3.3.17.6 Updates to grid topology to minimize risk of ignition in HFTDs Butte County Rebuild | WLDFR | HFTD - Distribution - Tier 3 - 2QU CoRE ¦ 3QU LoRE | 2031 | 0.50835 | 0.002458 | 0.57852 | 0 | 0.57852 |  |  |  |  | 0.0052198 | 1.2285 | 0 | 1.2285 | 0.29409 |  | 0.62452 | 0.0076778 | 0.003903 | Column23: 1.8071; Column24: 0.91861; Column25: 0; Column26: 0; Column27: 1.8071; Column28: 0.91861; Column29: 0.0065835; Column30: 1.5495; Column31: 0; Column32: 1.5495; Column33: 0.78769 | WLDFR | HFTD - Distribution - Tier 3 - 4QU CoRE ¦ 4QU LoRE | Non-Red Flag Warning - Large Fires | 2042 | 7.8836e-09 | 7.8836e-09 | 6.5028 | 0.81304 | 3.6355 | 2.0543 | 0 | 0 | 8.8597e-06 | 5.1266e-08 | 0 | 5.1266e-08 | 5.1266e-08 | 0 | 5.1266e-08 | 0 | 1.0253e-05 | 2.2475e-05 | 0 | 2.2475e-05 | [17 empty] | 7.3.3.17.5 (Remote Grid) Updates to grid topology to minimize risk of ignition in HFTDs Remote GridWLDFRContact from objectAggregated | WLDFR | HFTD - Distribution - Tier 2 - 3QU CoRE ¦ 2QU LoRE | Non-Red Flag Warning - Destructive Fires | Contact from object | Aggregated | 2042 | 6.0449e-07 | 791.1377 | 0.00047824 | 2042 | Mitigation | 0.95 | 45 | 0 | esc | 0.00097009 | 5.8641e-10 | 0.00097009 | 5.8641e-10
[35 empty] | 7.3.3.17.6 Updates to grid topology to minimize risk of ignition in HFTDs Butte County Rebuild | WLDFR | HFTD - Distribution - Tier 3 - 2QU CoRE ¦ 3QU LoRE | 2032 | 0.47509 | 0.002458 | 0.57852 | 0 | 0.57852 |  |  |  |  | 0.0052198 | 1.2285 | 0 | 1.2285 | 0.27485 |  | 0.58367 | 0.0076778 | 0.0036477 | Column23: 1.8071; Column24: 0.85852; Column25: 0; Column26: 0; Column27: 1.8071; Column28: 0.85852; Column29: 0.0065835; Column30: 1.5495; Column31: 0; Column32: 1.5495; Column33: 0.73616 | WLDFR | HFTD - Distribution - Tier 3 - 4QU CoRE ¦ 4QU LoRE | Non-Red Flag Warning - Large Fires | 2043 | 7.8836e-09 | 7.8836e-09 | 6.9209 | 0.84944 | 3.8632 | 2.2083 | 0 | 0 | 8.8597e-06 | 5.4562e-08 | 0 | 5.4562e-08 | 5.4562e-08 | 0 | 5.4562e-08 | 0 | 1.0253e-05 | 2.2475e-05 | 0 | 2.2475e-05 | [17 empty] | 7.3.3.17.5 (Remote Grid) Updates to grid topology to minimize risk of ignition in HFTDs Remote GridWLDFRContact from objectAggregated | WLDFR | HFTD - Distribution - Tier 2 - 3QU CoRE ¦ 2QU LoRE | Non-Red Flag Warning - Destructive Fires | Contact from object | Aggregated | 2043 | 6.0449e-07 | 791.1377 | 0.00047824 | 2043 | Mitigation | 0.95 | 45 | 0 | esc | 0.00097009 | 5.8641e-10 | 0.00097009 | 5.8641e-10
[35 empty] | 7.3.3.17.6 Updates to grid topology to minimize risk of ignition in HFTDs Butte County Rebuild | WLDFR | HFTD - Distribution - Tier 3 - 2QU CoRE ¦ 3QU LoRE | 2033 | 0.44401 | 0.002458 | 0.60593 | 0 | 0.60593 |  |  |  |  | 0.0052198 | 1.2867 | 0 | 1.2867 | 0.26904 |  | 0.57133 | 0.0076778 | 0.003409 | Column23: 1.8927; Column24: 0.84037; Column25: 0; Column26: 0; Column27: 1.8927; Column28: 0.84037; Column29: 0.0065835; Column30: 1.6229; Column31: 0; Column32: 1.6229; Column33: 0.7206 | WLDFR | HFTD - Distribution - Tier 3 - 4QU CoRE ¦ 4QU LoRE | Non-Red Flag Warning - Large Fires | 2044 | 7.8836e-09 | 7.8836e-09 | 6.9209 | 0.84944 | 3.8632 | 2.2083 | 0 | 0 | 8.8597e-06 | 5.4562e-08 | 0 | 5.4562e-08 | 5.4562e-08 | 0 | 5.4562e-08 | 0 | 1.0253e-05 | 2.2475e-05 | 0 | 2.2475e-05 | [17 empty] | 7.3.3.17.5 (Remote Grid) Updates to grid topology to minimize risk of ignition in HFTDs Remote GridWLDFRContact from objectAggregated | WLDFR | HFTD - Distribution - Tier 2 - 3QU CoRE ¦ 2QU LoRE | Non-Red Flag Warning - Destructive Fires | Contact from object | Aggregated | 2044 | 6.0449e-07 | 791.1377 | 0.00047824 | 2044 | Mitigation | 0.95 | 45 | 0 | esc | 0.00097009 | 5.8641e-10 | 0.00097009 | 5.8641e-10
[35 empty] | 7.3.3.17.6 Updates to grid topology to minimize risk of ignition in HFTDs Butte County Rebuild | WLDFR | HFTD - Distribution - Tier 3 - 2QU CoRE ¦ 3QU LoRE | 2034 | 0.41496 | 0.002458 | 0.60593 | 0 | 0.60593 |  |  |  |  | 0.0052198 | 1.2867 | 0 | 1.2867 | 0.25144 |  | 0.53396 | 0.0076778 | 0.003186 | Column23: 1.8927; Column24: 0.7854; Column25: 0; Column26: 0; Column27: 1.8927; Column28: 0.7854; Column29: 0.0065835; Column30: 1.6229; Column31: 0; Column32: 1.6229; Column33: 0.67346 | WLDFR | HFTD - Distribution - Tier 3 - 4QU CoRE ¦ 4QU LoRE | Non-Red Flag Warning - Large Fires | 2045 | 7.8836e-09 | 7.8836e-09 | 6.9209 | 0.84944 | 3.8632 | 2.2083 | 0 | 0 | 8.8597e-06 | 5.4562e-08 | 0 | 5.4562e-08 | 5.4562e-08 | 0 | 5.4562e-08 | 0 | 1.0764e-05 | 2.3595e-05 | 0 | 2.3595e-05 | [17 empty] | 7.3.3.17.5 (Remote Grid) Updates to grid topology to minimize risk of ignition in HFTDs Remote GridWLDFRContact from objectAggregated | WLDFR | HFTD - Distribution - Tier 2 - 3QU CoRE ¦ 2QU LoRE | Non-Red Flag Warning - Destructive Fires | Contact from object | Aggregated | 2045 | 6.0449e-07 | 791.1377 | 0.00047824 | 2045 | Mitigation | 0.95 | 45 | 0 | esc | 0.00097009 | 5.8641e-10 | 0.00097009 | 5.8641e-10
[35 empty] | 7.3.3.17.6 Updates to grid topology to minimize risk of ignition in HFTDs Butte County Rebuild | WLDFR | HFTD - Distribution - Tier 3 - 2QU CoRE ¦ 3QU LoRE | 2035 | 0.38782 | 0.002458 | 0.60593 | 0 | 0.60593 |  |  |  |  | 0.0052198 | 1.2867 | 0 | 1.2867 | 0.23499 |  | 0.49902 | 0.0076778 | 0.0029776 | Column23: 1.8927; Column24: 0.73402; Column25: 0; Column26: 0; Column27: 1.8927; Column28: 0.73402; Column29: 0.0065835; Column30: 1.6229; Column31: 0; Column32: 1.6229; Column33: 0.6294 | WLDFR | HFTD - Distribution - Tier 3 - 4QU CoRE ¦ 4QU LoRE | Non-Red Flag Warning - Large Fires | 2046 | 7.8836e-09 | 7.8836e-09 | 6.9209 | 0.84944 | 3.8632 | 2.2083 | 0 | 0 | 8.8597e-06 | 5.4562e-08 | 0 | 5.4562e-08 | 5.4562e-08 | 0 | 5.4562e-08 | 0 | 1.0764e-05 | 2.3595e-05 | 0 | 2.3595e-05 | [17 empty] | 7.3.3.17.5 (Remote Grid) Updates to grid topology to minimize risk of ignition in HFTDs Remote GridWLDFRContact from objectAggregated | WLDFR | HFTD - Distribution - Tier 2 - 3QU CoRE ¦ 2QU LoRE | Non-Red Flag Warning - Destructive Fires | Contact from object | Aggregated | 2046 | 6.0449e-07 | 791.1377 | 0.00047824 | 2046 | Mitigation | 0.95 | 45 | 0 | esc | 0.00097009 | 5.8641e-10 | 0.00097009 | 5.8641e-10
[35 empty] | 7.3.3.17.6 Updates to grid topology to minimize risk of ignition in HFTDs Butte County Rebuild | WLDFR | HFTD - Distribution - Tier 3 - 2QU CoRE ¦ 3QU LoRE | 2036 | 0.36245 | 0.002458 | 0.60593 | 0 | 0.60593 |  |  |  |  | 0.0052198 | 1.2867 | 0 | 1.2867 | 0.21962 |  | 0.46638 | 0.0076778 | 0.0027828 | Column23: 1.8927; Column24: 0.686; Column25: 0; Column26: 0; Column27: 1.8927; Column28: 0.686; Column29: 0.0065835; Column30: 1.6229; Column31: 0; Column32: 1.6229; Column33: 0.58822 | WLDFR | HFTD - Distribution - Tier 3 - 4QU CoRE ¦ 4QU LoRE | Non-Red Flag Warning - Large Fires | 2047 | 7.8836e-09 | 7.8836e-09 | 6.9209 | 0.84944 | 3.8632 | 2.2083 | 0 | 0 | 8.8597e-06 | 5.4562e-08 | 0 | 5.4562e-08 | 5.4562e-08 | 0 | 5.4562e-08 | 0 | 1.0764e-05 | 2.3595e-05 | 0 | 2.3595e-05 | [17 empty] | 7.3.3.17.5 (Remote Grid) Updates to grid topology to minimize risk of ignition in HFTDs Remote GridWLDFRContact from objectAggregated | WLDFR | HFTD - Distribution - Tier 2 - 3QU CoRE ¦ 2QU LoRE | Non-Red Flag Warning - Destructive Fires | Contact from object | Aggregated | 2047 | 6.0449e-07 | 791.1377 | 0.00047824 | 2047 | Mitigation | 0.95 | 45 | 0 | esc | 0.00097009 | 5.8641e-10 | 0.00097009 | 5.8641e-10
[35 empty] | 7.3.3.17.6 Updates to grid topology to minimize risk of ignition in HFTDs Butte County Rebuild | WLDFR | HFTD - Distribution - Tier 3 - 2QU CoRE ¦ 3QU LoRE | 2037 | 0.33873 | 0.002458 | 0.60593 | 0 | 0.60593 |  |  |  |  | 0.0052198 | 1.2867 | 0 | 1.2867 | 0.20525 |  | 0.43587 | 0.0076778 | 0.0026007 | Column23: 1.8927; Column24: 0.64112; Column25: 0; Column26: 0; Column27: 1.8927; Column28: 0.64112; Column29: 0.0065835; Column30: 1.6229; Column31: 0; Column32: 1.6229; Column33: 0.54974 | WLDFR | HFTD - Distribution - Tier 3 - 4QU CoRE ¦ 4QU LoRE | Non-Red Flag Warning - Large Fires | 2048 | 7.8836e-09 | 7.8836e-09 | 7.3713 | 0.88759 | 4.1075 | 2.3763 | 0 | 0 | 8.8597e-06 | 5.8113e-08 | 0 | 5.8113e-08 | 5.8113e-08 | 0 | 5.8113e-08 | 0 | 1.0764e-05 | 2.3595e-05 | 0 | 2.3595e-05 | [17 empty] | 7.3.3.17.5 (Remote Grid) Updates to grid topology to minimize risk of ignition in HFTDs Remote GridWLDFRContact from objectAggregated | WLDFR | HFTD - Distribution - Tier 2 - 3QU CoRE ¦ 2QU LoRE | Non-Red Flag Warning - Destructive Fires | Contact from object | Aggregated | 2048 | 6.0449e-07 | 791.1377 | 0.00047824 | 2048 | Mitigation | 0.95 | 45 | 0 | esc | 0.00097009 | 5.8641e-10 | 0.00097009 | 5.8641e-10
[35 empty] | 7.3.3.17.6 Updates to grid topology to minimize risk of ignition in HFTDs Butte County Rebuild | WLDFR | HFTD - Distribution - Tier 3 - 2QU CoRE ¦ 3QU LoRE | 2038 | 0.31657 | 0.002458 | 0.63569 | 0 | 0.63569 |  |  |  |  | 0.0052198 | 1.3499 | 0 | 1.3499 | 0.20124 |  | 0.42736 | 0.0076778 | 0.0024306 | Column23: 1.9856; Column24: 0.6286; Column25: 0; Column26: 0; Column27: 1.9856; Column28: 0.6286; Column29: 0.0065835; Column30: 1.7026; Column31: 0; Column32: 1.7026; Column33: 0.53901 | WLDFR | HFTD - Distribution - Tier 3 - 4QU CoRE ¦ 4QU LoRE | Non-Red Flag Warning - Large Fires | 2049 | 7.8836e-09 | 7.8836e-09 | 7.3713 | 0.88759 | 4.1075 | 2.3763 | 0 | 0 | 8.8597e-06 | 5.8113e-08 | 0 | 5.8113e-08 | 5.8113e-08 | 0 | 5.8113e-08 | 0 | 1.0764e-05 | 2.3595e-05 | 0 | 2.3595e-05 | [17 empty] | 7.3.3.17.5 (Remote Grid) Updates to grid topology to minimize risk of ignition in HFTDs Remote GridWLDFRContact from objectAggregated | WLDFR | HFTD - Distribution - Tier 2 - 3QU CoRE ¦ 2QU LoRE | Non-Red Flag Warning - Destructive Fires | Contact from object | Aggregated | 2049 | 6.0449e-07 | 791.1377 | 0.00047824 | 2049 | Mitigation | 0.95 | 45 | 0 | esc | 0.00097009 | 5.8641e-10 | 0.00097009 | 5.8641e-10
[35 empty] | 7.3.3.17.6 Updates to grid topology to minimize risk of ignition in HFTDs Butte County Rebuild | WLDFR | HFTD - Distribution - Tier 3 - 2QU CoRE ¦ 3QU LoRE | 2039 | 0.29586 | 0.002458 | 0.63569 | 0 | 0.63569 |  |  |  |  | 0.0052198 | 1.3499 | 0 | 1.3499 | 0.18808 |  | 0.3994 | 0.0076778 | 0.0022716 | Column23: 1.9856; Column24: 0.58748; Column25: 0; Column26: 0; Column27: 1.9856; Column28: 0.58748; Column29: 0.0065835; Column30: 1.7026; Column31: 0; Column32: 1.7026; Column33: 0.50375 | WLDFR | HFTD - Distribution - Tier 3 - 4QU CoRE ¦ 4QU LoRE | Non-Red Flag Warning - Large Fires | 2050 | 7.8836e-09 | 7.8836e-09 | 7.3713 | 0.88759 | 4.1075 | 2.3763 | 0 | 0 | 8.8597e-06 | 5.8113e-08 | 0 | 5.8113e-08 | 5.8113e-08 | 0 | 5.8113e-08 | 0 | 1.1292e-05 | 2.4752e-05 | 0 | 2.4752e-05 | [17 empty] | 7.3.3.17.5 (Remote Grid) Updates to grid topology to minimize risk of ignition in HFTDs Remote GridWLDFRContact from objectAggregated | WLDFR | HFTD - Distribution - Tier 2 - 3QU CoRE ¦ 2QU LoRE | Non-Red Flag Warning - Destructive Fires | Contact from object | Aggregated | 2050 | 6.0449e-07 | 791.1377 | 0.00047824 | 2050 | Mitigation | 0.95 | 45 | 0 | esc | 0.00097009 | 5.8641e-10 | 0.00097009 | 5.8641e-10
[35 empty] | 7.3.3.17.6 Updates to grid topology to minimize risk of ignition in HFTDs Butte County Rebuild | WLDFR | HFTD - Distribution - Tier 3 - 2QU CoRE ¦ 3QU LoRE | 2040 | 0.27651 | 0.002458 | 0.63569 | 0 | 0.63569 |  |  |  |  | 0.0052198 | 1.3499 | 0 | 1.3499 | 0.17577 |  | 0.37327 | 0.0076778 | 0.002123 | Column23: 1.9856; Column24: 0.54904; Column25: 0; Column26: 0; Column27: 1.9856; Column28: 0.54904; Column29: 0.0065835; Column30: 1.7026; Column31: 0; Column32: 1.7026; Column33: 0.47079 | WLDFR | HFTD - Distribution - Tier 3 - 4QU CoRE ¦ 4QU LoRE | Non-Red Flag Warning - Large Fires | 2051 | 7.8836e-09 | 7.8836e-09 | 7.3713 | 0.88759 | 4.1075 | 2.3763 | 0 | 0 | 8.8597e-06 | 5.8113e-08 | 0 | 5.8113e-08 | 5.8113e-08 | 0 | 5.8113e-08 | 0 | 1.1292e-05 | 2.4752e-05 | 0 | 2.4752e-05 | [17 empty] | 7.3.3.17.5 (Remote Grid) Updates to grid topology to minimize risk of ignition in HFTDs Remote GridWLDFRContact from objectAggregated | WLDFR | HFTD - Distribution - Tier 2 - 3QU CoRE ¦ 2QU LoRE | Non-Red Flag Warning - Destructive Fires | Contact from object | Aggregated | 2051 | 6.0449e-07 | 791.1377 | 0.00047824 | 2051 | Mitigation | 0.95 | 45 | 0 | esc | 0.00097009 | 5.8641e-10 | 0.00097009 | 5.8641e-10
[35 empty] | 7.3.3.17.6 Updates to grid topology to minimize risk of ignition in HFTDs Butte County Rebuild | WLDFR | HFTD - Distribution - Tier 3 - 2QU CoRE ¦ 3QU LoRE | 2041 | 0.25842 | 0.002458 | 0.63569 | 0 | 0.63569 |  |  |  |  | 0.0052198 | 1.3499 | 0 | 1.3499 | 0.16427 |  | 0.34885 | 0.0076778 | 0.0019841 | Column23: 1.9856; Column24: 0.51312; Column25: 0; Column26: 0; Column27: 1.9856; Column28: 0.51312; Column29: 0.0065835; Column30: 1.7026; Column31: 0; Column32: 1.7026; Column33: 0.43999 | WLDFR | HFTD - Distribution - Tier 3 - 4QU CoRE ¦ 4QU LoRE | Non-Red Flag Warning - Large Fires | 2052 | 7.8836e-09 | 7.8836e-09 | 7.3713 | 0.88759 | 4.1075 | 2.3763 | 0 | 0 | 8.8597e-06 | 5.8113e-08 | 0 | 5.8113e-08 | 5.8113e-08 | 0 | 5.8113e-08 | 0 | 1.1292e-05 | 2.4752e-05 | 0 | 2.4752e-05 | [17 empty] | 7.3.3.17.5 (Remote Grid) Updates to grid topology to minimize risk of ignition in HFTDs Remote GridWLDFRContact from objectAggregated | WLDFR | HFTD - Distribution - Tier 2 - 3QU CoRE ¦ 2QU LoRE | Non-Red Flag Warning - Destructive Fires | Contact from object | Aggregated | 2052 | 6.0449e-07 | 791.1377 | 0.00047824 | 2052 | Mitigation | 0.95 | 45 | 0 | esc | 0.00097009 | 5.8641e-10 | 0.00097009 | 5.8641e-10
[35 empty] | 7.3.3.17.6 Updates to grid topology to minimize risk of ignition in HFTDs Butte County Rebuild | WLDFR | HFTD - Distribution - Tier 3 - 2QU CoRE ¦ 3QU LoRE | 2042 | 0.24151 | 0.002458 | 0.63569 | 0 | 0.63569 |  |  |  |  | 0.0052198 | 1.3499 | 0 | 1.3499 | 0.15353 |  | 0.32603 | 0.0076778 | 0.0018543 | Column23: 1.9856; Column24: 0.47956; Column25: 0; Column26: 0; Column27: 1.9856; Column28: 0.47956; Column29: 0.0065835; Column30: 1.7026; Column31: 0; Column32: 1.7026; Column33: 0.41121 | WLDFR | HFTD - Distribution - Tier 3 - 4QU CoRE ¦ 4QU LoRE | Non-Red Flag Warning - Large Fires | 2053 | 7.8836e-09 | 7.8836e-09 | 7.8503 | 0.92702 | 4.3664 | 2.5569 | 0 | 0 | 8.8597e-06 | 6.1889e-08 | 0 | 6.1889e-08 | 6.1889e-08 | 0 | 6.1889e-08 | 0 | 1.1292e-05 | 2.4752e-05 | 0 | 2.4752e-05 | [17 empty] | 7.3.3.17.5 (Remote Grid) Updates to grid topology to minimize risk of ignition in HFTDs Remote GridWLDFRContact from objectAggregated | WLDFR | HFTD - Distribution - Tier 2 - 3QU CoRE ¦ 2QU LoRE | Non-Red Flag Warning - Destructive Fires | Contact from object | Aggregated | 2053 | 6.0449e-07 | 791.1377 | 0.00047824 | 2053 | Mitigation | 0.95 | 45 | 0 | esc | 0.00097009 | 5.8641e-10 | 0.00097009 | 5.8641e-10
[35 empty] | 7.3.3.17.6 Updates to grid topology to minimize risk of ignition in HFTDs Butte County Rebuild | WLDFR | HFTD - Distribution - Tier 3 - 2QU CoRE ¦ 3QU LoRE | 2043 | 0.22571 | 0.002458 | 0.66739 | 0 | 0.66739 |  |  |  |  | 0.0052198 | 1.4172 | 0 | 1.4172 | 0.15064 |  | 0.31989 | 0.0076778 | 0.001733 | Column23: 2.0846; Column24: 0.47053; Column25: 0; Column26: 0; Column27: 2.0846; Column28: 0.47053; Column29: 0.0065835; Column30: 1.7875; Column31: 0; Column32: 1.7875; Column33: 0.40347 | WLDFR | HFTD - Distribution - Tier 3 - 4QU CoRE ¦ 4QU LoRE | Non-Red Flag Warning - Large Fires | 2054 | 7.8836e-09 | 7.8836e-09 | 7.8503 | 0.92702 | 4.3664 | 2.5569 | 0 | 0 | 8.8597e-06 | 6.1889e-08 | 0 | 6.1889e-08 | 6.1889e-08 | 0 | 6.1889e-08 | 0 | 1.1292e-05 | 2.4752e-05 | 0 | 2.4752e-05 | [17 empty] | 7.3.3.17.5 (Remote Grid) Updates to grid topology to minimize risk of ignition in HFTDs Remote GridWLDFRContact from objectAggregated | WLDFR | HFTD - Distribution - Tier 2 - 3QU CoRE ¦ 2QU LoRE | Non-Red Flag Warning - Destructive Fires | Contact from object | Aggregated | 2054 | 6.0449e-07 | 791.1377 | 0.00047824 | 2054 | Mitigation | 0.95 | 45 | 0 | esc | 0.00097009 | 5.8641e-10 | 0.00097009 | 5.8641e-10
[35 empty] | 7.3.3.17.6 Updates to grid topology to minimize risk of ignition in HFTDs Butte County Rebuild | WLDFR | HFTD - Distribution - Tier 3 - 2QU CoRE ¦ 3QU LoRE | 2044 | 0.21095 | 0.002458 | 0.66739 | 0 | 0.66739 |  |  |  |  | 0.0052198 | 1.4172 | 0 | 1.4172 | 0.14078 |  | 0.29896 | 0.0076778 | 0.0016196 | Column23: 2.0846; Column24: 0.43975; Column25: 0; Column26: 0; Column27: 2.0846; Column28: 0.43975; Column29: 0.0065835; Column30: 1.7875; Column31: 0; Column32: 1.7875; Column33: 0.37707 | WLDFR | HFTD - Distribution - Tier 3 - 4QU CoRE ¦ 4QU LoRE | Non-Red Flag Warning - Large Fires | 2055 | 7.8836e-09 | 7.8836e-09 | 7.8503 | 0.92702 | 4.3664 | 2.5569 | 0 | 0 | 8.8597e-06 | 6.1889e-08 | 0 | 6.1889e-08 | 6.1889e-08 | 0 | 6.1889e-08 | 0 | 1.183e-05 | 2.5933e-05 | 0 | 2.5933e-05 | [17 empty] | 7.3.3.17.5 (Remote Grid) Updates to grid topology to minimize risk of ignition in HFTDs Remote GridWLDFRContact from objectAggregated | WLDFR | HFTD - Distribution - Tier 2 - 3QU CoRE ¦ 2QU LoRE | Non-Red Flag Warning - Destructive Fires | Contact from object | Aggregated | 2055 | 6.0449e-07 | 791.1377 | 0.00047824 | 2055 | Mitigation | 0.95 | 45 | 0 | esc | 0.00097009 | 5.8641e-10 | 0.00097009 | 5.8641e-10
[35 empty] | 7.3.3.17.6 Updates to grid topology to minimize risk of ignition in HFTDs Butte County Rebuild | WLDFR | HFTD - Distribution - Tier 3 - 2QU CoRE ¦ 3QU LoRE | 2045 | 0.19715 | 0.002458 | 0.66739 | 0 | 0.66739 |  |  |  |  | 0.0052198 | 1.4172 | 0 | 1.4172 | 0.13157 |  | 0.27941 | 0.0076778 | 0.0015136 | Column23: 2.0846; Column24: 0.41098; Column25: 0; Column26: 0; Column27: 2.0846; Column28: 0.41098; Column29: 0.0065835; Column30: 1.7875; Column31: 0; Column32: 1.7875; Column33: 0.3524 | WLDFR | HFTD - Distribution - Tier 3 - 4QU CoRE ¦ 4QU LoRE | Non-Red Flag Warning - Large Fires | 2056 | 7.8836e-09 | 7.8836e-09 | 7.8503 | 0.92702 | 4.3664 | 2.5569 | 0 | 0 | 8.8597e-06 | 6.1889e-08 | 0 | 6.1889e-08 | 6.1889e-08 | 0 | 6.1889e-08 | 0 | 1.183e-05 | 2.5933e-05 | 0 | 2.5933e-05 | [17 empty] | 7.3.3.17.5 (Remote Grid) Updates to grid topology to minimize risk of ignition in HFTDs Remote GridWLDFRContact from objectAggregated | WLDFR | HFTD - Distribution - Tier 2 - 3QU CoRE ¦ 2QU LoRE | Non-Red Flag Warning - Destructive Fires | Contact from object | Aggregated | 2056 | 6.0449e-07 | 791.1377 | 0.00047824 | 2056 | Mitigation | 0.95 | 45 | 0 | esc | 0.00097009 | 5.8641e-10 | 0.00097009 | 5.8641e-10
[35 empty] | 7.3.3.17.6 Updates to grid topology to minimize risk of ignition in HFTDs Butte County Rebuild | WLDFR | HFTD - Distribution - Tier 3 - 2QU CoRE ¦ 3QU LoRE | 2046 | 0.18425 | 0.002458 | 0.66739 | 0 | 0.66739 |  |  |  |  | 0.0052198 | 1.4172 | 0 | 1.4172 | 0.12297 |  | 0.26113 | 0.0076778 | 0.0014146 | Column23: 2.0846; Column24: 0.38409; Column25: 0; Column26: 0; Column27: 2.0846; Column28: 0.38409; Column29: 0.0065835; Column30: 1.7875; Column31: 0; Column32: 1.7875; Column33: 0.32935 | WLDFR | HFTD - Distribution - Tier 3 - 4QU CoRE ¦ 4QU LoRE | Non-Red Flag Warning - Large Fires | 2057 | 7.8836e-09 | 7.8836e-09 | 7.8503 | 0.92702 | 4.3664 | 2.5569 | 0 | 0 | 8.8597e-06 | 6.1889e-08 | 0 | 6.1889e-08 | 6.1889e-08 | 0 | 6.1889e-08 | 0 | 1.183e-05 | 2.5933e-05 | 0 | 2.5933e-05 | [17 empty] | 7.3.3.17.5 (Remote Grid) Updates to grid topology to minimize risk of ignition in HFTDs Remote GridWLDFRContact from objectAggregated | WLDFR | HFTD - Distribution - Tier 2 - 3QU CoRE ¦ 2QU LoRE | Non-Red Flag Warning - Destructive Fires | Contact from object | Aggregated | 2057 | 6.0449e-07 | 791.1377 | 0.00047824 | 2057 | Mitigation | 0.95 | 45 | 0 | esc | 0.00097009 | 5.8641e-10 | 0.00097009 | 5.8641e-10
[35 empty] | 7.3.3.17.6 Updates to grid topology to minimize risk of ignition in HFTDs Butte County Rebuild | WLDFR | HFTD - Distribution - Tier 3 - 2QU CoRE ¦ 3QU LoRE | 2047 | 0.1722 | 0.002458 | 0.66739 | 0 | 0.66739 |  |  |  |  | 0.0052198 | 1.4172 | 0 | 1.4172 | 0.11492 |  | 0.24404 | 0.0076778 | 0.0013221 | Column23: 2.0846; Column24: 0.35897; Column25: 0; Column26: 0; Column27: 2.0846; Column28: 0.35897; Column29: 0.0065835; Column30: 1.7875; Column31: 0; Column32: 1.7875; Column33: 0.3078 | WLDFR | HFTD - Distribution - Tier 3 - 4QU CoRE ¦ 4QU LoRE | Non-Red Flag Warning - Large Fires | 2058 | 7.8836e-09 | 7.8836e-09 | 8.3524 | 0.96727 | 4.6367 | 2.7484 | 0 | 0 | 8.8597e-06 | 6.5847e-08 | 0 | 6.5847e-08 | 6.5847e-08 | 0 | 6.5847e-08 | 0 | 1.183e-05 | 2.5933e-05 | 0 | 2.5933e-05 | [17 empty] | 7.3.3.17.5 (Remote Grid) Updates to grid topology to minimize risk of ignition in HFTDs Remote GridWLDFRContact from objectAggregated | WLDFR | HFTD - Distribution - Tier 2 - 3QU CoRE ¦ 2QU LoRE | Non-Red Flag Warning - Destructive Fires | Contact from object | Aggregated | 2058 | 6.0449e-07 | 791.1377 | 0.00047824 | 2058 | Mitigation | 0.95 | 45 | 0 | esc | 0.00097009 | 5.8641e-10 | 0.00097009 | 5.8641e-10
[35 empty] | 7.3.3.17.6 Updates to grid topology to minimize risk of ignition in HFTDs Butte County Rebuild | WLDFR | HFTD - Distribution - Tier 3 - 2QU CoRE ¦ 3QU LoRE | 2048 | 0.16093 | 0.002458 | 0.70061 | 0 | 0.70061 |  |  |  |  | 0.0052198 | 1.4878 | 0 | 1.4878 | 0.11275 |  | 0.23943 | 0.0076778 | 0.0012356 | Column23: 2.1884; Column24: 0.35218; Column25: 0; Column26: 0; Column27: 2.1884; Column28: 0.35218; Column29: 0.0065835; Column30: 1.8765; Column31: 0; Column32: 1.8765; Column33: 0.30199 | WLDFR | HFTD - Distribution - Tier 3 - 4QU CoRE ¦ 4QU LoRE | Non-Red Flag Warning - Large Fires | 2059 | 7.8836e-09 | 7.8836e-09 | 8.3524 | 0.96727 | 4.6367 | 2.7484 | 0 | 0 | 8.8597e-06 | 6.5847e-08 | 0 | 6.5847e-08 | 6.5847e-08 | 0 | 6.5847e-08 | 0 | 1.183e-05 | 2.5933e-05 | 0 | 2.5933e-05 | [17 empty] | 7.3.3.17.5 (Remote Grid) Updates to grid topology to minimize risk of ignition in HFTDs Remote GridWLDFRContact from objectAggregated | WLDFR | HFTD - Distribution - Tier 2 - 3QU CoRE ¦ 2QU LoRE | Non-Red Flag Warning - Destructive Fires | Contact from object | Aggregated | 2059 | 6.0449e-07 | 791.1377 | 0.00047824 | 2059 | Mitigation | 0.95 | 45 | 0 | esc | 0.00097009 | 5.8641e-10 | 0.00097009 | 5.8641e-10
[35 empty] | 7.3.3.17.6 Updates to grid topology to minimize risk of ignition in HFTDs Butte County Rebuild | WLDFR | HFTD - Distribution - Tier 3 - 2QU CoRE ¦ 3QU LoRE | 2049 | 0.1504 | 0.002458 | 0.70061 | 0 | 0.70061 |  |  |  |  | 0.0052198 | 1.4878 | 0 | 1.4878 | 0.10537 |  | 0.22377 | 0.0076778 | 0.0011548 | Column23: 2.1884; Column24: 0.32914; Column25: 0; Column26: 0; Column27: 2.1884; Column28: 0.32914; Column29: 0.0065835; Column30: 1.8765; Column31: 0; Column32: 1.8765; Column33: 0.28223 | WLDFR | HFTD - Distribution - Tier 3 - 4QU CoRE ¦ 4QU LoRE | Non-Red Flag Warning - Large Fires | 2060 | 7.8836e-09 | 7.8836e-09 | 8.3524 | 0.96727 | 4.6367 | 2.7484 | 0 | 0 | 8.8597e-06 | 6.5847e-08 | 0 | 6.5847e-08 | 6.5847e-08 | 0 | 6.5847e-08 | 0 | 1.2373e-05 | 2.7122e-05 | 0 | 2.7122e-05 | [17 empty] | 7.3.3.17.5 (Remote Grid) Updates to grid topology to minimize risk of ignition in HFTDs Remote GridWLDFRContact from objectAggregated | WLDFR | HFTD - Distribution - Tier 2 - 3QU CoRE ¦ 2QU LoRE | Non-Red Flag Warning - Destructive Fires | Contact from object | Aggregated | 2060 | 6.0449e-07 | 791.1377 | 0.00047824 | 2060 | Mitigation | 0.95 | 45 | 0 | esc | 0.00097009 | 5.8641e-10 | 0.00097009 | 5.8641e-10
[35 empty] | 7.3.3.17.6 Updates to grid topology to minimize risk of ignition in HFTDs Butte County Rebuild | WLDFR | HFTD - Distribution - Tier 3 - 2QU CoRE ¦ 3QU LoRE | 2050 | 0.14056 | 0.002458 | 0.70061 | 0 | 0.70061 |  |  |  |  | 0.0052198 | 1.4878 | 0 | 1.4878 | 0.09848 |  | 0.20913 | 0.0076778 | 0.0010792 | Column23: 2.1884; Column24: 0.30761; Column25: 0; Column26: 0; Column27: 2.1884; Column28: 0.30761; Column29: 0.0065835; Column30: 1.8765; Column31: 0; Column32: 1.8765; Column33: 0.26377 | WLDFR | HFTD - Distribution - Tier 3 - 4QU CoRE ¦ 4QU LoRE | Non-Red Flag Warning - Large Fires | 2061 | 7.8836e-09 | 7.8836e-09 | 8.3524 | 0.96727 | 4.6367 | 2.7484 | 0 | 0 | 8.8597e-06 | 6.5847e-08 | 0 | 6.5847e-08 | 6.5847e-08 | 0 | 6.5847e-08 | 0 | 1.2373e-05 | 2.7122e-05 | 0 | 2.7122e-05 | [17 empty] | 7.3.3.17.5 (Remote Grid) Updates to grid topology to minimize risk of ignition in HFTDs Remote GridWLDFRContact from objectAggregated | WLDFR | HFTD - Distribution - Tier 2 - 3QU CoRE ¦ 2QU LoRE | Non-Red Flag Warning - Destructive Fires | Contact from object | Aggregated | 2061 | 6.0449e-07 | 791.1377 | 0.00047824 | 2061 | Mitigation | 0.95 | 45 | 0 | esc | 0.00097009 | 5.8641e-10 | 0.00097009 | 5.8641e-10
[35 empty] | 7.3.3.17.6 Updates to grid topology to minimize risk of ignition in HFTDs Butte County Rebuild | WLDFR | HFTD - Distribution - Tier 3 - 2QU CoRE ¦ 3QU LoRE | 2051 | 0.13137 | 0.002458 | 0.70061 | 0 | 0.70061 |  |  |  |  | 0.0052198 | 1.4878 | 0 | 1.4878 | 0.092037 |  | 0.19545 | 0.0076778 | 0.0010086 | Column23: 2.1884; Column24: 0.28749; Column25: 0; Column26: 0; Column27: 2.1884; Column28: 0.28749; Column29: 0.0065835; Column30: 1.8765; Column31: 0; Column32: 1.8765; Column33: 0.24651 | WLDFR | HFTD - Distribution - Tier 3 - 4QU CoRE ¦ 4QU LoRE | Non-Red Flag Warning - Large Fires | 2062 | 7.8836e-09 | 7.8836e-09 | 8.3524 | 0.96727 | 4.6367 | 2.7484 | 0 | 0 | 8.8597e-06 | 6.5847e-08 | 0 | 6.5847e-08 | 6.5847e-08 | 0 | 6.5847e-08 | 0 | 1.2373e-05 | 2.7122e-05 | 0 | 2.7122e-05 | [17 empty] | 7.3.3.17.5 (Remote Grid) Updates to grid topology to minimize risk of ignition in HFTDs Remote GridWLDFRContact from objectAggregated | WLDFR | HFTD - Distribution - Tier 2 - 3QU CoRE ¦ 2QU LoRE | Non-Red Flag Warning - Destructive Fires | Contact from object | Aggregated | 2062 | 6.0449e-07 | 791.1377 | 0.00047824 | 2062 | Mitigation | 0.95 | 45 | 0 | esc | 0.00097009 | 5.8641e-10 | 0.00097009 | 5.8641e-10
[35 empty] | 7.3.3.17.6 Updates to grid topology to minimize risk of ignition in HFTDs Butte County Rebuild | WLDFR | HFTD - Distribution - Tier 3 - 2QU CoRE ¦ 3QU LoRE | 2052 | 0.12277 | 0.002458 | 0.70061 | 0 | 0.70061 |  |  |  |  | 0.0052198 | 1.4878 | 0 | 1.4878 | 0.086016 |  | 0.18266 | 0.0076778 | 0.00094262 | Column23: 2.1884; Column24: 0.26868; Column25: 0; Column26: 0; Column27: 2.1884; Column28: 0.26868; Column29: 0.0065835; Column30: 1.8765; Column31: 0; Column32: 1.8765; Column33: 0.23038 | WLDFR | HFTD - Distribution - Tier 3 - 4QU CoRE ¦ 4QU LoRE | Non-Red Flag Warning - Large Fires | 2063 | 7.8836e-09 | 7.8836e-09 | 8.872 | 1.0079 | 4.9153 | 2.9488 | 0 | 0 | 8.8597e-06 | 6.9943e-08 | 0 | 6.9943e-08 | 6.9943e-08 | 0 | 6.9943e-08 | 0 | 1.2373e-05 | 2.7122e-05 | 0 | 2.7122e-05 | [17 empty] | 7.3.3.17.5 (Remote Grid) Updates to grid topology to minimize risk of ignition in HFTDs Remote GridWLDFRContact from objectAggregated | WLDFR | HFTD - Distribution - Tier 2 - 3QU CoRE ¦ 2QU LoRE | Non-Red Flag Warning - Destructive Fires | Contact from object | Aggregated | 2063 | 6.0449e-07 | 791.1377 | 0.00047824 | 2063 | Mitigation | 0.95 | 45 | 0 | esc | 0.00097009 | 5.8641e-10 | 0.00097009 | 5.8641e-10
[35 empty] | 7.3.3.17.6 Updates to grid topology to minimize risk of ignition in HFTDs Butte County Rebuild | WLDFR | HFTD - Distribution - Tier 3 - 2QU CoRE ¦ 3QU LoRE | 2053 | 0.11474 | 0.002458 | 0.73495 | 0 | 0.73495 |  |  |  |  | 0.0052198 | 1.5607 | 0 | 1.5607 | 0.084329 |  | 0.17908 | 0.0076778 | 0.00088096 | Column23: 2.2957; Column24: 0.26341; Column25: 0; Column26: 0; Column27: 2.2957; Column28: 0.26341; Column29: 0.0065835; Column30: 1.9685; Column31: 0; Column32: 1.9685; Column33: 0.22587 | WLDFR | HFTD - Distribution - Tier 3 - 4QU CoRE ¦ 4QU LoRE | Non-Red Flag Warning - Large Fires | 2064 | 7.8836e-09 | 7.8836e-09 | 8.872 | 1.0079 | 4.9153 | 2.9488 | 0 | 0 | 8.8597e-06 | 6.9943e-08 | 0 | 6.9943e-08 | 6.9943e-08 | 0 | 6.9943e-08 | 0 | 1.2373e-05 | 2.7122e-05 | 0 | 2.7122e-05 | [17 empty] | 7.3.3.17.5 (Remote Grid) Updates to grid topology to minimize risk of ignition in HFTDs Remote GridWLDFRContact from objectAggregated | WLDFR | HFTD - Distribution - Tier 2 - 3QU CoRE ¦ 2QU LoRE | Non-Red Flag Warning - Destructive Fires | Contact from object | Aggregated | 2064 | 6.0449e-07 | 791.1377 | 0.00047824 | 2064 | Mitigation | 0.95 | 45 | 0 | esc | 0.00097009 | 5.8641e-10 | 0.00097009 | 5.8641e-10
[35 empty] | 7.3.3.17.6 Updates to grid topology to minimize risk of ignition in HFTDs Butte County Rebuild | WLDFR | HFTD - Distribution - Tier 3 - 2QU CoRE ¦ 3QU LoRE | 2054 | 0.10723 | 0.002458 | 0.73495 | 0 | 0.73495 |  |  |  |  | 0.0052198 | 1.5607 | 0 | 1.5607 | 0.078812 |  | 0.16736 | 0.0076778 | 0.00082333 | Column23: 2.2957; Column24: 0.24618; Column25: 0; Column26: 0; Column27: 2.2957; Column28: 0.24618; Column29: 0.0065835; Column30: 1.9685; Column31: 0; Column32: 1.9685; Column33: 0.21109 | WLDFR | HFTD - Distribution - Tier 3 - 4QU CoRE ¦ 4QU LoRE | Non-Red Flag Warning - Large Fires | 2065 | 7.8836e-09 | 7.8836e-09 | 8.872 | 1.0079 | 4.9153 | 2.9488 | 0 | 0 | 8.8597e-06 | 6.9943e-08 | 0 | 6.9943e-08 | 6.9943e-08 | 0 | 6.9943e-08 | 0 | 1.2914e-05 | 2.8307e-05 | 0 | 2.8307e-05 | [17 empty] | 7.3.3.17.5 (Remote Grid) Updates to grid topology to minimize risk of ignition in HFTDs Remote GridWLDFRContact from objectAggregated | WLDFR | HFTD - Distribution - Tier 2 - 3QU CoRE ¦ 2QU LoRE | Non-Red Flag Warning - Destructive Fires | Contact from object | Aggregated | 2065 | 6.0449e-07 | 791.1377 | 0.00047824 | 2065 | Mitigation | 0.95 | 45 | 0 | esc | 0.00097009 | 5.8641e-10 | 0.00097009 | 5.8641e-10
[35 empty] | 7.3.3.17.6 Updates to grid topology to minimize risk of ignition in HFTDs Butte County Rebuild | WLDFR | HFTD - Distribution - Tier 3 - 2QU CoRE ¦ 3QU LoRE | 2055 | 0.10022 | 0.002458 | 0.73495 | 0 | 0.73495 |  |  |  |  | 0.0052198 | 1.5607 | 0 | 1.5607 | 0.073656 |  | 0.15641 | 0.0076778 | 0.00076946 | Column23: 2.2957; Column24: 0.23007; Column25: 0; Column26: 0; Column27: 2.2957; Column28: 0.23007; Column29: 0.0065835; Column30: 1.9685; Column31: 0; Column32: 1.9685; Column33: 0.19728 | WLDFR | HFTD - Distribution - Tier 3 - 4QU CoRE ¦ 4QU LoRE | Non-Red Flag Warning - Large Fires | 2066 | 7.8836e-09 | 7.8836e-09 | 8.872 | 1.0079 | 4.9153 | 2.9488 | 0 | 0 | 8.8597e-06 | 6.9943e-08 | 0 | 6.9943e-08 | 6.9943e-08 | 0 | 6.9943e-08 | 0 | 1.2914e-05 | 2.8307e-05 | 0 | 2.8307e-05 | [17 empty] | 7.3.3.17.5 (Remote Grid) Updates to grid topology to minimize risk of ignition in HFTDs Remote GridWLDFRContact from objectAggregated | WLDFR | HFTD - Distribution - Tier 2 - 3QU CoRE ¦ 2QU LoRE | Non-Red Flag Warning - Destructive Fires | Contact from object | Aggregated | 2066 | 6.0449e-07 | 791.1377 | 0.00047824 | 2066 | Mitigation | 0.95 | 45 | 0 | esc | 0.00097009 | 5.8641e-10 | 0.00097009 | 5.8641e-10
[35 empty] | 7.3.3.17.6 Updates to grid topology to minimize risk of ignition in HFTDs Butte County Rebuild | WLDFR | HFTD - Distribution - Tier 3 - 2QU CoRE ¦ 3QU LoRE | 2056 | 0.093663 | 0.002458 | 0.73495 | 0 | 0.73495 |  |  |  |  | 0.0052198 | 1.5607 | 0 | 1.5607 | 0.068838 |  | 0.14618 | 0.0076778 | 0.00071912 | Column23: 2.2957; Column24: 0.21502; Column25: 0; Column26: 0; Column27: 2.2957; Column28: 0.21502; Column29: 0.0065835; Column30: 1.9685; Column31: 0; Column32: 1.9685; Column33: 0.18437 | WLDFR | HFTD - Distribution - Tier 3 - 4QU CoRE ¦ 4QU LoRE | Non-Red Flag Warning - Large Fires | 2067 | 0 | 7.8836e-09 | 8.872 | 1.0079 | 4.9153 | 2.9488 | 0 | 0 | 8.8597e-06 | 0 | 0 | 0 | 6.9943e-08 | 0 | 6.9943e-08 | 0 | 1.2914e-05 | 2.8307e-05 | 0 | 2.8307e-05 | [17 empty] | 7.3.3.17.5 (Remote Grid) Updates to grid topology to minimize risk of ignition in HFTDs Remote GridWLDFRContact from objectAggregated | WLDFR | HFTD - Distribution - Tier 2 - 3QU CoRE ¦ 2QU LoRE | Non-Red Flag Warning - Destructive Fires | Contact from object | Aggregated | 2067 | 6.0449e-07 | 791.1377 | 0.00047824 | 2067 | Mitigation | 0.95 | 45 | 0 | esc | 0 | 0 | 0.00097009 | 5.8641e-10
[35 empty] | 7.3.3.17.6 Updates to grid topology to minimize risk of ignition in HFTDs Butte County Rebuild | WLDFR | HFTD - Distribution - Tier 3 - 2QU CoRE ¦ 3QU LoRE | 2057 | 0.087535 | 0.002458 | 0.73495 | 0 | 0.73495 |  |  |  |  | 0.0052198 | 1.5607 | 0 | 1.5607 | 0.064334 |  | 0.13662 | 0.0076778 | 0.00067208 | Column23: 2.2957; Column24: 0.20095; Column25: 0; Column26: 0; Column27: 2.2957; Column28: 0.20095; Column29: 0.0065835; Column30: 1.9685; Column31: 0; Column32: 1.9685; Column33: 0.17231 | WLDFR | HFTD - Distribution - Tier 3 - 4QU CoRE ¦ 4QU LoRE | Non-Red Flag Warning - Small Fires | 2022 | 3.1159e-06 | 0 | 0.077901 | 0.036425 | 0.0015809 | 0.039895 | 0 | 0 | 0.0033903 | 2.4273e-07 | 0 | 2.4273e-07 | 0 | 0 | 0 | 0 | 0 | 2.8307e-05 | 0 | 2.8307e-05 | [17 empty] | 7.3.3.17.5 (Remote Grid) Updates to grid topology to minimize risk of ignition in HFTDs Remote GridWLDFRContaminationAggregated | WLDFR | HFTD - Distribution - Tier 2 - 3QU CoRE ¦ 2QU LoRE | Non-Red Flag Warning - Destructive Fires | Contamination | Aggregated | 2022 | 1.2249e-08 | 791.1377 | 9.6903e-06 | 2022 | Mitigation | 0.95 | 45 | 0 | esc | 0.00097009 | 1.1882e-11 | 0 | 0
[35 empty] | 7.3.3.17.6 Updates to grid topology to minimize risk of ignition in HFTDs Butte County Rebuild | WLDFR | HFTD - Distribution - Tier 3 - 2QU CoRE ¦ 3QU LoRE | 2058 | 0.081809 | 0.002458 | 0.76998 | 0 | 0.76998 |  |  |  |  | 0.0052198 | 1.6351 | 0 | 1.6351 | 0.062991 |  | 0.13377 | 0.0076778 | 0.00062811 | Column23: 2.4051; Column24: 0.19676; Column25: 0; Column26: 0; Column27: 2.4051; Column28: 0.19676; Column29: 0.0065835; Column30: 2.0623; Column31: 0; Column32: 2.0623; Column33: 0.16872 | WLDFR | HFTD - Distribution - Tier 3 - 4QU CoRE ¦ 4QU LoRE | Non-Red Flag Warning - Small Fires | 2023 | 3.1159e-06 | 3.1159e-06 | 0.080408 | 0.03759 | 0.0016314 | 0.041187 | 0 | 0 | 0.0033903 | 2.5054e-07 | 0 | 2.5054e-07 | 2.5054e-07 | 0 | 2.5054e-07 | 0 | 0 | 0 | 0 | 0 | [17 empty] | 7.3.3.17.5 (Remote Grid) Updates to grid topology to minimize risk of ignition in HFTDs Remote GridWLDFRContaminationAggregated | WLDFR | HFTD - Distribution - Tier 2 - 3QU CoRE ¦ 2QU LoRE | Non-Red Flag Warning - Destructive Fires | Contamination | Aggregated | 2023 | 1.2249e-08 | 791.1377 | 9.6903e-06 | 2023 | Mitigation | 0.95 | 45 | 0 | esc | 0.00097009 | 1.1882e-11 | 0.00097009 | 1.1882e-11
[35 empty] | 7.3.3.17.6 Updates to grid topology to minimize risk of ignition in HFTDs Butte County Rebuild | WLDFR | HFTD - Distribution - Tier 3 - 2QU CoRE ¦ 3QU LoRE | 2059 | 0.076457 | 0.002458 | 0.76998 | 0 | 0.76998 |  |  |  |  | 0.0052198 | 1.6351 | 0 | 1.6351 | 0.05887 |  | 0.12502 | 0.0076778 | 0.00058702 | Column23: 2.4051; Column24: 0.18389; Column25: 0; Column26: 0; Column27: 2.4051; Column28: 0.18389; Column29: 0.0065835; Column30: 2.0623; Column31: 0; Column32: 2.0623; Column33: 0.15768 | WLDFR | HFTD - Distribution - Tier 3 - 4QU CoRE ¦ 4QU LoRE | Non-Red Flag Warning - Small Fires | 2024 | 3.1159e-06 | 3.1159e-06 | 0.080408 | 0.03759 | 0.0016314 | 0.041187 | 0 | 0 | 0.0033903 | 2.5054e-07 | 0 | 2.5054e-07 | 2.5054e-07 | 0 | 2.5054e-07 | 0 | 6.9395e-06 | 0 | 0 | 0 | [17 empty] | 7.3.3.17.5 (Remote Grid) Updates to grid topology to minimize risk of ignition in HFTDs Remote GridWLDFRContaminationAggregated | WLDFR | HFTD - Distribution - Tier 2 - 3QU CoRE ¦ 2QU LoRE | Non-Red Flag Warning - Destructive Fires | Contamination | Aggregated | 2024 | 1.2249e-08 | 791.1377 | 9.6903e-06 | 2024 | Mitigation | 0.95 | 45 | 0 | esc | 0.00097009 | 1.1882e-11 | 0.00097009 | 1.1882e-11
[35 empty] | 7.3.3.17.6 Updates to grid topology to minimize risk of ignition in HFTDs Butte County Rebuild | WLDFR | HFTD - Distribution - Tier 3 - 2QU CoRE ¦ 3QU LoRE | 2060 | 0.071455 | 0.002458 | 0.76998 | 0 | 0.76998 |  |  |  |  | 0.0052198 | 1.6351 | 0 | 1.6351 | 0.055019 |  | 0.11684 | 0.0076778 | 0.00054862 | Column23: 2.4051; Column24: 0.17186; Column25: 0; Column26: 0; Column27: 2.4051; Column28: 0.17186; Column29: 0.0065835; Column30: 2.0623; Column31: 0; Column32: 2.0623; Column33: 0.14736 | WLDFR | HFTD - Distribution - Tier 3 - 4QU CoRE ¦ 4QU LoRE | Non-Red Flag Warning - Small Fires | 2025 | 3.1159e-06 | 3.1159e-06 | 0.080408 | 0.03759 | 0.0016314 | 0.041187 | 0 | 0 | 0.0033903 | 2.5054e-07 | 0 | 2.5054e-07 | 2.5054e-07 | 0 | 2.5054e-07 | 0 | 7.1931e-06 | 1.5767e-05 | 0 | 1.5767e-05 | [17 empty] | 7.3.3.17.5 (Remote Grid) Updates to grid topology to minimize risk of ignition in HFTDs Remote GridWLDFRContaminationAggregated | WLDFR | HFTD - Distribution - Tier 2 - 3QU CoRE ¦ 2QU LoRE | Non-Red Flag Warning - Destructive Fires | Contamination | Aggregated | 2025 | 1.2249e-08 | 791.1377 | 9.6903e-06 | 2025 | Mitigation | 0.95 | 45 | 0 | esc | 0.00097009 | 1.1882e-11 | 0.00097009 | 1.1882e-11
[35 empty] | 7.3.3.17.6 Updates to grid topology to minimize risk of ignition in HFTDs Butte County Rebuild | WLDFR | HFTD - Distribution - Tier 3 - 2QU CoRE ¦ 3QU LoRE | 2061 | 0.06678 | 0.002458 | 0.76998 | 0 | 0.76998 |  |  |  |  | 0.0052198 | 1.6351 | 0 | 1.6351 | 0.05142 |  | 0.10919 | 0.0076778 | 0.00051273 | Column23: 2.4051; Column24: 0.16061; Column25: 0; Column26: 0; Column27: 2.4051; Column28: 0.16061; Column29: 0.0065835; Column30: 2.0623; Column31: 0; Column32: 2.0623; Column33: 0.13772 | WLDFR | HFTD - Distribution - Tier 3 - 4QU CoRE ¦ 4QU LoRE | Non-Red Flag Warning - Small Fires | 2026 | 3.1159e-06 | 3.1159e-06 | 0.080408 | 0.03759 | 0.0016314 | 0.041187 | 0 | 0 | 0.0033903 | 2.5054e-07 | 0 | 2.5054e-07 | 2.5054e-07 | 0 | 2.5054e-07 | 0 | 7.1931e-06 | 1.5767e-05 | 0 | 1.5767e-05 | [17 empty] | 7.3.3.17.5 (Remote Grid) Updates to grid topology to minimize risk of ignition in HFTDs Remote GridWLDFRContaminationAggregated | WLDFR | HFTD - Distribution - Tier 2 - 3QU CoRE ¦ 2QU LoRE | Non-Red Flag Warning - Destructive Fires | Contamination | Aggregated | 2026 | 1.2249e-08 | 791.1377 | 9.6903e-06 | 2026 | Mitigation | 0.95 | 45 | 0 | esc | 0.00097009 | 1.1882e-11 | 0.00097009 | 1.1882e-11
[35 empty] | 7.3.3.17.6 Updates to grid topology to minimize risk of ignition in HFTDs Butte County Rebuild | WLDFR | HFTD - Distribution - Tier 3 - 2QU CoRE ¦ 3QU LoRE | 2062 | 0.062412 | 0.002458 | 0.76998 | 0 | 0.76998 |  |  |  |  | 0.0052198 | 1.6351 | 0 | 1.6351 | 0.048056 |  | 0.10205 | 0.0076778 | 0.00047918 | Column23: 2.4051; Column24: 0.15011; Column25: 0; Column26: 0; Column27: 2.4051; Column28: 0.15011; Column29: 0.0065835; Column30: 2.0623; Column31: 0; Column32: 2.0623; Column33: 0.12871 | WLDFR | HFTD - Distribution - Tier 3 - 4QU CoRE ¦ 4QU LoRE | Non-Red Flag Warning - Small Fires | 2027 | 3.1159e-06 | 3.1159e-06 | 0.080408 | 0.03759 | 0.0016314 | 0.041187 | 0 | 0 | 0.0033903 | 2.5054e-07 | 0 | 2.5054e-07 | 2.5054e-07 | 0 | 2.5054e-07 | 0 | 7.1931e-06 | 1.5767e-05 | 0 | 1.5767e-05 | [17 empty] | 7.3.3.17.5 (Remote Grid) Updates to grid topology to minimize risk of ignition in HFTDs Remote GridWLDFRContaminationAggregated | WLDFR | HFTD - Distribution - Tier 2 - 3QU CoRE ¦ 2QU LoRE | Non-Red Flag Warning - Destructive Fires | Contamination | Aggregated | 2027 | 1.2249e-08 | 791.1377 | 9.6903e-06 | 2027 | Mitigation | 0.95 | 45 | 0 | esc | 0.00097009 | 1.1882e-11 | 0.00097009 | 1.1882e-11
[35 empty] | 7.3.3.17.6 Updates to grid topology to minimize risk of ignition in HFTDs Butte County Rebuild | WLDFR | HFTD - Distribution - Tier 3 - 2QU CoRE ¦ 3QU LoRE | 2063 | 0.058329 | 0.002458 | 0.80528 | 0 | 0.80528 |  |  |  |  | 0.0052198 | 1.7101 | 0 | 1.7101 | 0.046971 |  | 0.099747 | 0.0076778 | 0.00044783 | Column23: 2.5154; Column24: 0.14672; Column25: 0; Column26: 0; Column27: 2.5154; Column28: 0.14672; Column29: 0.0065835; Column30: 2.1569; Column31: 0; Column32: 2.1569; Column33: 0.12581 | WLDFR | HFTD - Distribution - Tier 3 - 4QU CoRE ¦ 4QU LoRE | Non-Red Flag Warning - Small Fires | 2028 | 3.1159e-06 | 3.1159e-06 | 0.083606 | 0.039055 | 0.001695 | 0.042856 | 0 | 0 | 0.0033903 | 2.6051e-07 | 0 | 2.6051e-07 | 2.6051e-07 | 0 | 2.6051e-07 | 0 | 7.1931e-06 | 1.5767e-05 | 0 | 1.5767e-05 | [17 empty] | 7.3.3.17.5 (Remote Grid) Updates to grid topology to minimize risk of ignition in HFTDs Remote GridWLDFRContaminationAggregated | WLDFR | HFTD - Distribution - Tier 2 - 3QU CoRE ¦ 2QU LoRE | Non-Red Flag Warning - Destructive Fires | Contamination | Aggregated | 2028 | 1.2249e-08 | 791.1377 | 9.6903e-06 | 2028 | Mitigation | 0.95 | 45 | 0 | esc | 0.00097009 | 1.1882e-11 | 0.00097009 | 1.1882e-11
[35 empty] | 7.3.3.17.6 Updates to grid topology to minimize risk of ignition in HFTDs Butte County Rebuild | WLDFR | HFTD - Distribution - Tier 3 - 2QU CoRE ¦ 3QU LoRE | 2064 | 0.054513 | 0.002458 | 0.80528 | 0 | 0.80528 |  |  |  |  | 0.0052198 | 1.7101 | 0 | 1.7101 | 0.043898 |  | 0.093221 | 0.0076778 | 0.00041854 | Column23: 2.5154; Column24: 0.13712; Column25: 0; Column26: 0; Column27: 2.5154; Column28: 0.13712; Column29: 0.0065835; Column30: 2.1569; Column31: 0; Column32: 2.1569; Column33: 0.11758 | WLDFR | HFTD - Distribution - Tier 3 - 4QU CoRE ¦ 4QU LoRE | Non-Red Flag Warning - Small Fires | 2029 | 3.1159e-06 | 3.1159e-06 | 0.083606 | 0.039055 | 0.001695 | 0.042856 | 0 | 0 | 0.0033903 | 2.6051e-07 | 0 | 2.6051e-07 | 2.6051e-07 | 0 | 2.6051e-07 | 0 | 7.1931e-06 | 1.5767e-05 | 0 | 1.5767e-05 | [17 empty] | 7.3.3.17.5 (Remote Grid) Updates to grid topology to minimize risk of ignition in HFTDs Remote GridWLDFRContaminationAggregated | WLDFR | HFTD - Distribution - Tier 2 - 3QU CoRE ¦ 2QU LoRE | Non-Red Flag Warning - Destructive Fires | Contamination | Aggregated | 2029 | 1.2249e-08 | 791.1377 | 9.6903e-06 | 2029 | Mitigation | 0.95 | 45 | 0 | esc | 0.00097009 | 1.1882e-11 | 0.00097009 | 1.1882e-11
[35 empty] | 7.3.3.17.6 Updates to grid topology to minimize risk of ignition in HFTDs Butte County Rebuild | WLDFR | HFTD - Distribution - Tier 3 - 2QU CoRE ¦ 3QU LoRE | 2065 | 0.050946 | 0.002458 | 0.80528 | 0 | 0.80528 |  |  |  |  | 0.0052198 | 1.7101 | 0 | 1.7101 | 0.041026 |  | 0.087123 | 0.0076778 | 0.00039116 | Column23: 2.5154; Column24: 0.12815; Column25: 0; Column26: 0; Column27: 2.5154; Column28: 0.12815; Column29: 0.0065835; Column30: 2.1569; Column31: 0; Column32: 2.1569; Column33: 0.10988 | WLDFR | HFTD - Distribution - Tier 3 - 4QU CoRE ¦ 4QU LoRE | Non-Red Flag Warning - Small Fires | 2030 | 3.1159e-06 | 3.1159e-06 | 0.083606 | 0.039055 | 0.001695 | 0.042856 | 0 | 0 | 0.0033903 | 2.6051e-07 | 0 | 2.6051e-07 | 2.6051e-07 | 0 | 2.6051e-07 | 0 | 7.5123e-06 | 1.6467e-05 | 0 | 1.6467e-05 | [17 empty] | 7.3.3.17.5 (Remote Grid) Updates to grid topology to minimize risk of ignition in HFTDs Remote GridWLDFRContaminationAggregated | WLDFR | HFTD - Distribution - Tier 2 - 3QU CoRE ¦ 2QU LoRE | Non-Red Flag Warning - Destructive Fires | Contamination | Aggregated | 2030 | 1.2249e-08 | 791.1377 | 9.6903e-06 | 2030 | Mitigation | 0.95 | 45 | 0 | esc | 0.00097009 | 1.1882e-11 | 0.00097009 | 1.1882e-11
[35 empty] | 7.3.3.17.6 Updates to grid topology to minimize risk of ignition in HFTDs Butte County Rebuild | WLDFR | HFTD - Distribution - Tier 3 - 2QU CoRE ¦ 3QU LoRE | 2066 | 0.047613 | 0.002458 | 0.80528 | 0 | 0.80528 |  |  |  |  | 0.0052198 | 1.7101 | 0 | 1.7101 | 0.038342 |  | 0.081423 | 0.0076778 | 0.00036557 | Column23: 2.5154; Column24: 0.11977; Column25: 0; Column26: 0; Column27: 2.5154; Column28: 0.11977; Column29: 0.0065835; Column30: 2.1569; Column31: 0; Column32: 2.1569; Column33: 0.1027 | WLDFR | HFTD - Distribution - Tier 3 - 4QU CoRE ¦ 4QU LoRE | Non-Red Flag Warning - Small Fires | 2031 | 3.1159e-06 | 3.1159e-06 | 0.083606 | 0.039055 | 0.001695 | 0.042856 | 0 | 0 | 0.0033903 | 2.6051e-07 | 0 | 2.6051e-07 | 2.6051e-07 | 0 | 2.6051e-07 | 0 | 7.5123e-06 | 1.6467e-05 | 0 | 1.6467e-05 | [17 empty] | 7.3.3.17.5 (Remote Grid) Updates to grid topology to minimize risk of ignition in HFTDs Remote GridWLDFRContaminationAggregated | WLDFR | HFTD - Distribution - Tier 2 - 3QU CoRE ¦ 2QU LoRE | Non-Red Flag Warning - Destructive Fires | Contamination | Aggregated | 2031 | 1.2249e-08 | 791.1377 | 9.6903e-06 | 2031 | Mitigation | 0.95 | 45 | 0 | esc | 0.00097009 | 1.1882e-11 | 0.00097009 | 1.1882e-11
[35 empty] | 7.3.3.17.6 Updates to grid topology to minimize risk of ignition in HFTDs Butte County Rebuild | WLDFR | HFTD - Distribution - Tier 3 - 2QU CoRE ¦ 3QU LoRE | 2067 | 0.044499 | 0.002458 | 0.80528 | 0 | 0.80528 |  |  |  |  | 0.0052198 | 1.7101 | 0 | 1.7101 | 0.035834 |  | 0.076096 | 0.0076778 | 0.00034165 | Column23: 2.5154; Column24: 0.11193; Column25: 0; Column26: 0; Column27: 2.5154; Column28: 0.11193; Column29: 0.0065835; Column30: 2.1569; Column31: 0; Column32: 2.1569; Column33: 0.095977 | WLDFR | HFTD - Distribution - Tier 3 - 4QU CoRE ¦ 4QU LoRE | Non-Red Flag Warning - Small Fires | 2032 | 3.1159e-06 | 3.1159e-06 | 0.083606 | 0.039055 | 0.001695 | 0.042856 | 0 | 0 | 0.0033903 | 2.6051e-07 | 0 | 2.6051e-07 | 2.6051e-07 | 0 | 2.6051e-07 | 0 | 7.5123e-06 | 1.6467e-05 | 0 | 1.6467e-05 | [17 empty] | 7.3.3.17.5 (Remote Grid) Updates to grid topology to minimize risk of ignition in HFTDs Remote GridWLDFRContaminationAggregated | WLDFR | HFTD - Distribution - Tier 2 - 3QU CoRE ¦ 2QU LoRE | Non-Red Flag Warning - Destructive Fires | Contamination | Aggregated | 2032 | 1.2249e-08 | 791.1377 | 9.6903e-06 | 2032 | Mitigation | 0.95 | 45 | 0 | esc | 0.00097009 | 1.1882e-11 | 0.00097009 | 1.1882e-11
[35 empty] | 7.3.3.17.6 Updates to grid topology to minimize risk of ignition in HFTDs Butte County Rebuild | WLDFR | HFTD - Distribution - Tier 3 - 2QU CoRE ¦ 3QU LoRE | 2068 | 0.041587 | 0.002458 | 0.84043 | 0 | 0.84043 |  |  |  |  | 0.0052198 | 1.7847 | 0 | 1.7847 | 0.034952 |  | 0.074222 | 0.0076778 | 0.0003193 | Column23: 2.6252; Column24: 0.10917; Column25: 0; Column26: 0; Column27: 2.6252; Column28: 0.10917; Column29: 0.0065835; Column30: 2.251; Column31: 0; Column32: 2.251; Column33: 0.093614 | WLDFR | HFTD - Distribution - Tier 3 - 4QU CoRE ¦ 4QU LoRE | Non-Red Flag Warning - Small Fires | 2033 | 3.1159e-06 | 3.1159e-06 | 0.087211 | 0.040679 | 0.0017655 | 0.044766 | 0 | 0 | 0.0033903 | 2.7174e-07 | 0 | 2.7174e-07 | 2.7174e-07 | 0 | 2.7174e-07 | 0 | 7.5123e-06 | 1.6467e-05 | 0 | 1.6467e-05 | [17 empty] | 7.3.3.17.5 (Remote Grid) Updates to grid topology to minimize risk of ignition in HFTDs Remote GridWLDFRContaminationAggregated | WLDFR | HFTD - Distribution - Tier 2 - 3QU CoRE ¦ 2QU LoRE | Non-Red Flag Warning - Destructive Fires | Contamination | Aggregated | 2033 | 1.2249e-08 | 791.1377 | 9.6903e-06 | 2033 | Mitigation | 0.95 | 45 | 0 | esc | 0.00097009 | 1.1882e-11 | 0.00097009 | 1.1882e-11
[35 empty] | 7.3.3.17.6 Updates to grid topology to minimize risk of ignition in HFTDs Butte County Rebuild | WLDFR | HFTD - Distribution - Tier 3 - 2QU CoRE ¦ 3QU LoRE | 2069 | 0.038867 | 0.002458 | 0.84043 | 0 | 0.84043 |  |  |  |  | 0.0052198 | 1.7847 | 0 | 1.7847 | 0.032665 |  | 0.069367 | 0.0076778 | 0.00029841 | Column23: 2.6252; Column24: 0.10203; Column25: 0; Column26: 0; Column27: 2.6252; Column28: 0.10203; Column29: 0.0065835; Column30: 2.251; Column31: 0; Column32: 2.251; Column33: 0.087489 | WLDFR | HFTD - Distribution - Tier 3 - 4QU CoRE ¦ 4QU LoRE | Non-Red Flag Warning - Small Fires | 2034 | 3.1159e-06 | 3.1159e-06 | 0.087211 | 0.040679 | 0.0017655 | 0.044766 | 0 | 0 | 0.0033903 | 2.7174e-07 | 0 | 2.7174e-07 | 2.7174e-07 | 0 | 2.7174e-07 | 0 | 7.5123e-06 | 1.6467e-05 | 0 | 1.6467e-05 | [17 empty] | 7.3.3.17.5 (Remote Grid) Updates to grid topology to minimize risk of ignition in HFTDs Remote GridWLDFRContaminationAggregated | WLDFR | HFTD - Distribution - Tier 2 - 3QU CoRE ¦ 2QU LoRE | Non-Red Flag Warning - Destructive Fires | Contamination | Aggregated | 2034 | 1.2249e-08 | 791.1377 | 9.6903e-06 | 2034 | Mitigation | 0.95 | 45 | 0 | esc | 0.00097009 | 1.1882e-11 | 0.00097009 | 1.1882e-11
[35 empty] | 7.3.3.17.6 Updates to grid topology to minimize risk of ignition in HFTDs Butte County Rebuild | WLDFR | HFTD - Distribution - Tier 3 - 2QU CoRE ¦ 3QU LoRE | 2070 | 0.036324 | 0.002458 | 0.84043 | 0 | 0.84043 |  |  |  |  | 0.0052198 | 1.7847 | 0 | 1.7847 | 0.030528 |  | 0.064829 | 0.0076778 | 0.00027889 | Column23: 2.6252; Column24: 0.095357; Column25: 0; Column26: 0; Column27: 2.6252; Column28: 0.095357; Column29: 0.0065835; Column30: 2.251; Column31: 0; Column32: 2.251; Column33: 0.081766 | WLDFR | HFTD - Distribution - Tier 3 - 4QU CoRE ¦ 4QU LoRE | Non-Red Flag Warning - Small Fires | 2035 | 3.1159e-06 | 3.1159e-06 | 0.087211 | 0.040679 | 0.0017655 | 0.044766 | 0 | 0 | 0.0033903 | 2.7174e-07 | 0 | 2.7174e-07 | 2.7174e-07 | 0 | 2.7174e-07 | 0 | 7.8668e-06 | 1.7244e-05 | 0 | 1.7244e-05 | [17 empty] | 7.3.3.17.5 (Remote Grid) Updates to grid topology to minimize risk of ignition in HFTDs Remote GridWLDFRContaminationAggregated | WLDFR | HFTD - Distribution - Tier 2 - 3QU CoRE ¦ 2QU LoRE | Non-Red Flag Warning - Destructive Fires | Contamination | Aggregated | 2035 | 1.2249e-08 | 791.1377 | 9.6903e-06 | 2035 | Mitigation | 0.95 | 45 | 0 | esc | 0.00097009 | 1.1882e-11 | 0.00097009 | 1.1882e-11
[35 empty] | 7.3.3.17.6 Updates to grid topology to minimize risk of ignition in HFTDs Butte County Rebuild | WLDFR | HFTD - Distribution - Tier 3 - 2QU CoRE ¦ 3QU LoRE | 2071 | 0.033948 | 0.002458 | 0.84043 | 0 | 0.84043 |  |  |  |  | 0.0052198 | 1.7847 | 0 | 1.7847 | 0.028531 |  | 0.060588 | 0.0076778 | 0.00026064 | Column23: 2.6252; Column24: 0.089118; Column25: 0; Column26: 0; Column27: 2.6252; Column28: 0.089118; Column29: 0.0065835; Column30: 2.251; Column31: 0; Column32: 2.251; Column33: 0.076417 | WLDFR | HFTD - Distribution - Tier 3 - 4QU CoRE ¦ 4QU LoRE | Non-Red Flag Warning - Small Fires | 2036 | 3.1159e-06 | 3.1159e-06 | 0.087211 | 0.040679 | 0.0017655 | 0.044766 | 0 | 0 | 0.0033903 | 2.7174e-07 | 0 | 2.7174e-07 | 2.7174e-07 | 0 | 2.7174e-07 | 0 | 7.8668e-06 | 1.7244e-05 | 0 | 1.7244e-05 | [17 empty] | 7.3.3.17.5 (Remote Grid) Updates to grid topology to minimize risk of ignition in HFTDs Remote GridWLDFRContaminationAggregated | WLDFR | HFTD - Distribution - Tier 2 - 3QU CoRE ¦ 2QU LoRE | Non-Red Flag Warning - Destructive Fires | Contamination | Aggregated | 2036 | 1.2249e-08 | 791.1377 | 9.6903e-06 | 2036 | Mitigation | 0.95 | 45 | 0 | esc | 0.00097009 | 1.1882e-11 | 0.00097009 | 1.1882e-11
[35 empty] | 7.3.3.17.6 Updates to grid topology to minimize risk of ignition in HFTDs Butte County Rebuild | WLDFR | HFTD - Distribution - Tier 3 - 2QU CoRE ¦ 3QU LoRE | 2072 | 0.031727 | 0.002458 | 0.84043 | 0 | 0.84043 |  |  |  |  | 0.0052198 | 1.7847 | 0 | 1.7847 | 0.026664 |  | 0.056624 | 0.0076778 | 0.00024359 | Column23: 2.6252; Column24: 0.083288; Column25: 0; Column26: 0; Column27: 2.6252; Column28: 0.083288; Column29: 0.0065835; Column30: 2.251; Column31: 0; Column32: 2.251; Column33: 0.071417 | WLDFR | HFTD - Distribution - Tier 3 - 4QU CoRE ¦ 4QU LoRE | Non-Red Flag Warning - Small Fires | 2037 | 3.1159e-06 | 3.1159e-06 | 0.087211 | 0.040679 | 0.0017655 | 0.044766 | 0 | 0 | 0.0033903 | 2.7174e-07 | 0 | 2.7174e-07 | 2.7174e-07 | 0 | 2.7174e-07 | 0 | 7.8668e-06 | 1.7244e-05 | 0 | 1.7244e-05 | [17 empty] | 7.3.3.17.5 (Remote Grid) Updates to grid topology to minimize risk of ignition in HFTDs Remote GridWLDFRContaminationAggregated | WLDFR | HFTD - Distribution - Tier 2 - 3QU CoRE ¦ 2QU LoRE | Non-Red Flag Warning - Destructive Fires | Contamination | Aggregated | 2037 | 1.2249e-08 | 791.1377 | 9.6903e-06 | 2037 | Mitigation | 0.95 | 45 | 0 | esc | 0.00097009 | 1.1882e-11 | 0.00097009 | 1.1882e-11
[35 empty] | 7.3.3.17.6 Updates to grid topology to minimize risk of ignition in HFTDs Butte County Rebuild | WLDFR | HFTD - Distribution - Tier 3 - 2QU CoRE ¦ 3QU LoRE | 2073 | 0.029651 | 0.002458 | 0.875 | 0 | 0.875 |  |  |  |  | 0.0052198 | 1.8581 | 0 | 1.8581 | 0.025945 |  | 0.055096 | 0.0076778 | 0.00022766 | Column23: 2.7331; Column24: 0.081041; Column25: 0; Column26: 0; Column27: 2.7331; Column28: 0.081041; Column29: 0.0065835; Column30: 2.3436; Column31: 0; Column32: 2.3436; Column33: 0.069491 | WLDFR | HFTD - Distribution - Tier 3 - 4QU CoRE ¦ 4QU LoRE | Non-Red Flag Warning - Small Fires | 2038 | 3.1159e-06 | 3.1159e-06 | 0.091184 | 0.042438 | 0.0018418 | 0.046905 | 0 | 0 | 0.0033903 | 2.8412e-07 | 0 | 2.8412e-07 | 2.8412e-07 | 0 | 2.8412e-07 | 0 | 7.8668e-06 | 1.7244e-05 | 0 | 1.7244e-05 | [17 empty] | 7.3.3.17.5 (Remote Grid) Updates to grid topology to minimize risk of ignition in HFTDs Remote GridWLDFRContaminationAggregated | WLDFR | HFTD - Distribution - Tier 2 - 3QU CoRE ¦ 2QU LoRE | Non-Red Flag Warning - Destructive Fires | Contamination | Aggregated | 2038 | 1.2249e-08 | 791.1377 | 9.6903e-06 | 2038 | Mitigation | 0.95 | 45 | 0 | esc | 0.00097009 | 1.1882e-11 | 0.00097009 | 1.1882e-11
[35 empty] | 7.3.3.17.6 Updates to grid topology to minimize risk of ignition in HFTDs Butte County Rebuild | WLDFR | HFTD - Distribution - Tier 3 - 2QU CoRE ¦ 3QU LoRE | 2074 | 0.027711 | 0.002458 | 0.875 | 0 | 0.875 |  |  |  |  | 0.0052198 | 1.8581 | 0 | 1.8581 | 0.024248 |  | 0.051492 | 0.0076778 | 0.00021276 | Column23: 2.7331; Column24: 0.075739; Column25: 0; Column26: 0; Column27: 2.7331; Column28: 0.075739; Column29: 0.0065835; Column30: 2.3436; Column31: 0; Column32: 2.3436; Column33: 0.064944 | WLDFR | HFTD - Distribution - Tier 3 - 4QU CoRE ¦ 4QU LoRE | Non-Red Flag Warning - Small Fires | 2039 | 3.1159e-06 | 3.1159e-06 | 0.091184 | 0.042438 | 0.0018418 | 0.046905 | 0 | 0 | 0.0033903 | 2.8412e-07 | 0 | 2.8412e-07 | 2.8412e-07 | 0 | 2.8412e-07 | 0 | 7.8668e-06 | 1.7244e-05 | 0 | 1.7244e-05 | [17 empty] | 7.3.3.17.5 (Remote Grid) Updates to grid topology to minimize risk of ignition in HFTDs Remote GridWLDFRContaminationAggregated | WLDFR | HFTD - Distribution - Tier 2 - 3QU CoRE ¦ 2QU LoRE | Non-Red Flag Warning - Destructive Fires | Contamination | Aggregated | 2039 | 1.2249e-08 | 791.1377 | 9.6903e-06 | 2039 | Mitigation | 0.95 | 45 | 0 | esc | 0.00097009 | 1.1882e-11 | 0.00097009 | 1.1882e-11
[35 empty] | 7.3.3.17.6 Updates to grid topology to minimize risk of ignition in HFTDs Butte County Rebuild | WLDFR | HFTD - Distribution - Tier 3 - 2QU CoRE ¦ 3QU LoRE | 2075 | 0.025899 | 0 | 0 | 0 | 0 |  |  |  |  | 0.0052198 | 1.8581 | 0 | 1.8581 | 0 |  | 0.048123 | 0.0052198 | 0.00013518 | Column23: 1.8581; Column24: 0.048123; Column25: 0; Column26: 0; Column27: 1.8581; Column28: 0.048123; Column29: 0.0065835; Column30: 2.3436; Column31: 0; Column32: 2.3436; Column33: 0.060696 | WLDFR | HFTD - Distribution - Tier 3 - 4QU CoRE ¦ 4QU LoRE | Non-Red Flag Warning - Small Fires | 2040 | 3.1159e-06 | 3.1159e-06 | 0.091184 | 0.042438 | 0.0018418 | 0.046905 | 0 | 0 | 0.0033903 | 2.8412e-07 | 0 | 2.8412e-07 | 2.8412e-07 | 0 | 2.8412e-07 | 0 | 8.2512e-06 | 1.8087e-05 | 0 | 1.8087e-05 | [17 empty] | 7.3.3.17.5 (Remote Grid) Updates to grid topology to minimize risk of ignition in HFTDs Remote GridWLDFRContaminationAggregated | WLDFR | HFTD - Distribution - Tier 2 - 3QU CoRE ¦ 2QU LoRE | Non-Red Flag Warning - Destructive Fires | Contamination | Aggregated | 2040 | 1.2249e-08 | 791.1377 | 9.6903e-06 | 2040 | Mitigation | 0.95 | 45 | 0 | esc | 0.00097009 | 1.1882e-11 | 0.00097009 | 1.1882e-11
[35 empty] | 7.3.3.17.6 Updates to grid topology to minimize risk of ignition in HFTDs Butte County Rebuild | WLDFR | HFTD - Distribution - Tier 3 - 2QU CoRE ¦ 3QU LoRE | 2076 | 0.024204 | 0 | 0 | 0 | 0 |  |  |  |  | 0.0052198 | 1.8581 | 0 | 1.8581 | 0 |  | 0.044975 | 0.0052198 | 0.00012634 | Column23: 1.8581; Column24: 0.044975; Column25: 0; Column26: 0; Column27: 1.8581; Column28: 0.044975; Column29: 0.0065835; Column30: 2.3436; Column31: 0; Column32: 2.3436; Column33: 0.056725 | WLDFR | HFTD - Distribution - Tier 3 - 4QU CoRE ¦ 4QU LoRE | Non-Red Flag Warning - Small Fires | 2041 | 3.1159e-06 | 3.1159e-06 | 0.091184 | 0.042438 | 0.0018418 | 0.046905 | 0 | 0 | 0.0033903 | 2.8412e-07 | 0 | 2.8412e-07 | 2.8412e-07 | 0 | 2.8412e-07 | 0 | 8.2512e-06 | 1.8087e-05 | 0 | 1.8087e-05 | [17 empty] | 7.3.3.17.5 (Remote Grid) Updates to grid topology to minimize risk of ignition in HFTDs Remote GridWLDFRContaminationAggregated | WLDFR | HFTD - Distribution - Tier 2 - 3QU CoRE ¦ 2QU LoRE | Non-Red Flag Warning - Destructive Fires | Contamination | Aggregated | 2041 | 1.2249e-08 | 791.1377 | 9.6903e-06 | 2041 | Mitigation | 0.95 | 45 | 0 | esc | 0.00097009 | 1.1882e-11 | 0.00097009 | 1.1882e-11
[35 empty] | 7.3.3.17.6 Updates to grid topology to minimize risk of ignition in HFTDs Butte County Rebuild | WLDFR | HFTD - Distribution - Tier 3 - 2QU CoRE ¦ 3QU LoRE | 2077 | 0.022621 | 0 | 0 | 0 | 0 |  |  |  |  | 0 | 0 | 0 | 0 | 0 |  | 0 | 0 | 0 | Column23: 0; Column24: 0; Column25: 0; Column26: 0; Column27: 0; Column28: 0; Column29: 0.0065835; Column30: 2.3436; Column31: 0; Column32: 2.3436; Column33: 0.053014 | WLDFR | HFTD - Distribution - Tier 3 - 4QU CoRE ¦ 4QU LoRE | Non-Red Flag Warning - Small Fires | 2042 | 3.1159e-06 | 3.1159e-06 | 0.091184 | 0.042438 | 0.0018418 | 0.046905 | 0 | 0 | 0.0033903 | 2.8412e-07 | 0 | 2.8412e-07 | 2.8412e-07 | 0 | 2.8412e-07 | 0 | 8.2512e-06 | 1.8087e-05 | 0 | 1.8087e-05 | [17 empty] | 7.3.3.17.5 (Remote Grid) Updates to grid topology to minimize risk of ignition in HFTDs Remote GridWLDFRContaminationAggregated | WLDFR | HFTD - Distribution - Tier 2 - 3QU CoRE ¦ 2QU LoRE | Non-Red Flag Warning - Destructive Fires | Contamination | Aggregated | 2042 | 1.2249e-08 | 791.1377 | 9.6903e-06 | 2042 | Mitigation | 0.95 | 45 | 0 | esc | 0.00097009 | 1.1882e-11 | 0.00097009 | 1.1882e-11
[35 empty] | 7.3.3.17.6 Updates to grid topology to minimize risk of ignition in HFTDs Butte County Rebuild | WLDFR | HFTD - Distribution - Tier 3 - 2QU CoRE ¦ 4QU LoRE | 2020 | 1 | 0.00062672 | 0.15009 | 0 | 0.15009 |  |  |  |  | 0 | 0 | 0 | 0 | 0.15009 |  | 0 | 0.00062672 | 0.00062672 | Column23: 0.15009; Column24: 0.15009; Column25: 0; Column26: 0; Column27: 0.15009; Column28: 0.15009; Column29: 0; Column30: 0; Column31: 0; Column32: 0; Column33: 0 | WLDFR | HFTD - Distribution - Tier 3 - 4QU CoRE ¦ 4QU LoRE | Non-Red Flag Warning - Small Fires | 2043 | 3.1159e-06 | 3.1159e-06 | 0.095486 | 0.044306 | 0.0019228 | 0.049257 | 0 | 0 | 0.0033903 | 2.9752e-07 | 0 | 2.9752e-07 | 2.9752e-07 | 0 | 2.9752e-07 | 0 | 8.2512e-06 | 1.8087e-05 | 0 | 1.8087e-05 | [17 empty] | 7.3.3.17.5 (Remote Grid) Updates to grid topology to minimize risk of ignition in HFTDs Remote GridWLDFRContaminationAggregated | WLDFR | HFTD - Distribution - Tier 2 - 3QU CoRE ¦ 2QU LoRE | Non-Red Flag Warning - Destructive Fires | Contamination | Aggregated | 2043 | 1.2249e-08 | 791.1377 | 9.6903e-06 | 2043 | Mitigation | 0.95 | 45 | 0 | esc | 0.00097009 | 1.1882e-11 | 0.00097009 | 1.1882e-11
[35 empty] | 7.3.3.17.6 Updates to grid topology to minimize risk of ignition in HFTDs Butte County Rebuild | WLDFR | HFTD - Distribution - Tier 3 - 2QU CoRE ¦ 4QU LoRE | 2021 | 1 | 0.00062672 | 0.15009 | 0 | 0.15009 |  |  |  |  | 0 | 0 | 0 | 0 | 0.15009 |  | 0 | 0.00062672 | 0.00062672 | Column23: 0.15009; Column24: 0.15009; Column25: 0; Column26: 0; Column27: 0.15009; Column28: 0.15009; Column29: 0; Column30: 0; Column31: 0; Column32: 0; Column33: 0 | WLDFR | HFTD - Distribution - Tier 3 - 4QU CoRE ¦ 4QU LoRE | Non-Red Flag Warning - Small Fires | 2044 | 3.1159e-06 | 3.1159e-06 | 0.095486 | 0.044306 | 0.0019228 | 0.049257 | 0 | 0 | 0.0033903 | 2.9752e-07 | 0 | 2.9752e-07 | 2.9752e-07 | 0 | 2.9752e-07 | 0 | 8.2512e-06 | 1.8087e-05 | 0 | 1.8087e-05 | [17 empty] | 7.3.3.17.5 (Remote Grid) Updates to grid topology to minimize risk of ignition in HFTDs Remote GridWLDFRContaminationAggregated | WLDFR | HFTD - Distribution - Tier 2 - 3QU CoRE ¦ 2QU LoRE | Non-Red Flag Warning - Destructive Fires | Contamination | Aggregated | 2044 | 1.2249e-08 | 791.1377 | 9.6903e-06 | 2044 | Mitigation | 0.95 | 45 | 0 | esc | 0.00097009 | 1.1882e-11 | 0.00097009 | 1.1882e-11
[35 empty] | 7.3.3.17.6 Updates to grid topology to minimize risk of ignition in HFTDs Butte County Rebuild | WLDFR | HFTD - Distribution - Tier 3 - 2QU CoRE ¦ 4QU LoRE | 2022 | 0.93458 | 0.00060204 | 0.13508 | 0 | 0.13508 |  |  |  |  | 0.0016163 | 0.36263 | 0 | 0.36263 | 0.12624 |  | 0.33891 | 0.0022183 | 0.0020732 | Column23: 0.49771; Column24: 0.46515; Column25: 0; Column26: 0; Column27: 0.49771; Column28: 0.46515; Column29: 0; Column30: 0; Column31: 0; Column32: 0; Column33: 0 | WLDFR | HFTD - Distribution - Tier 3 - 4QU CoRE ¦ 4QU LoRE | Non-Red Flag Warning - Small Fires | 2045 | 3.1159e-06 | 3.1159e-06 | 0.095486 | 0.044306 | 0.0019228 | 0.049257 | 0 | 0 | 0.0033903 | 2.9752e-07 | 0 | 2.9752e-07 | 2.9752e-07 | 0 | 2.9752e-07 | 0 | 8.6604e-06 | 1.8984e-05 | 0 | 1.8984e-05 | [17 empty] | 7.3.3.17.5 (Remote Grid) Updates to grid topology to minimize risk of ignition in HFTDs Remote GridWLDFRContaminationAggregated | WLDFR | HFTD - Distribution - Tier 2 - 3QU CoRE ¦ 2QU LoRE | Non-Red Flag Warning - Destructive Fires | Contamination | Aggregated | 2045 | 1.2249e-08 | 791.1377 | 9.6903e-06 | 2045 | Mitigation | 0.95 | 45 | 0 | esc | 0.00097009 | 1.1882e-11 | 0.00097009 | 1.1882e-11
[35 empty] | 7.3.3.17.6 Updates to grid topology to minimize risk of ignition in HFTDs Butte County Rebuild | WLDFR | HFTD - Distribution - Tier 3 - 2QU CoRE ¦ 4QU LoRE | 2023 | 0.87344 | 0.00060204 | 0.14003 | 0 | 0.14003 |  |  |  |  | 0.0016163 | 0.37592 | 0 | 0.37592 | 0.12231 |  | 0.32835 | 0.0022183 | 0.0019376 | Column23: 0.51595; Column24: 0.45065; Column25: 0; Column26: 0; Column27: 0.51595; Column28: 0.45065; Column29: 0.0020385; Column30: 0.47414; Column31: 0; Column32: 0.47414; Column33: 0.41413 | WLDFR | HFTD - Distribution - Tier 3 - 4QU CoRE ¦ 4QU LoRE | Non-Red Flag Warning - Small Fires | 2046 | 3.1159e-06 | 3.1159e-06 | 0.095486 | 0.044306 | 0.0019228 | 0.049257 | 0 | 0 | 0.0033903 | 2.9752e-07 | 0 | 2.9752e-07 | 2.9752e-07 | 0 | 2.9752e-07 | 0 | 8.6604e-06 | 1.8984e-05 | 0 | 1.8984e-05 | [17 empty] | 7.3.3.17.5 (Remote Grid) Updates to grid topology to minimize risk of ignition in HFTDs Remote GridWLDFRContaminationAggregated | WLDFR | HFTD - Distribution - Tier 2 - 3QU CoRE ¦ 2QU LoRE | Non-Red Flag Warning - Destructive Fires | Contamination | Aggregated | 2046 | 1.2249e-08 | 791.1377 | 9.6903e-06 | 2046 | Mitigation | 0.95 | 45 | 0 | esc | 0.00097009 | 1.1882e-11 | 0.00097009 | 1.1882e-11
[35 empty] | 7.3.3.17.6 Updates to grid topology to minimize risk of ignition in HFTDs Butte County Rebuild | WLDFR | HFTD - Distribution - Tier 3 - 2QU CoRE ¦ 4QU LoRE | 2024 | 0.8163 | 0.00060204 | 0.14003 | 0 | 0.14003 |  |  |  |  | 0.0016163 | 0.37592 | 0 | 0.37592 | 0.11431 |  | 0.30687 | 0.0022183 | 0.0018108 | Column23: 0.51595; Column24: 0.42117; Column25: 0; Column26: 0; Column27: 0.51595; Column28: 0.42117; Column29: 0.0020385; Column30: 0.47414; Column31: 0; Column32: 0.47414; Column33: 0.38704 | WLDFR | HFTD - Distribution - Tier 3 - 4QU CoRE ¦ 4QU LoRE | Non-Red Flag Warning - Small Fires | 2047 | 3.1159e-06 | 3.1159e-06 | 0.095486 | 0.044306 | 0.0019228 | 0.049257 | 0 | 0 | 0.0033903 | 2.9752e-07 | 0 | 2.9752e-07 | 2.9752e-07 | 0 | 2.9752e-07 | 0 | 8.6604e-06 | 1.8984e-05 | 0 | 1.8984e-05 | [17 empty] | 7.3.3.17.5 (Remote Grid) Updates to grid topology to minimize risk of ignition in HFTDs Remote GridWLDFRContaminationAggregated | WLDFR | HFTD - Distribution - Tier 2 - 3QU CoRE ¦ 2QU LoRE | Non-Red Flag Warning - Destructive Fires | Contamination | Aggregated | 2047 | 1.2249e-08 | 791.1377 | 9.6903e-06 | 2047 | Mitigation | 0.95 | 45 | 0 | esc | 0.00097009 | 1.1882e-11 | 0.00097009 | 1.1882e-11
[35 empty] | 7.3.3.17.6 Updates to grid topology to minimize risk of ignition in HFTDs Butte County Rebuild | WLDFR | HFTD - Distribution - Tier 3 - 2QU CoRE ¦ 4QU LoRE | 2025 | 0.7629 | 0.00060204 | 0.14003 | 0 | 0.14003 |  |  |  |  | 0.0016163 | 0.37592 | 0 | 0.37592 | 0.10683 |  | 0.28679 | 0.0022183 | 0.0016923 | Column23: 0.51595; Column24: 0.39362; Column25: 0; Column26: 0; Column27: 0.51595; Column28: 0.39362; Column29: 0.0020385; Column30: 0.47414; Column31: 0; Column32: 0.47414; Column33: 0.36172 | WLDFR | HFTD - Distribution - Tier 3 - 4QU CoRE ¦ 4QU LoRE | Non-Red Flag Warning - Small Fires | 2048 | 3.1159e-06 | 3.1159e-06 | 0.10007 | 0.04626 | 0.0020076 | 0.051804 | 0 | 0 | 0.0033903 | 3.1181e-07 | 0 | 3.1181e-07 | 3.1181e-07 | 0 | 3.1181e-07 | 0 | 8.6604e-06 | 1.8984e-05 | 0 | 1.8984e-05 | [17 empty] | 7.3.3.17.5 (Remote Grid) Updates to grid topology to minimize risk of ignition in HFTDs Remote GridWLDFRContaminationAggregated | WLDFR | HFTD - Distribution - Tier 2 - 3QU CoRE ¦ 2QU LoRE | Non-Red Flag Warning - Destructive Fires | Contamination | Aggregated | 2048 | 1.2249e-08 | 791.1377 | 9.6903e-06 | 2048 | Mitigation | 0.95 | 45 | 0 | esc | 0.00097009 | 1.1882e-11 | 0.00097009 | 1.1882e-11
[35 empty] | 7.3.3.17.6 Updates to grid topology to minimize risk of ignition in HFTDs Butte County Rebuild | WLDFR | HFTD - Distribution - Tier 3 - 2QU CoRE ¦ 4QU LoRE | 2026 | 0.71299 | 0.00060204 | 0.14003 | 0 | 0.14003 |  |  |  |  | 0.0016163 | 0.37592 | 0 | 0.37592 | 0.099839 |  | 0.26803 | 0.0022183 | 0.0015816 | Column23: 0.51595; Column24: 0.36787; Column25: 0; Column26: 0; Column27: 0.51595; Column28: 0.36787; Column29: 0.0020385; Column30: 0.47414; Column31: 0; Column32: 0.47414; Column33: 0.33805 | WLDFR | HFTD - Distribution - Tier 3 - 4QU CoRE ¦ 4QU LoRE | Non-Red Flag Warning - Small Fires | 2049 | 3.1159e-06 | 3.1159e-06 | 0.10007 | 0.04626 | 0.0020076 | 0.051804 | 0 | 0 | 0.0033903 | 3.1181e-07 | 0 | 3.1181e-07 | 3.1181e-07 | 0 | 3.1181e-07 | 0 | 8.6604e-06 | 1.8984e-05 | 0 | 1.8984e-05 | [17 empty] | 7.3.3.17.5 (Remote Grid) Updates to grid topology to minimize risk of ignition in HFTDs Remote GridWLDFRContaminationAggregated | WLDFR | HFTD - Distribution - Tier 2 - 3QU CoRE ¦ 2QU LoRE | Non-Red Flag Warning - Destructive Fires | Contamination | Aggregated | 2049 | 1.2249e-08 | 791.1377 | 9.6903e-06 | 2049 | Mitigation | 0.95 | 45 | 0 | esc | 0.00097009 | 1.1882e-11 | 0.00097009 | 1.1882e-11
[35 empty] | 7.3.3.17.6 Updates to grid topology to minimize risk of ignition in HFTDs Butte County Rebuild | WLDFR | HFTD - Distribution - Tier 3 - 2QU CoRE ¦ 4QU LoRE | 2027 | 0.66634 | 0.00060204 | 0.14003 | 0 | 0.14003 |  |  |  |  | 0.0016163 | 0.37592 | 0 | 0.37592 | 0.093307 |  | 0.25049 | 0.0022183 | 0.0014781 | Column23: 0.51595; Column24: 0.3438; Column25: 0; Column26: 0; Column27: 0.51595; Column28: 0.3438; Column29: 0.0020385; Column30: 0.47414; Column31: 0; Column32: 0.47414; Column33: 0.31594 | WLDFR | HFTD - Distribution - Tier 3 - 4QU CoRE ¦ 4QU LoRE | Non-Red Flag Warning - Small Fires | 2050 | 3.1159e-06 | 3.1159e-06 | 0.10007 | 0.04626 | 0.0020076 | 0.051804 | 0 | 0 | 0.0033903 | 3.1181e-07 | 0 | 3.1181e-07 | 3.1181e-07 | 0 | 3.1181e-07 | 0 | 9.0889e-06 | 1.9923e-05 | 0 | 1.9923e-05 | [17 empty] | 7.3.3.17.5 (Remote Grid) Updates to grid topology to minimize risk of ignition in HFTDs Remote GridWLDFRContaminationAggregated | WLDFR | HFTD - Distribution - Tier 2 - 3QU CoRE ¦ 2QU LoRE | Non-Red Flag Warning - Destructive Fires | Contamination | Aggregated | 2050 | 1.2249e-08 | 791.1377 | 9.6903e-06 | 2050 | Mitigation | 0.95 | 45 | 0 | esc | 0.00097009 | 1.1882e-11 | 0.00097009 | 1.1882e-11
[35 empty] | 7.3.3.17.6 Updates to grid topology to minimize risk of ignition in HFTDs Butte County Rebuild | WLDFR | HFTD - Distribution - Tier 3 - 2QU CoRE ¦ 4QU LoRE | 2028 | 0.62275 | 0.00060204 | 0.14627 | 0 | 0.14627 |  |  |  |  | 0.0016163 | 0.39267 | 0 | 0.39267 | 0.091087 |  | 0.24453 | 0.0022183 | 0.0013814 | Column23: 0.53893; Column24: 0.33562; Column25: 0; Column26: 0; Column27: 0.53893; Column28: 0.33562; Column29: 0.0020385; Column30: 0.49525; Column31: 0; Column32: 0.49525; Column33: 0.30842 | WLDFR | HFTD - Distribution - Tier 3 - 4QU CoRE ¦ 4QU LoRE | Non-Red Flag Warning - Small Fires | 2051 | 3.1159e-06 | 3.1159e-06 | 0.10007 | 0.04626 | 0.0020076 | 0.051804 | 0 | 0 | 0.0033903 | 3.1181e-07 | 0 | 3.1181e-07 | 3.1181e-07 | 0 | 3.1181e-07 | 0 | 9.0889e-06 | 1.9923e-05 | 0 | 1.9923e-05 | [17 empty] | 7.3.3.17.5 (Remote Grid) Updates to grid topology to minimize risk of ignition in HFTDs Remote GridWLDFRContaminationAggregated | WLDFR | HFTD - Distribution - Tier 2 - 3QU CoRE ¦ 2QU LoRE | Non-Red Flag Warning - Destructive Fires | Contamination | Aggregated | 2051 | 1.2249e-08 | 791.1377 | 9.6903e-06 | 2051 | Mitigation | 0.95 | 45 | 0 | esc | 0.00097009 | 1.1882e-11 | 0.00097009 | 1.1882e-11
[35 empty] | 7.3.3.17.6 Updates to grid topology to minimize risk of ignition in HFTDs Butte County Rebuild | WLDFR | HFTD - Distribution - Tier 3 - 2QU CoRE ¦ 4QU LoRE | 2029 | 0.58201 | 0.00060204 | 0.14627 | 0 | 0.14627 |  |  |  |  | 0.0016163 | 0.39267 | 0 | 0.39267 | 0.085128 |  | 0.22854 | 0.0022183 | 0.0012911 | Column23: 0.53893; Column24: 0.31366; Column25: 0; Column26: 0; Column27: 0.53893; Column28: 0.31366; Column29: 0.0020385; Column30: 0.49525; Column31: 0; Column32: 0.49525; Column33: 0.28824 | WLDFR | HFTD - Distribution - Tier 3 - 4QU CoRE ¦ 4QU LoRE | Non-Red Flag Warning - Small Fires | 2052 | 3.1159e-06 | 3.1159e-06 | 0.10007 | 0.04626 | 0.0020076 | 0.051804 | 0 | 0 | 0.0033903 | 3.1181e-07 | 0 | 3.1181e-07 | 3.1181e-07 | 0 | 3.1181e-07 | 0 | 9.0889e-06 | 1.9923e-05 | 0 | 1.9923e-05 | [17 empty] | 7.3.3.17.5 (Remote Grid) Updates to grid topology to minimize risk of ignition in HFTDs Remote GridWLDFRContaminationAggregated | WLDFR | HFTD - Distribution - Tier 2 - 3QU CoRE ¦ 2QU LoRE | Non-Red Flag Warning - Destructive Fires | Contamination | Aggregated | 2052 | 1.2249e-08 | 791.1377 | 9.6903e-06 | 2052 | Mitigation | 0.95 | 45 | 0 | esc | 0.00097009 | 1.1882e-11 | 0.00097009 | 1.1882e-11
[35 empty] | 7.3.3.17.6 Updates to grid topology to minimize risk of ignition in HFTDs Butte County Rebuild | WLDFR | HFTD - Distribution - Tier 3 - 2QU CoRE ¦ 4QU LoRE | 2030 | 0.54393 | 0.00060204 | 0.14627 | 0 | 0.14627 |  |  |  |  | 0.0016163 | 0.39267 | 0 | 0.39267 | 0.079559 |  | 0.21358 | 0.0022183 | 0.0012066 | Column23: 0.53893; Column24: 0.29314; Column25: 0; Column26: 0; Column27: 0.53893; Column28: 0.29314; Column29: 0.0020385; Column30: 0.49525; Column31: 0; Column32: 0.49525; Column33: 0.26939 | WLDFR | HFTD - Distribution - Tier 3 - 4QU CoRE ¦ 4QU LoRE | Non-Red Flag Warning - Small Fires | 2053 | 3.1159e-06 | 3.1159e-06 | 0.10489 | 0.048274 | 0.002095 | 0.054525 | 0 | 0 | 0.0033903 | 3.2684e-07 | 0 | 3.2684e-07 | 3.2684e-07 | 0 | 3.2684e-07 | 0 | 9.0889e-06 | 1.9923e-05 | 0 | 1.9923e-05 | [17 empty] | 7.3.3.17.5 (Remote Grid) Updates to grid topology to minimize risk of ignition in HFTDs Remote GridWLDFRContaminationAggregated | WLDFR | HFTD - Distribution - Tier 2 - 3QU CoRE ¦ 2QU LoRE | Non-Red Flag Warning - Destructive Fires | Contamination | Aggregated | 2053 | 1.2249e-08 | 791.1377 | 9.6903e-06 | 2053 | Mitigation | 0.95 | 45 | 0 | esc | 0.00097009 | 1.1882e-11 | 0.00097009 | 1.1882e-11
[35 empty] | 7.3.3.17.6 Updates to grid topology to minimize risk of ignition in HFTDs Butte County Rebuild | WLDFR | HFTD - Distribution - Tier 3 - 2QU CoRE ¦ 4QU LoRE | 2031 | 0.50835 | 0.00060204 | 0.14627 | 0 | 0.14627 |  |  |  |  | 0.0016163 | 0.39267 | 0 | 0.39267 | 0.074354 |  | 0.19961 | 0.0022183 | 0.0011277 | Column23: 0.53893; Column24: 0.27397; Column25: 0; Column26: 0; Column27: 0.53893; Column28: 0.27397; Column29: 0.0020385; Column30: 0.49525; Column31: 0; Column32: 0.49525; Column33: 0.25176 | WLDFR | HFTD - Distribution - Tier 3 - 4QU CoRE ¦ 4QU LoRE | Non-Red Flag Warning - Small Fires | 2054 | 3.1159e-06 | 3.1159e-06 | 0.10489 | 0.048274 | 0.002095 | 0.054525 | 0 | 0 | 0.0033903 | 3.2684e-07 | 0 | 3.2684e-07 | 3.2684e-07 | 0 | 3.2684e-07 | 0 | 9.0889e-06 | 1.9923e-05 | 0 | 1.9923e-05 | [17 empty] | 7.3.3.17.5 (Remote Grid) Updates to grid topology to minimize risk of ignition in HFTDs Remote GridWLDFRContaminationAggregated | WLDFR | HFTD - Distribution - Tier 2 - 3QU CoRE ¦ 2QU LoRE | Non-Red Flag Warning - Destructive Fires | Contamination | Aggregated | 2054 | 1.2249e-08 | 791.1377 | 9.6903e-06 | 2054 | Mitigation | 0.95 | 45 | 0 | esc | 0.00097009 | 1.1882e-11 | 0.00097009 | 1.1882e-11
[35 empty] | 7.3.3.17.6 Updates to grid topology to minimize risk of ignition in HFTDs Butte County Rebuild | WLDFR | HFTD - Distribution - Tier 3 - 2QU CoRE ¦ 4QU LoRE | 2032 | 0.47509 | 0.00060204 | 0.14627 | 0 | 0.14627 |  |  |  |  | 0.0016163 | 0.39267 | 0 | 0.39267 | 0.06949 |  | 0.18655 | 0.0022183 | 0.0010539 | Column23: 0.53893; Column24: 0.25604; Column25: 0; Column26: 0; Column27: 0.53893; Column28: 0.25604; Column29: 0.0020385; Column30: 0.49525; Column31: 0; Column32: 0.49525; Column33: 0.23529 | WLDFR | HFTD - Distribution - Tier 3 - 4QU CoRE ¦ 4QU LoRE | Non-Red Flag Warning - Small Fires | 2055 | 3.1159e-06 | 3.1159e-06 | 0.10489 | 0.048274 | 0.002095 | 0.054525 | 0 | 0 | 0.0033903 | 3.2684e-07 | 0 | 3.2684e-07 | 3.2684e-07 | 0 | 3.2684e-07 | 0 | 9.5314e-06 | 2.0893e-05 | 0 | 2.0893e-05 | [17 empty] | 7.3.3.17.5 (Remote Grid) Updates to grid topology to minimize risk of ignition in HFTDs Remote GridWLDFRContaminationAggregated | WLDFR | HFTD - Distribution - Tier 2 - 3QU CoRE ¦ 2QU LoRE | Non-Red Flag Warning - Destructive Fires | Contamination | Aggregated | 2055 | 1.2249e-08 | 791.1377 | 9.6903e-06 | 2055 | Mitigation | 0.95 | 45 | 0 | esc | 0.00097009 | 1.1882e-11 | 0.00097009 | 1.1882e-11
[35 empty] | 7.3.3.17.6 Updates to grid topology to minimize risk of ignition in HFTDs Butte County Rebuild | WLDFR | HFTD - Distribution - Tier 3 - 2QU CoRE ¦ 4QU LoRE | 2033 | 0.44401 | 0.00060204 | 0.1532 | 0 | 0.1532 |  |  |  |  | 0.0016163 | 0.41127 | 0 | 0.41127 | 0.068021 |  | 0.18261 | 0.0022183 | 0.00098495 | Column23: 0.56447; Column24: 0.25063; Column25: 0; Column26: 0; Column27: 0.56447; Column28: 0.25063; Column29: 0.0020385; Column30: 0.51872; Column31: 0; Column32: 0.51872; Column33: 0.23032 | WLDFR | HFTD - Distribution - Tier 3 - 4QU CoRE ¦ 4QU LoRE | Non-Red Flag Warning - Small Fires | 2056 | 3.1159e-06 | 3.1159e-06 | 0.10489 | 0.048274 | 0.002095 | 0.054525 | 0 | 0 | 0.0033903 | 3.2684e-07 | 0 | 3.2684e-07 | 3.2684e-07 | 0 | 3.2684e-07 | 0 | 9.5314e-06 | 2.0893e-05 | 0 | 2.0893e-05 | [17 empty] | 7.3.3.17.5 (Remote Grid) Updates to grid topology to minimize risk of ignition in HFTDs Remote GridWLDFRContaminationAggregated | WLDFR | HFTD - Distribution - Tier 2 - 3QU CoRE ¦ 2QU LoRE | Non-Red Flag Warning - Destructive Fires | Contamination | Aggregated | 2056 | 1.2249e-08 | 791.1377 | 9.6903e-06 | 2056 | Mitigation | 0.95 | 45 | 0 | esc | 0.00097009 | 1.1882e-11 | 0.00097009 | 1.1882e-11
[35 empty] | 7.3.3.17.6 Updates to grid topology to minimize risk of ignition in HFTDs Butte County Rebuild | WLDFR | HFTD - Distribution - Tier 3 - 2QU CoRE ¦ 4QU LoRE | 2034 | 0.41496 | 0.00060204 | 0.1532 | 0 | 0.1532 |  |  |  |  | 0.0016163 | 0.41127 | 0 | 0.41127 | 0.063571 |  | 0.17066 | 0.0022183 | 0.00092052 | Column23: 0.56447; Column24: 0.23423; Column25: 0; Column26: 0; Column27: 0.56447; Column28: 0.23423; Column29: 0.0020385; Column30: 0.51872; Column31: 0; Column32: 0.51872; Column33: 0.21525 | WLDFR | HFTD - Distribution - Tier 3 - 4QU CoRE ¦ 4QU LoRE | Non-Red Flag Warning - Small Fires | 2057 | 3.1159e-06 | 3.1159e-06 | 0.10489 | 0.048274 | 0.002095 | 0.054525 | 0 | 0 | 0.0033903 | 3.2684e-07 | 0 | 3.2684e-07 | 3.2684e-07 | 0 | 3.2684e-07 | 0 | 9.5314e-06 | 2.0893e-05 | 0 | 2.0893e-05 | [17 empty] | 7.3.3.17.5 (Remote Grid) Updates to grid topology to minimize risk of ignition in HFTDs Remote GridWLDFRContaminationAggregated | WLDFR | HFTD - Distribution - Tier 2 - 3QU CoRE ¦ 2QU LoRE | Non-Red Flag Warning - Destructive Fires | Contamination | Aggregated | 2057 | 1.2249e-08 | 791.1377 | 9.6903e-06 | 2057 | Mitigation | 0.95 | 45 | 0 | esc | 0.00097009 | 1.1882e-11 | 0.00097009 | 1.1882e-11
[35 empty] | 7.3.3.17.6 Updates to grid topology to minimize risk of ignition in HFTDs Butte County Rebuild | WLDFR | HFTD - Distribution - Tier 3 - 2QU CoRE ¦ 4QU LoRE | 2035 | 0.38782 | 0.00060204 | 0.1532 | 0 | 0.1532 |  |  |  |  | 0.0016163 | 0.41127 | 0 | 0.41127 | 0.059412 |  | 0.1595 | 0.0022183 | 0.0008603 | Column23: 0.56447; Column24: 0.21891; Column25: 0; Column26: 0; Column27: 0.56447; Column28: 0.21891; Column29: 0.0020385; Column30: 0.51872; Column31: 0; Column32: 0.51872; Column33: 0.20117 | WLDFR | HFTD - Distribution - Tier 3 - 4QU CoRE ¦ 4QU LoRE | Non-Red Flag Warning - Small Fires | 2058 | 3.1159e-06 | 3.1159e-06 | 0.1099 | 0.050325 | 0.0021839 | 0.057393 | 0 | 0 | 0.0033903 | 3.4244e-07 | 0 | 3.4244e-07 | 3.4244e-07 | 0 | 3.4244e-07 | 0 | 9.5314e-06 | 2.0893e-05 | 0 | 2.0893e-05 | [17 empty] | 7.3.3.17.5 (Remote Grid) Updates to grid topology to minimize risk of ignition in HFTDs Remote GridWLDFRContaminationAggregated | WLDFR | HFTD - Distribution - Tier 2 - 3QU CoRE ¦ 2QU LoRE | Non-Red Flag Warning - Destructive Fires | Contamination | Aggregated | 2058 | 1.2249e-08 | 791.1377 | 9.6903e-06 | 2058 | Mitigation | 0.95 | 45 | 0 | esc | 0.00097009 | 1.1882e-11 | 0.00097009 | 1.1882e-11
[35 empty] | 7.3.3.17.6 Updates to grid topology to minimize risk of ignition in HFTDs Butte County Rebuild | WLDFR | HFTD - Distribution - Tier 3 - 2QU CoRE ¦ 4QU LoRE | 2036 | 0.36245 | 0.00060204 | 0.1532 | 0 | 0.1532 |  |  |  |  | 0.0016163 | 0.41127 | 0 | 0.41127 | 0.055525 |  | 0.14906 | 0.0022183 | 0.00080401 | Column23: 0.56447; Column24: 0.20459; Column25: 0; Column26: 0; Column27: 0.56447; Column28: 0.20459; Column29: 0.0020385; Column30: 0.51872; Column31: 0; Column32: 0.51872; Column33: 0.18801 | WLDFR | HFTD - Distribution - Tier 3 - 4QU CoRE ¦ 4QU LoRE | Non-Red Flag Warning - Small Fires | 2059 | 3.1159e-06 | 3.1159e-06 | 0.1099 | 0.050325 | 0.0021839 | 0.057393 | 0 | 0 | 0.0033903 | 3.4244e-07 | 0 | 3.4244e-07 | 3.4244e-07 | 0 | 3.4244e-07 | 0 | 9.5314e-06 | 2.0893e-05 | 0 | 2.0893e-05 | [17 empty] | 7.3.3.17.5 (Remote Grid) Updates to grid topology to minimize risk of ignition in HFTDs Remote GridWLDFRContaminationAggregated | WLDFR | HFTD - Distribution - Tier 2 - 3QU CoRE ¦ 2QU LoRE | Non-Red Flag Warning - Destructive Fires | Contamination | Aggregated | 2059 | 1.2249e-08 | 791.1377 | 9.6903e-06 | 2059 | Mitigation | 0.95 | 45 | 0 | esc | 0.00097009 | 1.1882e-11 | 0.00097009 | 1.1882e-11
[35 empty] | 7.3.3.17.6 Updates to grid topology to minimize risk of ignition in HFTDs Butte County Rebuild | WLDFR | HFTD - Distribution - Tier 3 - 2QU CoRE ¦ 4QU LoRE | 2037 | 0.33873 | 0.00060204 | 0.1532 | 0 | 0.1532 |  |  |  |  | 0.0016163 | 0.41127 | 0 | 0.41127 | 0.051893 |  | 0.13931 | 0.0022183 | 0.00075142 | Column23: 0.56447; Column24: 0.19121; Column25: 0; Column26: 0; Column27: 0.56447; Column28: 0.19121; Column29: 0.0020385; Column30: 0.51872; Column31: 0; Column32: 0.51872; Column33: 0.17571 | WLDFR | HFTD - Distribution - Tier 3 - 4QU CoRE ¦ 4QU LoRE | Non-Red Flag Warning - Small Fires | 2060 | 3.1159e-06 | 3.1159e-06 | 0.1099 | 0.050325 | 0.0021839 | 0.057393 | 0 | 0 | 0.0033903 | 3.4244e-07 | 0 | 3.4244e-07 | 3.4244e-07 | 0 | 3.4244e-07 | 0 | 9.9825e-06 | 2.1882e-05 | 0 | 2.1882e-05 | [17 empty] | 7.3.3.17.5 (Remote Grid) Updates to grid topology to minimize risk of ignition in HFTDs Remote GridWLDFRContaminationAggregated | WLDFR | HFTD - Distribution - Tier 2 - 3QU CoRE ¦ 2QU LoRE | Non-Red Flag Warning - Destructive Fires | Contamination | Aggregated | 2060 | 1.2249e-08 | 791.1377 | 9.6903e-06 | 2060 | Mitigation | 0.95 | 45 | 0 | esc | 0.00097009 | 1.1882e-11 | 0.00097009 | 1.1882e-11
[35 empty] | 7.3.3.17.6 Updates to grid topology to minimize risk of ignition in HFTDs Butte County Rebuild | WLDFR | HFTD - Distribution - Tier 3 - 2QU CoRE ¦ 4QU LoRE | 2038 | 0.31657 | 0.00060204 | 0.16072 | 0 | 0.16072 |  |  |  |  | 0.0016163 | 0.43147 | 0 | 0.43147 | 0.05088 |  | 0.13659 | 0.0022183 | 0.00070226 | Column23: 0.59219; Column24: 0.18747; Column25: 0; Column26: 0; Column27: 0.59219; Column28: 0.18747; Column29: 0.0020385; Column30: 0.5442; Column31: 0; Column32: 0.5442; Column33: 0.17228 | WLDFR | HFTD - Distribution - Tier 3 - 4QU CoRE ¦ 4QU LoRE | Non-Red Flag Warning - Small Fires | 2061 | 3.1159e-06 | 3.1159e-06 | 0.1099 | 0.050325 | 0.0021839 | 0.057393 | 0 | 0 | 0.0033903 | 3.4244e-07 | 0 | 3.4244e-07 | 3.4244e-07 | 0 | 3.4244e-07 | 0 | 9.9825e-06 | 2.1882e-05 | 0 | 2.1882e-05 | [17 empty] | 7.3.3.17.5 (Remote Grid) Updates to grid topology to minimize risk of ignition in HFTDs Remote GridWLDFRContaminationAggregated | WLDFR | HFTD - Distribution - Tier 2 - 3QU CoRE ¦ 2QU LoRE | Non-Red Flag Warning - Destructive Fires | Contamination | Aggregated | 2061 | 1.2249e-08 | 791.1377 | 9.6903e-06 | 2061 | Mitigation | 0.95 | 45 | 0 | esc | 0.00097009 | 1.1882e-11 | 0.00097009 | 1.1882e-11
[35 empty] | 7.3.3.17.6 Updates to grid topology to minimize risk of ignition in HFTDs Butte County Rebuild | WLDFR | HFTD - Distribution - Tier 3 - 2QU CoRE ¦ 4QU LoRE | 2039 | 0.29586 | 0.00060204 | 0.16072 | 0 | 0.16072 |  |  |  |  | 0.0016163 | 0.43147 | 0 | 0.43147 | 0.047551 |  | 0.12766 | 0.0022183 | 0.00065632 | Column23: 0.59219; Column24: 0.17521; Column25: 0; Column26: 0; Column27: 0.59219; Column28: 0.17521; Column29: 0.0020385; Column30: 0.5442; Column31: 0; Column32: 0.5442; Column33: 0.16101 | WLDFR | HFTD - Distribution - Tier 3 - 4QU CoRE ¦ 4QU LoRE | Non-Red Flag Warning - Small Fires | 2062 | 3.1159e-06 | 3.1159e-06 | 0.1099 | 0.050325 | 0.0021839 | 0.057393 | 0 | 0 | 0.0033903 | 3.4244e-07 | 0 | 3.4244e-07 | 3.4244e-07 | 0 | 3.4244e-07 | 0 | 9.9825e-06 | 2.1882e-05 | 0 | 2.1882e-05 | [17 empty] | 7.3.3.17.5 (Remote Grid) Updates to grid topology to minimize risk of ignition in HFTDs Remote GridWLDFRContaminationAggregated | WLDFR | HFTD - Distribution - Tier 2 - 3QU CoRE ¦ 2QU LoRE | Non-Red Flag Warning - Destructive Fires | Contamination | Aggregated | 2062 | 1.2249e-08 | 791.1377 | 9.6903e-06 | 2062 | Mitigation | 0.95 | 45 | 0 | esc | 0.00097009 | 1.1882e-11 | 0.00097009 | 1.1882e-11
[35 empty] | 7.3.3.17.6 Updates to grid topology to minimize risk of ignition in HFTDs Butte County Rebuild | WLDFR | HFTD - Distribution - Tier 3 - 2QU CoRE ¦ 4QU LoRE | 2040 | 0.27651 | 0.00060204 | 0.16072 | 0 | 0.16072 |  |  |  |  | 0.0016163 | 0.43147 | 0 | 0.43147 | 0.04444 |  | 0.1193 | 0.0022183 | 0.00061338 | Column23: 0.59219; Column24: 0.16375; Column25: 0; Column26: 0; Column27: 0.59219; Column28: 0.16375; Column29: 0.0020385; Column30: 0.5442; Column31: 0; Column32: 0.5442; Column33: 0.15047 | WLDFR | HFTD - Distribution - Tier 3 - 4QU CoRE ¦ 4QU LoRE | Non-Red Flag Warning - Small Fires | 2063 | 3.1159e-06 | 3.1159e-06 | 0.11504 | 0.052388 | 0.0022734 | 0.060377 | 0 | 0 | 0.0033903 | 3.5844e-07 | 0 | 3.5844e-07 | 3.5844e-07 | 0 | 3.5844e-07 | 0 | 9.9825e-06 | 2.1882e-05 | 0 | 2.1882e-05 | [17 empty] | 7.3.3.17.5 (Remote Grid) Updates to grid topology to minimize risk of ignition in HFTDs Remote GridWLDFRContaminationAggregated | WLDFR | HFTD - Distribution - Tier 2 - 3QU CoRE ¦ 2QU LoRE | Non-Red Flag Warning - Destructive Fires | Contamination | Aggregated | 2063 | 1.2249e-08 | 791.1377 | 9.6903e-06 | 2063 | Mitigation | 0.95 | 45 | 0 | esc | 0.00097009 | 1.1882e-11 | 0.00097009 | 1.1882e-11
[35 empty] | 7.3.3.17.6 Updates to grid topology to minimize risk of ignition in HFTDs Butte County Rebuild | WLDFR | HFTD - Distribution - Tier 3 - 2QU CoRE ¦ 4QU LoRE | 2041 | 0.25842 | 0.00060204 | 0.16072 | 0 | 0.16072 |  |  |  |  | 0.0016163 | 0.43147 | 0 | 0.43147 | 0.041533 |  | 0.1115 | 0.0022183 | 0.00057325 | Column23: 0.59219; Column24: 0.15303; Column25: 0; Column26: 0; Column27: 0.59219; Column28: 0.15303; Column29: 0.0020385; Column30: 0.5442; Column31: 0; Column32: 0.5442; Column33: 0.14063 | WLDFR | HFTD - Distribution - Tier 3 - 4QU CoRE ¦ 4QU LoRE | Non-Red Flag Warning - Small Fires | 2064 | 3.1159e-06 | 3.1159e-06 | 0.11504 | 0.052388 | 0.0022734 | 0.060377 | 0 | 0 | 0.0033903 | 3.5844e-07 | 0 | 3.5844e-07 | 3.5844e-07 | 0 | 3.5844e-07 | 0 | 9.9825e-06 | 2.1882e-05 | 0 | 2.1882e-05 | [17 empty] | 7.3.3.17.5 (Remote Grid) Updates to grid topology to minimize risk of ignition in HFTDs Remote GridWLDFRContaminationAggregated | WLDFR | HFTD - Distribution - Tier 2 - 3QU CoRE ¦ 2QU LoRE | Non-Red Flag Warning - Destructive Fires | Contamination | Aggregated | 2064 | 1.2249e-08 | 791.1377 | 9.6903e-06 | 2064 | Mitigation | 0.95 | 45 | 0 | esc | 0.00097009 | 1.1882e-11 | 0.00097009 | 1.1882e-11
[35 empty] | 7.3.3.17.6 Updates to grid topology to minimize risk of ignition in HFTDs Butte County Rebuild | WLDFR | HFTD - Distribution - Tier 3 - 2QU CoRE ¦ 4QU LoRE | 2042 | 0.24151 | 0.00060204 | 0.16072 | 0 | 0.16072 |  |  |  |  | 0.0016163 | 0.43147 | 0 | 0.43147 | 0.038816 |  | 0.10421 | 0.0022183 | 0.00053575 | Column23: 0.59219; Column24: 0.14302; Column25: 0; Column26: 0; Column27: 0.59219; Column28: 0.14302; Column29: 0.0020385; Column30: 0.5442; Column31: 0; Column32: 0.5442; Column33: 0.13143 | WLDFR | HFTD - Distribution - Tier 3 - 4QU CoRE ¦ 4QU LoRE | Non-Red Flag Warning - Small Fires | 2065 | 3.1159e-06 | 3.1159e-06 | 0.11504 | 0.052388 | 0.0022734 | 0.060377 | 0 | 0 | 0.0033903 | 3.5844e-07 | 0 | 3.5844e-07 | 3.5844e-07 | 0 | 3.5844e-07 | 0 | 1.0437e-05 | 2.2877e-05 | 0 | 2.2877e-05 | [17 empty] | 7.3.3.17.5 (Remote Grid) Updates to grid topology to minimize risk of ignition in HFTDs Remote GridWLDFRContaminationAggregated | WLDFR | HFTD - Distribution - Tier 2 - 3QU CoRE ¦ 2QU LoRE | Non-Red Flag Warning - Destructive Fires | Contamination | Aggregated | 2065 | 1.2249e-08 | 791.1377 | 9.6903e-06 | 2065 | Mitigation | 0.95 | 45 | 0 | esc | 0.00097009 | 1.1882e-11 | 0.00097009 | 1.1882e-11
[35 empty] | 7.3.3.17.6 Updates to grid topology to minimize risk of ignition in HFTDs Butte County Rebuild | WLDFR | HFTD - Distribution - Tier 3 - 2QU CoRE ¦ 4QU LoRE | 2043 | 0.22571 | 0.00060204 | 0.16873 | 0 | 0.16873 |  |  |  |  | 0.0016163 | 0.45298 | 0 | 0.45298 | 0.038085 |  | 0.10224 | 0.0022183 | 0.0005007 | Column23: 0.62172; Column24: 0.14033; Column25: 0; Column26: 0; Column27: 0.62172; Column28: 0.14033; Column29: 0.0020385; Column30: 0.57133; Column31: 0; Column32: 0.57133; Column33: 0.12896 | WLDFR | HFTD - Distribution - Tier 3 - 4QU CoRE ¦ 4QU LoRE | Non-Red Flag Warning - Small Fires | 2066 | 3.1159e-06 | 3.1159e-06 | 0.11504 | 0.052388 | 0.0022734 | 0.060377 | 0 | 0 | 0.0033903 | 3.5844e-07 | 0 | 3.5844e-07 | 3.5844e-07 | 0 | 3.5844e-07 | 0 | 1.0437e-05 | 2.2877e-05 | 0 | 2.2877e-05 | [17 empty] | 7.3.3.17.5 (Remote Grid) Updates to grid topology to minimize risk of ignition in HFTDs Remote GridWLDFRContaminationAggregated | WLDFR | HFTD - Distribution - Tier 2 - 3QU CoRE ¦ 2QU LoRE | Non-Red Flag Warning - Destructive Fires | Contamination | Aggregated | 2066 | 1.2249e-08 | 791.1377 | 9.6903e-06 | 2066 | Mitigation | 0.95 | 45 | 0 | esc | 0.00097009 | 1.1882e-11 | 0.00097009 | 1.1882e-11
[35 empty] | 7.3.3.17.6 Updates to grid topology to minimize risk of ignition in HFTDs Butte County Rebuild | WLDFR | HFTD - Distribution - Tier 3 - 2QU CoRE ¦ 4QU LoRE | 2044 | 0.21095 | 0.00060204 | 0.16873 | 0 | 0.16873 |  |  |  |  | 0.0016163 | 0.45298 | 0 | 0.45298 | 0.035594 |  | 0.095555 | 0.0022183 | 0.00046794 | Column23: 0.62172; Column24: 0.13115; Column25: 0; Column26: 0; Column27: 0.62172; Column28: 0.13115; Column29: 0.0020385; Column30: 0.57133; Column31: 0; Column32: 0.57133; Column33: 0.12052 | WLDFR | HFTD - Distribution - Tier 3 - 4QU CoRE ¦ 4QU LoRE | Non-Red Flag Warning - Small Fires | 2067 | 0 | 3.1159e-06 | 0.11504 | 0.052388 | 0.0022734 | 0.060377 | 0 | 0 | 0.0033903 | 0 | 0 | 0 | 3.5844e-07 | 0 | 3.5844e-07 | 0 | 1.0437e-05 | 2.2877e-05 | 0 | 2.2877e-05 | [17 empty] | 7.3.3.17.5 (Remote Grid) Updates to grid topology to minimize risk of ignition in HFTDs Remote GridWLDFRContaminationAggregated | WLDFR | HFTD - Distribution - Tier 2 - 3QU CoRE ¦ 2QU LoRE | Non-Red Flag Warning - Destructive Fires | Contamination | Aggregated | 2067 | 1.2249e-08 | 791.1377 | 9.6903e-06 | 2067 | Mitigation | 0.95 | 45 | 0 | esc | 0 | 0 | 0.00097009 | 1.1882e-11
[35 empty] | 7.3.3.17.6 Updates to grid topology to minimize risk of ignition in HFTDs Butte County Rebuild | WLDFR | HFTD - Distribution - Tier 3 - 2QU CoRE ¦ 4QU LoRE | 2045 | 0.19715 | 0.00060204 | 0.16873 | 0 | 0.16873 |  |  |  |  | 0.0016163 | 0.45298 | 0 | 0.45298 | 0.033265 |  | 0.089304 | 0.0022183 | 0.00043733 | Column23: 0.62172; Column24: 0.12257; Column25: 0; Column26: 0; Column27: 0.62172; Column28: 0.12257; Column29: 0.0020385; Column30: 0.57133; Column31: 0; Column32: 0.57133; Column33: 0.11264 | WLDFR | HFTD - Distribution - Tier 3 - 4QU CoRE ¦ 4QU LoRE | Red Flag Warning - Catastrophic Fires | 2022 | 7.9597e-09 | 0 | 14146.1306 | 222.2294 | 8585.7228 | 5338.1784 | 0 | 0 | 8.2052e-06 | 0.0001126 | 0 | 0.0001126 | 0 | 0 | 0 | 0 | 1.0437e-05 | 2.2877e-05 | 0 | 2.2877e-05 | [17 empty] | 7.3.3.17.5 (Remote Grid) Updates to grid topology to minimize risk of ignition in HFTDs Remote GridWLDFREquipment / facility failureAggregated | WLDFR | HFTD - Distribution - Tier 2 - 3QU CoRE ¦ 2QU LoRE | Non-Red Flag Warning - Destructive Fires | Equipment / facility failure | Aggregated | 2022 | 1.4225e-07 | 791.1377 | 0.00011254 | 2022 | Mitigation | 0.95 | 45 | 0 | esc | 0.00097009 | 1.3799e-10 | 0 | 0
[35 empty] | 7.3.3.17.6 Updates to grid topology to minimize risk of ignition in HFTDs Butte County Rebuild | WLDFR | HFTD - Distribution - Tier 3 - 2QU CoRE ¦ 4QU LoRE | 2046 | 0.18425 | 0.00060204 | 0.16873 | 0 | 0.16873 |  |  |  |  | 0.0016163 | 0.45298 | 0 | 0.45298 | 0.031089 |  | 0.083462 | 0.0022183 | 0.00040872 | Column23: 0.62172; Column24: 0.11455; Column25: 0; Column26: 0; Column27: 0.62172; Column28: 0.11455; Column29: 0.0020385; Column30: 0.57133; Column31: 0; Column32: 0.57133; Column33: 0.10527 | WLDFR | HFTD - Distribution - Tier 3 - 4QU CoRE ¦ 4QU LoRE | Red Flag Warning - Catastrophic Fires | 2023 | 7.9597e-09 | 7.9597e-09 | 14664.6376 | 233.2301 | 8896.516 | 5534.8915 | 0 | 0 | 8.2052e-06 | 0.00011673 | 0 | 0.00011673 | 0.00011673 | 0 | 0.00011673 | 0 | 1.0437e-05 | 2.2877e-05 | 0 | 2.2877e-05 | [17 empty] | 7.3.3.17.5 (Remote Grid) Updates to grid topology to minimize risk of ignition in HFTDs Remote GridWLDFREquipment / facility failureAggregated | WLDFR | HFTD - Distribution - Tier 2 - 3QU CoRE ¦ 2QU LoRE | Non-Red Flag Warning - Destructive Fires | Equipment / facility failure | Aggregated | 2023 | 1.4225e-07 | 791.1377 | 0.00011254 | 2023 | Mitigation | 0.95 | 45 | 0 | esc | 0.00097009 | 1.3799e-10 | 0.00097009 | 1.3799e-10
[35 empty] | 7.3.3.17.6 Updates to grid topology to minimize risk of ignition in HFTDs Butte County Rebuild | WLDFR | HFTD - Distribution - Tier 3 - 2QU CoRE ¦ 4QU LoRE | 2047 | 0.1722 | 0.00060204 | 0.16873 | 0 | 0.16873 |  |  |  |  | 0.0016163 | 0.45298 | 0 | 0.45298 | 0.029055 |  | 0.078002 | 0.0022183 | 0.00038198 | Column23: 0.62172; Column24: 0.10706; Column25: 0; Column26: 0; Column27: 0.62172; Column28: 0.10706; Column29: 0.0020385; Column30: 0.57133; Column31: 0; Column32: 0.57133; Column33: 0.09838 | WLDFR | HFTD - Distribution - Tier 3 - 4QU CoRE ¦ 4QU LoRE | Red Flag Warning - Catastrophic Fires | 2024 | 7.9597e-09 | 7.9597e-09 | 14664.6376 | 233.2301 | 8896.516 | 5534.8915 | 0 | 0 | 8.2052e-06 | 0.00011673 | 0 | 0.00011673 | 0.00011673 | 0 | 0.00011673 | 0 | 1.0888e-05 | 2.3868e-05 | 0 | 2.3868e-05 | [17 empty] | 7.3.3.17.5 (Remote Grid) Updates to grid topology to minimize risk of ignition in HFTDs Remote GridWLDFREquipment / facility failureAggregated | WLDFR | HFTD - Distribution - Tier 2 - 3QU CoRE ¦ 2QU LoRE | Non-Red Flag Warning - Destructive Fires | Equipment / facility failure | Aggregated | 2024 | 1.4225e-07 | 791.1377 | 0.00011254 | 2024 | Mitigation | 0.95 | 45 | 0 | esc | 0.00097009 | 1.3799e-10 | 0.00097009 | 1.3799e-10
[35 empty] | 7.3.3.17.6 Updates to grid topology to minimize risk of ignition in HFTDs Butte County Rebuild | WLDFR | HFTD - Distribution - Tier 3 - 2QU CoRE ¦ 4QU LoRE | 2048 | 0.16093 | 0.00060204 | 0.17713 | 0 | 0.17713 |  |  |  |  | 0.0016163 | 0.47553 | 0 | 0.47553 | 0.028506 |  | 0.076528 | 0.0022183 | 0.00035699 | Column23: 0.65267; Column24: 0.10503; Column25: 0; Column26: 0; Column27: 0.65267; Column28: 0.10503; Column29: 0.0020385; Column30: 0.59977; Column31: 0; Column32: 0.59977; Column33: 0.096522 | WLDFR | HFTD - Distribution - Tier 3 - 4QU CoRE ¦ 4QU LoRE | Red Flag Warning - Catastrophic Fires | 2025 | 7.9597e-09 | 7.9597e-09 | 14664.6376 | 233.2301 | 8896.516 | 5534.8915 | 0 | 0 | 8.2052e-06 | 0.00011673 | 0 | 0.00011673 | 0.00011673 | 0 | 0.00011673 | 0 | 1.0888e-05 | 2.3868e-05 | 0 | 2.3868e-05 | [17 empty] | 7.3.3.17.5 (Remote Grid) Updates to grid topology to minimize risk of ignition in HFTDs Remote GridWLDFREquipment / facility failureAggregated | WLDFR | HFTD - Distribution - Tier 2 - 3QU CoRE ¦ 2QU LoRE | Non-Red Flag Warning - Destructive Fires | Equipment / facility failure | Aggregated | 2025 | 1.4225e-07 | 791.1377 | 0.00011254 | 2025 | Mitigation | 0.95 | 45 | 0 | esc | 0.00097009 | 1.3799e-10 | 0.00097009 | 1.3799e-10
[35 empty] | 7.3.3.17.6 Updates to grid topology to minimize risk of ignition in HFTDs Butte County Rebuild | WLDFR | HFTD - Distribution - Tier 3 - 2QU CoRE ¦ 4QU LoRE | 2049 | 0.1504 | 0.00060204 | 0.17713 | 0 | 0.17713 |  |  |  |  | 0.0016163 | 0.47553 | 0 | 0.47553 | 0.026641 |  | 0.071521 | 0.0022183 | 0.00033364 | Column23: 0.65267; Column24: 0.098163; Column25: 0; Column26: 0; Column27: 0.65267; Column28: 0.098163; Column29: 0.0020385; Column30: 0.59977; Column31: 0; Column32: 0.59977; Column33: 0.090207 | WLDFR | HFTD - Distribution - Tier 3 - 4QU CoRE ¦ 4QU LoRE | Red Flag Warning - Catastrophic Fires | 2026 | 7.9597e-09 | 7.9597e-09 | 14664.6376 | 233.2301 | 8896.516 | 5534.8915 | 0 | 0 | 8.2052e-06 | 0.00011673 | 0 | 0.00011673 | 0.00011673 | 0 | 0.00011673 | 0 | 1.0888e-05 | 2.3868e-05 | 0 | 2.3868e-05 | [17 empty] | 7.3.3.17.5 (Remote Grid) Updates to grid topology to minimize risk of ignition in HFTDs Remote GridWLDFREquipment / facility failureAggregated | WLDFR | HFTD - Distribution - Tier 2 - 3QU CoRE ¦ 2QU LoRE | Non-Red Flag Warning - Destructive Fires | Equipment / facility failure | Aggregated | 2026 | 1.4225e-07 | 791.1377 | 0.00011254 | 2026 | Mitigation | 0.95 | 45 | 0 | esc | 0.00097009 | 1.3799e-10 | 0.00097009 | 1.3799e-10
[35 empty] | 7.3.3.17.6 Updates to grid topology to minimize risk of ignition in HFTDs Butte County Rebuild | WLDFR | HFTD - Distribution - Tier 3 - 2QU CoRE ¦ 4QU LoRE | 2050 | 0.14056 | 0.00060204 | 0.17713 | 0 | 0.17713 |  |  |  |  | 0.0016163 | 0.47553 | 0 | 0.47553 | 0.024898 |  | 0.066842 | 0.0022183 | 0.00031181 | Column23: 0.65267; Column24: 0.091741; Column25: 0; Column26: 0; Column27: 0.65267; Column28: 0.091741; Column29: 0.0020385; Column30: 0.59977; Column31: 0; Column32: 0.59977; Column33: 0.084306 | WLDFR | HFTD - Distribution - Tier 3 - 4QU CoRE ¦ 4QU LoRE | Red Flag Warning - Catastrophic Fires | 2027 | 7.9597e-09 | 7.9597e-09 | 14664.6376 | 233.2301 | 8896.516 | 5534.8915 | 0 | 0 | 8.2052e-06 | 0.00011673 | 0 | 0.00011673 | 0.00011673 | 0 | 0.00011673 | 0 | 0 | 2.3868e-05 | 0 | 2.3868e-05 | [17 empty] | 7.3.3.17.5 (Remote Grid) Updates to grid topology to minimize risk of ignition in HFTDs Remote GridWLDFREquipment / facility failureAggregated | WLDFR | HFTD - Distribution - Tier 2 - 3QU CoRE ¦ 2QU LoRE | Non-Red Flag Warning - Destructive Fires | Equipment / facility failure | Aggregated | 2027 | 1.4225e-07 | 791.1377 | 0.00011254 | 2027 | Mitigation | 0.95 | 45 | 0 | esc | 0.00097009 | 1.3799e-10 | 0.00097009 | 1.3799e-10
[35 empty] | 7.3.3.17.6 Updates to grid topology to minimize risk of ignition in HFTDs Butte County Rebuild | WLDFR | HFTD - Distribution - Tier 3 - 2QU CoRE ¦ 4QU LoRE | 2051 | 0.13137 | 0.00060204 | 0.17713 | 0 | 0.17713 |  |  |  |  | 0.0016163 | 0.47553 | 0 | 0.47553 | 0.023269 |  | 0.06247 | 0.0022183 | 0.00029141 | Column23: 0.65267; Column24: 0.085739; Column25: 0; Column26: 0; Column27: 0.65267; Column28: 0.085739; Column29: 0.0020385; Column30: 0.59977; Column31: 0; Column32: 0.59977; Column33: 0.07879 | WLDFR | HFTD - Distribution - Tier 3 - 4QU CoRE ¦ 4QU LoRE | Red Flag Warning - Catastrophic Fires | 2028 | 7.9597e-09 | 7.9597e-09 | 15317.9909 | 247.273 | 9287.6491 | 5783.0689 | 0 | 0 | 8.2052e-06 | 0.00012193 | 0 | 0.00012193 | 0.00012193 | 0 | 0.00012193 | 0 | 0 | 0 | 0 | 0 | [17 empty] | 7.3.3.17.5 (Remote Grid) Updates to grid topology to minimize risk of ignition in HFTDs Remote GridWLDFREquipment / facility failureAggregated | WLDFR | HFTD - Distribution - Tier 2 - 3QU CoRE ¦ 2QU LoRE | Non-Red Flag Warning - Destructive Fires | Equipment / facility failure | Aggregated | 2028 | 1.4225e-07 | 791.1377 | 0.00011254 | 2028 | Mitigation | 0.95 | 45 | 0 | esc | 0.00097009 | 1.3799e-10 | 0.00097009 | 1.3799e-10
[35 empty] | 7.3.3.17.6 Updates to grid topology to minimize risk of ignition in HFTDs Butte County Rebuild | WLDFR | HFTD - Distribution - Tier 3 - 2QU CoRE ¦ 4QU LoRE | 2052 | 0.12277 | 0.00060204 | 0.17713 | 0 | 0.17713 |  |  |  |  | 0.0016163 | 0.47553 | 0 | 0.47553 | 0.021747 |  | 0.058383 | 0.0022183 | 0.00027235 | Column23: 0.65267; Column24: 0.08013; Column25: 0; Column26: 0; Column27: 0.65267; Column28: 0.08013; Column29: 0.0020385; Column30: 0.59977; Column31: 0; Column32: 0.59977; Column33: 0.073636 | WLDFR | HFTD - Distribution - Tier 3 - 4QU CoRE ¦ 4QU LoRE | Red Flag Warning - Catastrophic Fires | 2029 | 7.9597e-09 | 7.9597e-09 | 15317.9909 | 247.273 | 9287.6491 | 5783.0689 | 0 | 0 | 8.2052e-06 | 0.00012193 | 0 | 0.00012193 | 0.00012193 | 0 | 0.00012193 | 0 | 5.1418e-08 | 0 | 0 | 0 | [17 empty] | 7.3.3.17.5 (Remote Grid) Updates to grid topology to minimize risk of ignition in HFTDs Remote GridWLDFREquipment / facility failureAggregated | WLDFR | HFTD - Distribution - Tier 2 - 3QU CoRE ¦ 2QU LoRE | Non-Red Flag Warning - Destructive Fires | Equipment / facility failure | Aggregated | 2029 | 1.4225e-07 | 791.1377 | 0.00011254 | 2029 | Mitigation | 0.95 | 45 | 0 | esc | 0.00097009 | 1.3799e-10 | 0.00097009 | 1.3799e-10
[35 empty] | 7.3.3.17.6 Updates to grid topology to minimize risk of ignition in HFTDs Butte County Rebuild | WLDFR | HFTD - Distribution - Tier 3 - 2QU CoRE ¦ 4QU LoRE | 2053 | 0.11474 | 0.00060204 | 0.18581 | 0 | 0.18581 |  |  |  |  | 0.0016163 | 0.49884 | 0 | 0.49884 | 0.021321 |  | 0.057237 | 0.0022183 | 0.00025453 | Column23: 0.68465; Column24: 0.078558; Column25: 0; Column26: 0; Column27: 0.68465; Column28: 0.078558; Column29: 0.0020385; Column30: 0.62917; Column31: 0; Column32: 0.62917; Column33: 0.072191 | WLDFR | HFTD - Distribution - Tier 3 - 4QU CoRE ¦ 4QU LoRE | Red Flag Warning - Catastrophic Fires | 2030 | 7.9597e-09 | 7.9597e-09 | 15317.9909 | 247.273 | 9287.6491 | 5783.0689 | 0 | 0 | 8.2052e-06 | 0.00012193 | 0 | 0.00012193 | 0.00012193 | 0 | 0.00012193 | 0 | 5.3718e-08 | 1.1775e-07 | 0 | 1.1775e-07 | [17 empty] | 7.3.3.17.5 (Remote Grid) Updates to grid topology to minimize risk of ignition in HFTDs Remote GridWLDFREquipment / facility failureAggregated | WLDFR | HFTD - Distribution - Tier 2 - 3QU CoRE ¦ 2QU LoRE | Non-Red Flag Warning - Destructive Fires | Equipment / facility failure | Aggregated | 2030 | 1.4225e-07 | 791.1377 | 0.00011254 | 2030 | Mitigation | 0.95 | 45 | 0 | esc | 0.00097009 | 1.3799e-10 | 0.00097009 | 1.3799e-10
[35 empty] | 7.3.3.17.6 Updates to grid topology to minimize risk of ignition in HFTDs Butte County Rebuild | WLDFR | HFTD - Distribution - Tier 3 - 2QU CoRE ¦ 4QU LoRE | 2054 | 0.10723 | 0.00060204 | 0.18581 | 0 | 0.18581 |  |  |  |  | 0.0016163 | 0.49884 | 0 | 0.49884 | 0.019926 |  | 0.053493 | 0.0022183 | 0.00023788 | Column23: 0.68465; Column24: 0.073419; Column25: 0; Column26: 0; Column27: 0.68465; Column28: 0.073419; Column29: 0.0020385; Column30: 0.62917; Column31: 0; Column32: 0.62917; Column33: 0.067469 | WLDFR | HFTD - Distribution - Tier 3 - 4QU CoRE ¦ 4QU LoRE | Red Flag Warning - Catastrophic Fires | 2031 | 7.9597e-09 | 7.9597e-09 | 15317.9909 | 247.273 | 9287.6491 | 5783.0689 | 0 | 0 | 8.2052e-06 | 0.00012193 | 0 | 0.00012193 | 0.00012193 | 0 | 0.00012193 | 0 | 5.3718e-08 | 1.1775e-07 | 0 | 1.1775e-07 | [17 empty] | 7.3.3.17.5 (Remote Grid) Updates to grid topology to minimize risk of ignition in HFTDs Remote GridWLDFREquipment / facility failureAggregated | WLDFR | HFTD - Distribution - Tier 2 - 3QU CoRE ¦ 2QU LoRE | Non-Red Flag Warning - Destructive Fires | Equipment / facility failure | Aggregated | 2031 | 1.4225e-07 | 791.1377 | 0.00011254 | 2031 | Mitigation | 0.95 | 45 | 0 | esc | 0.00097009 | 1.3799e-10 | 0.00097009 | 1.3799e-10
[35 empty] | 7.3.3.17.6 Updates to grid topology to minimize risk of ignition in HFTDs Butte County Rebuild | WLDFR | HFTD - Distribution - Tier 3 - 2QU CoRE ¦ 4QU LoRE | 2055 | 0.10022 | 0.00060204 | 0.18581 | 0 | 0.18581 |  |  |  |  | 0.0016163 | 0.49884 | 0 | 0.49884 | 0.018622 |  | 0.049993 | 0.0022183 | 0.00022232 | Column23: 0.68465; Column24: 0.068616; Column25: 0; Column26: 0; Column27: 0.68465; Column28: 0.068616; Column29: 0.0020385; Column30: 0.62917; Column31: 0; Column32: 0.62917; Column33: 0.063055 | WLDFR | HFTD - Distribution - Tier 3 - 4QU CoRE ¦ 4QU LoRE | Red Flag Warning - Catastrophic Fires | 2032 | 7.9597e-09 | 7.9597e-09 | 15317.9909 | 247.273 | 9287.6491 | 5783.0689 | 0 | 0 | 8.2052e-06 | 0.00012193 | 0 | 0.00012193 | 0.00012193 | 0 | 0.00012193 | 0 | 5.3718e-08 | 1.1775e-07 | 0 | 1.1775e-07 | [17 empty] | 7.3.3.17.5 (Remote Grid) Updates to grid topology to minimize risk of ignition in HFTDs Remote GridWLDFREquipment / facility failureAggregated | WLDFR | HFTD - Distribution - Tier 2 - 3QU CoRE ¦ 2QU LoRE | Non-Red Flag Warning - Destructive Fires | Equipment / facility failure | Aggregated | 2032 | 1.4225e-07 | 791.1377 | 0.00011254 | 2032 | Mitigation | 0.95 | 45 | 0 | esc | 0.00097009 | 1.3799e-10 | 0.00097009 | 1.3799e-10
[35 empty] | 7.3.3.17.6 Updates to grid topology to minimize risk of ignition in HFTDs Butte County Rebuild | WLDFR | HFTD - Distribution - Tier 3 - 2QU CoRE ¦ 4QU LoRE | 2056 | 0.093663 | 0.00060204 | 0.18581 | 0 | 0.18581 |  |  |  |  | 0.0016163 | 0.49884 | 0 | 0.49884 | 0.017404 |  | 0.046723 | 0.0022183 | 0.00020777 | Column23: 0.68465; Column24: 0.064127; Column25: 0; Column26: 0; Column27: 0.68465; Column28: 0.064127; Column29: 0.0020385; Column30: 0.62917; Column31: 0; Column32: 0.62917; Column33: 0.05893 | WLDFR | HFTD - Distribution - Tier 3 - 4QU CoRE ¦ 4QU LoRE | Red Flag Warning - Catastrophic Fires | 2033 | 7.9597e-09 | 7.9597e-09 | 16044.1264 | 263.1074 | 9721.74 | 6059.2791 | 0 | 0 | 8.2052e-06 | 0.00012771 | 0 | 0.00012771 | 0.00012771 | 0 | 0.00012771 | 0 | 5.3718e-08 | 1.1775e-07 | 0 | 1.1775e-07 | [17 empty] | 7.3.3.17.5 (Remote Grid) Updates to grid topology to minimize risk of ignition in HFTDs Remote GridWLDFREquipment / facility failureAggregated | WLDFR | HFTD - Distribution - Tier 2 - 3QU CoRE ¦ 2QU LoRE | Non-Red Flag Warning - Destructive Fires | Equipment / facility failure | Aggregated | 2033 | 1.4225e-07 | 791.1377 | 0.00011254 | 2033 | Mitigation | 0.95 | 45 | 0 | esc | 0.00097009 | 1.3799e-10 | 0.00097009 | 1.3799e-10
[35 empty] | 7.3.3.17.6 Updates to grid topology to minimize risk of ignition in HFTDs Butte County Rebuild | WLDFR | HFTD - Distribution - Tier 3 - 2QU CoRE ¦ 4QU LoRE | 2057 | 0.087535 | 0.00060204 | 0.18581 | 0 | 0.18581 |  |  |  |  | 0.0016163 | 0.49884 | 0 | 0.49884 | 0.016265 |  | 0.043666 | 0.0022183 | 0.00019418 | Column23: 0.68465; Column24: 0.059932; Column25: 0; Column26: 0; Column27: 0.68465; Column28: 0.059932; Column29: 0.0020385; Column30: 0.62917; Column31: 0; Column32: 0.62917; Column33: 0.055074 | WLDFR | HFTD - Distribution - Tier 3 - 4QU CoRE ¦ 4QU LoRE | Red Flag Warning - Catastrophic Fires | 2034 | 7.9597e-09 | 7.9597e-09 | 16044.1264 | 263.1074 | 9721.74 | 6059.2791 | 0 | 0 | 8.2052e-06 | 0.00012771 | 0 | 0.00012771 | 0.00012771 | 0 | 0.00012771 | 0 | 5.3718e-08 | 1.1775e-07 | 0 | 1.1775e-07 | [17 empty] | 7.3.3.17.5 (Remote Grid) Updates to grid topology to minimize risk of ignition in HFTDs Remote GridWLDFREquipment / facility failureAggregated | WLDFR | HFTD - Distribution - Tier 2 - 3QU CoRE ¦ 2QU LoRE | Non-Red Flag Warning - Destructive Fires | Equipment / facility failure | Aggregated | 2034 | 1.4225e-07 | 791.1377 | 0.00011254 | 2034 | Mitigation | 0.95 | 45 | 0 | esc | 0.00097009 | 1.3799e-10 | 0.00097009 | 1.3799e-10
[35 empty] | 7.3.3.17.6 Updates to grid topology to minimize risk of ignition in HFTDs Butte County Rebuild | WLDFR | HFTD - Distribution - Tier 3 - 2QU CoRE ¦ 4QU LoRE | 2058 | 0.081809 | 0.00060204 | 0.19467 | 0 | 0.19467 |  |  |  |  | 0.0016163 | 0.52262 | 0 | 0.52262 | 0.015926 |  | 0.042755 | 0.0022183 | 0.00018148 | Column23: 0.71729; Column24: 0.058681; Column25: 0; Column26: 0; Column27: 0.71729; Column28: 0.058681; Column29: 0.0020385; Column30: 0.65916; Column31: 0; Column32: 0.65916; Column33: 0.053925 | WLDFR | HFTD - Distribution - Tier 3 - 4QU CoRE ¦ 4QU LoRE | Red Flag Warning - Catastrophic Fires | 2035 | 7.9597e-09 | 7.9597e-09 | 16044.1264 | 263.1074 | 9721.74 | 6059.2791 | 0 | 0 | 8.2052e-06 | 0.00012771 | 0 | 0.00012771 | 0.00012771 | 0 | 0.00012771 | 0 | 5.6681e-08 | 1.2425e-07 | 0 | 1.2425e-07 | [17 empty] | 7.3.3.17.5 (Remote Grid) Updates to grid topology to minimize risk of ignition in HFTDs Remote GridWLDFREquipment / facility failureAggregated | WLDFR | HFTD - Distribution - Tier 2 - 3QU CoRE ¦ 2QU LoRE | Non-Red Flag Warning - Destructive Fires | Equipment / facility failure | Aggregated | 2035 | 1.4225e-07 | 791.1377 | 0.00011254 | 2035 | Mitigation | 0.95 | 45 | 0 | esc | 0.00097009 | 1.3799e-10 | 0.00097009 | 1.3799e-10
[35 empty] | 7.3.3.17.6 Updates to grid topology to minimize risk of ignition in HFTDs Butte County Rebuild | WLDFR | HFTD - Distribution - Tier 3 - 2QU CoRE ¦ 4QU LoRE | 2059 | 0.076457 | 0.00060204 | 0.19467 | 0 | 0.19467 |  |  |  |  | 0.0016163 | 0.52262 | 0 | 0.52262 | 0.014884 |  | 0.039958 | 0.0022183 | 0.0001696 | Column23: 0.71729; Column24: 0.054842; Column25: 0; Column26: 0; Column27: 0.71729; Column28: 0.054842; Column29: 0.0020385; Column30: 0.65916; Column31: 0; Column32: 0.65916; Column33: 0.050397 | WLDFR | HFTD - Distribution - Tier 3 - 4QU CoRE ¦ 4QU LoRE | Red Flag Warning - Catastrophic Fires | 2036 | 7.9597e-09 | 7.9597e-09 | 16044.1264 | 263.1074 | 9721.74 | 6059.2791 | 0 | 0 | 8.2052e-06 | 0.00012771 | 0 | 0.00012771 | 0.00012771 | 0 | 0.00012771 | 0 | 5.6681e-08 | 1.2425e-07 | 0 | 1.2425e-07 | [17 empty] | 7.3.3.17.5 (Remote Grid) Updates to grid topology to minimize risk of ignition in HFTDs Remote GridWLDFREquipment / facility failureAggregated | WLDFR | HFTD - Distribution - Tier 2 - 3QU CoRE ¦ 2QU LoRE | Non-Red Flag Warning - Destructive Fires | Equipment / facility failure | Aggregated | 2036 | 1.4225e-07 | 791.1377 | 0.00011254 | 2036 | Mitigation | 0.95 | 45 | 0 | esc | 0.00097009 | 1.3799e-10 | 0.00097009 | 1.3799e-10
[35 empty] | 7.3.3.17.6 Updates to grid topology to minimize risk of ignition in HFTDs Butte County Rebuild | WLDFR | HFTD - Distribution - Tier 3 - 2QU CoRE ¦ 4QU LoRE | 2060 | 0.071455 | 0.00060204 | 0.19467 | 0 | 0.19467 |  |  |  |  | 0.0016163 | 0.52262 | 0 | 0.52262 | 0.01391 |  | 0.037344 | 0.0022183 | 0.00015851 | Column23: 0.71729; Column24: 0.051254; Column25: 0; Column26: 0; Column27: 0.71729; Column28: 0.051254; Column29: 0.0020385; Column30: 0.65916; Column31: 0; Column32: 0.65916; Column33: 0.0471 | WLDFR | HFTD - Distribution - Tier 3 - 4QU CoRE ¦ 4QU LoRE | Red Flag Warning - Catastrophic Fires | 2037 | 7.9597e-09 | 7.9597e-09 | 16044.1264 | 263.1074 | 9721.74 | 6059.2791 | 0 | 0 | 8.2052e-06 | 0.00012771 | 0 | 0.00012771 | 0.00012771 | 0 | 0.00012771 | 0 | 5.6681e-08 | 1.2425e-07 | 0 | 1.2425e-07 | [17 empty] | 7.3.3.17.5 (Remote Grid) Updates to grid topology to minimize risk of ignition in HFTDs Remote GridWLDFREquipment / facility failureAggregated | WLDFR | HFTD - Distribution - Tier 2 - 3QU CoRE ¦ 2QU LoRE | Non-Red Flag Warning - Destructive Fires | Equipment / facility failure | Aggregated | 2037 | 1.4225e-07 | 791.1377 | 0.00011254 | 2037 | Mitigation | 0.95 | 45 | 0 | esc | 0.00097009 | 1.3799e-10 | 0.00097009 | 1.3799e-10
[35 empty] | 7.3.3.17.6 Updates to grid topology to minimize risk of ignition in HFTDs Butte County Rebuild | WLDFR | HFTD - Distribution - Tier 3 - 2QU CoRE ¦ 4QU LoRE | 2061 | 0.06678 | 0.00060204 | 0.19467 | 0 | 0.19467 |  |  |  |  | 0.0016163 | 0.52262 | 0 | 0.52262 | 0.013 |  | 0.034901 | 0.0022183 | 0.00014814 | Column23: 0.71729; Column24: 0.047901; Column25: 0; Column26: 0; Column27: 0.71729; Column28: 0.047901; Column29: 0.0020385; Column30: 0.65916; Column31: 0; Column32: 0.65916; Column33: 0.044019 | WLDFR | HFTD - Distribution - Tier 3 - 4QU CoRE ¦ 4QU LoRE | Red Flag Warning - Catastrophic Fires | 2038 | 7.9597e-09 | 7.9597e-09 | 16832.3912 | 280.5544 | 10192.2718 | 6359.5651 | 0 | 0 | 8.2052e-06 | 0.00013398 | 0 | 0.00013398 | 0.00013398 | 0 | 0.00013398 | 0 | 5.6681e-08 | 1.2425e-07 | 0 | 1.2425e-07 | [17 empty] | 7.3.3.17.5 (Remote Grid) Updates to grid topology to minimize risk of ignition in HFTDs Remote GridWLDFREquipment / facility failureAggregated | WLDFR | HFTD - Distribution - Tier 2 - 3QU CoRE ¦ 2QU LoRE | Non-Red Flag Warning - Destructive Fires | Equipment / facility failure | Aggregated | 2038 | 1.4225e-07 | 791.1377 | 0.00011254 | 2038 | Mitigation | 0.95 | 45 | 0 | esc | 0.00097009 | 1.3799e-10 | 0.00097009 | 1.3799e-10
[35 empty] | 7.3.3.17.6 Updates to grid topology to minimize risk of ignition in HFTDs Butte County Rebuild | WLDFR | HFTD - Distribution - Tier 3 - 2QU CoRE ¦ 4QU LoRE | 2062 | 0.062412 | 0.00060204 | 0.19467 | 0 | 0.19467 |  |  |  |  | 0.0016163 | 0.52262 | 0 | 0.52262 | 0.01215 |  | 0.032617 | 0.0022183 | 0.00013845 | Column23: 0.71729; Column24: 0.044767; Column25: 0; Column26: 0; Column27: 0.71729; Column28: 0.044767; Column29: 0.0020385; Column30: 0.65916; Column31: 0; Column32: 0.65916; Column33: 0.041139 | WLDFR | HFTD - Distribution - Tier 3 - 4QU CoRE ¦ 4QU LoRE | Red Flag Warning - Catastrophic Fires | 2039 | 7.9597e-09 | 7.9597e-09 | 16832.3912 | 280.5544 | 10192.2718 | 6359.5651 | 0 | 0 | 8.2052e-06 | 0.00013398 | 0 | 0.00013398 | 0.00013398 | 0 | 0.00013398 | 0 | 5.6681e-08 | 1.2425e-07 | 0 | 1.2425e-07 | [17 empty] | 7.3.3.17.5 (Remote Grid) Updates to grid topology to minimize risk of ignition in HFTDs Remote GridWLDFREquipment / facility failureAggregated | WLDFR | HFTD - Distribution - Tier 2 - 3QU CoRE ¦ 2QU LoRE | Non-Red Flag Warning - Destructive Fires | Equipment / facility failure | Aggregated | 2039 | 1.4225e-07 | 791.1377 | 0.00011254 | 2039 | Mitigation | 0.95 | 45 | 0 | esc | 0.00097009 | 1.3799e-10 | 0.00097009 | 1.3799e-10
[35 empty] | 7.3.3.17.6 Updates to grid topology to minimize risk of ignition in HFTDs Butte County Rebuild | WLDFR | HFTD - Distribution - Tier 3 - 2QU CoRE ¦ 4QU LoRE | 2063 | 0.058329 | 0.00060204 | 0.2036 | 0 | 0.2036 |  |  |  |  | 0.0016163 | 0.54658 | 0 | 0.54658 | 0.011876 |  | 0.031881 | 0.0022183 | 0.00012939 | Column23: 0.75018; Column24: 0.043757; Column25: 0; Column26: 0; Column27: 0.75018; Column28: 0.043757; Column29: 0.0020385; Column30: 0.68938; Column31: 0; Column32: 0.68938; Column33: 0.040211 | WLDFR | HFTD - Distribution - Tier 3 - 4QU CoRE ¦ 4QU LoRE | Red Flag Warning - Catastrophic Fires | 2040 | 7.9597e-09 | 7.9597e-09 | 16832.3912 | 280.5544 | 10192.2718 | 6359.5651 | 0 | 0 | 8.2052e-06 | 0.00013398 | 0 | 0.00013398 | 0.00013398 | 0 | 0.00013398 | 0 | 6.0051e-08 | 1.3163e-07 | 0 | 1.3163e-07 | [17 empty] | 7.3.3.17.5 (Remote Grid) Updates to grid topology to minimize risk of ignition in HFTDs Remote GridWLDFREquipment / facility failureAggregated | WLDFR | HFTD - Distribution - Tier 2 - 3QU CoRE ¦ 2QU LoRE | Non-Red Flag Warning - Destructive Fires | Equipment / facility failure | Aggregated | 2040 | 1.4225e-07 | 791.1377 | 0.00011254 | 2040 | Mitigation | 0.95 | 45 | 0 | esc | 0.00097009 | 1.3799e-10 | 0.00097009 | 1.3799e-10
[35 empty] | 7.3.3.17.6 Updates to grid topology to minimize risk of ignition in HFTDs Butte County Rebuild | WLDFR | HFTD - Distribution - Tier 3 - 2QU CoRE ¦ 4QU LoRE | 2064 | 0.054513 | 0.00060204 | 0.2036 | 0 | 0.2036 |  |  |  |  | 0.0016163 | 0.54658 | 0 | 0.54658 | 0.011099 |  | 0.029796 | 0.0022183 | 0.00012093 | Column23: 0.75018; Column24: 0.040894; Column25: 0; Column26: 0; Column27: 0.75018; Column28: 0.040894; Column29: 0.0020385; Column30: 0.68938; Column31: 0; Column32: 0.68938; Column33: 0.03758 | WLDFR | HFTD - Distribution - Tier 3 - 4QU CoRE ¦ 4QU LoRE | Red Flag Warning - Catastrophic Fires | 2041 | 7.9597e-09 | 7.9597e-09 | 16832.3912 | 280.5544 | 10192.2718 | 6359.5651 | 0 | 0 | 8.2052e-06 | 0.00013398 | 0 | 0.00013398 | 0.00013398 | 0 | 0.00013398 | 0 | 6.0051e-08 | 1.3163e-07 | 0 | 1.3163e-07 | [17 empty] | 7.3.3.17.5 (Remote Grid) Updates to grid topology to minimize risk of ignition in HFTDs Remote GridWLDFREquipment / facility failureAggregated | WLDFR | HFTD - Distribution - Tier 2 - 3QU CoRE ¦ 2QU LoRE | Non-Red Flag Warning - Destructive Fires | Equipment / facility failure | Aggregated | 2041 | 1.4225e-07 | 791.1377 | 0.00011254 | 2041 | Mitigation | 0.95 | 45 | 0 | esc | 0.00097009 | 1.3799e-10 | 0.00097009 | 1.3799e-10
[35 empty] | 7.3.3.17.6 Updates to grid topology to minimize risk of ignition in HFTDs Butte County Rebuild | WLDFR | HFTD - Distribution - Tier 3 - 2QU CoRE ¦ 4QU LoRE | 2065 | 0.050946 | 0.00060204 | 0.2036 | 0 | 0.2036 |  |  |  |  | 0.0016163 | 0.54658 | 0 | 0.54658 | 0.010373 |  | 0.027846 | 0.0022183 | 0.00011301 | Column23: 0.75018; Column24: 0.038219; Column25: 0; Column26: 0; Column27: 0.75018; Column28: 0.038219; Column29: 0.0020385; Column30: 0.68938; Column31: 0; Column32: 0.68938; Column33: 0.035121 | WLDFR | HFTD - Distribution - Tier 3 - 4QU CoRE ¦ 4QU LoRE | Red Flag Warning - Catastrophic Fires | 2042 | 7.9597e-09 | 7.9597e-09 | 16832.3912 | 280.5544 | 10192.2718 | 6359.5651 | 0 | 0 | 8.2052e-06 | 0.00013398 | 0 | 0.00013398 | 0.00013398 | 0 | 0.00013398 | 0 | 6.0051e-08 | 1.3163e-07 | 0 | 1.3163e-07 | [17 empty] | 7.3.3.17.5 (Remote Grid) Updates to grid topology to minimize risk of ignition in HFTDs Remote GridWLDFREquipment / facility failureAggregated | WLDFR | HFTD - Distribution - Tier 2 - 3QU CoRE ¦ 2QU LoRE | Non-Red Flag Warning - Destructive Fires | Equipment / facility failure | Aggregated | 2042 | 1.4225e-07 | 791.1377 | 0.00011254 | 2042 | Mitigation | 0.95 | 45 | 0 | esc | 0.00097009 | 1.3799e-10 | 0.00097009 | 1.3799e-10
[35 empty] | 7.3.3.17.6 Updates to grid topology to minimize risk of ignition in HFTDs Butte County Rebuild | WLDFR | HFTD - Distribution - Tier 3 - 2QU CoRE ¦ 4QU LoRE | 2066 | 0.047613 | 0.00060204 | 0.2036 | 0 | 0.2036 |  |  |  |  | 0.0016163 | 0.54658 | 0 | 0.54658 | 0.009694 |  | 0.026025 | 0.0022183 | 0.00010562 | Column23: 0.75018; Column24: 0.035719; Column25: 0; Column26: 0; Column27: 0.75018; Column28: 0.035719; Column29: 0.0020385; Column30: 0.68938; Column31: 0; Column32: 0.68938; Column33: 0.032824 | WLDFR | HFTD - Distribution - Tier 3 - 4QU CoRE ¦ 4QU LoRE | Red Flag Warning - Catastrophic Fires | 2043 | 7.9597e-09 | 7.9597e-09 | 17672.0852 | 299.42 | 10692.7362 | 6679.929 | 0 | 0 | 8.2052e-06 | 0.00014066 | 0 | 0.00014066 | 0.00014066 | 0 | 0.00014066 | 0 | 6.0051e-08 | 1.3163e-07 | 0 | 1.3163e-07 | [17 empty] | 7.3.3.17.5 (Remote Grid) Updates to grid topology to minimize risk of ignition in HFTDs Remote GridWLDFREquipment / facility failureAggregated | WLDFR | HFTD - Distribution - Tier 2 - 3QU CoRE ¦ 2QU LoRE | Non-Red Flag Warning - Destructive Fires | Equipment / facility failure | Aggregated | 2043 | 1.4225e-07 | 791.1377 | 0.00011254 | 2043 | Mitigation | 0.95 | 45 | 0 | esc | 0.00097009 | 1.3799e-10 | 0.00097009 | 1.3799e-10
[35 empty] | 7.3.3.17.6 Updates to grid topology to minimize risk of ignition in HFTDs Butte County Rebuild | WLDFR | HFTD - Distribution - Tier 3 - 2QU CoRE ¦ 4QU LoRE | 2067 | 0.044499 | 0.00060204 | 0.2036 | 0 | 0.2036 |  |  |  |  | 0.0016163 | 0.54658 | 0 | 0.54658 | 0.0090598 |  | 0.024322 | 0.0022183 | 9.8711e-05 | Column23: 0.75018; Column24: 0.033382; Column25: 0; Column26: 0; Column27: 0.75018; Column28: 0.033382; Column29: 0.0020385; Column30: 0.68938; Column31: 0; Column32: 0.68938; Column33: 0.030676 | WLDFR | HFTD - Distribution - Tier 3 - 4QU CoRE ¦ 4QU LoRE | Red Flag Warning - Catastrophic Fires | 2044 | 7.9597e-09 | 7.9597e-09 | 17672.0852 | 299.42 | 10692.7362 | 6679.929 | 0 | 0 | 8.2052e-06 | 0.00014066 | 0 | 0.00014066 | 0.00014066 | 0 | 0.00014066 | 0 | 6.0051e-08 | 1.3163e-07 | 0 | 1.3163e-07 | [17 empty] | 7.3.3.17.5 (Remote Grid) Updates to grid topology to minimize risk of ignition in HFTDs Remote GridWLDFREquipment / facility failureAggregated | WLDFR | HFTD - Distribution - Tier 2 - 3QU CoRE ¦ 2QU LoRE | Non-Red Flag Warning - Destructive Fires | Equipment / facility failure | Aggregated | 2044 | 1.4225e-07 | 791.1377 | 0.00011254 | 2044 | Mitigation | 0.95 | 45 | 0 | esc | 0.00097009 | 1.3799e-10 | 0.00097009 | 1.3799e-10
[35 empty] | 7.3.3.17.6 Updates to grid topology to minimize risk of ignition in HFTDs Butte County Rebuild | WLDFR | HFTD - Distribution - Tier 3 - 2QU CoRE ¦ 4QU LoRE | 2068 | 0.041587 | 0.00060204 | 0.21248 | 0 | 0.21248 |  |  |  |  | 0.0016163 | 0.57044 | 0 | 0.57044 | 0.0088367 |  | 0.023723 | 0.0022183 | 9.2254e-05 | Column23: 0.78292; Column24: 0.03256; Column25: 0; Column26: 0; Column27: 0.78292; Column28: 0.03256; Column29: 0.0020385; Column30: 0.71947; Column31: 0; Column32: 0.71947; Column33: 0.029921 | WLDFR | HFTD - Distribution - Tier 3 - 4QU CoRE ¦ 4QU LoRE | Red Flag Warning - Catastrophic Fires | 2045 | 7.9597e-09 | 7.9597e-09 | 17672.0852 | 299.42 | 10692.7362 | 6679.929 | 0 | 0 | 8.2052e-06 | 0.00014066 | 0 | 0.00014066 | 0.00014066 | 0 | 0.00014066 | 0 | 6.3802e-08 | 1.3986e-07 | 0 | 1.3986e-07 | [17 empty] | 7.3.3.17.5 (Remote Grid) Updates to grid topology to minimize risk of ignition in HFTDs Remote GridWLDFREquipment / facility failureAggregated | WLDFR | HFTD - Distribution - Tier 2 - 3QU CoRE ¦ 2QU LoRE | Non-Red Flag Warning - Destructive Fires | Equipment / facility failure | Aggregated | 2045 | 1.4225e-07 | 791.1377 | 0.00011254 | 2045 | Mitigation | 0.95 | 45 | 0 | esc | 0.00097009 | 1.3799e-10 | 0.00097009 | 1.3799e-10
[35 empty] | 7.3.3.17.6 Updates to grid topology to minimize risk of ignition in HFTDs Butte County Rebuild | WLDFR | HFTD - Distribution - Tier 3 - 2QU CoRE ¦ 4QU LoRE | 2069 | 0.038867 | 0.00060204 | 0.21248 | 0 | 0.21248 |  |  |  |  | 0.0016163 | 0.57044 | 0 | 0.57044 | 0.0082586 |  | 0.022171 | 0.0022183 | 8.6218e-05 | Column23: 0.78292; Column24: 0.03043; Column25: 0; Column26: 0; Column27: 0.78292; Column28: 0.03043; Column29: 0.0020385; Column30: 0.71947; Column31: 0; Column32: 0.71947; Column33: 0.027963 | WLDFR | HFTD - Distribution - Tier 3 - 4QU CoRE ¦ 4QU LoRE | Red Flag Warning - Catastrophic Fires | 2046 | 7.9597e-09 | 7.9597e-09 | 17672.0852 | 299.42 | 10692.7362 | 6679.929 | 0 | 0 | 8.2052e-06 | 0.00014066 | 0 | 0.00014066 | 0.00014066 | 0 | 0.00014066 | 0 | 6.3802e-08 | 1.3986e-07 | 0 | 1.3986e-07 | [17 empty] | 7.3.3.17.5 (Remote Grid) Updates to grid topology to minimize risk of ignition in HFTDs Remote GridWLDFREquipment / facility failureAggregated | WLDFR | HFTD - Distribution - Tier 2 - 3QU CoRE ¦ 2QU LoRE | Non-Red Flag Warning - Destructive Fires | Equipment / facility failure | Aggregated | 2046 | 1.4225e-07 | 791.1377 | 0.00011254 | 2046 | Mitigation | 0.95 | 45 | 0 | esc | 0.00097009 | 1.3799e-10 | 0.00097009 | 1.3799e-10
[35 empty] | 7.3.3.17.6 Updates to grid topology to minimize risk of ignition in HFTDs Butte County Rebuild | WLDFR | HFTD - Distribution - Tier 3 - 2QU CoRE ¦ 4QU LoRE | 2070 | 0.036324 | 0.00060204 | 0.21248 | 0 | 0.21248 |  |  |  |  | 0.0016163 | 0.57044 | 0 | 0.57044 | 0.0077183 |  | 0.020721 | 0.0022183 | 8.0578e-05 | Column23: 0.78292; Column24: 0.028439; Column25: 0; Column26: 0; Column27: 0.78292; Column28: 0.028439; Column29: 0.0020385; Column30: 0.71947; Column31: 0; Column32: 0.71947; Column33: 0.026134 | WLDFR | HFTD - Distribution - Tier 3 - 4QU CoRE ¦ 4QU LoRE | Red Flag Warning - Catastrophic Fires | 2047 | 7.9597e-09 | 7.9597e-09 | 17672.0852 | 299.42 | 10692.7362 | 6679.929 | 0 | 0 | 8.2052e-06 | 0.00014066 | 0 | 0.00014066 | 0.00014066 | 0 | 0.00014066 | 0 | 6.3802e-08 | 1.3986e-07 | 0 | 1.3986e-07 | [17 empty] | 7.3.3.17.5 (Remote Grid) Updates to grid topology to minimize risk of ignition in HFTDs Remote GridWLDFREquipment / facility failureAggregated | WLDFR | HFTD - Distribution - Tier 2 - 3QU CoRE ¦ 2QU LoRE | Non-Red Flag Warning - Destructive Fires | Equipment / facility failure | Aggregated | 2047 | 1.4225e-07 | 791.1377 | 0.00011254 | 2047 | Mitigation | 0.95 | 45 | 0 | esc | 0.00097009 | 1.3799e-10 | 0.00097009 | 1.3799e-10
[35 empty] | 7.3.3.17.6 Updates to grid topology to minimize risk of ignition in HFTDs Butte County Rebuild | WLDFR | HFTD - Distribution - Tier 3 - 2QU CoRE ¦ 4QU LoRE | 2071 | 0.033948 | 0.00060204 | 0.21248 | 0 | 0.21248 |  |  |  |  | 0.0016163 | 0.57044 | 0 | 0.57044 | 0.0072133 |  | 0.019365 | 0.0022183 | 7.5306e-05 | Column23: 0.78292; Column24: 0.026578; Column25: 0; Column26: 0; Column27: 0.78292; Column28: 0.026578; Column29: 0.0020385; Column30: 0.71947; Column31: 0; Column32: 0.71947; Column33: 0.024424 | WLDFR | HFTD - Distribution - Tier 3 - 4QU CoRE ¦ 4QU LoRE | Red Flag Warning - Catastrophic Fires | 2048 | 7.9597e-09 | 7.9597e-09 | 18552.3348 | 319.4911 | 11216.5626 | 7016.281 | 0 | 0 | 8.2052e-06 | 0.00014767 | 0 | 0.00014767 | 0.00014767 | 0 | 0.00014767 | 0 | 6.3802e-08 | 1.3986e-07 | 0 | 1.3986e-07 | [17 empty] | 7.3.3.17.5 (Remote Grid) Updates to grid topology to minimize risk of ignition in HFTDs Remote GridWLDFREquipment / facility failureAggregated | WLDFR | HFTD - Distribution - Tier 2 - 3QU CoRE ¦ 2QU LoRE | Non-Red Flag Warning - Destructive Fires | Equipment / facility failure | Aggregated | 2048 | 1.4225e-07 | 791.1377 | 0.00011254 | 2048 | Mitigation | 0.95 | 45 | 0 | esc | 0.00097009 | 1.3799e-10 | 0.00097009 | 1.3799e-10
[35 empty] | 7.3.3.17.6 Updates to grid topology to minimize risk of ignition in HFTDs Butte County Rebuild | WLDFR | HFTD - Distribution - Tier 3 - 2QU CoRE ¦ 4QU LoRE | 2072 | 0.031727 | 0.00060204 | 0.21248 | 0 | 0.21248 |  |  |  |  | 0.0016163 | 0.57044 | 0 | 0.57044 | 0.0067414 |  | 0.018098 | 0.0022183 | 7.038e-05 | Column23: 0.78292; Column24: 0.02484; Column25: 0; Column26: 0; Column27: 0.78292; Column28: 0.02484; Column29: 0.0020385; Column30: 0.71947; Column31: 0; Column32: 0.71947; Column33: 0.022827 | WLDFR | HFTD - Distribution - Tier 3 - 4QU CoRE ¦ 4QU LoRE | Red Flag Warning - Catastrophic Fires | 2049 | 7.9597e-09 | 7.9597e-09 | 18552.3348 | 319.4911 | 11216.5626 | 7016.281 | 0 | 0 | 8.2052e-06 | 0.00014767 | 0 | 0.00014767 | 0.00014767 | 0 | 0.00014767 | 0 | 6.3802e-08 | 1.3986e-07 | 0 | 1.3986e-07 | [17 empty] | 7.3.3.17.5 (Remote Grid) Updates to grid topology to minimize risk of ignition in HFTDs Remote GridWLDFREquipment / facility failureAggregated | WLDFR | HFTD - Distribution - Tier 2 - 3QU CoRE ¦ 2QU LoRE | Non-Red Flag Warning - Destructive Fires | Equipment / facility failure | Aggregated | 2049 | 1.4225e-07 | 791.1377 | 0.00011254 | 2049 | Mitigation | 0.95 | 45 | 0 | esc | 0.00097009 | 1.3799e-10 | 0.00097009 | 1.3799e-10
[35 empty] | 7.3.3.17.6 Updates to grid topology to minimize risk of ignition in HFTDs Butte County Rebuild | WLDFR | HFTD - Distribution - Tier 3 - 2QU CoRE ¦ 4QU LoRE | 2073 | 0.029651 | 0.00060204 | 0.22122 | 0 | 0.22122 |  |  |  |  | 0.0016163 | 0.5939 | 0 | 0.5939 | 0.0065595 |  | 0.01761 | 0.0022183 | 6.5776e-05 | Column23: 0.81512; Column24: 0.024169; Column25: 0; Column26: 0; Column27: 0.81512; Column28: 0.024169; Column29: 0.0020385; Column30: 0.74906; Column31: 0; Column32: 0.74906; Column33: 0.022211 | WLDFR | HFTD - Distribution - Tier 3 - 4QU CoRE ¦ 4QU LoRE | Red Flag Warning - Catastrophic Fires | 2050 | 7.9597e-09 | 7.9597e-09 | 18552.3348 | 319.4911 | 11216.5626 | 7016.281 | 0 | 0 | 8.2052e-06 | 0.00014767 | 0 | 0.00014767 | 0.00014767 | 0 | 0.00014767 | 0 | 6.7904e-08 | 1.4885e-07 | 0 | 1.4885e-07 | [17 empty] | 7.3.3.17.5 (Remote Grid) Updates to grid topology to minimize risk of ignition in HFTDs Remote GridWLDFREquipment / facility failureAggregated | WLDFR | HFTD - Distribution - Tier 2 - 3QU CoRE ¦ 2QU LoRE | Non-Red Flag Warning - Destructive Fires | Equipment / facility failure | Aggregated | 2050 | 1.4225e-07 | 791.1377 | 0.00011254 | 2050 | Mitigation | 0.95 | 45 | 0 | esc | 0.00097009 | 1.3799e-10 | 0.00097009 | 1.3799e-10
[35 empty] | 7.3.3.17.6 Updates to grid topology to minimize risk of ignition in HFTDs Butte County Rebuild | WLDFR | HFTD - Distribution - Tier 3 - 2QU CoRE ¦ 4QU LoRE | 2074 | 0.027711 | 0.00060204 | 0.22122 | 0 | 0.22122 |  |  |  |  | 0.0016163 | 0.5939 | 0 | 0.5939 | 0.0061304 |  | 0.016458 | 0.0022183 | 6.1472e-05 | Column23: 0.81512; Column24: 0.022588; Column25: 0; Column26: 0; Column27: 0.81512; Column28: 0.022588; Column29: 0.0020385; Column30: 0.74906; Column31: 0; Column32: 0.74906; Column33: 0.020758 | WLDFR | HFTD - Distribution - Tier 3 - 4QU CoRE ¦ 4QU LoRE | Red Flag Warning - Catastrophic Fires | 2051 | 7.9597e-09 | 7.9597e-09 | 18552.3348 | 319.4911 | 11216.5626 | 7016.281 | 0 | 0 | 8.2052e-06 | 0.00014767 | 0 | 0.00014767 | 0.00014767 | 0 | 0.00014767 | 0 | 6.7904e-08 | 1.4885e-07 | 0 | 1.4885e-07 | [17 empty] | 7.3.3.17.5 (Remote Grid) Updates to grid topology to minimize risk of ignition in HFTDs Remote GridWLDFREquipment / facility failureAggregated | WLDFR | HFTD - Distribution - Tier 2 - 3QU CoRE ¦ 2QU LoRE | Non-Red Flag Warning - Destructive Fires | Equipment / facility failure | Aggregated | 2051 | 1.4225e-07 | 791.1377 | 0.00011254 | 2051 | Mitigation | 0.95 | 45 | 0 | esc | 0.00097009 | 1.3799e-10 | 0.00097009 | 1.3799e-10
[35 empty] | 7.3.3.17.6 Updates to grid topology to minimize risk of ignition in HFTDs Butte County Rebuild | WLDFR | HFTD - Distribution - Tier 3 - 2QU CoRE ¦ 4QU LoRE | 2075 | 0.025899 | 0 | 0 | 0 | 0 |  |  |  |  | 0.0016163 | 0.5939 | 0 | 0.5939 | 0 |  | 0.015381 | 0.0016163 | 4.1859e-05 | Column23: 0.5939; Column24: 0.015381; Column25: 0; Column26: 0; Column27: 0.5939; Column28: 0.015381; Column29: 0.0020385; Column30: 0.74906; Column31: 0; Column32: 0.74906; Column33: 0.0194 | WLDFR | HFTD - Distribution - Tier 3 - 4QU CoRE ¦ 4QU LoRE | Red Flag Warning - Catastrophic Fires | 2052 | 7.9597e-09 | 7.9597e-09 | 18552.3348 | 319.4911 | 11216.5626 | 7016.281 | 0 | 0 | 8.2052e-06 | 0.00014767 | 0 | 0.00014767 | 0.00014767 | 0 | 0.00014767 | 0 | 6.7904e-08 | 1.4885e-07 | 0 | 1.4885e-07 | [17 empty] | 7.3.3.17.5 (Remote Grid) Updates to grid topology to minimize risk of ignition in HFTDs Remote GridWLDFREquipment / facility failureAggregated | WLDFR | HFTD - Distribution - Tier 2 - 3QU CoRE ¦ 2QU LoRE | Non-Red Flag Warning - Destructive Fires | Equipment / facility failure | Aggregated | 2052 | 1.4225e-07 | 791.1377 | 0.00011254 | 2052 | Mitigation | 0.95 | 45 | 0 | esc | 0.00097009 | 1.3799e-10 | 0.00097009 | 1.3799e-10
[35 empty] | 7.3.3.17.6 Updates to grid topology to minimize risk of ignition in HFTDs Butte County Rebuild | WLDFR | HFTD - Distribution - Tier 3 - 2QU CoRE ¦ 4QU LoRE | 2076 | 0.024204 | 0 | 0 | 0 | 0 |  |  |  |  | 0.0016163 | 0.5939 | 0 | 0.5939 | 0 |  | 0.014375 | 0.0016163 | 3.912e-05 | Column23: 0.5939; Column24: 0.014375; Column25: 0; Column26: 0; Column27: 0.5939; Column28: 0.014375; Column29: 0.0020385; Column30: 0.74906; Column31: 0; Column32: 0.74906; Column33: 0.01813 | WLDFR | HFTD - Distribution - Tier 3 - 4QU CoRE ¦ 4QU LoRE | Red Flag Warning - Catastrophic Fires | 2053 | 7.9597e-09 | 7.9597e-09 | 19462.1283 | 340.5356 | 11757.1413 | 7364.4514 | 0 | 0 | 8.2052e-06 | 0.00015491 | 0 | 0.00015491 | 0.00015491 | 0 | 0.00015491 | 0 | 6.7904e-08 | 1.4885e-07 | 0 | 1.4885e-07 | [17 empty] | 7.3.3.17.5 (Remote Grid) Updates to grid topology to minimize risk of ignition in HFTDs Remote GridWLDFREquipment / facility failureAggregated | WLDFR | HFTD - Distribution - Tier 2 - 3QU CoRE ¦ 2QU LoRE | Non-Red Flag Warning - Destructive Fires | Equipment / facility failure | Aggregated | 2053 | 1.4225e-07 | 791.1377 | 0.00011254 | 2053 | Mitigation | 0.95 | 45 | 0 | esc | 0.00097009 | 1.3799e-10 | 0.00097009 | 1.3799e-10
[35 empty] | 7.3.3.17.6 Updates to grid topology to minimize risk of ignition in HFTDs Butte County Rebuild | WLDFR | HFTD - Distribution - Tier 3 - 2QU CoRE ¦ 4QU LoRE | 2077 | 0.022621 | 0 | 0 | 0 | 0 |  |  |  |  | 0 | 0 | 0 | 0 | 0 |  | 0 | 0 | 0 | Column23: 0; Column24: 0; Column25: 0; Column26: 0; Column27: 0; Column28: 0; Column29: 0.0020385; Column30: 0.74906; Column31: 0; Column32: 0.74906; Column33: 0.016944 | WLDFR | HFTD - Distribution - Tier 3 - 4QU CoRE ¦ 4QU LoRE | Red Flag Warning - Catastrophic Fires | 2054 | 7.9597e-09 | 7.9597e-09 | 19462.1283 | 340.5356 | 11757.1413 | 7364.4514 | 0 | 0 | 8.2052e-06 | 0.00015491 | 0 | 0.00015491 | 0.00015491 | 0 | 0.00015491 | 0 | 6.7904e-08 | 1.4885e-07 | 0 | 1.4885e-07 | [17 empty] | 7.3.3.17.5 (Remote Grid) Updates to grid topology to minimize risk of ignition in HFTDs Remote GridWLDFREquipment / facility failureAggregated | WLDFR | HFTD - Distribution - Tier 2 - 3QU CoRE ¦ 2QU LoRE | Non-Red Flag Warning - Destructive Fires | Equipment / facility failure | Aggregated | 2054 | 1.4225e-07 | 791.1377 | 0.00011254 | 2054 | Mitigation | 0.95 | 45 | 0 | esc | 0.00097009 | 1.3799e-10 | 0.00097009 | 1.3799e-10
[35 empty] | 7.3.3.17.6 Updates to grid topology to minimize risk of ignition in HFTDs Butte County Rebuild | WLDFR | HFTD - Distribution - Tier 3 - 2QU CoRE ¦ 5QU LoRE | 2020 | 1 | 0.00020074 | 0.055013 | 0 | 0.055013 |  |  |  |  | 0 | 0 | 0 | 0 | 0.055013 |  | 0 | 0.00020074 | 0.00020074 | Column23: 0.055013; Column24: 0.055013; Column25: 0; Column26: 0; Column27: 0.055013; Column28: 0.055013; Column29: 0; Column30: 0; Column31: 0; Column32: 0; Column33: 0 | WLDFR | HFTD - Distribution - Tier 3 - 4QU CoRE ¦ 4QU LoRE | Red Flag Warning - Catastrophic Fires | 2055 | 7.9597e-09 | 7.9597e-09 | 19462.1283 | 340.5356 | 11757.1413 | 7364.4514 | 0 | 0 | 8.2052e-06 | 0.00015491 | 0 | 0.00015491 | 0.00015491 | 0 | 0.00015491 | 0 | 7.2324e-08 | 1.5854e-07 | 0 | 1.5854e-07 | [17 empty] | 7.3.3.17.5 (Remote Grid) Updates to grid topology to minimize risk of ignition in HFTDs Remote GridWLDFREquipment / facility failureAggregated | WLDFR | HFTD - Distribution - Tier 2 - 3QU CoRE ¦ 2QU LoRE | Non-Red Flag Warning - Destructive Fires | Equipment / facility failure | Aggregated | 2055 | 1.4225e-07 | 791.1377 | 0.00011254 | 2055 | Mitigation | 0.95 | 45 | 0 | esc | 0.00097009 | 1.3799e-10 | 0.00097009 | 1.3799e-10
[35 empty] | 7.3.3.17.6 Updates to grid topology to minimize risk of ignition in HFTDs Butte County Rebuild | WLDFR | HFTD - Distribution - Tier 3 - 2QU CoRE ¦ 5QU LoRE | 2021 | 1 | 0.00020074 | 0.055013 | 0 | 0.055013 |  |  |  |  | 0 | 0 | 0 | 0 | 0.055013 |  | 0 | 0.00020074 | 0.00020074 | Column23: 0.055013; Column24: 0.055013; Column25: 0; Column26: 0; Column27: 0.055013; Column28: 0.055013; Column29: 0; Column30: 0; Column31: 0; Column32: 0; Column33: 0 | WLDFR | HFTD - Distribution - Tier 3 - 4QU CoRE ¦ 4QU LoRE | Red Flag Warning - Catastrophic Fires | 2056 | 7.9597e-09 | 7.9597e-09 | 19462.1283 | 340.5356 | 11757.1413 | 7364.4514 | 0 | 0 | 8.2052e-06 | 0.00015491 | 0 | 0.00015491 | 0.00015491 | 0 | 0.00015491 | 0 | 7.2324e-08 | 1.5854e-07 | 0 | 1.5854e-07 | [17 empty] | 7.3.3.17.5 (Remote Grid) Updates to grid topology to minimize risk of ignition in HFTDs Remote GridWLDFREquipment / facility failureAggregated | WLDFR | HFTD - Distribution - Tier 2 - 3QU CoRE ¦ 2QU LoRE | Non-Red Flag Warning - Destructive Fires | Equipment / facility failure | Aggregated | 2056 | 1.4225e-07 | 791.1377 | 0.00011254 | 2056 | Mitigation | 0.95 | 45 | 0 | esc | 0.00097009 | 1.3799e-10 | 0.00097009 | 1.3799e-10
[35 empty] | 7.3.3.17.6 Updates to grid topology to minimize risk of ignition in HFTDs Butte County Rebuild | WLDFR | HFTD - Distribution - Tier 3 - 2QU CoRE ¦ 5QU LoRE | 2022 | 0.93458 | 0.00018374 | 0.046796 | 0 | 0.046796 |  |  |  |  | 0.00021236 | 0.054085 | 0 | 0.054085 | 0.043734 |  | 0.050547 | 0.00039609 | 0.00037018 | Column23: 0.10088; Column24: 0.094282; Column25: 0; Column26: 0; Column27: 0.10088; Column28: 0.094282; Column29: 0; Column30: 0; Column31: 0; Column32: 0; Column33: 0 | WLDFR | HFTD - Distribution - Tier 3 - 4QU CoRE ¦ 4QU LoRE | Red Flag Warning - Catastrophic Fires | 2057 | 7.9597e-09 | 7.9597e-09 | 19462.1283 | 340.5356 | 11757.1413 | 7364.4514 | 0 | 0 | 8.2052e-06 | 0.00015491 | 0 | 0.00015491 | 0.00015491 | 0 | 0.00015491 | 0 | 7.2324e-08 | 1.5854e-07 | 0 | 1.5854e-07 | [17 empty] | 7.3.3.17.5 (Remote Grid) Updates to grid topology to minimize risk of ignition in HFTDs Remote GridWLDFREquipment / facility failureAggregated | WLDFR | HFTD - Distribution - Tier 2 - 3QU CoRE ¦ 2QU LoRE | Non-Red Flag Warning - Destructive Fires | Equipment / facility failure | Aggregated | 2057 | 1.4225e-07 | 791.1377 | 0.00011254 | 2057 | Mitigation | 0.95 | 45 | 0 | esc | 0.00097009 | 1.3799e-10 | 0.00097009 | 1.3799e-10
[35 empty] | 7.3.3.17.6 Updates to grid topology to minimize risk of ignition in HFTDs Butte County Rebuild | WLDFR | HFTD - Distribution - Tier 3 - 2QU CoRE ¦ 5QU LoRE | 2023 | 0.87344 | 0.00018374 | 0.048511 | 0 | 0.048511 |  |  |  |  | 0.00021236 | 0.056067 | 0 | 0.056067 | 0.042371 |  | 0.048971 | 0.00039609 | 0.00034596 | Column23: 0.10458; Column24: 0.091342; Column25: 0; Column26: 0; Column27: 0.10458; Column28: 0.091342; Column29: 0.00026784; Column30: 0.070716; Column31: 0; Column32: 0.070716; Column33: 0.061766 | WLDFR | HFTD - Distribution - Tier 3 - 4QU CoRE ¦ 4QU LoRE | Red Flag Warning - Catastrophic Fires | 2058 | 7.9597e-09 | 7.9597e-09 | 20390.4035 | 362.3049 | 12307.8747 | 7720.2238 | 0 | 0 | 8.2052e-06 | 0.0001623 | 0 | 0.0001623 | 0.0001623 | 0 | 0.0001623 | 0 | 7.2324e-08 | 1.5854e-07 | 0 | 1.5854e-07 | [17 empty] | 7.3.3.17.5 (Remote Grid) Updates to grid topology to minimize risk of ignition in HFTDs Remote GridWLDFREquipment / facility failureAggregated | WLDFR | HFTD - Distribution - Tier 2 - 3QU CoRE ¦ 2QU LoRE | Non-Red Flag Warning - Destructive Fires | Equipment / facility failure | Aggregated | 2058 | 1.4225e-07 | 791.1377 | 0.00011254 | 2058 | Mitigation | 0.95 | 45 | 0 | esc | 0.00097009 | 1.3799e-10 | 0.00097009 | 1.3799e-10
[35 empty] | 7.3.3.17.6 Updates to grid topology to minimize risk of ignition in HFTDs Butte County Rebuild | WLDFR | HFTD - Distribution - Tier 3 - 2QU CoRE ¦ 5QU LoRE | 2024 | 0.8163 | 0.00018374 | 0.048511 | 0 | 0.048511 |  |  |  |  | 0.00021236 | 0.056067 | 0 | 0.056067 | 0.039599 |  | 0.045768 | 0.00039609 | 0.00032333 | Column23: 0.10458; Column24: 0.085367; Column25: 0; Column26: 0; Column27: 0.10458; Column28: 0.085367; Column29: 0.00026784; Column30: 0.070716; Column31: 0; Column32: 0.070716; Column33: 0.057725 | WLDFR | HFTD - Distribution - Tier 3 - 4QU CoRE ¦ 4QU LoRE | Red Flag Warning - Catastrophic Fires | 2059 | 7.9597e-09 | 7.9597e-09 | 20390.4035 | 362.3049 | 12307.8747 | 7720.2238 | 0 | 0 | 8.2052e-06 | 0.0001623 | 0 | 0.0001623 | 0.0001623 | 0 | 0.0001623 | 0 | 7.2324e-08 | 1.5854e-07 | 0 | 1.5854e-07 | [17 empty] | 7.3.3.17.5 (Remote Grid) Updates to grid topology to minimize risk of ignition in HFTDs Remote GridWLDFREquipment / facility failureAggregated | WLDFR | HFTD - Distribution - Tier 2 - 3QU CoRE ¦ 2QU LoRE | Non-Red Flag Warning - Destructive Fires | Equipment / facility failure | Aggregated | 2059 | 1.4225e-07 | 791.1377 | 0.00011254 | 2059 | Mitigation | 0.95 | 45 | 0 | esc | 0.00097009 | 1.3799e-10 | 0.00097009 | 1.3799e-10
[35 empty] | 7.3.3.17.6 Updates to grid topology to minimize risk of ignition in HFTDs Butte County Rebuild | WLDFR | HFTD - Distribution - Tier 3 - 2QU CoRE ¦ 5QU LoRE | 2025 | 0.7629 | 0.00018374 | 0.048511 | 0 | 0.048511 |  |  |  |  | 0.00021236 | 0.056067 | 0 | 0.056067 | 0.037009 |  | 0.042773 | 0.00039609 | 0.00030218 | Column23: 0.10458; Column24: 0.079782; Column25: 0; Column26: 0; Column27: 0.10458; Column28: 0.079782; Column29: 0.00026784; Column30: 0.070716; Column31: 0; Column32: 0.070716; Column33: 0.053949 | WLDFR | HFTD - Distribution - Tier 3 - 4QU CoRE ¦ 4QU LoRE | Red Flag Warning - Catastrophic Fires | 2060 | 7.9597e-09 | 7.9597e-09 | 20390.4035 | 362.3049 | 12307.8747 | 7720.2238 | 0 | 0 | 8.2052e-06 | 0.0001623 | 0 | 0.0001623 | 0.0001623 | 0 | 0.0001623 | 0 | 7.7023e-08 | 1.6884e-07 | 0 | 1.6884e-07 | [17 empty] | 7.3.3.17.5 (Remote Grid) Updates to grid topology to minimize risk of ignition in HFTDs Remote GridWLDFREquipment / facility failureAggregated | WLDFR | HFTD - Distribution - Tier 2 - 3QU CoRE ¦ 2QU LoRE | Non-Red Flag Warning - Destructive Fires | Equipment / facility failure | Aggregated | 2060 | 1.4225e-07 | 791.1377 | 0.00011254 | 2060 | Mitigation | 0.95 | 45 | 0 | esc | 0.00097009 | 1.3799e-10 | 0.00097009 | 1.3799e-10
[35 empty] | 7.3.3.17.6 Updates to grid topology to minimize risk of ignition in HFTDs Butte County Rebuild | WLDFR | HFTD - Distribution - Tier 3 - 2QU CoRE ¦ 5QU LoRE | 2026 | 0.71299 | 0.00018374 | 0.048511 | 0 | 0.048511 |  |  |  |  | 0.00021236 | 0.056067 | 0 | 0.056067 | 0.034587 |  | 0.039975 | 0.00039609 | 0.00028241 | Column23: 0.10458; Column24: 0.074563; Column25: 0; Column26: 0; Column27: 0.10458; Column28: 0.074563; Column29: 0.00026784; Column30: 0.070716; Column31: 0; Column32: 0.070716; Column33: 0.050419 | WLDFR | HFTD - Distribution - Tier 3 - 4QU CoRE ¦ 4QU LoRE | Red Flag Warning - Catastrophic Fires | 2061 | 7.9597e-09 | 7.9597e-09 | 20390.4035 | 362.3049 | 12307.8747 | 7720.2238 | 0 | 0 | 8.2052e-06 | 0.0001623 | 0 | 0.0001623 | 0.0001623 | 0 | 0.0001623 | 0 | 7.7023e-08 | 1.6884e-07 | 0 | 1.6884e-07 | [17 empty] | 7.3.3.17.5 (Remote Grid) Updates to grid topology to minimize risk of ignition in HFTDs Remote GridWLDFREquipment / facility failureAggregated | WLDFR | HFTD - Distribution - Tier 2 - 3QU CoRE ¦ 2QU LoRE | Non-Red Flag Warning - Destructive Fires | Equipment / facility failure | Aggregated | 2061 | 1.4225e-07 | 791.1377 | 0.00011254 | 2061 | Mitigation | 0.95 | 45 | 0 | esc | 0.00097009 | 1.3799e-10 | 0.00097009 | 1.3799e-10
[35 empty] | 7.3.3.17.6 Updates to grid topology to minimize risk of ignition in HFTDs Butte County Rebuild | WLDFR | HFTD - Distribution - Tier 3 - 2QU CoRE ¦ 5QU LoRE | 2027 | 0.66634 | 0.00018374 | 0.048511 | 0 | 0.048511 |  |  |  |  | 0.00021236 | 0.056067 | 0 | 0.056067 | 0.032325 |  | 0.03736 | 0.00039609 | 0.00026393 | Column23: 0.10458; Column24: 0.069685; Column25: 0; Column26: 0; Column27: 0.10458; Column28: 0.069685; Column29: 0.00026784; Column30: 0.070716; Column31: 0; Column32: 0.070716; Column33: 0.047121 | WLDFR | HFTD - Distribution - Tier 3 - 4QU CoRE ¦ 4QU LoRE | Red Flag Warning - Catastrophic Fires | 2062 | 7.9597e-09 | 7.9597e-09 | 20390.4035 | 362.3049 | 12307.8747 | 7720.2238 | 0 | 0 | 8.2052e-06 | 0.0001623 | 0 | 0.0001623 | 0.0001623 | 0 | 0.0001623 | 0 | 7.7023e-08 | 1.6884e-07 | 0 | 1.6884e-07 | [17 empty] | 7.3.3.17.5 (Remote Grid) Updates to grid topology to minimize risk of ignition in HFTDs Remote GridWLDFREquipment / facility failureAggregated | WLDFR | HFTD - Distribution - Tier 2 - 3QU CoRE ¦ 2QU LoRE | Non-Red Flag Warning - Destructive Fires | Equipment / facility failure | Aggregated | 2062 | 1.4225e-07 | 791.1377 | 0.00011254 | 2062 | Mitigation | 0.95 | 45 | 0 | esc | 0.00097009 | 1.3799e-10 | 0.00097009 | 1.3799e-10
[35 empty] | 7.3.3.17.6 Updates to grid topology to minimize risk of ignition in HFTDs Butte County Rebuild | WLDFR | HFTD - Distribution - Tier 3 - 2QU CoRE ¦ 5QU LoRE | 2028 | 0.62275 | 0.00018374 | 0.050671 | 0 | 0.050671 |  |  |  |  | 0.00021236 | 0.058564 | 0 | 0.058564 | 0.031555 |  | 0.036471 | 0.00039609 | 0.00024667 | Column23: 0.10924; Column24: 0.068026; Column25: 0; Column26: 0; Column27: 0.10924; Column28: 0.068026; Column29: 0.00026784; Column30: 0.073865; Column31: 0; Column32: 0.073865; Column33: 0.045999 | WLDFR | HFTD - Distribution - Tier 3 - 4QU CoRE ¦ 4QU LoRE | Red Flag Warning - Catastrophic Fires | 2063 | 7.9597e-09 | 7.9597e-09 | 21325.9188 | 384.5316 | 12862.0997 | 8079.2876 | 0 | 0 | 8.2052e-06 | 0.00016975 | 0 | 0.00016975 | 0.00016975 | 0 | 0.00016975 | 0 | 7.7023e-08 | 1.6884e-07 | 0 | 1.6884e-07 | [17 empty] | 7.3.3.17.5 (Remote Grid) Updates to grid topology to minimize risk of ignition in HFTDs Remote GridWLDFREquipment / facility failureAggregated | WLDFR | HFTD - Distribution - Tier 2 - 3QU CoRE ¦ 2QU LoRE | Non-Red Flag Warning - Destructive Fires | Equipment / facility failure | Aggregated | 2063 | 1.4225e-07 | 791.1377 | 0.00011254 | 2063 | Mitigation | 0.95 | 45 | 0 | esc | 0.00097009 | 1.3799e-10 | 0.00097009 | 1.3799e-10
[35 empty] | 7.3.3.17.6 Updates to grid topology to minimize risk of ignition in HFTDs Butte County Rebuild | WLDFR | HFTD - Distribution - Tier 3 - 2QU CoRE ¦ 5QU LoRE | 2029 | 0.58201 | 0.00018374 | 0.050671 | 0 | 0.050671 |  |  |  |  | 0.00021236 | 0.058564 | 0 | 0.058564 | 0.029491 |  | 0.034085 | 0.00039609 | 0.00023053 | Column23: 0.10924; Column24: 0.063576; Column25: 0; Column26: 0; Column27: 0.10924; Column28: 0.063576; Column29: 0.00026784; Column30: 0.073865; Column31: 0; Column32: 0.073865; Column33: 0.04299 | WLDFR | HFTD - Distribution - Tier 3 - 4QU CoRE ¦ 4QU LoRE | Red Flag Warning - Catastrophic Fires | 2064 | 7.9597e-09 | 7.9597e-09 | 21325.9188 | 384.5316 | 12862.0997 | 8079.2876 | 0 | 0 | 8.2052e-06 | 0.00016975 | 0 | 0.00016975 | 0.00016975 | 0 | 0.00016975 | 0 | 7.7023e-08 | 1.6884e-07 | 0 | 1.6884e-07 | [17 empty] | 7.3.3.17.5 (Remote Grid) Updates to grid topology to minimize risk of ignition in HFTDs Remote GridWLDFREquipment / facility failureAggregated | WLDFR | HFTD - Distribution - Tier 2 - 3QU CoRE ¦ 2QU LoRE | Non-Red Flag Warning - Destructive Fires | Equipment / facility failure | Aggregated | 2064 | 1.4225e-07 | 791.1377 | 0.00011254 | 2064 | Mitigation | 0.95 | 45 | 0 | esc | 0.00097009 | 1.3799e-10 | 0.00097009 | 1.3799e-10
[35 empty] | 7.3.3.17.6 Updates to grid topology to minimize risk of ignition in HFTDs Butte County Rebuild | WLDFR | HFTD - Distribution - Tier 3 - 2QU CoRE ¦ 5QU LoRE | 2030 | 0.54393 | 0.00018374 | 0.050671 | 0 | 0.050671 |  |  |  |  | 0.00021236 | 0.058564 | 0 | 0.058564 | 0.027562 |  | 0.031855 | 0.00039609 | 0.00021545 | Column23: 0.10924; Column24: 0.059417; Column25: 0; Column26: 0; Column27: 0.10924; Column28: 0.059417; Column29: 0.00026784; Column30: 0.073865; Column31: 0; Column32: 0.073865; Column33: 0.040178 | WLDFR | HFTD - Distribution - Tier 3 - 4QU CoRE ¦ 4QU LoRE | Red Flag Warning - Catastrophic Fires | 2065 | 7.9597e-09 | 7.9597e-09 | 21325.9188 | 384.5316 | 12862.0997 | 8079.2876 | 0 | 0 | 8.2052e-06 | 0.00016975 | 0 | 0.00016975 | 0.00016975 | 0 | 0.00016975 | 0 | 8.1949e-08 | 1.7963e-07 | 0 | 1.7963e-07 | [17 empty] | 7.3.3.17.5 (Remote Grid) Updates to grid topology to minimize risk of ignition in HFTDs Remote GridWLDFREquipment / facility failureAggregated | WLDFR | HFTD - Distribution - Tier 2 - 3QU CoRE ¦ 2QU LoRE | Non-Red Flag Warning - Destructive Fires | Equipment / facility failure | Aggregated | 2065 | 1.4225e-07 | 791.1377 | 0.00011254 | 2065 | Mitigation | 0.95 | 45 | 0 | esc | 0.00097009 | 1.3799e-10 | 0.00097009 | 1.3799e-10
[35 empty] | 7.3.3.17.6 Updates to grid topology to minimize risk of ignition in HFTDs Butte County Rebuild | WLDFR | HFTD - Distribution - Tier 3 - 2QU CoRE ¦ 5QU LoRE | 2031 | 0.50835 | 0.00018374 | 0.050671 | 0 | 0.050671 |  |  |  |  | 0.00021236 | 0.058564 | 0 | 0.058564 | 0.025759 |  | 0.029771 | 0.00039609 | 0.00020135 | Column23: 0.10924; Column24: 0.05553; Column25: 0; Column26: 0; Column27: 0.10924; Column28: 0.05553; Column29: 0.00026784; Column30: 0.073865; Column31: 0; Column32: 0.073865; Column33: 0.037549 | WLDFR | HFTD - Distribution - Tier 3 - 4QU CoRE ¦ 4QU LoRE | Red Flag Warning - Catastrophic Fires | 2066 | 7.9597e-09 | 7.9597e-09 | 21325.9188 | 384.5316 | 12862.0997 | 8079.2876 | 0 | 0 | 8.2052e-06 | 0.00016975 | 0 | 0.00016975 | 0.00016975 | 0 | 0.00016975 | 0 | 8.1949e-08 | 1.7963e-07 | 0 | 1.7963e-07 | [17 empty] | 7.3.3.17.5 (Remote Grid) Updates to grid topology to minimize risk of ignition in HFTDs Remote GridWLDFREquipment / facility failureAggregated | WLDFR | HFTD - Distribution - Tier 2 - 3QU CoRE ¦ 2QU LoRE | Non-Red Flag Warning - Destructive Fires | Equipment / facility failure | Aggregated | 2066 | 1.4225e-07 | 791.1377 | 0.00011254 | 2066 | Mitigation | 0.95 | 45 | 0 | esc | 0.00097009 | 1.3799e-10 | 0.00097009 | 1.3799e-10
[35 empty] | 7.3.3.17.6 Updates to grid topology to minimize risk of ignition in HFTDs Butte County Rebuild | WLDFR | HFTD - Distribution - Tier 3 - 2QU CoRE ¦ 5QU LoRE | 2032 | 0.47509 | 0.00018374 | 0.050671 | 0 | 0.050671 |  |  |  |  | 0.00021236 | 0.058564 | 0 | 0.058564 | 0.024074 |  | 0.027824 | 0.00039609 | 0.00018818 | Column23: 0.10924; Column24: 0.051897; Column25: 0; Column26: 0; Column27: 0.10924; Column28: 0.051897; Column29: 0.00026784; Column30: 0.073865; Column31: 0; Column32: 0.073865; Column33: 0.035093 | WLDFR | HFTD - Distribution - Tier 3 - 4QU CoRE ¦ 4QU LoRE | Red Flag Warning - Catastrophic Fires | 2067 | 0 | 7.9597e-09 | 21325.9188 | 384.5316 | 12862.0997 | 8079.2876 | 0 | 0 | 8.2052e-06 | 0 | 0 | 0 | 0.00016975 | 0 | 0.00016975 | 0 | 8.1949e-08 | 1.7963e-07 | 0 | 1.7963e-07 | [17 empty] | 7.3.3.17.5 (Remote Grid) Updates to grid topology to minimize risk of ignition in HFTDs Remote GridWLDFREquipment / facility failureAggregated | WLDFR | HFTD - Distribution - Tier 2 - 3QU CoRE ¦ 2QU LoRE | Non-Red Flag Warning - Destructive Fires | Equipment / facility failure | Aggregated | 2067 | 1.4225e-07 | 791.1377 | 0.00011254 | 2067 | Mitigation | 0.95 | 45 | 0 | esc | 0 | 0 | 0.00097009 | 1.3799e-10
[35 empty] | 7.3.3.17.6 Updates to grid topology to minimize risk of ignition in HFTDs Butte County Rebuild | WLDFR | HFTD - Distribution - Tier 3 - 2QU CoRE ¦ 5QU LoRE | 2033 | 0.44401 | 0.00018374 | 0.053072 | 0 | 0.053072 |  |  |  |  | 0.00021236 | 0.06134 | 0 | 0.06134 | 0.023565 |  | 0.027236 | 0.00039609 | 0.00017587 | Column23: 0.11441; Column24: 0.0508; Column25: 0; Column26: 0; Column27: 0.11441; Column28: 0.0508; Column29: 0.00026784; Column30: 0.077365; Column31: 0; Column32: 0.077365; Column33: 0.034351 | WLDFR | HFTD - Distribution - Tier 3 - 4QU CoRE ¦ 4QU LoRE | Red Flag Warning - Destructive Fires | 2022 | 1.3181e-09 | 0 | 8807.9522 | 222.2294 | 8585.7228 | 0 | 0 | 0 | 1.3587e-06 | 1.161e-05 | 0 | 1.161e-05 | 0 | 0 | 0 | 0 | 8.1949e-08 | 1.7963e-07 | 0 | 1.7963e-07 | [17 empty] | 7.3.3.17.5 (Remote Grid) Updates to grid topology to minimize risk of ignition in HFTDs Remote GridWLDFRVegetation ContactAggregated | WLDFR | HFTD - Distribution - Tier 2 - 3QU CoRE ¦ 2QU LoRE | Non-Red Flag Warning - Destructive Fires | Vegetation Contact | Aggregated | 2022 | 8.3078e-07 | 791.1377 | 0.00065726 | 2022 | Mitigation | 0.95 | 45 | 0 | esc | 0.00097009 | 8.0593e-10 | 0 | 0
[35 empty] | 7.3.3.17.6 Updates to grid topology to minimize risk of ignition in HFTDs Butte County Rebuild | WLDFR | HFTD - Distribution - Tier 3 - 2QU CoRE ¦ 5QU LoRE | 2034 | 0.41496 | 0.00018374 | 0.053072 | 0 | 0.053072 |  |  |  |  | 0.00021236 | 0.06134 | 0 | 0.06134 | 0.022023 |  | 0.025454 | 0.00039609 | 0.00016436 | Column23: 0.11441; Column24: 0.047477; Column25: 0; Column26: 0; Column27: 0.11441; Column28: 0.047477; Column29: 0.00026784; Column30: 0.077365; Column31: 0; Column32: 0.077365; Column33: 0.032104 | WLDFR | HFTD - Distribution - Tier 3 - 4QU CoRE ¦ 4QU LoRE | Red Flag Warning - Destructive Fires | 2023 | 1.3181e-09 | 1.3181e-09 | 9129.7461 | 233.2301 | 8896.516 | 0 | 0 | 0 | 1.3587e-06 | 1.2034e-05 | 0 | 1.2034e-05 | 1.2034e-05 | 0 | 1.2034e-05 | 0 | 8.1949e-08 | 1.7963e-07 | 0 | 1.7963e-07 | [17 empty] | 7.3.3.17.5 (Remote Grid) Updates to grid topology to minimize risk of ignition in HFTDs Remote GridWLDFRVegetation ContactAggregated | WLDFR | HFTD - Distribution - Tier 2 - 3QU CoRE ¦ 2QU LoRE | Non-Red Flag Warning - Destructive Fires | Vegetation Contact | Aggregated | 2023 | 8.3078e-07 | 791.1377 | 0.00065726 | 2023 | Mitigation | 0.95 | 45 | 0 | esc | 0.00097009 | 8.0593e-10 | 0.00097009 | 8.0593e-10
[35 empty] | 7.3.3.17.6 Updates to grid topology to minimize risk of ignition in HFTDs Butte County Rebuild | WLDFR | HFTD - Distribution - Tier 3 - 2QU CoRE ¦ 5QU LoRE | 2035 | 0.38782 | 0.00018374 | 0.053072 | 0 | 0.053072 |  |  |  |  | 0.00021236 | 0.06134 | 0 | 0.06134 | 0.020582 |  | 0.023789 | 0.00039609 | 0.00015361 | Column23: 0.11441; Column24: 0.044371; Column25: 0; Column26: 0; Column27: 0.11441; Column28: 0.044371; Column29: 0.00026784; Column30: 0.077365; Column31: 0; Column32: 0.077365; Column33: 0.030004 | WLDFR | HFTD - Distribution - Tier 3 - 4QU CoRE ¦ 4QU LoRE | Red Flag Warning - Destructive Fires | 2024 | 1.3181e-09 | 1.3181e-09 | 9129.7461 | 233.2301 | 8896.516 | 0 | 0 | 0 | 1.3587e-06 | 1.2034e-05 | 0 | 1.2034e-05 | 1.2034e-05 | 0 | 1.2034e-05 | 0 | 8.7047e-08 | 1.9081e-07 | 0 | 1.9081e-07 | [17 empty] | 7.3.3.17.5 (Remote Grid) Updates to grid topology to minimize risk of ignition in HFTDs Remote GridWLDFRVegetation ContactAggregated | WLDFR | HFTD - Distribution - Tier 2 - 3QU CoRE ¦ 2QU LoRE | Non-Red Flag Warning - Destructive Fires | Vegetation Contact | Aggregated | 2024 | 8.3078e-07 | 791.1377 | 0.00065726 | 2024 | Mitigation | 0.95 | 45 | 0 | esc | 0.00097009 | 8.0593e-10 | 0.00097009 | 8.0593e-10
[35 empty] | 7.3.3.17.6 Updates to grid topology to minimize risk of ignition in HFTDs Butte County Rebuild | WLDFR | HFTD - Distribution - Tier 3 - 2QU CoRE ¦ 5QU LoRE | 2036 | 0.36245 | 0.00018374 | 0.053072 | 0 | 0.053072 |  |  |  |  | 0.00021236 | 0.06134 | 0 | 0.06134 | 0.019236 |  | 0.022232 | 0.00039609 | 0.00014356 | Column23: 0.11441; Column24: 0.041468; Column25: 0; Column26: 0; Column27: 0.11441; Column28: 0.041468; Column29: 0.00026784; Column30: 0.077365; Column31: 0; Column32: 0.077365; Column33: 0.028041 | WLDFR | HFTD - Distribution - Tier 3 - 4QU CoRE ¦ 4QU LoRE | Red Flag Warning - Destructive Fires | 2025 | 1.3181e-09 | 1.3181e-09 | 9129.7461 | 233.2301 | 8896.516 | 0 | 0 | 0 | 1.3587e-06 | 1.2034e-05 | 0 | 1.2034e-05 | 1.2034e-05 | 0 | 1.2034e-05 | 0 | 8.7047e-08 | 1.9081e-07 | 0 | 1.9081e-07 | [17 empty] | 7.3.3.17.5 (Remote Grid) Updates to grid topology to minimize risk of ignition in HFTDs Remote GridWLDFRVegetation ContactAggregated | WLDFR | HFTD - Distribution - Tier 2 - 3QU CoRE ¦ 2QU LoRE | Non-Red Flag Warning - Destructive Fires | Vegetation Contact | Aggregated | 2025 | 8.3078e-07 | 791.1377 | 0.00065726 | 2025 | Mitigation | 0.95 | 45 | 0 | esc | 0.00097009 | 8.0593e-10 | 0.00097009 | 8.0593e-10
[35 empty] | 7.3.3.17.6 Updates to grid topology to minimize risk of ignition in HFTDs Butte County Rebuild | WLDFR | HFTD - Distribution - Tier 3 - 2QU CoRE ¦ 5QU LoRE | 2037 | 0.33873 | 0.00018374 | 0.053072 | 0 | 0.053072 |  |  |  |  | 0.00021236 | 0.06134 | 0 | 0.06134 | 0.017977 |  | 0.020778 | 0.00039609 | 0.00013417 | Column23: 0.11441; Column24: 0.038755; Column25: 0; Column26: 0; Column27: 0.11441; Column28: 0.038755; Column29: 0.00026784; Column30: 0.077365; Column31: 0; Column32: 0.077365; Column33: 0.026206 | WLDFR | HFTD - Distribution - Tier 3 - 4QU CoRE ¦ 4QU LoRE | Red Flag Warning - Destructive Fires | 2026 | 1.3181e-09 | 1.3181e-09 | 9129.7461 | 233.2301 | 8896.516 | 0 | 0 | 0 | 1.3587e-06 | 1.2034e-05 | 0 | 1.2034e-05 | 1.2034e-05 | 0 | 1.2034e-05 | 0 | 8.7047e-08 | 1.9081e-07 | 0 | 1.9081e-07 | [17 empty] | 7.3.3.17.5 (Remote Grid) Updates to grid topology to minimize risk of ignition in HFTDs Remote GridWLDFRVegetation ContactAggregated | WLDFR | HFTD - Distribution - Tier 2 - 3QU CoRE ¦ 2QU LoRE | Non-Red Flag Warning - Destructive Fires | Vegetation Contact | Aggregated | 2026 | 8.3078e-07 | 791.1377 | 0.00065726 | 2026 | Mitigation | 0.95 | 45 | 0 | esc | 0.00097009 | 8.0593e-10 | 0.00097009 | 8.0593e-10
[35 empty] | 7.3.3.17.6 Updates to grid topology to minimize risk of ignition in HFTDs Butte County Rebuild | WLDFR | HFTD - Distribution - Tier 3 - 2QU CoRE ¦ 5QU LoRE | 2038 | 0.31657 | 0.00018374 | 0.055679 | 0 | 0.055679 |  |  |  |  | 0.00021236 | 0.064352 | 0 | 0.064352 | 0.017626 |  | 0.020372 | 0.00039609 | 0.00012539 | Column23: 0.12003; Column24: 0.037999; Column25: 0; Column26: 0; Column27: 0.12003; Column28: 0.037999; Column29: 0.00026784; Column30: 0.081165; Column31: 0; Column32: 0.081165; Column33: 0.025695 | WLDFR | HFTD - Distribution - Tier 3 - 4QU CoRE ¦ 4QU LoRE | Red Flag Warning - Destructive Fires | 2027 | 1.3181e-09 | 1.3181e-09 | 9129.7461 | 233.2301 | 8896.516 | 0 | 0 | 0 | 1.3587e-06 | 1.2034e-05 | 0 | 1.2034e-05 | 1.2034e-05 | 0 | 1.2034e-05 | 0 | 8.7047e-08 | 1.9081e-07 | 0 | 1.9081e-07 | [17 empty] | 7.3.3.17.5 (Remote Grid) Updates to grid topology to minimize risk of ignition in HFTDs Remote GridWLDFRVegetation ContactAggregated | WLDFR | HFTD - Distribution - Tier 2 - 3QU CoRE ¦ 2QU LoRE | Non-Red Flag Warning - Destructive Fires | Vegetation Contact | Aggregated | 2027 | 8.3078e-07 | 791.1377 | 0.00065726 | 2027 | Mitigation | 0.95 | 45 | 0 | esc | 0.00097009 | 8.0593e-10 | 0.00097009 | 8.0593e-10
[35 empty] | 7.3.3.17.6 Updates to grid topology to minimize risk of ignition in HFTDs Butte County Rebuild | WLDFR | HFTD - Distribution - Tier 3 - 2QU CoRE ¦ 5QU LoRE | 2039 | 0.29586 | 0.00018374 | 0.055679 | 0 | 0.055679 |  |  |  |  | 0.00021236 | 0.064352 | 0 | 0.064352 | 0.016473 |  | 0.019039 | 0.00039609 | 0.00011719 | Column23: 0.12003; Column24: 0.035513; Column25: 0; Column26: 0; Column27: 0.12003; Column28: 0.035513; Column29: 0.00026784; Column30: 0.081165; Column31: 0; Column32: 0.081165; Column33: 0.024014 | WLDFR | HFTD - Distribution - Tier 3 - 4QU CoRE ¦ 4QU LoRE | Red Flag Warning - Destructive Fires | 2028 | 1.3181e-09 | 1.3181e-09 | 9534.9221 | 247.273 | 9287.6491 | 0 | 0 | 0 | 1.3587e-06 | 1.2568e-05 | 0 | 1.2568e-05 | 1.2568e-05 | 0 | 1.2568e-05 | 0 | 8.7047e-08 | 1.9081e-07 | 0 | 1.9081e-07 | [17 empty] | 7.3.3.17.5 (Remote Grid) Updates to grid topology to minimize risk of ignition in HFTDs Remote GridWLDFRVegetation ContactAggregated | WLDFR | HFTD - Distribution - Tier 2 - 3QU CoRE ¦ 2QU LoRE | Non-Red Flag Warning - Destructive Fires | Vegetation Contact | Aggregated | 2028 | 8.3078e-07 | 791.1377 | 0.00065726 | 2028 | Mitigation | 0.95 | 45 | 0 | esc | 0.00097009 | 8.0593e-10 | 0.00097009 | 8.0593e-10
[35 empty] | 7.3.3.17.6 Updates to grid topology to minimize risk of ignition in HFTDs Butte County Rebuild | WLDFR | HFTD - Distribution - Tier 3 - 2QU CoRE ¦ 5QU LoRE | 2040 | 0.27651 | 0.00018374 | 0.055679 | 0 | 0.055679 |  |  |  |  | 0.00021236 | 0.064352 | 0 | 0.064352 | 0.015396 |  | 0.017794 | 0.00039609 | 0.00010952 | Column23: 0.12003; Column24: 0.033189; Column25: 0; Column26: 0; Column27: 0.12003; Column28: 0.033189; Column29: 0.00026784; Column30: 0.081165; Column31: 0; Column32: 0.081165; Column33: 0.022443 | WLDFR | HFTD - Distribution - Tier 3 - 4QU CoRE ¦ 4QU LoRE | Red Flag Warning - Destructive Fires | 2029 | 1.3181e-09 | 1.3181e-09 | 9534.9221 | 247.273 | 9287.6491 | 0 | 0 | 0 | 1.3587e-06 | 1.2568e-05 | 0 | 1.2568e-05 | 1.2568e-05 | 0 | 1.2568e-05 | 0 | 9.226e-08 | 2.0224e-07 | 0 | 2.0224e-07 | [17 empty] | 7.3.3.17.5 (Remote Grid) Updates to grid topology to minimize risk of ignition in HFTDs Remote GridWLDFRVegetation ContactAggregated | WLDFR | HFTD - Distribution - Tier 2 - 3QU CoRE ¦ 2QU LoRE | Non-Red Flag Warning - Destructive Fires | Vegetation Contact | Aggregated | 2029 | 8.3078e-07 | 791.1377 | 0.00065726 | 2029 | Mitigation | 0.95 | 45 | 0 | esc | 0.00097009 | 8.0593e-10 | 0.00097009 | 8.0593e-10
[35 empty] | 7.3.3.17.6 Updates to grid topology to minimize risk of ignition in HFTDs Butte County Rebuild | WLDFR | HFTD - Distribution - Tier 3 - 2QU CoRE ¦ 5QU LoRE | 2041 | 0.25842 | 0.00018374 | 0.055679 | 0 | 0.055679 |  |  |  |  | 0.00021236 | 0.064352 | 0 | 0.064352 | 0.014388 |  | 0.01663 | 0.00039609 | 0.00010236 | Column23: 0.12003; Column24: 0.031018; Column25: 0; Column26: 0; Column27: 0.12003; Column28: 0.031018; Column29: 0.00026784; Column30: 0.081165; Column31: 0; Column32: 0.081165; Column33: 0.020975 | WLDFR | HFTD - Distribution - Tier 3 - 4QU CoRE ¦ 4QU LoRE | Red Flag Warning - Destructive Fires | 2030 | 1.3181e-09 | 1.3181e-09 | 9534.9221 | 247.273 | 9287.6491 | 0 | 0 | 0 | 1.3587e-06 | 1.2568e-05 | 0 | 1.2568e-05 | 1.2568e-05 | 0 | 1.2568e-05 | 0 | 9.226e-08 | 2.0224e-07 | 0 | 2.0224e-07 | [17 empty] | 7.3.3.17.5 (Remote Grid) Updates to grid topology to minimize risk of ignition in HFTDs Remote GridWLDFRVegetation ContactAggregated | WLDFR | HFTD - Distribution - Tier 2 - 3QU CoRE ¦ 2QU LoRE | Non-Red Flag Warning - Destructive Fires | Vegetation Contact | Aggregated | 2030 | 8.3078e-07 | 791.1377 | 0.00065726 | 2030 | Mitigation | 0.95 | 45 | 0 | esc | 0.00097009 | 8.0593e-10 | 0.00097009 | 8.0593e-10
[35 empty] | 7.3.3.17.6 Updates to grid topology to minimize risk of ignition in HFTDs Butte County Rebuild | WLDFR | HFTD - Distribution - Tier 3 - 2QU CoRE ¦ 5QU LoRE | 2042 | 0.24151 | 0.00018374 | 0.055679 | 0 | 0.055679 |  |  |  |  | 0.00021236 | 0.064352 | 0 | 0.064352 | 0.013447 |  | 0.015542 | 0.00039609 | 9.5661e-05 | Column23: 0.12003; Column24: 0.028989; Column25: 0; Column26: 0; Column27: 0.12003; Column28: 0.028989; Column29: 0.00026784; Column30: 0.081165; Column31: 0; Column32: 0.081165; Column33: 0.019602 | WLDFR | HFTD - Distribution - Tier 3 - 4QU CoRE ¦ 4QU LoRE | Red Flag Warning - Destructive Fires | 2031 | 1.3181e-09 | 1.3181e-09 | 9534.9221 | 247.273 | 9287.6491 | 0 | 0 | 0 | 1.3587e-06 | 1.2568e-05 | 0 | 1.2568e-05 | 1.2568e-05 | 0 | 1.2568e-05 | 0 | 9.226e-08 | 2.0224e-07 | 0 | 2.0224e-07 | [17 empty] | 7.3.3.17.5 (Remote Grid) Updates to grid topology to minimize risk of ignition in HFTDs Remote GridWLDFRVegetation ContactAggregated | WLDFR | HFTD - Distribution - Tier 2 - 3QU CoRE ¦ 2QU LoRE | Non-Red Flag Warning - Destructive Fires | Vegetation Contact | Aggregated | 2031 | 8.3078e-07 | 791.1377 | 0.00065726 | 2031 | Mitigation | 0.95 | 45 | 0 | esc | 0.00097009 | 8.0593e-10 | 0.00097009 | 8.0593e-10
[35 empty] | 7.3.3.17.6 Updates to grid topology to minimize risk of ignition in HFTDs Butte County Rebuild | WLDFR | HFTD - Distribution - Tier 3 - 2QU CoRE ¦ 5QU LoRE | 2043 | 0.22571 | 0.00018374 | 0.058455 | 0 | 0.058455 |  |  |  |  | 0.00021236 | 0.067561 | 0 | 0.067561 | 0.013194 |  | 0.015249 | 0.00039609 | 8.9403e-05 | Column23: 0.12602; Column24: 0.028443; Column25: 0; Column26: 0; Column27: 0.12602; Column28: 0.028443; Column29: 0.00026784; Column30: 0.085212; Column31: 0; Column32: 0.085212; Column33: 0.019233 | WLDFR | HFTD - Distribution - Tier 3 - 4QU CoRE ¦ 4QU LoRE | Red Flag Warning - Destructive Fires | 2032 | 1.3181e-09 | 1.3181e-09 | 9534.9221 | 247.273 | 9287.6491 | 0 | 0 | 0 | 1.3587e-06 | 1.2568e-05 | 0 | 1.2568e-05 | 1.2568e-05 | 0 | 1.2568e-05 | 0 | 0 | 2.0224e-07 | 0 | 2.0224e-07 | [17 empty] | 7.3.3.17.5 (Remote Grid) Updates to grid topology to minimize risk of ignition in HFTDs Remote GridWLDFRVegetation ContactAggregated | WLDFR | HFTD - Distribution - Tier 2 - 3QU CoRE ¦ 2QU LoRE | Non-Red Flag Warning - Destructive Fires | Vegetation Contact | Aggregated | 2032 | 8.3078e-07 | 791.1377 | 0.00065726 | 2032 | Mitigation | 0.95 | 45 | 0 | esc | 0.00097009 | 8.0593e-10 | 0.00097009 | 8.0593e-10
[35 empty] | 7.3.3.17.6 Updates to grid topology to minimize risk of ignition in HFTDs Butte County Rebuild | WLDFR | HFTD - Distribution - Tier 3 - 2QU CoRE ¦ 5QU LoRE | 2044 | 0.21095 | 0.00018374 | 0.058455 | 0 | 0.058455 |  |  |  |  | 0.00021236 | 0.067561 | 0 | 0.067561 | 0.012331 |  | 0.014252 | 0.00039609 | 8.3554e-05 | Column23: 0.12602; Column24: 0.026583; Column25: 0; Column26: 0; Column27: 0.12602; Column28: 0.026583; Column29: 0.00026784; Column30: 0.085212; Column31: 0; Column32: 0.085212; Column33: 0.017975 | WLDFR | HFTD - Distribution - Tier 3 - 4QU CoRE ¦ 4QU LoRE | Red Flag Warning - Destructive Fires | 2033 | 1.3181e-09 | 1.3181e-09 | 9984.8474 | 263.1074 | 9721.74 | 0 | 0 | 0 | 1.3587e-06 | 1.3161e-05 | 0 | 1.3161e-05 | 1.3161e-05 | 0 | 1.3161e-05 | 0 | 0 | 0 | 0 | 0 | [17 empty] | 7.3.3.17.5 (Remote Grid) Updates to grid topology to minimize risk of ignition in HFTDs Remote GridWLDFRVegetation ContactAggregated | WLDFR | HFTD - Distribution - Tier 2 - 3QU CoRE ¦ 2QU LoRE | Non-Red Flag Warning - Destructive Fires | Vegetation Contact | Aggregated | 2033 | 8.3078e-07 | 791.1377 | 0.00065726 | 2033 | Mitigation | 0.95 | 45 | 0 | esc | 0.00097009 | 8.0593e-10 | 0.00097009 | 8.0593e-10
[35 empty] | 7.3.3.17.6 Updates to grid topology to minimize risk of ignition in HFTDs Butte County Rebuild | WLDFR | HFTD - Distribution - Tier 3 - 2QU CoRE ¦ 5QU LoRE | 2045 | 0.19715 | 0.00018374 | 0.058455 | 0 | 0.058455 |  |  |  |  | 0.00021236 | 0.067561 | 0 | 0.067561 | 0.011524 |  | 0.013319 | 0.00039609 | 7.8088e-05 | Column23: 0.12602; Column24: 0.024844; Column25: 0; Column26: 0; Column27: 0.12602; Column28: 0.024844; Column29: 0.00026784; Column30: 0.085212; Column31: 0; Column32: 0.085212; Column33: 0.016799 | WLDFR | HFTD - Distribution - Tier 3 - 4QU CoRE ¦ 4QU LoRE | Red Flag Warning - Destructive Fires | 2034 | 1.3181e-09 | 1.3181e-09 | 9984.8474 | 263.1074 | 9721.74 | 0 | 0 | 0 | 1.3587e-06 | 1.3161e-05 | 0 | 1.3161e-05 | 1.3161e-05 | 0 | 1.3161e-05 | 0 | 2.1362e-07 | 0 | 0 | 0 | [17 empty] | 7.3.3.17.5 (Remote Grid) Updates to grid topology to minimize risk of ignition in HFTDs Remote GridWLDFRVegetation ContactAggregated | WLDFR | HFTD - Distribution - Tier 2 - 3QU CoRE ¦ 2QU LoRE | Non-Red Flag Warning - Destructive Fires | Vegetation Contact | Aggregated | 2034 | 8.3078e-07 | 791.1377 | 0.00065726 | 2034 | Mitigation | 0.95 | 45 | 0 | esc | 0.00097009 | 8.0593e-10 | 0.00097009 | 8.0593e-10
[35 empty] | 7.3.3.17.6 Updates to grid topology to minimize risk of ignition in HFTDs Butte County Rebuild | WLDFR | HFTD - Distribution - Tier 3 - 2QU CoRE ¦ 5QU LoRE | 2046 | 0.18425 | 0.00018374 | 0.058455 | 0 | 0.058455 |  |  |  |  | 0.00021236 | 0.067561 | 0 | 0.067561 | 0.01077 |  | 0.012448 | 0.00039609 | 7.298e-05 | Column23: 0.12602; Column24: 0.023218; Column25: 0; Column26: 0; Column27: 0.12602; Column28: 0.023218; Column29: 0.00026784; Column30: 0.085212; Column31: 0; Column32: 0.085212; Column33: 0.0157 | WLDFR | HFTD - Distribution - Tier 3 - 4QU CoRE ¦ 4QU LoRE | Red Flag Warning - Destructive Fires | 2035 | 1.3181e-09 | 1.3181e-09 | 9984.8474 | 263.1074 | 9721.74 | 0 | 0 | 0 | 1.3587e-06 | 1.3161e-05 | 0 | 1.3161e-05 | 1.3161e-05 | 0 | 1.3161e-05 | 0 | 2.205e-07 | 4.8334e-07 | 0 | 4.8334e-07 | [17 empty] | 7.3.3.17.5 (Remote Grid) Updates to grid topology to minimize risk of ignition in HFTDs Remote GridWLDFRVegetation ContactAggregated | WLDFR | HFTD - Distribution - Tier 2 - 3QU CoRE ¦ 2QU LoRE | Non-Red Flag Warning - Destructive Fires | Vegetation Contact | Aggregated | 2035 | 8.3078e-07 | 791.1377 | 0.00065726 | 2035 | Mitigation | 0.95 | 45 | 0 | esc | 0.00097009 | 8.0593e-10 | 0.00097009 | 8.0593e-10
[35 empty] | 7.3.3.17.6 Updates to grid topology to minimize risk of ignition in HFTDs Butte County Rebuild | WLDFR | HFTD - Distribution - Tier 3 - 2QU CoRE ¦ 5QU LoRE | 2047 | 0.1722 | 0.00018374 | 0.058455 | 0 | 0.058455 |  |  |  |  | 0.00021236 | 0.067561 | 0 | 0.067561 | 0.010066 |  | 0.011634 | 0.00039609 | 6.8205e-05 | Column23: 0.12602; Column24: 0.021699; Column25: 0; Column26: 0; Column27: 0.12602; Column28: 0.021699; Column29: 0.00026784; Column30: 0.085212; Column31: 0; Column32: 0.085212; Column33: 0.014673 | WLDFR | HFTD - Distribution - Tier 3 - 4QU CoRE ¦ 4QU LoRE | Red Flag Warning - Destructive Fires | 2036 | 1.3181e-09 | 1.3181e-09 | 9984.8474 | 263.1074 | 9721.74 | 0 | 0 | 0 | 1.3587e-06 | 1.3161e-05 | 0 | 1.3161e-05 | 1.3161e-05 | 0 | 1.3161e-05 | 0 | 2.205e-07 | 4.8334e-07 | 0 | 4.8334e-07 | [17 empty] | 7.3.3.17.5 (Remote Grid) Updates to grid topology to minimize risk of ignition in HFTDs Remote GridWLDFRVegetation ContactAggregated | WLDFR | HFTD - Distribution - Tier 2 - 3QU CoRE ¦ 2QU LoRE | Non-Red Flag Warning - Destructive Fires | Vegetation Contact | Aggregated | 2036 | 8.3078e-07 | 791.1377 | 0.00065726 | 2036 | Mitigation | 0.95 | 45 | 0 | esc | 0.00097009 | 8.0593e-10 | 0.00097009 | 8.0593e-10
[35 empty] | 7.3.3.17.6 Updates to grid topology to minimize risk of ignition in HFTDs Butte County Rebuild | WLDFR | HFTD - Distribution - Tier 3 - 2QU CoRE ¦ 5QU LoRE | 2048 | 0.16093 | 0.00018374 | 0.061365 | 0 | 0.061365 |  |  |  |  | 0.00021236 | 0.070924 | 0 | 0.070924 | 0.0098755 |  | 0.011414 | 0.00039609 | 6.3743e-05 | Column23: 0.13229; Column24: 0.021289; Column25: 0; Column26: 0; Column27: 0.13229; Column28: 0.021289; Column29: 0.00026784; Column30: 0.089454; Column31: 0; Column32: 0.089454; Column33: 0.014396 | WLDFR | HFTD - Distribution - Tier 3 - 4QU CoRE ¦ 4QU LoRE | Red Flag Warning - Destructive Fires | 2037 | 1.3181e-09 | 1.3181e-09 | 9984.8474 | 263.1074 | 9721.74 | 0 | 0 | 0 | 1.3587e-06 | 1.3161e-05 | 0 | 1.3161e-05 | 1.3161e-05 | 0 | 1.3161e-05 | 0 | 2.205e-07 | 4.8334e-07 | 0 | 4.8334e-07 | [17 empty] | 7.3.3.17.5 (Remote Grid) Updates to grid topology to minimize risk of ignition in HFTDs Remote GridWLDFRVegetation ContactAggregated | WLDFR | HFTD - Distribution - Tier 2 - 3QU CoRE ¦ 2QU LoRE | Non-Red Flag Warning - Destructive Fires | Vegetation Contact | Aggregated | 2037 | 8.3078e-07 | 791.1377 | 0.00065726 | 2037 | Mitigation | 0.95 | 45 | 0 | esc | 0.00097009 | 8.0593e-10 | 0.00097009 | 8.0593e-10
[35 empty] | 7.3.3.17.6 Updates to grid topology to minimize risk of ignition in HFTDs Butte County Rebuild | WLDFR | HFTD - Distribution - Tier 3 - 2QU CoRE ¦ 5QU LoRE | 2049 | 0.1504 | 0.00018374 | 0.061365 | 0 | 0.061365 |  |  |  |  | 0.00021236 | 0.070924 | 0 | 0.070924 | 0.0092294 |  | 0.010667 | 0.00039609 | 5.9573e-05 | Column23: 0.13229; Column24: 0.019897; Column25: 0; Column26: 0; Column27: 0.13229; Column28: 0.019897; Column29: 0.00026784; Column30: 0.089454; Column31: 0; Column32: 0.089454; Column33: 0.013454 | WLDFR | HFTD - Distribution - Tier 3 - 4QU CoRE ¦ 4QU LoRE | Red Flag Warning - Destructive Fires | 2038 | 1.3181e-09 | 1.3181e-09 | 10472.8261 | 280.5544 | 10192.2718 | 0 | 0 | 0 | 1.3587e-06 | 1.3804e-05 | 0 | 1.3804e-05 | 1.3804e-05 | 0 | 1.3804e-05 | 0 | 2.205e-07 | 4.8334e-07 | 0 | 4.8334e-07 | [17 empty] | 7.3.3.17.5 (Remote Grid) Updates to grid topology to minimize risk of ignition in HFTDs Remote GridWLDFRVegetation ContactAggregated | WLDFR | HFTD - Distribution - Tier 2 - 3QU CoRE ¦ 2QU LoRE | Non-Red Flag Warning - Destructive Fires | Vegetation Contact | Aggregated | 2038 | 8.3078e-07 | 791.1377 | 0.00065726 | 2038 | Mitigation | 0.95 | 45 | 0 | esc | 0.00097009 | 8.0593e-10 | 0.00097009 | 8.0593e-10
[35 empty] | 7.3.3.17.6 Updates to grid topology to minimize risk of ignition in HFTDs Butte County Rebuild | WLDFR | HFTD - Distribution - Tier 3 - 2QU CoRE ¦ 5QU LoRE | 2050 | 0.14056 | 0.00018374 | 0.061365 | 0 | 0.061365 |  |  |  |  | 0.00021236 | 0.070924 | 0 | 0.070924 | 0.0086256 |  | 0.0099693 | 0.00039609 | 5.5676e-05 | Column23: 0.13229; Column24: 0.018595; Column25: 0; Column26: 0; Column27: 0.13229; Column28: 0.018595; Column29: 0.00026784; Column30: 0.089454; Column31: 0; Column32: 0.089454; Column33: 0.012574 | WLDFR | HFTD - Distribution - Tier 3 - 4QU CoRE ¦ 4QU LoRE | Red Flag Warning - Destructive Fires | 2039 | 1.3181e-09 | 1.3181e-09 | 10472.8261 | 280.5544 | 10192.2718 | 0 | 0 | 0 | 1.3587e-06 | 1.3804e-05 | 0 | 1.3804e-05 | 1.3804e-05 | 0 | 1.3804e-05 | 0 | 2.205e-07 | 4.8334e-07 | 0 | 4.8334e-07 | [17 empty] | 7.3.3.17.5 (Remote Grid) Updates to grid topology to minimize risk of ignition in HFTDs Remote GridWLDFRVegetation ContactAggregated | WLDFR | HFTD - Distribution - Tier 2 - 3QU CoRE ¦ 2QU LoRE | Non-Red Flag Warning - Destructive Fires | Vegetation Contact | Aggregated | 2039 | 8.3078e-07 | 791.1377 | 0.00065726 | 2039 | Mitigation | 0.95 | 45 | 0 | esc | 0.00097009 | 8.0593e-10 | 0.00097009 | 8.0593e-10
[35 empty] | 7.3.3.17.6 Updates to grid topology to minimize risk of ignition in HFTDs Butte County Rebuild | WLDFR | HFTD - Distribution - Tier 3 - 2QU CoRE ¦ 5QU LoRE | 2051 | 0.13137 | 0.00018374 | 0.061365 | 0 | 0.061365 |  |  |  |  | 0.00021236 | 0.070924 | 0 | 0.070924 | 0.0080613 |  | 0.0093171 | 0.00039609 | 5.2033e-05 | Column23: 0.13229; Column24: 0.017378; Column25: 0; Column26: 0; Column27: 0.13229; Column28: 0.017378; Column29: 0.00026784; Column30: 0.089454; Column31: 0; Column32: 0.089454; Column33: 0.011751 | WLDFR | HFTD - Distribution - Tier 3 - 4QU CoRE ¦ 4QU LoRE | Red Flag Warning - Destructive Fires | 2040 | 1.3181e-09 | 1.3181e-09 | 10472.8261 | 280.5544 | 10192.2718 | 0 | 0 | 0 | 1.3587e-06 | 1.3804e-05 | 0 | 1.3804e-05 | 1.3804e-05 | 0 | 1.3804e-05 | 0 | 2.2927e-07 | 5.0256e-07 | 0 | 5.0256e-07 | [17 empty] | 7.3.3.17.5 (Remote Grid) Updates to grid topology to minimize risk of ignition in HFTDs Remote GridWLDFRVegetation ContactAggregated | WLDFR | HFTD - Distribution - Tier 2 - 3QU CoRE ¦ 2QU LoRE | Non-Red Flag Warning - Destructive Fires | Vegetation Contact | Aggregated | 2040 | 8.3078e-07 | 791.1377 | 0.00065726 | 2040 | Mitigation | 0.95 | 45 | 0 | esc | 0.00097009 | 8.0593e-10 | 0.00097009 | 8.0593e-10
[35 empty] | 7.3.3.17.6 Updates to grid topology to minimize risk of ignition in HFTDs Butte County Rebuild | WLDFR | HFTD - Distribution - Tier 3 - 2QU CoRE ¦ 5QU LoRE | 2052 | 0.12277 | 0.00018374 | 0.061365 | 0 | 0.061365 |  |  |  |  | 0.00021236 | 0.070924 | 0 | 0.070924 | 0.007534 |  | 0.0087076 | 0.00039609 | 4.8629e-05 | Column23: 0.13229; Column24: 0.016242; Column25: 0; Column26: 0; Column27: 0.13229; Column28: 0.016242; Column29: 0.00026784; Column30: 0.089454; Column31: 0; Column32: 0.089454; Column33: 0.010983 | WLDFR | HFTD - Distribution - Tier 3 - 4QU CoRE ¦ 4QU LoRE | Red Flag Warning - Destructive Fires | 2041 | 1.3181e-09 | 1.3181e-09 | 10472.8261 | 280.5544 | 10192.2718 | 0 | 0 | 0 | 1.3587e-06 | 1.3804e-05 | 0 | 1.3804e-05 | 1.3804e-05 | 0 | 1.3804e-05 | 0 | 2.2927e-07 | 5.0256e-07 | 0 | 5.0256e-07 | [17 empty] | 7.3.3.17.5 (Remote Grid) Updates to grid topology to minimize risk of ignition in HFTDs Remote GridWLDFRVegetation ContactAggregated | WLDFR | HFTD - Distribution - Tier 2 - 3QU CoRE ¦ 2QU LoRE | Non-Red Flag Warning - Destructive Fires | Vegetation Contact | Aggregated | 2041 | 8.3078e-07 | 791.1377 | 0.00065726 | 2041 | Mitigation | 0.95 | 45 | 0 | esc | 0.00097009 | 8.0593e-10 | 0.00097009 | 8.0593e-10
[35 empty] | 7.3.3.17.6 Updates to grid topology to minimize risk of ignition in HFTDs Butte County Rebuild | WLDFR | HFTD - Distribution - Tier 3 - 2QU CoRE ¦ 5QU LoRE | 2053 | 0.11474 | 0.00018374 | 0.064373 | 0 | 0.064373 |  |  |  |  | 0.00021236 | 0.0744 | 0 | 0.0744 | 0.0073862 |  | 0.0085368 | 0.00039609 | 4.5448e-05 | Column23: 0.13877; Column24: 0.015923; Column25: 0; Column26: 0; Column27: 0.13877; Column28: 0.015923; Column29: 0.00026784; Column30: 0.093838; Column31: 0; Column32: 0.093838; Column33: 0.010767 | WLDFR | HFTD - Distribution - Tier 3 - 4QU CoRE ¦ 4QU LoRE | Red Flag Warning - Destructive Fires | 2042 | 1.3181e-09 | 1.3181e-09 | 10472.8261 | 280.5544 | 10192.2718 | 0 | 0 | 0 | 1.3587e-06 | 1.3804e-05 | 0 | 1.3804e-05 | 1.3804e-05 | 0 | 1.3804e-05 | 0 | 2.2927e-07 | 5.0256e-07 | 0 | 5.0256e-07 | [17 empty] | 7.3.3.17.5 (Remote Grid) Updates to grid topology to minimize risk of ignition in HFTDs Remote GridWLDFRVegetation ContactAggregated | WLDFR | HFTD - Distribution - Tier 2 - 3QU CoRE ¦ 2QU LoRE | Non-Red Flag Warning - Destructive Fires | Vegetation Contact | Aggregated | 2042 | 8.3078e-07 | 791.1377 | 0.00065726 | 2042 | Mitigation | 0.95 | 45 | 0 | esc | 0.00097009 | 8.0593e-10 | 0.00097009 | 8.0593e-10
[35 empty] | 7.3.3.17.6 Updates to grid topology to minimize risk of ignition in HFTDs Butte County Rebuild | WLDFR | HFTD - Distribution - Tier 3 - 2QU CoRE ¦ 5QU LoRE | 2054 | 0.10723 | 0.00018374 | 0.064373 | 0 | 0.064373 |  |  |  |  | 0.00021236 | 0.0744 | 0 | 0.0744 | 0.006903 |  | 0.0079783 | 0.00039609 | 4.2475e-05 | Column23: 0.13877; Column24: 0.014881; Column25: 0; Column26: 0; Column27: 0.13877; Column28: 0.014881; Column29: 0.00026784; Column30: 0.093838; Column31: 0; Column32: 0.093838; Column33: 0.010063 | WLDFR | HFTD - Distribution - Tier 3 - 4QU CoRE ¦ 4QU LoRE | Red Flag Warning - Destructive Fires | 2043 | 1.3181e-09 | 1.3181e-09 | 10992.1562 | 299.42 | 10692.7362 | 0 | 0 | 0 | 1.3587e-06 | 1.4489e-05 | 0 | 1.4489e-05 | 1.4489e-05 | 0 | 1.4489e-05 | 0 | 2.2927e-07 | 5.0256e-07 | 0 | 5.0256e-07 | [17 empty] | 7.3.3.17.5 (Remote Grid) Updates to grid topology to minimize risk of ignition in HFTDs Remote GridWLDFRVegetation ContactAggregated | WLDFR | HFTD - Distribution - Tier 2 - 3QU CoRE ¦ 2QU LoRE | Non-Red Flag Warning - Destructive Fires | Vegetation Contact | Aggregated | 2043 | 8.3078e-07 | 791.1377 | 0.00065726 | 2043 | Mitigation | 0.95 | 45 | 0 | esc | 0.00097009 | 8.0593e-10 | 0.00097009 | 8.0593e-10
[35 empty] | 7.3.3.17.6 Updates to grid topology to minimize risk of ignition in HFTDs Butte County Rebuild | WLDFR | HFTD - Distribution - Tier 3 - 2QU CoRE ¦ 5QU LoRE | 2055 | 0.10022 | 0.00018374 | 0.064373 | 0 | 0.064373 |  |  |  |  | 0.00021236 | 0.0744 | 0 | 0.0744 | 0.0064514 |  | 0.0074563 | 0.00039609 | 3.9696e-05 | Column23: 0.13877; Column24: 0.013908; Column25: 0; Column26: 0; Column27: 0.13877; Column28: 0.013908; Column29: 0.00026784; Column30: 0.093838; Column31: 0; Column32: 0.093838; Column33: 0.0094044 | WLDFR | HFTD - Distribution - Tier 3 - 4QU CoRE ¦ 4QU LoRE | Red Flag Warning - Destructive Fires | 2044 | 1.3181e-09 | 1.3181e-09 | 10992.1562 | 299.42 | 10692.7362 | 0 | 0 | 0 | 1.3587e-06 | 1.4489e-05 | 0 | 1.4489e-05 | 1.4489e-05 | 0 | 1.4489e-05 | 0 | 2.2927e-07 | 5.0256e-07 | 0 | 5.0256e-07 | [17 empty] | 7.3.3.17.5 (Remote Grid) Updates to grid topology to minimize risk of ignition in HFTDs Remote GridWLDFRVegetation ContactAggregated | WLDFR | HFTD - Distribution - Tier 2 - 3QU CoRE ¦ 2QU LoRE | Non-Red Flag Warning - Destructive Fires | Vegetation Contact | Aggregated | 2044 | 8.3078e-07 | 791.1377 | 0.00065726 | 2044 | Mitigation | 0.95 | 45 | 0 | esc | 0.00097009 | 8.0593e-10 | 0.00097009 | 8.0593e-10
[35 empty] | 7.3.3.17.6 Updates to grid topology to minimize risk of ignition in HFTDs Butte County Rebuild | WLDFR | HFTD - Distribution - Tier 3 - 2QU CoRE ¦ 5QU LoRE | 2056 | 0.093663 | 0.00018374 | 0.064373 | 0 | 0.064373 |  |  |  |  | 0.00021236 | 0.0744 | 0 | 0.0744 | 0.0060293 |  | 0.0069685 | 0.00039609 | 3.7099e-05 | Column23: 0.13877; Column24: 0.012998; Column25: 0; Column26: 0; Column27: 0.13877; Column28: 0.012998; Column29: 0.00026784; Column30: 0.093838; Column31: 0; Column32: 0.093838; Column33: 0.0087891 | WLDFR | HFTD - Distribution - Tier 3 - 4QU CoRE ¦ 4QU LoRE | Red Flag Warning - Destructive Fires | 2045 | 1.3181e-09 | 1.3181e-09 | 10992.1562 | 299.42 | 10692.7362 | 0 | 0 | 0 | 1.3587e-06 | 1.4489e-05 | 0 | 1.4489e-05 | 1.4489e-05 | 0 | 1.4489e-05 | 0 | 2.3915e-07 | 5.2423e-07 | 0 | 5.2423e-07 | [17 empty] | 7.3.3.17.5 (Remote Grid) Updates to grid topology to minimize risk of ignition in HFTDs Remote GridWLDFRVegetation ContactAggregated | WLDFR | HFTD - Distribution - Tier 2 - 3QU CoRE ¦ 2QU LoRE | Non-Red Flag Warning - Destructive Fires | Vegetation Contact | Aggregated | 2045 | 8.3078e-07 | 791.1377 | 0.00065726 | 2045 | Mitigation | 0.95 | 45 | 0 | esc | 0.00097009 | 8.0593e-10 | 0.00097009 | 8.0593e-10
[35 empty] | 7.3.3.17.6 Updates to grid topology to minimize risk of ignition in HFTDs Butte County Rebuild | WLDFR | HFTD - Distribution - Tier 3 - 2QU CoRE ¦ 5QU LoRE | 2057 | 0.087535 | 0.00018374 | 0.064373 | 0 | 0.064373 |  |  |  |  | 0.00021236 | 0.0744 | 0 | 0.0744 | 0.0056349 |  | 0.0065127 | 0.00039609 | 3.4672e-05 | Column23: 0.13877; Column24: 0.012148; Column25: 0; Column26: 0; Column27: 0.13877; Column28: 0.012148; Column29: 0.00026784; Column30: 0.093838; Column31: 0; Column32: 0.093838; Column33: 0.0082142 | WLDFR | HFTD - Distribution - Tier 3 - 4QU CoRE ¦ 4QU LoRE | Red Flag Warning - Destructive Fires | 2046 | 1.3181e-09 | 1.3181e-09 | 10992.1562 | 299.42 | 10692.7362 | 0 | 0 | 0 | 1.3587e-06 | 1.4489e-05 | 0 | 1.4489e-05 | 1.4489e-05 | 0 | 1.4489e-05 | 0 | 2.3915e-07 | 5.2423e-07 | 0 | 5.2423e-07 | [17 empty] | 7.3.3.17.5 (Remote Grid) Updates to grid topology to minimize risk of ignition in HFTDs Remote GridWLDFRVegetation ContactAggregated | WLDFR | HFTD - Distribution - Tier 2 - 3QU CoRE ¦ 2QU LoRE | Non-Red Flag Warning - Destructive Fires | Vegetation Contact | Aggregated | 2046 | 8.3078e-07 | 791.1377 | 0.00065726 | 2046 | Mitigation | 0.95 | 45 | 0 | esc | 0.00097009 | 8.0593e-10 | 0.00097009 | 8.0593e-10
[35 empty] | 7.3.3.17.6 Updates to grid topology to minimize risk of ignition in HFTDs Butte County Rebuild | WLDFR | HFTD - Distribution - Tier 3 - 2QU CoRE ¦ 5QU LoRE | 2058 | 0.081809 | 0.00018374 | 0.067441 | 0 | 0.067441 |  |  |  |  | 0.00021236 | 0.077947 | 0 | 0.077947 | 0.0055173 |  | 0.0063767 | 0.00039609 | 3.2404e-05 | Column23: 0.14539; Column24: 0.011894; Column25: 0; Column26: 0; Column27: 0.14539; Column28: 0.011894; Column29: 0.00026784; Column30: 0.098311; Column31: 0; Column32: 0.098311; Column33: 0.0080427 | WLDFR | HFTD - Distribution - Tier 3 - 4QU CoRE ¦ 4QU LoRE | Red Flag Warning - Destructive Fires | 2047 | 1.3181e-09 | 1.3181e-09 | 10992.1562 | 299.42 | 10692.7362 | 0 | 0 | 0 | 1.3587e-06 | 1.4489e-05 | 0 | 1.4489e-05 | 1.4489e-05 | 0 | 1.4489e-05 | 0 | 2.3915e-07 | 5.2423e-07 | 0 | 5.2423e-07 | [17 empty] | 7.3.3.17.5 (Remote Grid) Updates to grid topology to minimize risk of ignition in HFTDs Remote GridWLDFRVegetation ContactAggregated | WLDFR | HFTD - Distribution - Tier 2 - 3QU CoRE ¦ 2QU LoRE | Non-Red Flag Warning - Destructive Fires | Vegetation Contact | Aggregated | 2047 | 8.3078e-07 | 791.1377 | 0.00065726 | 2047 | Mitigation | 0.95 | 45 | 0 | esc | 0.00097009 | 8.0593e-10 | 0.00097009 | 8.0593e-10
[35 empty] | 7.3.3.17.6 Updates to grid topology to minimize risk of ignition in HFTDs Butte County Rebuild | WLDFR | HFTD - Distribution - Tier 3 - 2QU CoRE ¦ 5QU LoRE | 2059 | 0.076457 | 0.00018374 | 0.067441 | 0 | 0.067441 |  |  |  |  | 0.00021236 | 0.077947 | 0 | 0.077947 | 0.0051563 |  | 0.0059596 | 0.00039609 | 3.0284e-05 | Column23: 0.14539; Column24: 0.011116; Column25: 0; Column26: 0; Column27: 0.14539; Column28: 0.011116; Column29: 0.00026784; Column30: 0.098311; Column31: 0; Column32: 0.098311; Column33: 0.0075165 | WLDFR | HFTD - Distribution - Tier 3 - 4QU CoRE ¦ 4QU LoRE | Red Flag Warning - Destructive Fires | 2048 | 1.3181e-09 | 1.3181e-09 | 11536.0538 | 319.4911 | 11216.5626 | 0 | 0 | 0 | 1.3587e-06 | 1.5206e-05 | 0 | 1.5206e-05 | 1.5206e-05 | 0 | 1.5206e-05 | 0 | 2.3915e-07 | 5.2423e-07 | 0 | 5.2423e-07 | [17 empty] | 7.3.3.17.5 (Remote Grid) Updates to grid topology to minimize risk of ignition in HFTDs Remote GridWLDFRVegetation ContactAggregated | WLDFR | HFTD - Distribution - Tier 2 - 3QU CoRE ¦ 2QU LoRE | Non-Red Flag Warning - Destructive Fires | Vegetation Contact | Aggregated | 2048 | 8.3078e-07 | 791.1377 | 0.00065726 | 2048 | Mitigation | 0.95 | 45 | 0 | esc | 0.00097009 | 8.0593e-10 | 0.00097009 | 8.0593e-10
[35 empty] | 7.3.3.17.6 Updates to grid topology to minimize risk of ignition in HFTDs Butte County Rebuild | WLDFR | HFTD - Distribution - Tier 3 - 2QU CoRE ¦ 5QU LoRE | 2060 | 0.071455 | 0.00018374 | 0.067441 | 0 | 0.067441 |  |  |  |  | 0.00021236 | 0.077947 | 0 | 0.077947 | 0.004819 |  | 0.0055697 | 0.00039609 | 2.8303e-05 | Column23: 0.14539; Column24: 0.010389; Column25: 0; Column26: 0; Column27: 0.14539; Column28: 0.010389; Column29: 0.00026784; Column30: 0.098311; Column31: 0; Column32: 0.098311; Column33: 0.0070248 | WLDFR | HFTD - Distribution - Tier 3 - 4QU CoRE ¦ 4QU LoRE | Red Flag Warning - Destructive Fires | 2049 | 1.3181e-09 | 1.3181e-09 | 11536.0538 | 319.4911 | 11216.5626 | 0 | 0 | 0 | 1.3587e-06 | 1.5206e-05 | 0 | 1.5206e-05 | 1.5206e-05 | 0 | 1.5206e-05 | 0 | 2.3915e-07 | 5.2423e-07 | 0 | 5.2423e-07 | [17 empty] | 7.3.3.17.5 (Remote Grid) Updates to grid topology to minimize risk of ignition in HFTDs Remote GridWLDFRVegetation ContactAggregated | WLDFR | HFTD - Distribution - Tier 2 - 3QU CoRE ¦ 2QU LoRE | Non-Red Flag Warning - Destructive Fires | Vegetation Contact | Aggregated | 2049 | 8.3078e-07 | 791.1377 | 0.00065726 | 2049 | Mitigation | 0.95 | 45 | 0 | esc | 0.00097009 | 8.0593e-10 | 0.00097009 | 8.0593e-10
[35 empty] | 7.3.3.17.6 Updates to grid topology to minimize risk of ignition in HFTDs Butte County Rebuild | WLDFR | HFTD - Distribution - Tier 3 - 2QU CoRE ¦ 5QU LoRE | 2061 | 0.06678 | 0.00018374 | 0.067441 | 0 | 0.067441 |  |  |  |  | 0.00021236 | 0.077947 | 0 | 0.077947 | 0.0045037 |  | 0.0052053 | 0.00039609 | 2.6451e-05 | Column23: 0.14539; Column24: 0.009709; Column25: 0; Column26: 0; Column27: 0.14539; Column28: 0.009709; Column29: 0.00026784; Column30: 0.098311; Column31: 0; Column32: 0.098311; Column33: 0.0065652 | WLDFR | HFTD - Distribution - Tier 3 - 4QU CoRE ¦ 4QU LoRE | Red Flag Warning - Destructive Fires | 2050 | 1.3181e-09 | 1.3181e-09 | 11536.0538 | 319.4911 | 11216.5626 | 0 | 0 | 0 | 1.3587e-06 | 1.5206e-05 | 0 | 1.5206e-05 | 1.5206e-05 | 0 | 1.5206e-05 | 0 | 2.5005e-07 | 5.4811e-07 | 0 | 5.4811e-07 | [17 empty] | 7.3.3.17.5 (Remote Grid) Updates to grid topology to minimize risk of ignition in HFTDs Remote GridWLDFRVegetation ContactAggregated | WLDFR | HFTD - Distribution - Tier 2 - 3QU CoRE ¦ 2QU LoRE | Non-Red Flag Warning - Destructive Fires | Vegetation Contact | Aggregated | 2050 | 8.3078e-07 | 791.1377 | 0.00065726 | 2050 | Mitigation | 0.95 | 45 | 0 | esc | 0.00097009 | 8.0593e-10 | 0.00097009 | 8.0593e-10
[35 empty] | 7.3.3.17.6 Updates to grid topology to minimize risk of ignition in HFTDs Butte County Rebuild | WLDFR | HFTD - Distribution - Tier 3 - 2QU CoRE ¦ 5QU LoRE | 2062 | 0.062412 | 0.00018374 | 0.067441 | 0 | 0.067441 |  |  |  |  | 0.00021236 | 0.077947 | 0 | 0.077947 | 0.0042091 |  | 0.0048648 | 0.00039609 | 2.4721e-05 | Column23: 0.14539; Column24: 0.0090739; Column25: 0; Column26: 0; Column27: 0.14539; Column28: 0.0090739; Column29: 0.00026784; Column30: 0.098311; Column31: 0; Column32: 0.098311; Column33: 0.0061357 | WLDFR | HFTD - Distribution - Tier 3 - 4QU CoRE ¦ 4QU LoRE | Red Flag Warning - Destructive Fires | 2051 | 1.3181e-09 | 1.3181e-09 | 11536.0538 | 319.4911 | 11216.5626 | 0 | 0 | 0 | 1.3587e-06 | 1.5206e-05 | 0 | 1.5206e-05 | 1.5206e-05 | 0 | 1.5206e-05 | 0 | 2.5005e-07 | 5.4811e-07 | 0 | 5.4811e-07 | [17 empty] | 7.3.3.17.5 (Remote Grid) Updates to grid topology to minimize risk of ignition in HFTDs Remote GridWLDFRVegetation ContactAggregated | WLDFR | HFTD - Distribution - Tier 2 - 3QU CoRE ¦ 2QU LoRE | Non-Red Flag Warning - Destructive Fires | Vegetation Contact | Aggregated | 2051 | 8.3078e-07 | 791.1377 | 0.00065726 | 2051 | Mitigation | 0.95 | 45 | 0 | esc | 0.00097009 | 8.0593e-10 | 0.00097009 | 8.0593e-10
[35 empty] | 7.3.3.17.6 Updates to grid topology to minimize risk of ignition in HFTDs Butte County Rebuild | WLDFR | HFTD - Distribution - Tier 3 - 2QU CoRE ¦ 5QU LoRE | 2063 | 0.058329 | 0.00018374 | 0.070533 | 0 | 0.070533 |  |  |  |  | 0.00021236 | 0.08152 | 0 | 0.08152 | 0.0041141 |  | 0.004755 | 0.00039609 | 2.3103e-05 | Column23: 0.15205; Column24: 0.0088691; Column25: 0; Column26: 0; Column27: 0.15205; Column28: 0.0088691; Column29: 0.00026784; Column30: 0.10282; Column31: 0; Column32: 0.10282; Column33: 0.0059973 | WLDFR | HFTD - Distribution - Tier 3 - 4QU CoRE ¦ 4QU LoRE | Red Flag Warning - Destructive Fires | 2052 | 1.3181e-09 | 1.3181e-09 | 11536.0538 | 319.4911 | 11216.5626 | 0 | 0 | 0 | 1.3587e-06 | 1.5206e-05 | 0 | 1.5206e-05 | 1.5206e-05 | 0 | 1.5206e-05 | 0 | 2.5005e-07 | 5.4811e-07 | 0 | 5.4811e-07 | [17 empty] | 7.3.3.17.5 (Remote Grid) Updates to grid topology to minimize risk of ignition in HFTDs Remote GridWLDFRVegetation ContactAggregated | WLDFR | HFTD - Distribution - Tier 2 - 3QU CoRE ¦ 2QU LoRE | Non-Red Flag Warning - Destructive Fires | Vegetation Contact | Aggregated | 2052 | 8.3078e-07 | 791.1377 | 0.00065726 | 2052 | Mitigation | 0.95 | 45 | 0 | esc | 0.00097009 | 8.0593e-10 | 0.00097009 | 8.0593e-10
[35 empty] | 7.3.3.17.6 Updates to grid topology to minimize risk of ignition in HFTDs Butte County Rebuild | WLDFR | HFTD - Distribution - Tier 3 - 2QU CoRE ¦ 5QU LoRE | 2064 | 0.054513 | 0.00018374 | 0.070533 | 0 | 0.070533 |  |  |  |  | 0.00021236 | 0.08152 | 0 | 0.08152 | 0.003845 |  | 0.0044439 | 0.00039609 | 2.1592e-05 | Column23: 0.15205; Column24: 0.0082888; Column25: 0; Column26: 0; Column27: 0.15205; Column28: 0.0082888; Column29: 0.00026784; Column30: 0.10282; Column31: 0; Column32: 0.10282; Column33: 0.0056049 | WLDFR | HFTD - Distribution - Tier 3 - 4QU CoRE ¦ 4QU LoRE | Red Flag Warning - Destructive Fires | 2053 | 1.3181e-09 | 1.3181e-09 | 12097.6769 | 340.5356 | 11757.1413 | 0 | 0 | 0 | 1.3587e-06 | 1.5946e-05 | 0 | 1.5946e-05 | 1.5946e-05 | 0 | 1.5946e-05 | 0 | 2.5005e-07 | 5.4811e-07 | 0 | 5.4811e-07 | [17 empty] | 7.3.3.17.5 (Remote Grid) Updates to grid topology to minimize risk of ignition in HFTDs Remote GridWLDFRVegetation ContactAggregated | WLDFR | HFTD - Distribution - Tier 2 - 3QU CoRE ¦ 2QU LoRE | Non-Red Flag Warning - Destructive Fires | Vegetation Contact | Aggregated | 2053 | 8.3078e-07 | 791.1377 | 0.00065726 | 2053 | Mitigation | 0.95 | 45 | 0 | esc | 0.00097009 | 8.0593e-10 | 0.00097009 | 8.0593e-10
[35 empty] | 7.3.3.17.6 Updates to grid topology to minimize risk of ignition in HFTDs Butte County Rebuild | WLDFR | HFTD - Distribution - Tier 3 - 2QU CoRE ¦ 5QU LoRE | 2065 | 0.050946 | 0.00018374 | 0.070533 | 0 | 0.070533 |  |  |  |  | 0.00021236 | 0.08152 | 0 | 0.08152 | 0.0035934 |  | 0.0041532 | 0.00039609 | 2.0179e-05 | Column23: 0.15205; Column24: 0.0077466; Column25: 0; Column26: 0; Column27: 0.15205; Column28: 0.0077466; Column29: 0.00026784; Column30: 0.10282; Column31: 0; Column32: 0.10282; Column33: 0.0052382 | WLDFR | HFTD - Distribution - Tier 3 - 4QU CoRE ¦ 4QU LoRE | Red Flag Warning - Destructive Fires | 2054 | 1.3181e-09 | 1.3181e-09 | 12097.6769 | 340.5356 | 11757.1413 | 0 | 0 | 0 | 1.3587e-06 | 1.5946e-05 | 0 | 1.5946e-05 | 1.5946e-05 | 0 | 1.5946e-05 | 0 | 2.5005e-07 | 5.4811e-07 | 0 | 5.4811e-07 | [17 empty] | 7.3.3.17.5 (Remote Grid) Updates to grid topology to minimize risk of ignition in HFTDs Remote GridWLDFRVegetation ContactAggregated | WLDFR | HFTD - Distribution - Tier 2 - 3QU CoRE ¦ 2QU LoRE | Non-Red Flag Warning - Destructive Fires | Vegetation Contact | Aggregated | 2054 | 8.3078e-07 | 791.1377 | 0.00065726 | 2054 | Mitigation | 0.95 | 45 | 0 | esc | 0.00097009 | 8.0593e-10 | 0.00097009 | 8.0593e-10
[35 empty] | 7.3.3.17.6 Updates to grid topology to minimize risk of ignition in HFTDs Butte County Rebuild | WLDFR | HFTD - Distribution - Tier 3 - 2QU CoRE ¦ 5QU LoRE | 2066 | 0.047613 | 0.00018374 | 0.070533 | 0 | 0.070533 |  |  |  |  | 0.00021236 | 0.08152 | 0 | 0.08152 | 0.0033583 |  | 0.0038815 | 0.00039609 | 1.8859e-05 | Column23: 0.15205; Column24: 0.0072398; Column25: 0; Column26: 0; Column27: 0.15205; Column28: 0.0072398; Column29: 0.00026784; Column30: 0.10282; Column31: 0; Column32: 0.10282; Column33: 0.0048955 | WLDFR | HFTD - Distribution - Tier 3 - 4QU CoRE ¦ 4QU LoRE | Red Flag Warning - Destructive Fires | 2055 | 1.3181e-09 | 1.3181e-09 | 12097.6769 | 340.5356 | 11757.1413 | 0 | 0 | 0 | 1.3587e-06 | 1.5946e-05 | 0 | 1.5946e-05 | 1.5946e-05 | 0 | 1.5946e-05 | 0 | 2.6184e-07 | 5.7397e-07 | 0 | 5.7397e-07 | [17 empty] | 7.3.3.17.5 (Remote Grid) Updates to grid topology to minimize risk of ignition in HFTDs Remote GridWLDFRVegetation ContactAggregated | WLDFR | HFTD - Distribution - Tier 2 - 3QU CoRE ¦ 2QU LoRE | Non-Red Flag Warning - Destructive Fires | Vegetation Contact | Aggregated | 2055 | 8.3078e-07 | 791.1377 | 0.00065726 | 2055 | Mitigation | 0.95 | 45 | 0 | esc | 0.00097009 | 8.0593e-10 | 0.00097009 | 8.0593e-10
[35 empty] | 7.3.3.17.6 Updates to grid topology to minimize risk of ignition in HFTDs Butte County Rebuild | WLDFR | HFTD - Distribution - Tier 3 - 2QU CoRE ¦ 5QU LoRE | 2067 | 0.044499 | 0.00018374 | 0.070533 | 0 | 0.070533 |  |  |  |  | 0.00021236 | 0.08152 | 0 | 0.08152 | 0.0031386 |  | 0.0036275 | 0.00039609 | 1.7626e-05 | Column23: 0.15205; Column24: 0.0067662; Column25: 0; Column26: 0; Column27: 0.15205; Column28: 0.0067662; Column29: 0.00026784; Column30: 0.10282; Column31: 0; Column32: 0.10282; Column33: 0.0045753 | WLDFR | HFTD - Distribution - Tier 3 - 4QU CoRE ¦ 4QU LoRE | Red Flag Warning - Destructive Fires | 2056 | 1.3181e-09 | 1.3181e-09 | 12097.6769 | 340.5356 | 11757.1413 | 0 | 0 | 0 | 1.3587e-06 | 1.5946e-05 | 0 | 1.5946e-05 | 1.5946e-05 | 0 | 1.5946e-05 | 0 | 2.6184e-07 | 5.7397e-07 | 0 | 5.7397e-07 | [17 empty] | 7.3.3.17.5 (Remote Grid) Updates to grid topology to minimize risk of ignition in HFTDs Remote GridWLDFRVegetation ContactAggregated | WLDFR | HFTD - Distribution - Tier 2 - 3QU CoRE ¦ 2QU LoRE | Non-Red Flag Warning - Destructive Fires | Vegetation Contact | Aggregated | 2056 | 8.3078e-07 | 791.1377 | 0.00065726 | 2056 | Mitigation | 0.95 | 45 | 0 | esc | 0.00097009 | 8.0593e-10 | 0.00097009 | 8.0593e-10
[35 empty] | 7.3.3.17.6 Updates to grid topology to minimize risk of ignition in HFTDs Butte County Rebuild | WLDFR | HFTD - Distribution - Tier 3 - 2QU CoRE ¦ 5QU LoRE | 2068 | 0.041587 | 0.00018374 | 0.073612 | 0 | 0.073612 |  |  |  |  | 0.00021236 | 0.085079 | 0 | 0.085079 | 0.0030613 |  | 0.0035382 | 0.00039609 | 1.6472e-05 | Column23: 0.15869; Column24: 0.0065995; Column25: 0; Column26: 0; Column27: 0.15869; Column28: 0.0065995; Column29: 0.00026784; Column30: 0.10731; Column31: 0; Column32: 0.10731; Column33: 0.0044626 | WLDFR | HFTD - Distribution - Tier 3 - 4QU CoRE ¦ 4QU LoRE | Red Flag Warning - Destructive Fires | 2057 | 1.3181e-09 | 1.3181e-09 | 12097.6769 | 340.5356 | 11757.1413 | 0 | 0 | 0 | 1.3587e-06 | 1.5946e-05 | 0 | 1.5946e-05 | 1.5946e-05 | 0 | 1.5946e-05 | 0 | 2.6184e-07 | 5.7397e-07 | 0 | 5.7397e-07 | [17 empty] | 7.3.3.17.5 (Remote Grid) Updates to grid topology to minimize risk of ignition in HFTDs Remote GridWLDFRVegetation ContactAggregated | WLDFR | HFTD - Distribution - Tier 2 - 3QU CoRE ¦ 2QU LoRE | Non-Red Flag Warning - Destructive Fires | Vegetation Contact | Aggregated | 2057 | 8.3078e-07 | 791.1377 | 0.00065726 | 2057 | Mitigation | 0.95 | 45 | 0 | esc | 0.00097009 | 8.0593e-10 | 0.00097009 | 8.0593e-10
[35 empty] | 7.3.3.17.6 Updates to grid topology to minimize risk of ignition in HFTDs Butte County Rebuild | WLDFR | HFTD - Distribution - Tier 3 - 2QU CoRE ¦ 5QU LoRE | 2069 | 0.038867 | 0.00018374 | 0.073612 | 0 | 0.073612 |  |  |  |  | 0.00021236 | 0.085079 | 0 | 0.085079 | 0.0028611 |  | 0.0033067 | 0.00039609 | 1.5395e-05 | Column23: 0.15869; Column24: 0.0061678; Column25: 0; Column26: 0; Column27: 0.15869; Column28: 0.0061678; Column29: 0.00026784; Column30: 0.10731; Column31: 0; Column32: 0.10731; Column33: 0.0041707 | WLDFR | HFTD - Distribution - Tier 3 - 4QU CoRE ¦ 4QU LoRE | Red Flag Warning - Destructive Fires | 2058 | 1.3181e-09 | 1.3181e-09 | 12670.1796 | 362.3049 | 12307.8747 | 0 | 0 | 0 | 1.3587e-06 | 1.6701e-05 | 0 | 1.6701e-05 | 1.6701e-05 | 0 | 1.6701e-05 | 0 | 2.6184e-07 | 5.7397e-07 | 0 | 5.7397e-07 | [17 empty] | 7.3.3.17.5 (Remote Grid) Updates to grid topology to minimize risk of ignition in HFTDs Remote GridWLDFRVegetation ContactAggregated | WLDFR | HFTD - Distribution - Tier 2 - 3QU CoRE ¦ 2QU LoRE | Non-Red Flag Warning - Destructive Fires | Vegetation Contact | Aggregated | 2058 | 8.3078e-07 | 791.1377 | 0.00065726 | 2058 | Mitigation | 0.95 | 45 | 0 | esc | 0.00097009 | 8.0593e-10 | 0.00097009 | 8.0593e-10
[35 empty] | 7.3.3.17.6 Updates to grid topology to minimize risk of ignition in HFTDs Butte County Rebuild | WLDFR | HFTD - Distribution - Tier 3 - 2QU CoRE ¦ 5QU LoRE | 2070 | 0.036324 | 0.00018374 | 0.073612 | 0 | 0.073612 |  |  |  |  | 0.00021236 | 0.085079 | 0 | 0.085079 | 0.0026739 |  | 0.0030904 | 0.00039609 | 1.4388e-05 | Column23: 0.15869; Column24: 0.0057643; Column25: 0; Column26: 0; Column27: 0.15869; Column28: 0.0057643; Column29: 0.00026784; Column30: 0.10731; Column31: 0; Column32: 0.10731; Column33: 0.0038978 | WLDFR | HFTD - Distribution - Tier 3 - 4QU CoRE ¦ 4QU LoRE | Red Flag Warning - Destructive Fires | 2059 | 1.3181e-09 | 1.3181e-09 | 12670.1796 | 362.3049 | 12307.8747 | 0 | 0 | 0 | 1.3587e-06 | 1.6701e-05 | 0 | 1.6701e-05 | 1.6701e-05 | 0 | 1.6701e-05 | 0 | 2.6184e-07 | 5.7397e-07 | 0 | 5.7397e-07 | [17 empty] | 7.3.3.17.5 (Remote Grid) Updates to grid topology to minimize risk of ignition in HFTDs Remote GridWLDFRVegetation ContactAggregated | WLDFR | HFTD - Distribution - Tier 2 - 3QU CoRE ¦ 2QU LoRE | Non-Red Flag Warning - Destructive Fires | Vegetation Contact | Aggregated | 2059 | 8.3078e-07 | 791.1377 | 0.00065726 | 2059 | Mitigation | 0.95 | 45 | 0 | esc | 0.00097009 | 8.0593e-10 | 0.00097009 | 8.0593e-10
[35 empty] | 7.3.3.17.6 Updates to grid topology to minimize risk of ignition in HFTDs Butte County Rebuild | WLDFR | HFTD - Distribution - Tier 3 - 2QU CoRE ¦ 5QU LoRE | 2071 | 0.033948 | 0.00018374 | 0.073612 | 0 | 0.073612 |  |  |  |  | 0.00021236 | 0.085079 | 0 | 0.085079 | 0.002499 |  | 0.0028882 | 0.00039609 | 1.3446e-05 | Column23: 0.15869; Column24: 0.0053872; Column25: 0; Column26: 0; Column27: 0.15869; Column28: 0.0053872; Column29: 0.00026784; Column30: 0.10731; Column31: 0; Column32: 0.10731; Column33: 0.0036428 | WLDFR | HFTD - Distribution - Tier 3 - 4QU CoRE ¦ 4QU LoRE | Red Flag Warning - Destructive Fires | 2060 | 1.3181e-09 | 1.3181e-09 | 12670.1796 | 362.3049 | 12307.8747 | 0 | 0 | 0 | 1.3587e-06 | 1.6701e-05 | 0 | 1.6701e-05 | 1.6701e-05 | 0 | 1.6701e-05 | 0 | 2.7442e-07 | 6.0153e-07 | 0 | 6.0153e-07 | [17 empty] | 7.3.3.17.5 (Remote Grid) Updates to grid topology to minimize risk of ignition in HFTDs Remote GridWLDFRVegetation ContactAggregated | WLDFR | HFTD - Distribution - Tier 2 - 3QU CoRE ¦ 2QU LoRE | Non-Red Flag Warning - Destructive Fires | Vegetation Contact | Aggregated | 2060 | 8.3078e-07 | 791.1377 | 0.00065726 | 2060 | Mitigation | 0.95 | 45 | 0 | esc | 0.00097009 | 8.0593e-10 | 0.00097009 | 8.0593e-10
[35 empty] | 7.3.3.17.6 Updates to grid topology to minimize risk of ignition in HFTDs Butte County Rebuild | WLDFR | HFTD - Distribution - Tier 3 - 2QU CoRE ¦ 5QU LoRE | 2072 | 0.031727 | 0.00018374 | 0.073612 | 0 | 0.073612 |  |  |  |  | 0.00021236 | 0.085079 | 0 | 0.085079 | 0.0023355 |  | 0.0026993 | 0.00039609 | 1.2567e-05 | Column23: 0.15869; Column24: 0.0050348; Column25: 0; Column26: 0; Column27: 0.15869; Column28: 0.0050348; Column29: 0.00026784; Column30: 0.10731; Column31: 0; Column32: 0.10731; Column33: 0.0034045 | WLDFR | HFTD - Distribution - Tier 3 - 4QU CoRE ¦ 4QU LoRE | Red Flag Warning - Destructive Fires | 2061 | 1.3181e-09 | 1.3181e-09 | 12670.1796 | 362.3049 | 12307.8747 | 0 | 0 | 0 | 1.3587e-06 | 1.6701e-05 | 0 | 1.6701e-05 | 1.6701e-05 | 0 | 1.6701e-05 | 0 | 2.7442e-07 | 6.0153e-07 | 0 | 6.0153e-07 | [17 empty] | 7.3.3.17.5 (Remote Grid) Updates to grid topology to minimize risk of ignition in HFTDs Remote GridWLDFRVegetation ContactAggregated | WLDFR | HFTD - Distribution - Tier 2 - 3QU CoRE ¦ 2QU LoRE | Non-Red Flag Warning - Destructive Fires | Vegetation Contact | Aggregated | 2061 | 8.3078e-07 | 791.1377 | 0.00065726 | 2061 | Mitigation | 0.95 | 45 | 0 | esc | 0.00097009 | 8.0593e-10 | 0.00097009 | 8.0593e-10
[35 empty] | 7.3.3.17.6 Updates to grid topology to minimize risk of ignition in HFTDs Butte County Rebuild | WLDFR | HFTD - Distribution - Tier 3 - 2QU CoRE ¦ 5QU LoRE | 2073 | 0.029651 | 0.00018374 | 0.076639 | 0 | 0.076639 |  |  |  |  | 0.00021236 | 0.088578 | 0 | 0.088578 | 0.0022725 |  | 0.0026265 | 0.00039609 | 1.1745e-05 | Column23: 0.16522; Column24: 0.0048989; Column25: 0; Column26: 0; Column27: 0.16522; Column28: 0.0048989; Column29: 0.00026784; Column30: 0.11172; Column31: 0; Column32: 0.11172; Column33: 0.0033126 | WLDFR | HFTD - Distribution - Tier 3 - 4QU CoRE ¦ 4QU LoRE | Red Flag Warning - Destructive Fires | 2062 | 1.3181e-09 | 1.3181e-09 | 12670.1796 | 362.3049 | 12307.8747 | 0 | 0 | 0 | 1.3587e-06 | 1.6701e-05 | 0 | 1.6701e-05 | 1.6701e-05 | 0 | 1.6701e-05 | 0 | 2.7442e-07 | 6.0153e-07 | 0 | 6.0153e-07 | [17 empty] | 7.3.3.17.5 (Remote Grid) Updates to grid topology to minimize risk of ignition in HFTDs Remote GridWLDFRVegetation ContactAggregated | WLDFR | HFTD - Distribution - Tier 2 - 3QU CoRE ¦ 2QU LoRE | Non-Red Flag Warning - Destructive Fires | Vegetation Contact | Aggregated | 2062 | 8.3078e-07 | 791.1377 | 0.00065726 | 2062 | Mitigation | 0.95 | 45 | 0 | esc | 0.00097009 | 8.0593e-10 | 0.00097009 | 8.0593e-10
[35 empty] | 7.3.3.17.6 Updates to grid topology to minimize risk of ignition in HFTDs Butte County Rebuild | WLDFR | HFTD - Distribution - Tier 3 - 2QU CoRE ¦ 5QU LoRE | 2074 | 0.027711 | 0.00018374 | 0.076639 | 0 | 0.076639 |  |  |  |  | 0.00021236 | 0.088578 | 0 | 0.088578 | 0.0021238 |  | 0.0024546 | 0.00039609 | 1.0976e-05 | Column23: 0.16522; Column24: 0.0045784; Column25: 0; Column26: 0; Column27: 0.16522; Column28: 0.0045784; Column29: 0.00026784; Column30: 0.11172; Column31: 0; Column32: 0.11172; Column33: 0.0030959 | WLDFR | HFTD - Distribution - Tier 3 - 4QU CoRE ¦ 4QU LoRE | Red Flag Warning - Destructive Fires | 2063 | 1.3181e-09 | 1.3181e-09 | 13246.6313 | 384.5316 | 12862.0997 | 0 | 0 | 0 | 1.3587e-06 | 1.746e-05 | 0 | 1.746e-05 | 1.746e-05 | 0 | 1.746e-05 | 0 | 2.7442e-07 | 6.0153e-07 | 0 | 6.0153e-07 | [17 empty] | 7.3.3.17.5 (Remote Grid) Updates to grid topology to minimize risk of ignition in HFTDs Remote GridWLDFRVegetation ContactAggregated | WLDFR | HFTD - Distribution - Tier 2 - 3QU CoRE ¦ 2QU LoRE | Non-Red Flag Warning - Destructive Fires | Vegetation Contact | Aggregated | 2063 | 8.3078e-07 | 791.1377 | 0.00065726 | 2063 | Mitigation | 0.95 | 45 | 0 | esc | 0.00097009 | 8.0593e-10 | 0.00097009 | 8.0593e-10
[35 empty] | 7.3.3.17.6 Updates to grid topology to minimize risk of ignition in HFTDs Butte County Rebuild | WLDFR | HFTD - Distribution - Tier 3 - 2QU CoRE ¦ 5QU LoRE | 2075 | 0.025899 | 0 | 0 | 0 | 0 |  |  |  |  | 0.00021236 | 0.088578 | 0 | 0.088578 | 0 |  | 0.002294 | 0.00021236 | 5.4997e-06 | Column23: 0.088578; Column24: 0.002294; Column25: 0; Column26: 0; Column27: 0.088578; Column28: 0.002294; Column29: 0.00026784; Column30: 0.11172; Column31: 0; Column32: 0.11172; Column33: 0.0028934 | WLDFR | HFTD - Distribution - Tier 3 - 4QU CoRE ¦ 4QU LoRE | Red Flag Warning - Destructive Fires | 2064 | 1.3181e-09 | 1.3181e-09 | 13246.6313 | 384.5316 | 12862.0997 | 0 | 0 | 0 | 1.3587e-06 | 1.746e-05 | 0 | 1.746e-05 | 1.746e-05 | 0 | 1.746e-05 | 0 | 2.7442e-07 | 6.0153e-07 | 0 | 6.0153e-07 | [17 empty] | 7.3.3.17.5 (Remote Grid) Updates to grid topology to minimize risk of ignition in HFTDs Remote GridWLDFRVegetation ContactAggregated | WLDFR | HFTD - Distribution - Tier 2 - 3QU CoRE ¦ 2QU LoRE | Non-Red Flag Warning - Destructive Fires | Vegetation Contact | Aggregated | 2064 | 8.3078e-07 | 791.1377 | 0.00065726 | 2064 | Mitigation | 0.95 | 45 | 0 | esc | 0.00097009 | 8.0593e-10 | 0.00097009 | 8.0593e-10
[35 empty] | 7.3.3.17.6 Updates to grid topology to minimize risk of ignition in HFTDs Butte County Rebuild | WLDFR | HFTD - Distribution - Tier 3 - 2QU CoRE ¦ 5QU LoRE | 2076 | 0.024204 | 0 | 0 | 0 | 0 |  |  |  |  | 0.00021236 | 0.088578 | 0 | 0.088578 | 0 |  | 0.002144 | 0.00021236 | 5.1399e-06 | Column23: 0.088578; Column24: 0.002144; Column25: 0; Column26: 0; Column27: 0.088578; Column28: 0.002144; Column29: 0.00026784; Column30: 0.11172; Column31: 0; Column32: 0.11172; Column33: 0.0027041 | WLDFR | HFTD - Distribution - Tier 3 - 4QU CoRE ¦ 4QU LoRE | Red Flag Warning - Destructive Fires | 2065 | 1.3181e-09 | 1.3181e-09 | 13246.6313 | 384.5316 | 12862.0997 | 0 | 0 | 0 | 1.3587e-06 | 1.746e-05 | 0 | 1.746e-05 | 1.746e-05 | 0 | 1.746e-05 | 0 | 2.8764e-07 | 6.3052e-07 | 0 | 6.3052e-07 | [17 empty] | 7.3.3.17.5 (Remote Grid) Updates to grid topology to minimize risk of ignition in HFTDs Remote GridWLDFRVegetation ContactAggregated | WLDFR | HFTD - Distribution - Tier 2 - 3QU CoRE ¦ 2QU LoRE | Non-Red Flag Warning - Destructive Fires | Vegetation Contact | Aggregated | 2065 | 8.3078e-07 | 791.1377 | 0.00065726 | 2065 | Mitigation | 0.95 | 45 | 0 | esc | 0.00097009 | 8.0593e-10 | 0.00097009 | 8.0593e-10
[35 empty] | 7.3.3.17.6 Updates to grid topology to minimize risk of ignition in HFTDs Butte County Rebuild | WLDFR | HFTD - Distribution - Tier 3 - 2QU CoRE ¦ 5QU LoRE | 2077 | 0.022621 | 0 | 0 | 0 | 0 |  |  |  |  | 0 | 0 | 0 | 0 | 0 |  | 0 | 0 | 0 | Column23: 0; Column24: 0; Column25: 0; Column26: 0; Column27: 0; Column28: 0; Column29: 0.00026784; Column30: 0.11172; Column31: 0; Column32: 0.11172; Column33: 0.0025272 | WLDFR | HFTD - Distribution - Tier 3 - 4QU CoRE ¦ 4QU LoRE | Red Flag Warning - Destructive Fires | 2066 | 1.3181e-09 | 1.3181e-09 | 13246.6313 | 384.5316 | 12862.0997 | 0 | 0 | 0 | 1.3587e-06 | 1.746e-05 | 0 | 1.746e-05 | 1.746e-05 | 0 | 1.746e-05 | 0 | 2.8764e-07 | 6.3052e-07 | 0 | 6.3052e-07 | [17 empty] | 7.3.3.17.5 (Remote Grid) Updates to grid topology to minimize risk of ignition in HFTDs Remote GridWLDFRVegetation ContactAggregated | WLDFR | HFTD - Distribution - Tier 2 - 3QU CoRE ¦ 2QU LoRE | Non-Red Flag Warning - Destructive Fires | Vegetation Contact | Aggregated | 2066 | 8.3078e-07 | 791.1377 | 0.00065726 | 2066 | Mitigation | 0.95 | 45 | 0 | esc | 0.00097009 | 8.0593e-10 | 0.00097009 | 8.0593e-10
[35 empty] | 7.3.3.17.6 Updates to grid topology to minimize risk of ignition in HFTDs Butte County Rebuild | WLDFR | HFTD - Distribution - Tier 3 - 3QU CoRE ¦ 1QU LoRE | 2020 | 1 | 0.0084039 | 0.8623 | 0 | 0.8623 |  |  |  |  | 0 | 0 | 0 | 0 | 0.8623 |  | 0 | 0.0084039 | 0.0084039 | Column23: 0.8623; Column24: 0.8623; Column25: 0; Column26: 0; Column27: 0.8623; Column28: 0.8623; Column29: 0; Column30: 0; Column31: 0; Column32: 0; Column33: 0 | WLDFR | HFTD - Distribution - Tier 3 - 4QU CoRE ¦ 4QU LoRE | Red Flag Warning - Destructive Fires | 2067 | 0 | 1.3181e-09 | 13246.6313 | 384.5316 | 12862.0997 | 0 | 0 | 0 | 1.3587e-06 | 0 | 0 | 0 | 1.746e-05 | 0 | 1.746e-05 | 0 | 2.8764e-07 | 6.3052e-07 | 0 | 6.3052e-07 | [17 empty] | 7.3.3.17.5 (Remote Grid) Updates to grid topology to minimize risk of ignition in HFTDs Remote GridWLDFRVegetation ContactAggregated | WLDFR | HFTD - Distribution - Tier 2 - 3QU CoRE ¦ 2QU LoRE | Non-Red Flag Warning - Destructive Fires | Vegetation Contact | Aggregated | 2067 | 8.3078e-07 | 791.1377 | 0.00065726 | 2067 | Mitigation | 0.95 | 45 | 0 | esc | 0 | 0 | 0.00097009 | 8.0593e-10
[35 empty] | 7.3.3.17.6 Updates to grid topology to minimize risk of ignition in HFTDs Butte County Rebuild | WLDFR | HFTD - Distribution - Tier 3 - 3QU CoRE ¦ 1QU LoRE | 2021 | 1 | 0.0084039 | 0.8623 | 0 | 0.8623 |  |  |  |  | 0 | 0 | 0 | 0 | 0.8623 |  | 0 | 0.0084039 | 0.0084039 | Column23: 0.8623; Column24: 0.8623; Column25: 0; Column26: 0; Column27: 0.8623; Column28: 0.8623; Column29: 0; Column30: 0; Column31: 0; Column32: 0; Column33: 0 | WLDFR | HFTD - Distribution - Tier 3 - 4QU CoRE ¦ 4QU LoRE | Red Flag Warning - Large Fires | 2022 | 1.7143e-08 | 0 | 5.2406 | 0.69642 | 2.942 | 1.6022 | 0 | 0 | 1.7672e-05 | 8.984e-08 | 0 | 8.984e-08 | 0 | 0 | 0 | 0 | 2.8764e-07 | 6.3052e-07 | 0 | 6.3052e-07 | [17 empty] | 7.3.3.17.5 (Remote Grid) Updates to grid topology to minimize risk of ignition in HFTDs Remote GridWLDFRWire-to-wire contactAggregated | WLDFR | HFTD - Distribution - Tier 2 - 3QU CoRE ¦ 2QU LoRE | Non-Red Flag Warning - Destructive Fires | Wire-to-wire contact | Aggregated | 2022 | 2.9927e-07 | 791.1377 | 0.00023676 | 2022 | Mitigation | 0.95 | 45 | 0 | esc | 0.00097009 | 2.9032e-10 | 0 | 0
[35 empty] | 7.3.3.17.6 Updates to grid topology to minimize risk of ignition in HFTDs Butte County Rebuild | WLDFR | HFTD - Distribution - Tier 3 - 3QU CoRE ¦ 1QU LoRE | 2022 | 0.93458 | 0.0083698 | 0.82898 | 0 | 0.82898 |  |  |  |  | 0.013437 | 1.3309 | 0 | 1.3309 | 0.77474 |  | 1.2438 | 0.021807 | 0.02038 | Column23: 2.1598; Column24: 2.0185; Column25: 0; Column26: 0; Column27: 2.1598; Column28: 2.0185; Column29: 0; Column30: 0; Column31: 0; Column32: 0; Column33: 0 | WLDFR | HFTD - Distribution - Tier 3 - 4QU CoRE ¦ 4QU LoRE | Red Flag Warning - Large Fires | 2023 | 1.7143e-08 | 1.7143e-08 | 5.475 | 0.71896 | 3.0715 | 1.6846 | 0 | 0 | 1.7672e-05 | 9.386e-08 | 0 | 9.386e-08 | 9.386e-08 | 0 | 9.386e-08 | 0 | 2.8764e-07 | 6.3052e-07 | 0 | 6.3052e-07 | [17 empty] | 7.3.3.17.5 (Remote Grid) Updates to grid topology to minimize risk of ignition in HFTDs Remote GridWLDFRWire-to-wire contactAggregated | WLDFR | HFTD - Distribution - Tier 2 - 3QU CoRE ¦ 2QU LoRE | Non-Red Flag Warning - Destructive Fires | Wire-to-wire contact | Aggregated | 2023 | 2.9927e-07 | 791.1377 | 0.00023676 | 2023 | Mitigation | 0.95 | 45 | 0 | esc | 0.00097009 | 2.9032e-10 | 0.00097009 | 2.9032e-10
[35 empty] | 7.3.3.17.6 Updates to grid topology to minimize risk of ignition in HFTDs Butte County Rebuild | WLDFR | HFTD - Distribution - Tier 3 - 3QU CoRE ¦ 1QU LoRE | 2023 | 0.87344 | 0.0083698 | 0.85935 | 0 | 0.85935 |  |  |  |  | 0.013437 | 1.3796 | 0 | 1.3796 | 0.75059 |  | 1.205 | 0.021807 | 0.019047 | Column23: 2.239; Column24: 1.9556; Column25: 0; Column26: 0; Column27: 2.239; Column28: 1.9556; Column29: 0.016948; Column30: 1.7401; Column31: 0; Column32: 1.7401; Column33: 1.5198 | WLDFR | HFTD - Distribution - Tier 3 - 4QU CoRE ¦ 4QU LoRE | Red Flag Warning - Large Fires | 2024 | 1.7143e-08 | 1.7143e-08 | 5.475 | 0.71896 | 3.0715 | 1.6846 | 0 | 0 | 1.7672e-05 | 9.386e-08 | 0 | 9.386e-08 | 9.386e-08 | 0 | 9.386e-08 | 0 | 3.0138e-07 | 6.6063e-07 | 0 | 6.6063e-07 | [17 empty] | 7.3.3.17.5 (Remote Grid) Updates to grid topology to minimize risk of ignition in HFTDs Remote GridWLDFRWire-to-wire contactAggregated | WLDFR | HFTD - Distribution - Tier 2 - 3QU CoRE ¦ 2QU LoRE | Non-Red Flag Warning - Destructive Fires | Wire-to-wire contact | Aggregated | 2024 | 2.9927e-07 | 791.1377 | 0.00023676 | 2024 | Mitigation | 0.95 | 45 | 0 | esc | 0.00097009 | 2.9032e-10 | 0.00097009 | 2.9032e-10
[35 empty] | 7.3.3.17.6 Updates to grid topology to minimize risk of ignition in HFTDs Butte County Rebuild | WLDFR | HFTD - Distribution - Tier 3 - 3QU CoRE ¦ 1QU LoRE | 2024 | 0.8163 | 0.0083698 | 0.85935 | 0 | 0.85935 |  |  |  |  | 0.013437 | 1.3796 | 0 | 1.3796 | 0.70149 |  | 1.1262 | 0.021807 | 0.017801 | Column23: 2.239; Column24: 1.8277; Column25: 0; Column26: 0; Column27: 2.239; Column28: 1.8277; Column29: 0.016948; Column30: 1.7401; Column31: 0; Column32: 1.7401; Column33: 1.4204 | WLDFR | HFTD - Distribution - Tier 3 - 4QU CoRE ¦ 4QU LoRE | Red Flag Warning - Large Fires | 2025 | 1.7143e-08 | 1.7143e-08 | 5.475 | 0.71896 | 3.0715 | 1.6846 | 0 | 0 | 1.7672e-05 | 9.386e-08 | 0 | 9.386e-08 | 9.386e-08 | 0 | 9.386e-08 | 0 | 3.0138e-07 | 6.6063e-07 | 0 | 6.6063e-07 | [17 empty] | 7.3.3.17.5 (Remote Grid) Updates to grid topology to minimize risk of ignition in HFTDs Remote GridWLDFRWire-to-wire contactAggregated | WLDFR | HFTD - Distribution - Tier 2 - 3QU CoRE ¦ 2QU LoRE | Non-Red Flag Warning - Destructive Fires | Wire-to-wire contact | Aggregated | 2025 | 2.9927e-07 | 791.1377 | 0.00023676 | 2025 | Mitigation | 0.95 | 45 | 0 | esc | 0.00097009 | 2.9032e-10 | 0.00097009 | 2.9032e-10
[35 empty] | 7.3.3.17.6 Updates to grid topology to minimize risk of ignition in HFTDs Butte County Rebuild | WLDFR | HFTD - Distribution - Tier 3 - 3QU CoRE ¦ 1QU LoRE | 2025 | 0.7629 | 0.0083698 | 0.85935 | 0 | 0.85935 |  |  |  |  | 0.013437 | 1.3796 | 0 | 1.3796 | 0.6556 |  | 1.0525 | 0.021807 | 0.016636 | Column23: 2.239; Column24: 1.7081; Column25: 0; Column26: 0; Column27: 2.239; Column28: 1.7081; Column29: 0.016948; Column30: 1.7401; Column31: 0; Column32: 1.7401; Column33: 1.3275 | WLDFR | HFTD - Distribution - Tier 3 - 4QU CoRE ¦ 4QU LoRE | Red Flag Warning - Large Fires | 2026 | 1.7143e-08 | 1.7143e-08 | 5.475 | 0.71896 | 3.0715 | 1.6846 | 0 | 0 | 1.7672e-05 | 9.386e-08 | 0 | 9.386e-08 | 9.386e-08 | 0 | 9.386e-08 | 0 | 3.0138e-07 | 6.6063e-07 | 0 | 6.6063e-07 | [17 empty] | 7.3.3.17.5 (Remote Grid) Updates to grid topology to minimize risk of ignition in HFTDs Remote GridWLDFRWire-to-wire contactAggregated | WLDFR | HFTD - Distribution - Tier 2 - 3QU CoRE ¦ 2QU LoRE | Non-Red Flag Warning - Destructive Fires | Wire-to-wire contact | Aggregated | 2026 | 2.9927e-07 | 791.1377 | 0.00023676 | 2026 | Mitigation | 0.95 | 45 | 0 | esc | 0.00097009 | 2.9032e-10 | 0.00097009 | 2.9032e-10
[35 empty] | 7.3.3.17.6 Updates to grid topology to minimize risk of ignition in HFTDs Butte County Rebuild | WLDFR | HFTD - Distribution - Tier 3 - 3QU CoRE ¦ 1QU LoRE | 2026 | 0.71299 | 0.0083698 | 0.85935 | 0 | 0.85935 |  |  |  |  | 0.013437 | 1.3796 | 0 | 1.3796 | 0.61271 |  | 0.98365 | 0.021807 | 0.015548 | Column23: 2.239; Column24: 1.5964; Column25: 0; Column26: 0; Column27: 2.239; Column28: 1.5964; Column29: 0.016948; Column30: 1.7401; Column31: 0; Column32: 1.7401; Column33: 1.2406 | WLDFR | HFTD - Distribution - Tier 3 - 4QU CoRE ¦ 4QU LoRE | Red Flag Warning - Large Fires | 2027 | 1.7143e-08 | 1.7143e-08 | 5.475 | 0.71896 | 3.0715 | 1.6846 | 0 | 0 | 1.7672e-05 | 9.386e-08 | 0 | 9.386e-08 | 9.386e-08 | 0 | 9.386e-08 | 0 | 3.0138e-07 | 6.6063e-07 | 0 | 6.6063e-07 | [17 empty] | 7.3.3.17.5 (Remote Grid) Updates to grid topology to minimize risk of ignition in HFTDs Remote GridWLDFRWire-to-wire contactAggregated | WLDFR | HFTD - Distribution - Tier 2 - 3QU CoRE ¦ 2QU LoRE | Non-Red Flag Warning - Destructive Fires | Wire-to-wire contact | Aggregated | 2027 | 2.9927e-07 | 791.1377 | 0.00023676 | 2027 | Mitigation | 0.95 | 45 | 0 | esc | 0.00097009 | 2.9032e-10 | 0.00097009 | 2.9032e-10
[35 empty] | 7.3.3.17.6 Updates to grid topology to minimize risk of ignition in HFTDs Butte County Rebuild | WLDFR | HFTD - Distribution - Tier 3 - 3QU CoRE ¦ 1QU LoRE | 2027 | 0.66634 | 0.0083698 | 0.85935 | 0 | 0.85935 |  |  |  |  | 0.013437 | 1.3796 | 0 | 1.3796 | 0.57262 |  | 0.9193 | 0.021807 | 0.014531 | Column23: 2.239; Column24: 1.4919; Column25: 0; Column26: 0; Column27: 2.239; Column28: 1.4919; Column29: 0.016948; Column30: 1.7401; Column31: 0; Column32: 1.7401; Column33: 1.1595 | WLDFR | HFTD - Distribution - Tier 3 - 4QU CoRE ¦ 4QU LoRE | Red Flag Warning - Large Fires | 2028 | 1.7143e-08 | 1.7143e-08 | 5.777 | 0.74734 | 3.238 | 1.7917 | 0 | 0 | 1.7672e-05 | 9.9037e-08 | 0 | 9.9037e-08 | 9.9037e-08 | 0 | 9.9037e-08 | 0 | 3.0138e-07 | 6.6063e-07 | 0 | 6.6063e-07 | [17 empty] | 7.3.3.17.5 (Remote Grid) Updates to grid topology to minimize risk of ignition in HFTDs Remote GridWLDFRWire-to-wire contactAggregated | WLDFR | HFTD - Distribution - Tier 2 - 3QU CoRE ¦ 2QU LoRE | Non-Red Flag Warning - Destructive Fires | Wire-to-wire contact | Aggregated | 2028 | 2.9927e-07 | 791.1377 | 0.00023676 | 2028 | Mitigation | 0.95 | 45 | 0 | esc | 0.00097009 | 2.9032e-10 | 0.00097009 | 2.9032e-10
[35 empty] | 7.3.3.17.6 Updates to grid topology to minimize risk of ignition in HFTDs Butte County Rebuild | WLDFR | HFTD - Distribution - Tier 3 - 3QU CoRE ¦ 1QU LoRE | 2028 | 0.62275 | 0.0083698 | 0.89762 | 0 | 0.89762 |  |  |  |  | 0.013437 | 1.4411 | 0 | 1.4411 | 0.559 |  | 0.89742 | 0.021807 | 0.01358 | Column23: 2.3387; Column24: 1.4564; Column25: 0; Column26: 0; Column27: 2.3387; Column28: 1.4564; Column29: 0.016948; Column30: 1.8176; Column31: 0; Column32: 1.8176; Column33: 1.1319 | WLDFR | HFTD - Distribution - Tier 3 - 4QU CoRE ¦ 4QU LoRE | Red Flag Warning - Large Fires | 2029 | 1.7143e-08 | 1.7143e-08 | 5.777 | 0.74734 | 3.238 | 1.7917 | 0 | 0 | 1.7672e-05 | 9.9037e-08 | 0 | 9.9037e-08 | 9.9037e-08 | 0 | 9.9037e-08 | 0 | 3.1546e-07 | 6.915e-07 | 0 | 6.915e-07 | [17 empty] | 7.3.3.17.5 (Remote Grid) Updates to grid topology to minimize risk of ignition in HFTDs Remote GridWLDFRWire-to-wire contactAggregated | WLDFR | HFTD - Distribution - Tier 2 - 3QU CoRE ¦ 2QU LoRE | Non-Red Flag Warning - Destructive Fires | Wire-to-wire contact | Aggregated | 2029 | 2.9927e-07 | 791.1377 | 0.00023676 | 2029 | Mitigation | 0.95 | 45 | 0 | esc | 0.00097009 | 2.9032e-10 | 0.00097009 | 2.9032e-10
[35 empty] | 7.3.3.17.6 Updates to grid topology to minimize risk of ignition in HFTDs Butte County Rebuild | WLDFR | HFTD - Distribution - Tier 3 - 3QU CoRE ¦ 1QU LoRE | 2029 | 0.58201 | 0.0083698 | 0.89762 | 0 | 0.89762 |  |  |  |  | 0.013437 | 1.4411 | 0 | 1.4411 | 0.52243 |  | 0.83871 | 0.021807 | 0.012692 | Column23: 2.3387; Column24: 1.3611; Column25: 0; Column26: 0; Column27: 2.3387; Column28: 1.3611; Column29: 0.016948; Column30: 1.8176; Column31: 0; Column32: 1.8176; Column33: 1.0578 | WLDFR | HFTD - Distribution - Tier 3 - 4QU CoRE ¦ 4QU LoRE | Red Flag Warning - Large Fires | 2030 | 1.7143e-08 | 1.7143e-08 | 5.777 | 0.74734 | 3.238 | 1.7917 | 0 | 0 | 1.7672e-05 | 9.9037e-08 | 0 | 9.9037e-08 | 9.9037e-08 | 0 | 9.9037e-08 | 0 | 3.1546e-07 | 6.915e-07 | 0 | 6.915e-07 | [17 empty] | 7.3.3.17.5 (Remote Grid) Updates to grid topology to minimize risk of ignition in HFTDs Remote GridWLDFRWire-to-wire contactAggregated | WLDFR | HFTD - Distribution - Tier 2 - 3QU CoRE ¦ 2QU LoRE | Non-Red Flag Warning - Destructive Fires | Wire-to-wire contact | Aggregated | 2030 | 2.9927e-07 | 791.1377 | 0.00023676 | 2030 | Mitigation | 0.95 | 45 | 0 | esc | 0.00097009 | 2.9032e-10 | 0.00097009 | 2.9032e-10
[35 empty] | 7.3.3.17.6 Updates to grid topology to minimize risk of ignition in HFTDs Butte County Rebuild | WLDFR | HFTD - Distribution - Tier 3 - 3QU CoRE ¦ 1QU LoRE | 2030 | 0.54393 | 0.0083698 | 0.89762 | 0 | 0.89762 |  |  |  |  | 0.013437 | 1.4411 | 0 | 1.4411 | 0.48825 |  | 0.78385 | 0.021807 | 0.011862 | Column23: 2.3387; Column24: 1.2721; Column25: 0; Column26: 0; Column27: 2.3387; Column28: 1.2721; Column29: 0.016948; Column30: 1.8176; Column31: 0; Column32: 1.8176; Column33: 0.98863 | WLDFR | HFTD - Distribution - Tier 3 - 4QU CoRE ¦ 4QU LoRE | Red Flag Warning - Large Fires | 2031 | 1.7143e-08 | 1.7143e-08 | 5.777 | 0.74734 | 3.238 | 1.7917 | 0 | 0 | 1.7672e-05 | 9.9037e-08 | 0 | 9.9037e-08 | 9.9037e-08 | 0 | 9.9037e-08 | 0 | 3.1546e-07 | 6.915e-07 | 0 | 6.915e-07 | [17 empty] | 7.3.3.17.5 (Remote Grid) Updates to grid topology to minimize risk of ignition in HFTDs Remote GridWLDFRWire-to-wire contactAggregated | WLDFR | HFTD - Distribution - Tier 2 - 3QU CoRE ¦ 2QU LoRE | Non-Red Flag Warning - Destructive Fires | Wire-to-wire contact | Aggregated | 2031 | 2.9927e-07 | 791.1377 | 0.00023676 | 2031 | Mitigation | 0.95 | 45 | 0 | esc | 0.00097009 | 2.9032e-10 | 0.00097009 | 2.9032e-10
[35 empty] | 7.3.3.17.6 Updates to grid topology to minimize risk of ignition in HFTDs Butte County Rebuild | WLDFR | HFTD - Distribution - Tier 3 - 3QU CoRE ¦ 1QU LoRE | 2031 | 0.50835 | 0.0083698 | 0.89762 | 0 | 0.89762 |  |  |  |  | 0.013437 | 1.4411 | 0 | 1.4411 | 0.45631 |  | 0.73257 | 0.021807 | 0.011086 | Column23: 2.3387; Column24: 1.1889; Column25: 0; Column26: 0; Column27: 2.3387; Column28: 1.1889; Column29: 0.016948; Column30: 1.8176; Column31: 0; Column32: 1.8176; Column33: 0.92396 | WLDFR | HFTD - Distribution - Tier 3 - 4QU CoRE ¦ 4QU LoRE | Red Flag Warning - Large Fires | 2032 | 1.7143e-08 | 1.7143e-08 | 5.777 | 0.74734 | 3.238 | 1.7917 | 0 | 0 | 1.7672e-05 | 9.9037e-08 | 0 | 9.9037e-08 | 9.9037e-08 | 0 | 9.9037e-08 | 0 | 3.1546e-07 | 6.915e-07 | 0 | 6.915e-07 | [17 empty] | 7.3.3.17.5 (Remote Grid) Updates to grid topology to minimize risk of ignition in HFTDs Remote GridWLDFRWire-to-wire contactAggregated | WLDFR | HFTD - Distribution - Tier 2 - 3QU CoRE ¦ 2QU LoRE | Non-Red Flag Warning - Destructive Fires | Wire-to-wire contact | Aggregated | 2032 | 2.9927e-07 | 791.1377 | 0.00023676 | 2032 | Mitigation | 0.95 | 45 | 0 | esc | 0.00097009 | 2.9032e-10 | 0.00097009 | 2.9032e-10
[35 empty] | 7.3.3.17.6 Updates to grid topology to minimize risk of ignition in HFTDs Butte County Rebuild | WLDFR | HFTD - Distribution - Tier 3 - 3QU CoRE ¦ 1QU LoRE | 2032 | 0.47509 | 0.0083698 | 0.89762 | 0 | 0.89762 |  |  |  |  | 0.013437 | 1.4411 | 0 | 1.4411 | 0.42646 |  | 0.68464 | 0.021807 | 0.01036 | Column23: 2.3387; Column24: 1.1111; Column25: 0; Column26: 0; Column27: 2.3387; Column28: 1.1111; Column29: 0.016948; Column30: 1.8176; Column31: 0; Column32: 1.8176; Column33: 0.86351 | WLDFR | HFTD - Distribution - Tier 3 - 4QU CoRE ¦ 4QU LoRE | Red Flag Warning - Large Fires | 2033 | 1.7143e-08 | 1.7143e-08 | 6.1205 | 0.77885 | 3.4265 | 1.9151 | 0 | 0 | 1.7672e-05 | 1.0493e-07 | 0 | 1.0493e-07 | 1.0493e-07 | 0 | 1.0493e-07 | 0 | 3.1546e-07 | 6.915e-07 | 0 | 6.915e-07 | [17 empty] | 7.3.3.17.5 (Remote Grid) Updates to grid topology to minimize risk of ignition in HFTDs Remote GridWLDFRWire-to-wire contactAggregated | WLDFR | HFTD - Distribution - Tier 2 - 3QU CoRE ¦ 2QU LoRE | Non-Red Flag Warning - Destructive Fires | Wire-to-wire contact | Aggregated | 2033 | 2.9927e-07 | 791.1377 | 0.00023676 | 2033 | Mitigation | 0.95 | 45 | 0 | esc | 0.00097009 | 2.9032e-10 | 0.00097009 | 2.9032e-10
[35 empty] | 7.3.3.17.6 Updates to grid topology to minimize risk of ignition in HFTDs Butte County Rebuild | WLDFR | HFTD - Distribution - Tier 3 - 3QU CoRE ¦ 1QU LoRE | 2033 | 0.44401 | 0.0083698 | 0.94016 | 0 | 0.94016 |  |  |  |  | 0.013437 | 1.5094 | 0 | 1.5094 | 0.41744 |  | 0.67017 | 0.021807 | 0.0096826 | Column23: 2.4495; Column24: 1.0876; Column25: 0; Column26: 0; Column27: 2.4495; Column28: 1.0876; Column29: 0.016948; Column30: 1.9037; Column31: 0; Column32: 1.9037; Column33: 0.84526 | WLDFR | HFTD - Distribution - Tier 3 - 4QU CoRE ¦ 4QU LoRE | Red Flag Warning - Large Fires | 2034 | 1.7143e-08 | 1.7143e-08 | 6.1205 | 0.77885 | 3.4265 | 1.9151 | 0 | 0 | 1.7672e-05 | 1.0493e-07 | 0 | 1.0493e-07 | 1.0493e-07 | 0 | 1.0493e-07 | 0 | 3.2973e-07 | 7.2277e-07 | 0 | 7.2277e-07 | [17 empty] | 7.3.3.17.5 (Remote Grid) Updates to grid topology to minimize risk of ignition in HFTDs Remote GridWLDFRWire-to-wire contactAggregated | WLDFR | HFTD - Distribution - Tier 2 - 3QU CoRE ¦ 2QU LoRE | Non-Red Flag Warning - Destructive Fires | Wire-to-wire contact | Aggregated | 2034 | 2.9927e-07 | 791.1377 | 0.00023676 | 2034 | Mitigation | 0.95 | 45 | 0 | esc | 0.00097009 | 2.9032e-10 | 0.00097009 | 2.9032e-10
[35 empty] | 7.3.3.17.6 Updates to grid topology to minimize risk of ignition in HFTDs Butte County Rebuild | WLDFR | HFTD - Distribution - Tier 3 - 3QU CoRE ¦ 1QU LoRE | 2034 | 0.41496 | 0.0083698 | 0.94016 | 0 | 0.94016 |  |  |  |  | 0.013437 | 1.5094 | 0 | 1.5094 | 0.39013 |  | 0.62633 | 0.021807 | 0.0090491 | Column23: 2.4495; Column24: 1.0165; Column25: 0; Column26: 0; Column27: 2.4495; Column28: 1.0165; Column29: 0.016948; Column30: 1.9037; Column31: 0; Column32: 1.9037; Column33: 0.78996 | WLDFR | HFTD - Distribution - Tier 3 - 4QU CoRE ¦ 4QU LoRE | Red Flag Warning - Large Fires | 2035 | 1.7143e-08 | 1.7143e-08 | 6.1205 | 0.77885 | 3.4265 | 1.9151 | 0 | 0 | 1.7672e-05 | 1.0493e-07 | 0 | 1.0493e-07 | 1.0493e-07 | 0 | 1.0493e-07 | 0 | 3.2973e-07 | 7.2277e-07 | 0 | 7.2277e-07 | [17 empty] | 7.3.3.17.5 (Remote Grid) Updates to grid topology to minimize risk of ignition in HFTDs Remote GridWLDFRWire-to-wire contactAggregated | WLDFR | HFTD - Distribution - Tier 2 - 3QU CoRE ¦ 2QU LoRE | Non-Red Flag Warning - Destructive Fires | Wire-to-wire contact | Aggregated | 2035 | 2.9927e-07 | 791.1377 | 0.00023676 | 2035 | Mitigation | 0.95 | 45 | 0 | esc | 0.00097009 | 2.9032e-10 | 0.00097009 | 2.9032e-10
[35 empty] | 7.3.3.17.6 Updates to grid topology to minimize risk of ignition in HFTDs Butte County Rebuild | WLDFR | HFTD - Distribution - Tier 3 - 3QU CoRE ¦ 1QU LoRE | 2035 | 0.38782 | 0.0083698 | 0.94016 | 0 | 0.94016 |  |  |  |  | 0.013437 | 1.5094 | 0 | 1.5094 | 0.36461 |  | 0.58535 | 0.021807 | 0.0084571 | Column23: 2.4495; Column24: 0.94996; Column25: 0; Column26: 0; Column27: 2.4495; Column28: 0.94996; Column29: 0.016948; Column30: 1.9037; Column31: 0; Column32: 1.9037; Column33: 0.73828 | WLDFR | HFTD - Distribution - Tier 3 - 4QU CoRE ¦ 4QU LoRE | Red Flag Warning - Large Fires | 2036 | 1.7143e-08 | 1.7143e-08 | 6.1205 | 0.77885 | 3.4265 | 1.9151 | 0 | 0 | 1.7672e-05 | 1.0493e-07 | 0 | 1.0493e-07 | 1.0493e-07 | 0 | 1.0493e-07 | 0 | 3.2973e-07 | 7.2277e-07 | 0 | 7.2277e-07 | [17 empty] | 7.3.3.17.5 (Remote Grid) Updates to grid topology to minimize risk of ignition in HFTDs Remote GridWLDFRWire-to-wire contactAggregated | WLDFR | HFTD - Distribution - Tier 2 - 3QU CoRE ¦ 2QU LoRE | Non-Red Flag Warning - Destructive Fires | Wire-to-wire contact | Aggregated | 2036 | 2.9927e-07 | 791.1377 | 0.00023676 | 2036 | Mitigation | 0.95 | 45 | 0 | esc | 0.00097009 | 2.9032e-10 | 0.00097009 | 2.9032e-10
[35 empty] | 7.3.3.17.6 Updates to grid topology to minimize risk of ignition in HFTDs Butte County Rebuild | WLDFR | HFTD - Distribution - Tier 3 - 3QU CoRE ¦ 1QU LoRE | 2036 | 0.36245 | 0.0083698 | 0.94016 | 0 | 0.94016 |  |  |  |  | 0.013437 | 1.5094 | 0 | 1.5094 | 0.34076 |  | 0.54706 | 0.021807 | 0.0079039 | Column23: 2.4495; Column24: 0.88782; Column25: 0; Column26: 0; Column27: 2.4495; Column28: 0.88782; Column29: 0.016948; Column30: 1.9037; Column31: 0; Column32: 1.9037; Column33: 0.68998 | WLDFR | HFTD - Distribution - Tier 3 - 4QU CoRE ¦ 4QU LoRE | Red Flag Warning - Large Fires | 2037 | 1.7143e-08 | 1.7143e-08 | 6.1205 | 0.77885 | 3.4265 | 1.9151 | 0 | 0 | 1.7672e-05 | 1.0493e-07 | 0 | 1.0493e-07 | 1.0493e-07 | 0 | 1.0493e-07 | 0 | 0 | 7.2277e-07 | 0 | 7.2277e-07 | [17 empty] | 7.3.3.17.5 (Remote Grid) Updates to grid topology to minimize risk of ignition in HFTDs Remote GridWLDFRWire-to-wire contactAggregated | WLDFR | HFTD - Distribution - Tier 2 - 3QU CoRE ¦ 2QU LoRE | Non-Red Flag Warning - Destructive Fires | Wire-to-wire contact | Aggregated | 2037 | 2.9927e-07 | 791.1377 | 0.00023676 | 2037 | Mitigation | 0.95 | 45 | 0 | esc | 0.00097009 | 2.9032e-10 | 0.00097009 | 2.9032e-10
[35 empty] | 7.3.3.17.6 Updates to grid topology to minimize risk of ignition in HFTDs Butte County Rebuild | WLDFR | HFTD - Distribution - Tier 3 - 3QU CoRE ¦ 1QU LoRE | 2037 | 0.33873 | 0.0083698 | 0.94016 | 0 | 0.94016 |  |  |  |  | 0.013437 | 1.5094 | 0 | 1.5094 | 0.31846 |  | 0.51127 | 0.021807 | 0.0073868 | Column23: 2.4495; Column24: 0.82973; Column25: 0; Column26: 0; Column27: 2.4495; Column28: 0.82973; Column29: 0.016948; Column30: 1.9037; Column31: 0; Column32: 1.9037; Column33: 0.64485 | WLDFR | HFTD - Distribution - Tier 3 - 4QU CoRE ¦ 4QU LoRE | Red Flag Warning - Large Fires | 2038 | 1.7143e-08 | 1.7143e-08 | 6.5028 | 0.81304 | 3.6355 | 2.0543 | 0 | 0 | 1.7672e-05 | 1.1148e-07 | 0 | 1.1148e-07 | 1.1148e-07 | 0 | 1.1148e-07 | 0 | 0 | 0 | 0 | 0 | [17 empty] | 7.3.3.17.5 (Remote Grid) Updates to grid topology to minimize risk of ignition in HFTDs Remote GridWLDFRWire-to-wire contactAggregated | WLDFR | HFTD - Distribution - Tier 2 - 3QU CoRE ¦ 2QU LoRE | Non-Red Flag Warning - Destructive Fires | Wire-to-wire contact | Aggregated | 2038 | 2.9927e-07 | 791.1377 | 0.00023676 | 2038 | Mitigation | 0.95 | 45 | 0 | esc | 0.00097009 | 2.9032e-10 | 0.00097009 | 2.9032e-10
[35 empty] | 7.3.3.17.6 Updates to grid topology to minimize risk of ignition in HFTDs Butte County Rebuild | WLDFR | HFTD - Distribution - Tier 3 - 3QU CoRE ¦ 1QU LoRE | 2038 | 0.31657 | 0.0083698 | 0.98633 | 0 | 0.98633 |  |  |  |  | 0.013437 | 1.5835 | 0 | 1.5835 | 0.31225 |  | 0.50129 | 0.021807 | 0.0069035 | Column23: 2.5698; Column24: 0.81353; Column25: 0; Column26: 0; Column27: 2.5698; Column28: 0.81353; Column29: 0.016948; Column30: 1.9972; Column31: 0; Column32: 1.9972; Column33: 0.63226 | WLDFR | HFTD - Distribution - Tier 3 - 4QU CoRE ¦ 4QU LoRE | Red Flag Warning - Large Fires | 2039 | 1.7143e-08 | 1.7143e-08 | 6.5028 | 0.81304 | 3.6355 | 2.0543 | 0 | 0 | 1.7672e-05 | 1.1148e-07 | 0 | 1.1148e-07 | 1.1148e-07 | 0 | 1.1148e-07 | 0 | 0.00025731 | 0 | 0 | 0 | [17 empty] | 7.3.3.17.5 (Remote Grid) Updates to grid topology to minimize risk of ignition in HFTDs Remote GridWLDFRWire-to-wire contactAggregated | WLDFR | HFTD - Distribution - Tier 2 - 3QU CoRE ¦ 2QU LoRE | Non-Red Flag Warning - Destructive Fires | Wire-to-wire contact | Aggregated | 2039 | 2.9927e-07 | 791.1377 | 0.00023676 | 2039 | Mitigation | 0.95 | 45 | 0 | esc | 0.00097009 | 2.9032e-10 | 0.00097009 | 2.9032e-10
[35 empty] | 7.3.3.17.6 Updates to grid topology to minimize risk of ignition in HFTDs Butte County Rebuild | WLDFR | HFTD - Distribution - Tier 3 - 3QU CoRE ¦ 1QU LoRE | 2039 | 0.29586 | 0.0083698 | 0.98633 | 0 | 0.98633 |  |  |  |  | 0.013437 | 1.5835 | 0 | 1.5835 | 0.29182 |  | 0.46849 | 0.021807 | 0.0064519 | Column23: 2.5698; Column24: 0.76031; Column25: 0; Column26: 0; Column27: 2.5698; Column28: 0.76031; Column29: 0.016948; Column30: 1.9972; Column31: 0; Column32: 1.9972; Column33: 0.59089 | WLDFR | HFTD - Distribution - Tier 3 - 4QU CoRE ¦ 4QU LoRE | Red Flag Warning - Large Fires | 2040 | 1.7143e-08 | 1.7143e-08 | 6.5028 | 0.81304 | 3.6355 | 2.0543 | 0 | 0 | 1.7672e-05 | 1.1148e-07 | 0 | 1.1148e-07 | 1.1148e-07 | 0 | 1.1148e-07 | 0 | 0.00026675 | 0.00058471 | 0 | 0.00058471 | [17 empty] | 7.3.3.17.5 (Remote Grid) Updates to grid topology to minimize risk of ignition in HFTDs Remote GridWLDFRWire-to-wire contactAggregated | WLDFR | HFTD - Distribution - Tier 2 - 3QU CoRE ¦ 2QU LoRE | Non-Red Flag Warning - Destructive Fires | Wire-to-wire contact | Aggregated | 2040 | 2.9927e-07 | 791.1377 | 0.00023676 | 2040 | Mitigation | 0.95 | 45 | 0 | esc | 0.00097009 | 2.9032e-10 | 0.00097009 | 2.9032e-10
[35 empty] | 7.3.3.17.6 Updates to grid topology to minimize risk of ignition in HFTDs Butte County Rebuild | WLDFR | HFTD - Distribution - Tier 3 - 3QU CoRE ¦ 1QU LoRE | 2040 | 0.27651 | 0.0083698 | 0.98633 | 0 | 0.98633 |  |  |  |  | 0.013437 | 1.5835 | 0 | 1.5835 | 0.27273 |  | 0.43784 | 0.021807 | 0.0060298 | Column23: 2.5698; Column24: 0.71057; Column25: 0; Column26: 0; Column27: 2.5698; Column28: 0.71057; Column29: 0.016948; Column30: 1.9972; Column31: 0; Column32: 1.9972; Column33: 0.55224 | WLDFR | HFTD - Distribution - Tier 3 - 4QU CoRE ¦ 4QU LoRE | Red Flag Warning - Large Fires | 2041 | 1.7143e-08 | 1.7143e-08 | 6.5028 | 0.81304 | 3.6355 | 2.0543 | 0 | 0 | 1.7672e-05 | 1.1148e-07 | 0 | 1.1148e-07 | 1.1148e-07 | 0 | 1.1148e-07 | 0 | 0.00026675 | 0.00058471 | 0 | 0.00058471 | [17 empty] | 7.3.3.17.5 (Remote Grid) Updates to grid topology to minimize risk of ignition in HFTDs Remote GridWLDFRWire-to-wire contactAggregated | WLDFR | HFTD - Distribution - Tier 2 - 3QU CoRE ¦ 2QU LoRE | Non-Red Flag Warning - Destructive Fires | Wire-to-wire contact | Aggregated | 2041 | 2.9927e-07 | 791.1377 | 0.00023676 | 2041 | Mitigation | 0.95 | 45 | 0 | esc | 0.00097009 | 2.9032e-10 | 0.00097009 | 2.9032e-10
[35 empty] | 7.3.3.17.6 Updates to grid topology to minimize risk of ignition in HFTDs Butte County Rebuild | WLDFR | HFTD - Distribution - Tier 3 - 3QU CoRE ¦ 1QU LoRE | 2041 | 0.25842 | 0.0083698 | 0.98633 | 0 | 0.98633 |  |  |  |  | 0.013437 | 1.5835 | 0 | 1.5835 | 0.25489 |  | 0.4092 | 0.021807 | 0.0056353 | Column23: 2.5698; Column24: 0.66409; Column25: 0; Column26: 0; Column27: 2.5698; Column28: 0.66409; Column29: 0.016948; Column30: 1.9972; Column31: 0; Column32: 1.9972; Column33: 0.51611 | WLDFR | HFTD - Distribution - Tier 3 - 4QU CoRE ¦ 4QU LoRE | Red Flag Warning - Large Fires | 2042 | 1.7143e-08 | 1.7143e-08 | 6.5028 | 0.81304 | 3.6355 | 2.0543 | 0 | 0 | 1.7672e-05 | 1.1148e-07 | 0 | 1.1148e-07 | 1.1148e-07 | 0 | 1.1148e-07 | 0 | 0.00026675 | 0.00058471 | 0 | 0.00058471 | [17 empty] | 7.3.3.17.5 (Remote Grid) Updates to grid topology to minimize risk of ignition in HFTDs Remote GridWLDFRWire-to-wire contactAggregated | WLDFR | HFTD - Distribution - Tier 2 - 3QU CoRE ¦ 2QU LoRE | Non-Red Flag Warning - Destructive Fires | Wire-to-wire contact | Aggregated | 2042 | 2.9927e-07 | 791.1377 | 0.00023676 | 2042 | Mitigation | 0.95 | 45 | 0 | esc | 0.00097009 | 2.9032e-10 | 0.00097009 | 2.9032e-10
[35 empty] | 7.3.3.17.6 Updates to grid topology to minimize risk of ignition in HFTDs Butte County Rebuild | WLDFR | HFTD - Distribution - Tier 3 - 3QU CoRE ¦ 1QU LoRE | 2042 | 0.24151 | 0.0083698 | 0.98633 | 0 | 0.98633 |  |  |  |  | 0.013437 | 1.5835 | 0 | 1.5835 | 0.23821 |  | 0.38243 | 0.021807 | 0.0052667 | Column23: 2.5698; Column24: 0.62064; Column25: 0; Column26: 0; Column27: 2.5698; Column28: 0.62064; Column29: 0.016948; Column30: 1.9972; Column31: 0; Column32: 1.9972; Column33: 0.48234 | WLDFR | HFTD - Distribution - Tier 3 - 4QU CoRE ¦ 4QU LoRE | Red Flag Warning - Large Fires | 2043 | 1.7143e-08 | 1.7143e-08 | 6.9209 | 0.84944 | 3.8632 | 2.2083 | 0 | 0 | 1.7672e-05 | 1.1865e-07 | 0 | 1.1865e-07 | 1.1865e-07 | 0 | 1.1865e-07 | 0 | 0.00026675 | 0.00058471 | 0 | 0.00058471 | [17 empty] | 7.3.3.17.5 (Remote Grid) Updates to grid topology to minimize risk of ignition in HFTDs Remote GridWLDFRWire-to-wire contactAggregated | WLDFR | HFTD - Distribution - Tier 2 - 3QU CoRE ¦ 2QU LoRE | Non-Red Flag Warning - Destructive Fires | Wire-to-wire contact | Aggregated | 2043 | 2.9927e-07 | 791.1377 | 0.00023676 | 2043 | Mitigation | 0.95 | 45 | 0 | esc | 0.00097009 | 2.9032e-10 | 0.00097009 | 2.9032e-10
[35 empty] | 7.3.3.17.6 Updates to grid topology to minimize risk of ignition in HFTDs Butte County Rebuild | WLDFR | HFTD - Distribution - Tier 3 - 3QU CoRE ¦ 1QU LoRE | 2043 | 0.22571 | 0.0083698 | 1.0355 | 0 | 1.0355 |  |  |  |  | 0.013437 | 1.6624 | 0 | 1.6624 | 0.23373 |  | 0.37523 | 0.021807 | 0.0049221 | Column23: 2.6979; Column24: 0.60896; Column25: 0; Column26: 0; Column27: 2.6979; Column28: 0.60896; Column29: 0.016948; Column30: 2.0968; Column31: 0; Column32: 2.0968; Column33: 0.47327 | WLDFR | HFTD - Distribution - Tier 3 - 4QU CoRE ¦ 4QU LoRE | Red Flag Warning - Large Fires | 2044 | 1.7143e-08 | 1.7143e-08 | 6.9209 | 0.84944 | 3.8632 | 2.2083 | 0 | 0 | 1.7672e-05 | 1.1865e-07 | 0 | 1.1865e-07 | 1.1865e-07 | 0 | 1.1865e-07 | 0 | 0.00026675 | 0.00058471 | 0 | 0.00058471 | [17 empty] | 7.3.3.17.5 (Remote Grid) Updates to grid topology to minimize risk of ignition in HFTDs Remote GridWLDFRWire-to-wire contactAggregated | WLDFR | HFTD - Distribution - Tier 2 - 3QU CoRE ¦ 2QU LoRE | Non-Red Flag Warning - Destructive Fires | Wire-to-wire contact | Aggregated | 2044 | 2.9927e-07 | 791.1377 | 0.00023676 | 2044 | Mitigation | 0.95 | 45 | 0 | esc | 0.00097009 | 2.9032e-10 | 0.00097009 | 2.9032e-10
[35 empty] | 7.3.3.17.6 Updates to grid topology to minimize risk of ignition in HFTDs Butte County Rebuild | WLDFR | HFTD - Distribution - Tier 3 - 3QU CoRE ¦ 1QU LoRE | 2044 | 0.21095 | 0.0083698 | 1.0355 | 0 | 1.0355 |  |  |  |  | 0.013437 | 1.6624 | 0 | 1.6624 | 0.21844 |  | 0.35068 | 0.021807 | 0.0046001 | Column23: 2.6979; Column24: 0.56912; Column25: 0; Column26: 0; Column27: 2.6979; Column28: 0.56912; Column29: 0.016948; Column30: 2.0968; Column31: 0; Column32: 2.0968; Column33: 0.4423 | WLDFR | HFTD - Distribution - Tier 3 - 4QU CoRE ¦ 4QU LoRE | Red Flag Warning - Large Fires | 2045 | 1.7143e-08 | 1.7143e-08 | 6.9209 | 0.84944 | 3.8632 | 2.2083 | 0 | 0 | 1.7672e-05 | 1.1865e-07 | 0 | 1.1865e-07 | 1.1865e-07 | 0 | 1.1865e-07 | 0 | 0.00027863 | 0.00061076 | 0 | 0.00061076 | [17 empty] | 7.3.3.17.5 (Remote Grid) Updates to grid topology to minimize risk of ignition in HFTDs Remote GridWLDFRWire-to-wire contactAggregated | WLDFR | HFTD - Distribution - Tier 2 - 3QU CoRE ¦ 2QU LoRE | Non-Red Flag Warning - Destructive Fires | Wire-to-wire contact | Aggregated | 2045 | 2.9927e-07 | 791.1377 | 0.00023676 | 2045 | Mitigation | 0.95 | 45 | 0 | esc | 0.00097009 | 2.9032e-10 | 0.00097009 | 2.9032e-10
[35 empty] | 7.3.3.17.6 Updates to grid topology to minimize risk of ignition in HFTDs Butte County Rebuild | WLDFR | HFTD - Distribution - Tier 3 - 3QU CoRE ¦ 1QU LoRE | 2045 | 0.19715 | 0.0083698 | 1.0355 | 0 | 1.0355 |  |  |  |  | 0.013437 | 1.6624 | 0 | 1.6624 | 0.20415 |  | 0.32774 | 0.021807 | 0.0042992 | Column23: 2.6979; Column24: 0.53189; Column25: 0; Column26: 0; Column27: 2.6979; Column28: 0.53189; Column29: 0.016948; Column30: 2.0968; Column31: 0; Column32: 2.0968; Column33: 0.41337 | WLDFR | HFTD - Distribution - Tier 3 - 4QU CoRE ¦ 4QU LoRE | Red Flag Warning - Large Fires | 2046 | 1.7143e-08 | 1.7143e-08 | 6.9209 | 0.84944 | 3.8632 | 2.2083 | 0 | 0 | 1.7672e-05 | 1.1865e-07 | 0 | 1.1865e-07 | 1.1865e-07 | 0 | 1.1865e-07 | 0 | 0.00027863 | 0.00061076 | 0 | 0.00061076 | [17 empty] | 7.3.3.17.5 (Remote Grid) Updates to grid topology to minimize risk of ignition in HFTDs Remote GridWLDFRWire-to-wire contactAggregated | WLDFR | HFTD - Distribution - Tier 2 - 3QU CoRE ¦ 2QU LoRE | Non-Red Flag Warning - Destructive Fires | Wire-to-wire contact | Aggregated | 2046 | 2.9927e-07 | 791.1377 | 0.00023676 | 2046 | Mitigation | 0.95 | 45 | 0 | esc | 0.00097009 | 2.9032e-10 | 0.00097009 | 2.9032e-10
[35 empty] | 7.3.3.17.6 Updates to grid topology to minimize risk of ignition in HFTDs Butte County Rebuild | WLDFR | HFTD - Distribution - Tier 3 - 3QU CoRE ¦ 1QU LoRE | 2046 | 0.18425 | 0.0083698 | 1.0355 | 0 | 1.0355 |  |  |  |  | 0.013437 | 1.6624 | 0 | 1.6624 | 0.19079 |  | 0.3063 | 0.021807 | 0.0040179 | Column23: 2.6979; Column24: 0.49709; Column25: 0; Column26: 0; Column27: 2.6979; Column28: 0.49709; Column29: 0.016948; Column30: 2.0968; Column31: 0; Column32: 2.0968; Column33: 0.38633 | WLDFR | HFTD - Distribution - Tier 3 - 4QU CoRE ¦ 4QU LoRE | Red Flag Warning - Large Fires | 2047 | 1.7143e-08 | 1.7143e-08 | 6.9209 | 0.84944 | 3.8632 | 2.2083 | 0 | 0 | 1.7672e-05 | 1.1865e-07 | 0 | 1.1865e-07 | 1.1865e-07 | 0 | 1.1865e-07 | 0 | 0.00027863 | 0.00061076 | 0 | 0.00061076 | [17 empty] | 7.3.3.17.5 (Remote Grid) Updates to grid topology to minimize risk of ignition in HFTDs Remote GridWLDFRWire-to-wire contactAggregated | WLDFR | HFTD - Distribution - Tier 2 - 3QU CoRE ¦ 2QU LoRE | Non-Red Flag Warning - Destructive Fires | Wire-to-wire contact | Aggregated | 2047 | 2.9927e-07 | 791.1377 | 0.00023676 | 2047 | Mitigation | 0.95 | 45 | 0 | esc | 0.00097009 | 2.9032e-10 | 0.00097009 | 2.9032e-10
[35 empty] | 7.3.3.17.6 Updates to grid topology to minimize risk of ignition in HFTDs Butte County Rebuild | WLDFR | HFTD - Distribution - Tier 3 - 3QU CoRE ¦ 1QU LoRE | 2047 | 0.1722 | 0.0083698 | 1.0355 | 0 | 1.0355 |  |  |  |  | 0.013437 | 1.6624 | 0 | 1.6624 | 0.17831 |  | 0.28626 | 0.021807 | 0.0037551 | Column23: 2.6979; Column24: 0.46457; Column25: 0; Column26: 0; Column27: 2.6979; Column28: 0.46457; Column29: 0.016948; Column30: 2.0968; Column31: 0; Column32: 2.0968; Column33: 0.36105 | WLDFR | HFTD - Distribution - Tier 3 - 4QU CoRE ¦ 4QU LoRE | Red Flag Warning - Large Fires | 2048 | 1.7143e-08 | 1.7143e-08 | 7.3713 | 0.88759 | 4.1075 | 2.3763 | 0 | 0 | 1.7672e-05 | 1.2637e-07 | 0 | 1.2637e-07 | 1.2637e-07 | 0 | 1.2637e-07 | 0 | 0.00027863 | 0.00061076 | 0 | 0.00061076 | [17 empty] | 7.3.3.17.5 (Remote Grid) Updates to grid topology to minimize risk of ignition in HFTDs Remote GridWLDFRWire-to-wire contactAggregated | WLDFR | HFTD - Distribution - Tier 2 - 3QU CoRE ¦ 2QU LoRE | Non-Red Flag Warning - Destructive Fires | Wire-to-wire contact | Aggregated | 2048 | 2.9927e-07 | 791.1377 | 0.00023676 | 2048 | Mitigation | 0.95 | 45 | 0 | esc | 0.00097009 | 2.9032e-10 | 0.00097009 | 2.9032e-10
[35 empty] | 7.3.3.17.6 Updates to grid topology to minimize risk of ignition in HFTDs Butte County Rebuild | WLDFR | HFTD - Distribution - Tier 3 - 3QU CoRE ¦ 1QU LoRE | 2048 | 0.16093 | 0.0083698 | 1.0871 | 0 | 1.0871 |  |  |  |  | 0.013437 | 1.7452 | 0 | 1.7452 | 0.17494 |  | 0.28085 | 0.021807 | 0.0035094 | Column23: 2.8323; Column24: 0.4558; Column25: 0; Column26: 0; Column27: 2.8323; Column28: 0.4558; Column29: 0.016948; Column30: 2.2011; Column31: 0; Column32: 2.2011; Column33: 0.35423 | WLDFR | HFTD - Distribution - Tier 3 - 4QU CoRE ¦ 4QU LoRE | Red Flag Warning - Large Fires | 2049 | 1.7143e-08 | 1.7143e-08 | 7.3713 | 0.88759 | 4.1075 | 2.3763 | 0 | 0 | 1.7672e-05 | 1.2637e-07 | 0 | 1.2637e-07 | 1.2637e-07 | 0 | 1.2637e-07 | 0 | 0.00027863 | 0.00061076 | 0 | 0.00061076 | [17 empty] | 7.3.3.17.5 (Remote Grid) Updates to grid topology to minimize risk of ignition in HFTDs Remote GridWLDFRWire-to-wire contactAggregated | WLDFR | HFTD - Distribution - Tier 2 - 3QU CoRE ¦ 2QU LoRE | Non-Red Flag Warning - Destructive Fires | Wire-to-wire contact | Aggregated | 2049 | 2.9927e-07 | 791.1377 | 0.00023676 | 2049 | Mitigation | 0.95 | 45 | 0 | esc | 0.00097009 | 2.9032e-10 | 0.00097009 | 2.9032e-10
[35 empty] | 7.3.3.17.6 Updates to grid topology to minimize risk of ignition in HFTDs Butte County Rebuild | WLDFR | HFTD - Distribution - Tier 3 - 3QU CoRE ¦ 1QU LoRE | 2049 | 0.1504 | 0.0083698 | 1.0871 | 0 | 1.0871 |  |  |  |  | 0.013437 | 1.7452 | 0 | 1.7452 | 0.1635 |  | 0.26248 | 0.021807 | 0.0032798 | Column23: 2.8323; Column24: 0.42598; Column25: 0; Column26: 0; Column27: 2.8323; Column28: 0.42598; Column29: 0.016948; Column30: 2.2011; Column31: 0; Column32: 2.2011; Column33: 0.33106 | WLDFR | HFTD - Distribution - Tier 3 - 4QU CoRE ¦ 4QU LoRE | Red Flag Warning - Large Fires | 2050 | 1.7143e-08 | 1.7143e-08 | 7.3713 | 0.88759 | 4.1075 | 2.3763 | 0 | 0 | 1.7672e-05 | 1.2637e-07 | 0 | 1.2637e-07 | 1.2637e-07 | 0 | 1.2637e-07 | 0 | 0.00029184 | 0.00063972 | 0 | 0.00063972 | [17 empty] | 7.3.3.17.5 (Remote Grid) Updates to grid topology to minimize risk of ignition in HFTDs Remote GridWLDFRWire-to-wire contactAggregated | WLDFR | HFTD - Distribution - Tier 2 - 3QU CoRE ¦ 2QU LoRE | Non-Red Flag Warning - Destructive Fires | Wire-to-wire contact | Aggregated | 2050 | 2.9927e-07 | 791.1377 | 0.00023676 | 2050 | Mitigation | 0.95 | 45 | 0 | esc | 0.00097009 | 2.9032e-10 | 0.00097009 | 2.9032e-10
[35 empty] | 7.3.3.17.6 Updates to grid topology to minimize risk of ignition in HFTDs Butte County Rebuild | WLDFR | HFTD - Distribution - Tier 3 - 3QU CoRE ¦ 1QU LoRE | 2050 | 0.14056 | 0.0083698 | 1.0871 | 0 | 1.0871 |  |  |  |  | 0.013437 | 1.7452 | 0 | 1.7452 | 0.1528 |  | 0.24531 | 0.021807 | 0.0030653 | Column23: 2.8323; Column24: 0.39811; Column25: 0; Column26: 0; Column27: 2.8323; Column28: 0.39811; Column29: 0.016948; Column30: 2.2011; Column31: 0; Column32: 2.2011; Column33: 0.3094 | WLDFR | HFTD - Distribution - Tier 3 - 4QU CoRE ¦ 4QU LoRE | Red Flag Warning - Large Fires | 2051 | 1.7143e-08 | 1.7143e-08 | 7.3713 | 0.88759 | 4.1075 | 2.3763 | 0 | 0 | 1.7672e-05 | 1.2637e-07 | 0 | 1.2637e-07 | 1.2637e-07 | 0 | 1.2637e-07 | 0 | 0.00029184 | 0.00063972 | 0 | 0.00063972 | [17 empty] | 7.3.3.17.5 (Remote Grid) Updates to grid topology to minimize risk of ignition in HFTDs Remote GridWLDFRWire-to-wire contactAggregated | WLDFR | HFTD - Distribution - Tier 2 - 3QU CoRE ¦ 2QU LoRE | Non-Red Flag Warning - Destructive Fires | Wire-to-wire contact | Aggregated | 2051 | 2.9927e-07 | 791.1377 | 0.00023676 | 2051 | Mitigation | 0.95 | 45 | 0 | esc | 0.00097009 | 2.9032e-10 | 0.00097009 | 2.9032e-10
[35 empty] | 7.3.3.17.6 Updates to grid topology to minimize risk of ignition in HFTDs Butte County Rebuild | WLDFR | HFTD - Distribution - Tier 3 - 3QU CoRE ¦ 1QU LoRE | 2051 | 0.13137 | 0.0083698 | 1.0871 | 0 | 1.0871 |  |  |  |  | 0.013437 | 1.7452 | 0 | 1.7452 | 0.1428 |  | 0.22926 | 0.021807 | 0.0028647 | Column23: 2.8323; Column24: 0.37207; Column25: 0; Column26: 0; Column27: 2.8323; Column28: 0.37207; Column29: 0.016948; Column30: 2.2011; Column31: 0; Column32: 2.2011; Column33: 0.28916 | WLDFR | HFTD - Distribution - Tier 3 - 4QU CoRE ¦ 4QU LoRE | Red Flag Warning - Large Fires | 2052 | 1.7143e-08 | 1.7143e-08 | 7.3713 | 0.88759 | 4.1075 | 2.3763 | 0 | 0 | 1.7672e-05 | 1.2637e-07 | 0 | 1.2637e-07 | 1.2637e-07 | 0 | 1.2637e-07 | 0 | 0.00029184 | 0.00063972 | 0 | 0.00063972 | [17 empty] | 7.3.3.17.5 (Remote Grid) Updates to grid topology to minimize risk of ignition in HFTDs Remote GridWLDFRWire-to-wire contactAggregated | WLDFR | HFTD - Distribution - Tier 2 - 3QU CoRE ¦ 2QU LoRE | Non-Red Flag Warning - Destructive Fires | Wire-to-wire contact | Aggregated | 2052 | 2.9927e-07 | 791.1377 | 0.00023676 | 2052 | Mitigation | 0.95 | 45 | 0 | esc | 0.00097009 | 2.9032e-10 | 0.00097009 | 2.9032e-10
[35 empty] | 7.3.3.17.6 Updates to grid topology to minimize risk of ignition in HFTDs Butte County Rebuild | WLDFR | HFTD - Distribution - Tier 3 - 3QU CoRE ¦ 1QU LoRE | 2052 | 0.12277 | 0.0083698 | 1.0871 | 0 | 1.0871 |  |  |  |  | 0.013437 | 1.7452 | 0 | 1.7452 | 0.13346 |  | 0.21426 | 0.021807 | 0.0026773 | Column23: 2.8323; Column24: 0.34772; Column25: 0; Column26: 0; Column27: 2.8323; Column28: 0.34772; Column29: 0.016948; Column30: 2.2011; Column31: 0; Column32: 2.2011; Column33: 0.27024 | WLDFR | HFTD - Distribution - Tier 3 - 4QU CoRE ¦ 4QU LoRE | Red Flag Warning - Large Fires | 2053 | 1.7143e-08 | 1.7143e-08 | 7.8503 | 0.92702 | 4.3664 | 2.5569 | 0 | 0 | 1.7672e-05 | 1.3458e-07 | 0 | 1.3458e-07 | 1.3458e-07 | 0 | 1.3458e-07 | 0 | 0.00029184 | 0.00063972 | 0 | 0.00063972 | [17 empty] | 7.3.3.17.5 (Remote Grid) Updates to grid topology to minimize risk of ignition in HFTDs Remote GridWLDFRWire-to-wire contactAggregated | WLDFR | HFTD - Distribution - Tier 2 - 3QU CoRE ¦ 2QU LoRE | Non-Red Flag Warning - Destructive Fires | Wire-to-wire contact | Aggregated | 2053 | 2.9927e-07 | 791.1377 | 0.00023676 | 2053 | Mitigation | 0.95 | 45 | 0 | esc | 0.00097009 | 2.9032e-10 | 0.00097009 | 2.9032e-10
[35 empty] | 7.3.3.17.6 Updates to grid topology to minimize risk of ignition in HFTDs Butte County Rebuild | WLDFR | HFTD - Distribution - Tier 3 - 3QU CoRE ¦ 1QU LoRE | 2053 | 0.11474 | 0.0083698 | 1.1403 | 0 | 1.1403 |  |  |  |  | 0.013437 | 1.8307 | 0 | 1.8307 | 0.13084 |  | 0.21006 | 0.021807 | 0.0025022 | Column23: 2.9711; Column24: 0.3409; Column25: 0; Column26: 0; Column27: 2.9711; Column28: 0.3409; Column29: 0.016948; Column30: 2.309; Column31: 0; Column32: 2.309; Column33: 0.26494 | WLDFR | HFTD - Distribution - Tier 3 - 4QU CoRE ¦ 4QU LoRE | Red Flag Warning - Large Fires | 2054 | 1.7143e-08 | 1.7143e-08 | 7.8503 | 0.92702 | 4.3664 | 2.5569 | 0 | 0 | 1.7672e-05 | 1.3458e-07 | 0 | 1.3458e-07 | 1.3458e-07 | 0 | 1.3458e-07 | 0 | 0.00029184 | 0.00063972 | 0 | 0.00063972 | [17 empty] | 7.3.3.17.5 (Remote Grid) Updates to grid topology to minimize risk of ignition in HFTDs Remote GridWLDFRWire-to-wire contactAggregated | WLDFR | HFTD - Distribution - Tier 2 - 3QU CoRE ¦ 2QU LoRE | Non-Red Flag Warning - Destructive Fires | Wire-to-wire contact | Aggregated | 2054 | 2.9927e-07 | 791.1377 | 0.00023676 | 2054 | Mitigation | 0.95 | 45 | 0 | esc | 0.00097009 | 2.9032e-10 | 0.00097009 | 2.9032e-10
[35 empty] | 7.3.3.17.6 Updates to grid topology to minimize risk of ignition in HFTDs Butte County Rebuild | WLDFR | HFTD - Distribution - Tier 3 - 3QU CoRE ¦ 1QU LoRE | 2054 | 0.10723 | 0.0083698 | 1.1403 | 0 | 1.1403 |  |  |  |  | 0.013437 | 1.8307 | 0 | 1.8307 | 0.12228 |  | 0.19632 | 0.021807 | 0.0023385 | Column23: 2.9711; Column24: 0.3186; Column25: 0; Column26: 0; Column27: 2.9711; Column28: 0.3186; Column29: 0.016948; Column30: 2.309; Column31: 0; Column32: 2.309; Column33: 0.24761 | WLDFR | HFTD - Distribution - Tier 3 - 4QU CoRE ¦ 4QU LoRE | Red Flag Warning - Large Fires | 2055 | 1.7143e-08 | 1.7143e-08 | 7.8503 | 0.92702 | 4.3664 | 2.5569 | 0 | 0 | 1.7672e-05 | 1.3458e-07 | 0 | 1.3458e-07 | 1.3458e-07 | 0 | 1.3458e-07 | 0 | 0.00030618 | 0.00067114 | 0 | 0.00067114 | [17 empty] | 7.3.3.17.5 (Remote Grid) Updates to grid topology to minimize risk of ignition in HFTDs Remote GridWLDFRWire-to-wire contactAggregated | WLDFR | HFTD - Distribution - Tier 2 - 3QU CoRE ¦ 2QU LoRE | Non-Red Flag Warning - Destructive Fires | Wire-to-wire contact | Aggregated | 2055 | 2.9927e-07 | 791.1377 | 0.00023676 | 2055 | Mitigation | 0.95 | 45 | 0 | esc | 0.00097009 | 2.9032e-10 | 0.00097009 | 2.9032e-10
[35 empty] | 7.3.3.17.6 Updates to grid topology to minimize risk of ignition in HFTDs Butte County Rebuild | WLDFR | HFTD - Distribution - Tier 3 - 3QU CoRE ¦ 1QU LoRE | 2055 | 0.10022 | 0.0083698 | 1.1403 | 0 | 1.1403 |  |  |  |  | 0.013437 | 1.8307 | 0 | 1.8307 | 0.11428 |  | 0.18347 | 0.021807 | 0.0021855 | Column23: 2.9711; Column24: 0.29776; Column25: 0; Column26: 0; Column27: 2.9711; Column28: 0.29776; Column29: 0.016948; Column30: 2.309; Column31: 0; Column32: 2.309; Column33: 0.23141 | WLDFR | HFTD - Distribution - Tier 3 - 4QU CoRE ¦ 4QU LoRE | Red Flag Warning - Large Fires | 2056 | 1.7143e-08 | 1.7143e-08 | 7.8503 | 0.92702 | 4.3664 | 2.5569 | 0 | 0 | 1.7672e-05 | 1.3458e-07 | 0 | 1.3458e-07 | 1.3458e-07 | 0 | 1.3458e-07 | 0 | 0.00030618 | 0.00067114 | 0 | 0.00067114 | [17 empty] | 7.3.3.17.5 (Remote Grid) Updates to grid topology to minimize risk of ignition in HFTDs Remote GridWLDFRWire-to-wire contactAggregated | WLDFR | HFTD - Distribution - Tier 2 - 3QU CoRE ¦ 2QU LoRE | Non-Red Flag Warning - Destructive Fires | Wire-to-wire contact | Aggregated | 2056 | 2.9927e-07 | 791.1377 | 0.00023676 | 2056 | Mitigation | 0.95 | 45 | 0 | esc | 0.00097009 | 2.9032e-10 | 0.00097009 | 2.9032e-10
[35 empty] | 7.3.3.17.6 Updates to grid topology to minimize risk of ignition in HFTDs Butte County Rebuild | WLDFR | HFTD - Distribution - Tier 3 - 3QU CoRE ¦ 1QU LoRE | 2056 | 0.093663 | 0.0083698 | 1.1403 | 0 | 1.1403 |  |  |  |  | 0.013437 | 1.8307 | 0 | 1.8307 | 0.10681 |  | 0.17147 | 0.021807 | 0.0020425 | Column23: 2.9711; Column24: 0.27828; Column25: 0; Column26: 0; Column27: 2.9711; Column28: 0.27828; Column29: 0.016948; Column30: 2.309; Column31: 0; Column32: 2.309; Column33: 0.21627 | WLDFR | HFTD - Distribution - Tier 3 - 4QU CoRE ¦ 4QU LoRE | Red Flag Warning - Large Fires | 2057 | 1.7143e-08 | 1.7143e-08 | 7.8503 | 0.92702 | 4.3664 | 2.5569 | 0 | 0 | 1.7672e-05 | 1.3458e-07 | 0 | 1.3458e-07 | 1.3458e-07 | 0 | 1.3458e-07 | 0 | 0.00030618 | 0.00067114 | 0 | 0.00067114 | [17 empty] | 7.3.3.17.5 (Remote Grid) Updates to grid topology to minimize risk of ignition in HFTDs Remote GridWLDFRWire-to-wire contactAggregated | WLDFR | HFTD - Distribution - Tier 2 - 3QU CoRE ¦ 2QU LoRE | Non-Red Flag Warning - Destructive Fires | Wire-to-wire contact | Aggregated | 2057 | 2.9927e-07 | 791.1377 | 0.00023676 | 2057 | Mitigation | 0.95 | 45 | 0 | esc | 0.00097009 | 2.9032e-10 | 0.00097009 | 2.9032e-10
[35 empty] | 7.3.3.17.6 Updates to grid topology to minimize risk of ignition in HFTDs Butte County Rebuild | WLDFR | HFTD - Distribution - Tier 3 - 3QU CoRE ¦ 1QU LoRE | 2057 | 0.087535 | 0.0083698 | 1.1403 | 0 | 1.1403 |  |  |  |  | 0.013437 | 1.8307 | 0 | 1.8307 | 0.09982 |  | 0.16025 | 0.021807 | 0.0019089 | Column23: 2.9711; Column24: 0.26007; Column25: 0; Column26: 0; Column27: 2.9711; Column28: 0.26007; Column29: 0.016948; Column30: 2.309; Column31: 0; Column32: 2.309; Column33: 0.20212 | WLDFR | HFTD - Distribution - Tier 3 - 4QU CoRE ¦ 4QU LoRE | Red Flag Warning - Large Fires | 2058 | 1.7143e-08 | 1.7143e-08 | 8.3524 | 0.96727 | 4.6367 | 2.7484 | 0 | 0 | 1.7672e-05 | 1.4319e-07 | 0 | 1.4319e-07 | 1.4319e-07 | 0 | 1.4319e-07 | 0 | 0.00030618 | 0.00067114 | 0 | 0.00067114 | [17 empty] | 7.3.3.17.5 (Remote Grid) Updates to grid topology to minimize risk of ignition in HFTDs Remote GridWLDFRWire-to-wire contactAggregated | WLDFR | HFTD - Distribution - Tier 2 - 3QU CoRE ¦ 2QU LoRE | Non-Red Flag Warning - Destructive Fires | Wire-to-wire contact | Aggregated | 2058 | 2.9927e-07 | 791.1377 | 0.00023676 | 2058 | Mitigation | 0.95 | 45 | 0 | esc | 0.00097009 | 2.9032e-10 | 0.00097009 | 2.9032e-10
[35 empty] | 7.3.3.17.6 Updates to grid topology to minimize risk of ignition in HFTDs Butte County Rebuild | WLDFR | HFTD - Distribution - Tier 3 - 3QU CoRE ¦ 1QU LoRE | 2058 | 0.081809 | 0.0083698 | 1.1947 | 0 | 1.1947 |  |  |  |  | 0.013437 | 1.918 | 0 | 1.918 | 0.097737 |  | 0.15691 | 0.021807 | 0.001784 | Column23: 3.1127; Column24: 0.25465; Column25: 0; Column26: 0; Column27: 3.1127; Column28: 0.25465; Column29: 0.016948; Column30: 2.4191; Column31: 0; Column32: 2.4191; Column33: 0.1979 | WLDFR | HFTD - Distribution - Tier 3 - 4QU CoRE ¦ 4QU LoRE | Red Flag Warning - Large Fires | 2059 | 1.7143e-08 | 1.7143e-08 | 8.3524 | 0.96727 | 4.6367 | 2.7484 | 0 | 0 | 1.7672e-05 | 1.4319e-07 | 0 | 1.4319e-07 | 1.4319e-07 | 0 | 1.4319e-07 | 0 | 0.00030618 | 0.00067114 | 0 | 0.00067114 | [17 empty] | 7.3.3.17.5 (Remote Grid) Updates to grid topology to minimize risk of ignition in HFTDs Remote GridWLDFRWire-to-wire contactAggregated | WLDFR | HFTD - Distribution - Tier 2 - 3QU CoRE ¦ 2QU LoRE | Non-Red Flag Warning - Destructive Fires | Wire-to-wire contact | Aggregated | 2059 | 2.9927e-07 | 791.1377 | 0.00023676 | 2059 | Mitigation | 0.95 | 45 | 0 | esc | 0.00097009 | 2.9032e-10 | 0.00097009 | 2.9032e-10
[35 empty] | 7.3.3.17.6 Updates to grid topology to minimize risk of ignition in HFTDs Butte County Rebuild | WLDFR | HFTD - Distribution - Tier 3 - 3QU CoRE ¦ 1QU LoRE | 2059 | 0.076457 | 0.0083698 | 1.1947 | 0 | 1.1947 |  |  |  |  | 0.013437 | 1.918 | 0 | 1.918 | 0.091343 |  | 0.14664 | 0.021807 | 0.0016673 | Column23: 3.1127; Column24: 0.23799; Column25: 0; Column26: 0; Column27: 3.1127; Column28: 0.23799; Column29: 0.016948; Column30: 2.4191; Column31: 0; Column32: 2.4191; Column33: 0.18496 | WLDFR | HFTD - Distribution - Tier 3 - 4QU CoRE ¦ 4QU LoRE | Red Flag Warning - Large Fires | 2060 | 1.7143e-08 | 1.7143e-08 | 8.3524 | 0.96727 | 4.6367 | 2.7484 | 0 | 0 | 1.7672e-05 | 1.4319e-07 | 0 | 1.4319e-07 | 1.4319e-07 | 0 | 1.4319e-07 | 0 | 0.00032145 | 0.00070463 | 0 | 0.00070463 | [17 empty] | 7.3.3.17.5 (Remote Grid) Updates to grid topology to minimize risk of ignition in HFTDs Remote GridWLDFRWire-to-wire contactAggregated | WLDFR | HFTD - Distribution - Tier 2 - 3QU CoRE ¦ 2QU LoRE | Non-Red Flag Warning - Destructive Fires | Wire-to-wire contact | Aggregated | 2060 | 2.9927e-07 | 791.1377 | 0.00023676 | 2060 | Mitigation | 0.95 | 45 | 0 | esc | 0.00097009 | 2.9032e-10 | 0.00097009 | 2.9032e-10
[35 empty] | 7.3.3.17.6 Updates to grid topology to minimize risk of ignition in HFTDs Butte County Rebuild | WLDFR | HFTD - Distribution - Tier 3 - 3QU CoRE ¦ 1QU LoRE | 2060 | 0.071455 | 0.0083698 | 1.1947 | 0 | 1.1947 |  |  |  |  | 0.013437 | 1.918 | 0 | 1.918 | 0.085367 |  | 0.13705 | 0.021807 | 0.0015582 | Column23: 3.1127; Column24: 0.22242; Column25: 0; Column26: 0; Column27: 3.1127; Column28: 0.22242; Column29: 0.016948; Column30: 2.4191; Column31: 0; Column32: 2.4191; Column33: 0.17286 | WLDFR | HFTD - Distribution - Tier 3 - 4QU CoRE ¦ 4QU LoRE | Red Flag Warning - Large Fires | 2061 | 1.7143e-08 | 1.7143e-08 | 8.3524 | 0.96727 | 4.6367 | 2.7484 | 0 | 0 | 1.7672e-05 | 1.4319e-07 | 0 | 1.4319e-07 | 1.4319e-07 | 0 | 1.4319e-07 | 0 | 0.00032145 | 0.00070463 | 0 | 0.00070463 | [17 empty] | 7.3.3.17.5 (Remote Grid) Updates to grid topology to minimize risk of ignition in HFTDs Remote GridWLDFRWire-to-wire contactAggregated | WLDFR | HFTD - Distribution - Tier 2 - 3QU CoRE ¦ 2QU LoRE | Non-Red Flag Warning - Destructive Fires | Wire-to-wire contact | Aggregated | 2061 | 2.9927e-07 | 791.1377 | 0.00023676 | 2061 | Mitigation | 0.95 | 45 | 0 | esc | 0.00097009 | 2.9032e-10 | 0.00097009 | 2.9032e-10
[35 empty] | 7.3.3.17.6 Updates to grid topology to minimize risk of ignition in HFTDs Butte County Rebuild | WLDFR | HFTD - Distribution - Tier 3 - 3QU CoRE ¦ 1QU LoRE | 2061 | 0.06678 | 0.0083698 | 1.1947 | 0 | 1.1947 |  |  |  |  | 0.013437 | 1.918 | 0 | 1.918 | 0.079782 |  | 0.12808 | 0.021807 | 0.0014563 | Column23: 3.1127; Column24: 0.20787; Column25: 0; Column26: 0; Column27: 3.1127; Column28: 0.20787; Column29: 0.016948; Column30: 2.4191; Column31: 0; Column32: 2.4191; Column33: 0.16155 | WLDFR | HFTD - Distribution - Tier 3 - 4QU CoRE ¦ 4QU LoRE | Red Flag Warning - Large Fires | 2062 | 1.7143e-08 | 1.7143e-08 | 8.3524 | 0.96727 | 4.6367 | 2.7484 | 0 | 0 | 1.7672e-05 | 1.4319e-07 | 0 | 1.4319e-07 | 1.4319e-07 | 0 | 1.4319e-07 | 0 | 0.00032145 | 0.00070463 | 0 | 0.00070463 | [17 empty] | 7.3.3.17.5 (Remote Grid) Updates to grid topology to minimize risk of ignition in HFTDs Remote GridWLDFRWire-to-wire contactAggregated | WLDFR | HFTD - Distribution - Tier 2 - 3QU CoRE ¦ 2QU LoRE | Non-Red Flag Warning - Destructive Fires | Wire-to-wire contact | Aggregated | 2062 | 2.9927e-07 | 791.1377 | 0.00023676 | 2062 | Mitigation | 0.95 | 45 | 0 | esc | 0.00097009 | 2.9032e-10 | 0.00097009 | 2.9032e-10
[35 empty] | 7.3.3.17.6 Updates to grid topology to minimize risk of ignition in HFTDs Butte County Rebuild | WLDFR | HFTD - Distribution - Tier 3 - 3QU CoRE ¦ 1QU LoRE | 2062 | 0.062412 | 0.0083698 | 1.1947 | 0 | 1.1947 |  |  |  |  | 0.013437 | 1.918 | 0 | 1.918 | 0.074563 |  | 0.11971 | 0.021807 | 0.001361 | Column23: 3.1127; Column24: 0.19427; Column25: 0; Column26: 0; Column27: 3.1127; Column28: 0.19427; Column29: 0.016948; Column30: 2.4191; Column31: 0; Column32: 2.4191; Column33: 0.15098 | WLDFR | HFTD - Distribution - Tier 3 - 4QU CoRE ¦ 4QU LoRE | Red Flag Warning - Large Fires | 2063 | 1.7143e-08 | 1.7143e-08 | 8.872 | 1.0079 | 4.9153 | 2.9488 | 0 | 0 | 1.7672e-05 | 1.521e-07 | 0 | 1.521e-07 | 1.521e-07 | 0 | 1.521e-07 | 0 | 0.00032145 | 0.00070463 | 0 | 0.00070463 | [17 empty] | 7.3.3.17.5 (Remote Grid) Updates to grid topology to minimize risk of ignition in HFTDs Remote GridWLDFRWire-to-wire contactAggregated | WLDFR | HFTD - Distribution - Tier 2 - 3QU CoRE ¦ 2QU LoRE | Non-Red Flag Warning - Destructive Fires | Wire-to-wire contact | Aggregated | 2063 | 2.9927e-07 | 791.1377 | 0.00023676 | 2063 | Mitigation | 0.95 | 45 | 0 | esc | 0.00097009 | 2.9032e-10 | 0.00097009 | 2.9032e-10
[35 empty] | 7.3.3.17.6 Updates to grid topology to minimize risk of ignition in HFTDs Butte County Rebuild | WLDFR | HFTD - Distribution - Tier 3 - 3QU CoRE ¦ 1QU LoRE | 2063 | 0.058329 | 0.0083698 | 1.2495 | 0 | 1.2495 |  |  |  |  | 0.013437 | 2.0059 | 0 | 2.0059 | 0.07288 |  | 0.117 | 0.021807 | 0.001272 | Column23: 3.2554; Column24: 0.18988; Column25: 0; Column26: 0; Column27: 3.2554; Column28: 0.18988; Column29: 0.016948; Column30: 2.53; Column31: 0; Column32: 2.53; Column33: 0.14757 | WLDFR | HFTD - Distribution - Tier 3 - 4QU CoRE ¦ 4QU LoRE | Red Flag Warning - Large Fires | 2064 | 1.7143e-08 | 1.7143e-08 | 8.872 | 1.0079 | 4.9153 | 2.9488 | 0 | 0 | 1.7672e-05 | 1.521e-07 | 0 | 1.521e-07 | 1.521e-07 | 0 | 1.521e-07 | 0 | 0.00032145 | 0.00070463 | 0 | 0.00070463 | [17 empty] | 7.3.3.17.5 (Remote Grid) Updates to grid topology to minimize risk of ignition in HFTDs Remote GridWLDFRWire-to-wire contactAggregated | WLDFR | HFTD - Distribution - Tier 2 - 3QU CoRE ¦ 2QU LoRE | Non-Red Flag Warning - Destructive Fires | Wire-to-wire contact | Aggregated | 2064 | 2.9927e-07 | 791.1377 | 0.00023676 | 2064 | Mitigation | 0.95 | 45 | 0 | esc | 0.00097009 | 2.9032e-10 | 0.00097009 | 2.9032e-10
[35 empty] | 7.3.3.17.6 Updates to grid topology to minimize risk of ignition in HFTDs Butte County Rebuild | WLDFR | HFTD - Distribution - Tier 3 - 3QU CoRE ¦ 1QU LoRE | 2064 | 0.054513 | 0.0083698 | 1.2495 | 0 | 1.2495 |  |  |  |  | 0.013437 | 2.0059 | 0 | 2.0059 | 0.068112 |  | 0.10935 | 0.021807 | 0.0011888 | Column23: 3.2554; Column24: 0.17746; Column25: 0; Column26: 0; Column27: 3.2554; Column28: 0.17746; Column29: 0.016948; Column30: 2.53; Column31: 0; Column32: 2.53; Column33: 0.13792 | WLDFR | HFTD - Distribution - Tier 3 - 4QU CoRE ¦ 4QU LoRE | Red Flag Warning - Large Fires | 2065 | 1.7143e-08 | 1.7143e-08 | 8.872 | 1.0079 | 4.9153 | 2.9488 | 0 | 0 | 1.7672e-05 | 1.521e-07 | 0 | 1.521e-07 | 1.521e-07 | 0 | 1.521e-07 | 0 | 0.00033746 | 0.00073972 | 0 | 0.00073972 | [17 empty] | 7.3.3.17.5 (Remote Grid) Updates to grid topology to minimize risk of ignition in HFTDs Remote GridWLDFRWire-to-wire contactAggregated | WLDFR | HFTD - Distribution - Tier 2 - 3QU CoRE ¦ 2QU LoRE | Non-Red Flag Warning - Destructive Fires | Wire-to-wire contact | Aggregated | 2065 | 2.9927e-07 | 791.1377 | 0.00023676 | 2065 | Mitigation | 0.95 | 45 | 0 | esc | 0.00097009 | 2.9032e-10 | 0.00097009 | 2.9032e-10
[35 empty] | 7.3.3.17.6 Updates to grid topology to minimize risk of ignition in HFTDs Butte County Rebuild | WLDFR | HFTD - Distribution - Tier 3 - 3QU CoRE ¦ 1QU LoRE | 2065 | 0.050946 | 0.0083698 | 1.2495 | 0 | 1.2495 |  |  |  |  | 0.013437 | 2.0059 | 0 | 2.0059 | 0.063656 |  | 0.1022 | 0.021807 | 0.001111 | Column23: 3.2554; Column24: 0.16585; Column25: 0; Column26: 0; Column27: 3.2554; Column28: 0.16585; Column29: 0.016948; Column30: 2.53; Column31: 0; Column32: 2.53; Column33: 0.1289 | WLDFR | HFTD - Distribution - Tier 3 - 4QU CoRE ¦ 4QU LoRE | Red Flag Warning - Large Fires | 2066 | 1.7143e-08 | 1.7143e-08 | 8.872 | 1.0079 | 4.9153 | 2.9488 | 0 | 0 | 1.7672e-05 | 1.521e-07 | 0 | 1.521e-07 | 1.521e-07 | 0 | 1.521e-07 | 0 | 0.00033746 | 0.00073972 | 0 | 0.00073972 | [17 empty] | 7.3.3.17.5 (Remote Grid) Updates to grid topology to minimize risk of ignition in HFTDs Remote GridWLDFRWire-to-wire contactAggregated | WLDFR | HFTD - Distribution - Tier 2 - 3QU CoRE ¦ 2QU LoRE | Non-Red Flag Warning - Destructive Fires | Wire-to-wire contact | Aggregated | 2066 | 2.9927e-07 | 791.1377 | 0.00023676 | 2066 | Mitigation | 0.95 | 45 | 0 | esc | 0.00097009 | 2.9032e-10 | 0.00097009 | 2.9032e-10
[35 empty] | 7.3.3.17.6 Updates to grid topology to minimize risk of ignition in HFTDs Butte County Rebuild | WLDFR | HFTD - Distribution - Tier 3 - 3QU CoRE ¦ 1QU LoRE | 2066 | 0.047613 | 0.0083698 | 1.2495 | 0 | 1.2495 |  |  |  |  | 0.013437 | 2.0059 | 0 | 2.0059 | 0.059492 |  | 0.09551 | 0.021807 | 0.0010383 | Column23: 3.2554; Column24: 0.155; Column25: 0; Column26: 0; Column27: 3.2554; Column28: 0.155; Column29: 0.016948; Column30: 2.53; Column31: 0; Column32: 2.53; Column33: 0.12046 | WLDFR | HFTD - Distribution - Tier 3 - 4QU CoRE ¦ 4QU LoRE | Red Flag Warning - Large Fires | 2067 | 0 | 1.7143e-08 | 8.872 | 1.0079 | 4.9153 | 2.9488 | 0 | 0 | 1.7672e-05 | 0 | 0 | 0 | 1.521e-07 | 0 | 1.521e-07 | 0 | 0.00033746 | 0.00073972 | 0 | 0.00073972 | [17 empty] | 7.3.3.17.5 (Remote Grid) Updates to grid topology to minimize risk of ignition in HFTDs Remote GridWLDFRWire-to-wire contactAggregated | WLDFR | HFTD - Distribution - Tier 2 - 3QU CoRE ¦ 2QU LoRE | Non-Red Flag Warning - Destructive Fires | Wire-to-wire contact | Aggregated | 2067 | 2.9927e-07 | 791.1377 | 0.00023676 | 2067 | Mitigation | 0.95 | 45 | 0 | esc | 0 | 0 | 0.00097009 | 2.9032e-10
[35 empty] | 7.3.3.17.6 Updates to grid topology to minimize risk of ignition in HFTDs Butte County Rebuild | WLDFR | HFTD - Distribution - Tier 3 - 3QU CoRE ¦ 1QU LoRE | 2067 | 0.044499 | 0.0083698 | 1.2495 | 0 | 1.2495 |  |  |  |  | 0.013437 | 2.0059 | 0 | 2.0059 | 0.0556 |  | 0.089262 | 0.021807 | 0.00097038 | Column23: 3.2554; Column24: 0.14486; Column25: 0; Column26: 0; Column27: 3.2554; Column28: 0.14486; Column29: 0.016948; Column30: 2.53; Column31: 0; Column32: 2.53; Column33: 0.11258 | WLDFR | HFTD - Distribution - Tier 3 - 4QU CoRE ¦ 4QU LoRE | Red Flag Warning - Small Fires | 2022 | 4.6805e-07 | 0 | 0.077901 | 0.036425 | 0.0015809 | 0.039895 | 0 | 0 | 0.00048893 | 3.6461e-08 | 0 | 3.6461e-08 | 0 | 0 | 0 | 0 | 0.00033746 | 0.00073972 | 0 | 0.00073972 | [17 empty] | 7.3.3.17.5 (Remote Grid) Updates to grid topology to minimize risk of ignition in HFTDs Remote GridWLDFRContact from objectAggregated | WLDFR | HFTD - Distribution - Tier 2 - 3QU CoRE ¦ 2QU LoRE | Non-Red Flag Warning - Large Fires | Contact from object | Aggregated | 2022 | 5.9842e-06 | 791.1377 | 0.0047343 | 2022 | Mitigation | 0.95 | 45 | 0 | esc | 0.00097009 | 5.8052e-09 | 0 | 0
[35 empty] | 7.3.3.17.6 Updates to grid topology to minimize risk of ignition in HFTDs Butte County Rebuild | WLDFR | HFTD - Distribution - Tier 3 - 3QU CoRE ¦ 1QU LoRE | 2068 | 0.041587 | 0.0083698 | 1.304 | 0 | 1.304 |  |  |  |  | 0.013437 | 2.0935 | 0 | 2.0935 | 0.054231 |  | 0.087063 | 0.021807 | 0.0009069 | Column23: 3.3975; Column24: 0.14129; Column25: 0; Column26: 0; Column27: 3.3975; Column28: 0.14129; Column29: 0.016948; Column30: 2.6405; Column31: 0; Column32: 2.6405; Column33: 0.10981 | WLDFR | HFTD - Distribution - Tier 3 - 4QU CoRE ¦ 4QU LoRE | Red Flag Warning - Small Fires | 2023 | 4.6805e-07 | 4.6805e-07 | 0.080408 | 0.03759 | 0.0016314 | 0.041187 | 0 | 0 | 0.00048893 | 3.7635e-08 | 0 | 3.7635e-08 | 3.7635e-08 | 0 | 3.7635e-08 | 0 | 0.00033746 | 0.00073972 | 0 | 0.00073972 | [17 empty] | 7.3.3.17.5 (Remote Grid) Updates to grid topology to minimize risk of ignition in HFTDs Remote GridWLDFRContact from objectAggregated | WLDFR | HFTD - Distribution - Tier 2 - 3QU CoRE ¦ 2QU LoRE | Non-Red Flag Warning - Large Fires | Contact from object | Aggregated | 2023 | 5.9842e-06 | 791.1377 | 0.0047343 | 2023 | Mitigation | 0.95 | 45 | 0 | esc | 0.00097009 | 5.8052e-09 | 0.00097009 | 5.8052e-09
[35 empty] | 7.3.3.17.6 Updates to grid topology to minimize risk of ignition in HFTDs Butte County Rebuild | WLDFR | HFTD - Distribution - Tier 3 - 3QU CoRE ¦ 1QU LoRE | 2069 | 0.038867 | 0.0083698 | 1.304 | 0 | 1.304 |  |  |  |  | 0.013437 | 2.0935 | 0 | 2.0935 | 0.050683 |  | 0.081368 | 0.021807 | 0.00084757 | Column23: 3.3975; Column24: 0.13205; Column25: 0; Column26: 0; Column27: 3.3975; Column28: 0.13205; Column29: 0.016948; Column30: 2.6405; Column31: 0; Column32: 2.6405; Column33: 0.10263 | WLDFR | HFTD - Distribution - Tier 3 - 4QU CoRE ¦ 4QU LoRE | Red Flag Warning - Small Fires | 2024 | 4.6805e-07 | 4.6805e-07 | 0.080408 | 0.03759 | 0.0016314 | 0.041187 | 0 | 0 | 0.00048893 | 3.7635e-08 | 0 | 3.7635e-08 | 3.7635e-08 | 0 | 3.7635e-08 | 0 | 0.00035401 | 0.000776 | 0 | 0.000776 | [17 empty] | 7.3.3.17.5 (Remote Grid) Updates to grid topology to minimize risk of ignition in HFTDs Remote GridWLDFRContact from objectAggregated | WLDFR | HFTD - Distribution - Tier 2 - 3QU CoRE ¦ 2QU LoRE | Non-Red Flag Warning - Large Fires | Contact from object | Aggregated | 2024 | 5.9842e-06 | 791.1377 | 0.0047343 | 2024 | Mitigation | 0.95 | 45 | 0 | esc | 0.00097009 | 5.8052e-09 | 0.00097009 | 5.8052e-09
[35 empty] | 7.3.3.17.6 Updates to grid topology to minimize risk of ignition in HFTDs Butte County Rebuild | WLDFR | HFTD - Distribution - Tier 3 - 3QU CoRE ¦ 1QU LoRE | 2070 | 0.036324 | 0.0083698 | 1.304 | 0 | 1.304 |  |  |  |  | 0.013437 | 2.0935 | 0 | 2.0935 | 0.047367 |  | 0.076045 | 0.021807 | 0.00079212 | Column23: 3.3975; Column24: 0.12341; Column25: 0; Column26: 0; Column27: 3.3975; Column28: 0.12341; Column29: 0.016948; Column30: 2.6405; Column31: 0; Column32: 2.6405; Column33: 0.095912 | WLDFR | HFTD - Distribution - Tier 3 - 4QU CoRE ¦ 4QU LoRE | Red Flag Warning - Small Fires | 2025 | 4.6805e-07 | 4.6805e-07 | 0.080408 | 0.03759 | 0.0016314 | 0.041187 | 0 | 0 | 0.00048893 | 3.7635e-08 | 0 | 3.7635e-08 | 3.7635e-08 | 0 | 3.7635e-08 | 0 | 0.00035401 | 0.000776 | 0 | 0.000776 | [17 empty] | 7.3.3.17.5 (Remote Grid) Updates to grid topology to minimize risk of ignition in HFTDs Remote GridWLDFRContact from objectAggregated | WLDFR | HFTD - Distribution - Tier 2 - 3QU CoRE ¦ 2QU LoRE | Non-Red Flag Warning - Large Fires | Contact from object | Aggregated | 2025 | 5.9842e-06 | 791.1377 | 0.0047343 | 2025 | Mitigation | 0.95 | 45 | 0 | esc | 0.00097009 | 5.8052e-09 | 0.00097009 | 5.8052e-09
[35 empty] | 7.3.3.17.6 Updates to grid topology to minimize risk of ignition in HFTDs Butte County Rebuild | WLDFR | HFTD - Distribution - Tier 3 - 3QU CoRE ¦ 1QU LoRE | 2071 | 0.033948 | 0.0083698 | 1.304 | 0 | 1.304 |  |  |  |  | 0.013437 | 2.0935 | 0 | 2.0935 | 0.044269 |  | 0.07107 | 0.021807 | 0.0007403 | Column23: 3.3975; Column24: 0.11534; Column25: 0; Column26: 0; Column27: 3.3975; Column28: 0.11534; Column29: 0.016948; Column30: 2.6405; Column31: 0; Column32: 2.6405; Column33: 0.089637 | WLDFR | HFTD - Distribution - Tier 3 - 4QU CoRE ¦ 4QU LoRE | Red Flag Warning - Small Fires | 2026 | 4.6805e-07 | 4.6805e-07 | 0.080408 | 0.03759 | 0.0016314 | 0.041187 | 0 | 0 | 0.00048893 | 3.7635e-08 | 0 | 3.7635e-08 | 3.7635e-08 | 0 | 3.7635e-08 | 0 | 0.00035401 | 0.000776 | 0 | 0.000776 | [17 empty] | 7.3.3.17.5 (Remote Grid) Updates to grid topology to minimize risk of ignition in HFTDs Remote GridWLDFRContact from objectAggregated | WLDFR | HFTD - Distribution - Tier 2 - 3QU CoRE ¦ 2QU LoRE | Non-Red Flag Warning - Large Fires | Contact from object | Aggregated | 2026 | 5.9842e-06 | 791.1377 | 0.0047343 | 2026 | Mitigation | 0.95 | 45 | 0 | esc | 0.00097009 | 5.8052e-09 | 0.00097009 | 5.8052e-09
[35 empty] | 7.3.3.17.6 Updates to grid topology to minimize risk of ignition in HFTDs Butte County Rebuild | WLDFR | HFTD - Distribution - Tier 3 - 3QU CoRE ¦ 1QU LoRE | 2072 | 0.031727 | 0.0083698 | 1.304 | 0 | 1.304 |  |  |  |  | 0.013437 | 2.0935 | 0 | 2.0935 | 0.041372 |  | 0.06642 | 0.021807 | 0.00069187 | Column23: 3.3975; Column24: 0.10779; Column25: 0; Column26: 0; Column27: 3.3975; Column28: 0.10779; Column29: 0.016948; Column30: 2.6405; Column31: 0; Column32: 2.6405; Column33: 0.083773 | WLDFR | HFTD - Distribution - Tier 3 - 4QU CoRE ¦ 4QU LoRE | Red Flag Warning - Small Fires | 2027 | 4.6805e-07 | 4.6805e-07 | 0.080408 | 0.03759 | 0.0016314 | 0.041187 | 0 | 0 | 0.00048893 | 3.7635e-08 | 0 | 3.7635e-08 | 3.7635e-08 | 0 | 3.7635e-08 | 0 | 0.00035401 | 0.000776 | 0 | 0.000776 | [17 empty] | 7.3.3.17.5 (Remote Grid) Updates to grid topology to minimize risk of ignition in HFTDs Remote GridWLDFRContact from objectAggregated | WLDFR | HFTD - Distribution - Tier 2 - 3QU CoRE ¦ 2QU LoRE | Non-Red Flag Warning - Large Fires | Contact from object | Aggregated | 2027 | 5.9842e-06 | 791.1377 | 0.0047343 | 2027 | Mitigation | 0.95 | 45 | 0 | esc | 0.00097009 | 5.8052e-09 | 0.00097009 | 5.8052e-09
[35 empty] | 7.3.3.17.6 Updates to grid topology to minimize risk of ignition in HFTDs Butte County Rebuild | WLDFR | HFTD - Distribution - Tier 3 - 3QU CoRE ¦ 1QU LoRE | 2073 | 0.029651 | 0.0083698 | 1.3577 | 0 | 1.3577 |  |  |  |  | 0.013437 | 2.1796 | 0 | 2.1796 | 0.040256 |  | 0.064628 | 0.021807 | 0.00064661 | Column23: 3.5373; Column24: 0.10488; Column25: 0; Column26: 0; Column27: 3.5373; Column28: 0.10488; Column29: 0.016948; Column30: 2.7491; Column31: 0; Column32: 2.7491; Column33: 0.081513 | WLDFR | HFTD - Distribution - Tier 3 - 4QU CoRE ¦ 4QU LoRE | Red Flag Warning - Small Fires | 2028 | 4.6805e-07 | 4.6805e-07 | 0.083606 | 0.039055 | 0.001695 | 0.042856 | 0 | 0 | 0.00048893 | 3.9132e-08 | 0 | 3.9132e-08 | 3.9132e-08 | 0 | 3.9132e-08 | 0 | 0.00035401 | 0.000776 | 0 | 0.000776 | [17 empty] | 7.3.3.17.5 (Remote Grid) Updates to grid topology to minimize risk of ignition in HFTDs Remote GridWLDFRContact from objectAggregated | WLDFR | HFTD - Distribution - Tier 2 - 3QU CoRE ¦ 2QU LoRE | Non-Red Flag Warning - Large Fires | Contact from object | Aggregated | 2028 | 5.9842e-06 | 791.1377 | 0.0047343 | 2028 | Mitigation | 0.95 | 45 | 0 | esc | 0.00097009 | 5.8052e-09 | 0.00097009 | 5.8052e-09
[35 empty] | 7.3.3.17.6 Updates to grid topology to minimize risk of ignition in HFTDs Butte County Rebuild | WLDFR | HFTD - Distribution - Tier 3 - 3QU CoRE ¦ 1QU LoRE | 2074 | 0.027711 | 0.0083698 | 1.3577 | 0 | 1.3577 |  |  |  |  | 0.013437 | 2.1796 | 0 | 2.1796 | 0.037623 |  | 0.0604 | 0.021807 | 0.0006043 | Column23: 3.5373; Column24: 0.098023; Column25: 0; Column26: 0; Column27: 3.5373; Column28: 0.098023; Column29: 0.016948; Column30: 2.7491; Column31: 0; Column32: 2.7491; Column33: 0.076181 | WLDFR | HFTD - Distribution - Tier 3 - 4QU CoRE ¦ 4QU LoRE | Red Flag Warning - Small Fires | 2029 | 4.6805e-07 | 4.6805e-07 | 0.083606 | 0.039055 | 0.001695 | 0.042856 | 0 | 0 | 0.00048893 | 3.9132e-08 | 0 | 3.9132e-08 | 3.9132e-08 | 0 | 3.9132e-08 | 0 | 0.00037089 | 0.00081301 | 0 | 0.00081301 | [17 empty] | 7.3.3.17.5 (Remote Grid) Updates to grid topology to minimize risk of ignition in HFTDs Remote GridWLDFRContact from objectAggregated | WLDFR | HFTD - Distribution - Tier 2 - 3QU CoRE ¦ 2QU LoRE | Non-Red Flag Warning - Large Fires | Contact from object | Aggregated | 2029 | 5.9842e-06 | 791.1377 | 0.0047343 | 2029 | Mitigation | 0.95 | 45 | 0 | esc | 0.00097009 | 5.8052e-09 | 0.00097009 | 5.8052e-09
[35 empty] | 7.3.3.17.6 Updates to grid topology to minimize risk of ignition in HFTDs Butte County Rebuild | WLDFR | HFTD - Distribution - Tier 3 - 3QU CoRE ¦ 1QU LoRE | 2075 | 0.025899 | 0 | 0 | 0 | 0 |  |  |  |  | 0.013437 | 2.1796 | 0 | 2.1796 | 0 |  | 0.056449 | 0.013437 | 0.000348 | Column23: 2.1796; Column24: 0.056449; Column25: 0; Column26: 0; Column27: 2.1796; Column28: 0.056449; Column29: 0.016948; Column30: 2.7491; Column31: 0; Column32: 2.7491; Column33: 0.071197 | WLDFR | HFTD - Distribution - Tier 3 - 4QU CoRE ¦ 4QU LoRE | Red Flag Warning - Small Fires | 2030 | 4.6805e-07 | 4.6805e-07 | 0.083606 | 0.039055 | 0.001695 | 0.042856 | 0 | 0 | 0.00048893 | 3.9132e-08 | 0 | 3.9132e-08 | 3.9132e-08 | 0 | 3.9132e-08 | 0 | 0.00037089 | 0.00081301 | 0 | 0.00081301 | [17 empty] | 7.3.3.17.5 (Remote Grid) Updates to grid topology to minimize risk of ignition in HFTDs Remote GridWLDFRContact from objectAggregated | WLDFR | HFTD - Distribution - Tier 2 - 3QU CoRE ¦ 2QU LoRE | Non-Red Flag Warning - Large Fires | Contact from object | Aggregated | 2030 | 5.9842e-06 | 791.1377 | 0.0047343 | 2030 | Mitigation | 0.95 | 45 | 0 | esc | 0.00097009 | 5.8052e-09 | 0.00097009 | 5.8052e-09
[35 empty] | 7.3.3.17.6 Updates to grid topology to minimize risk of ignition in HFTDs Butte County Rebuild | WLDFR | HFTD - Distribution - Tier 3 - 3QU CoRE ¦ 1QU LoRE | 2076 | 0.024204 | 0 | 0 | 0 | 0 |  |  |  |  | 0.013437 | 2.1796 | 0 | 2.1796 | 0 |  | 0.052756 | 0.013437 | 0.00032524 | Column23: 2.1796; Column24: 0.052756; Column25: 0; Column26: 0; Column27: 2.1796; Column28: 0.052756; Column29: 0.016948; Column30: 2.7491; Column31: 0; Column32: 2.7491; Column33: 0.066539 | WLDFR | HFTD - Distribution - Tier 3 - 4QU CoRE ¦ 4QU LoRE | Red Flag Warning - Small Fires | 2031 | 4.6805e-07 | 4.6805e-07 | 0.083606 | 0.039055 | 0.001695 | 0.042856 | 0 | 0 | 0.00048893 | 3.9132e-08 | 0 | 3.9132e-08 | 3.9132e-08 | 0 | 3.9132e-08 | 0 | 0.00037089 | 0.00081301 | 0 | 0.00081301 | [17 empty] | 7.3.3.17.5 (Remote Grid) Updates to grid topology to minimize risk of ignition in HFTDs Remote GridWLDFRContact from objectAggregated | WLDFR | HFTD - Distribution - Tier 2 - 3QU CoRE ¦ 2QU LoRE | Non-Red Flag Warning - Large Fires | Contact from object | Aggregated | 2031 | 5.9842e-06 | 791.1377 | 0.0047343 | 2031 | Mitigation | 0.95 | 45 | 0 | esc | 0.00097009 | 5.8052e-09 | 0.00097009 | 5.8052e-09
[35 empty] | 7.3.3.17.6 Updates to grid topology to minimize risk of ignition in HFTDs Butte County Rebuild | WLDFR | HFTD - Distribution - Tier 3 - 3QU CoRE ¦ 1QU LoRE | 2077 | 0.022621 | 0 | 0 | 0 | 0 |  |  |  |  | 0 | 0 | 0 | 0 | 0 |  | 0 | 0 | 0 | Column23: 0; Column24: 0; Column25: 0; Column26: 0; Column27: 0; Column28: 0; Column29: 0.016948; Column30: 2.7491; Column31: 0; Column32: 2.7491; Column33: 0.062186 | WLDFR | HFTD - Distribution - Tier 3 - 4QU CoRE ¦ 4QU LoRE | Red Flag Warning - Small Fires | 2032 | 4.6805e-07 | 4.6805e-07 | 0.083606 | 0.039055 | 0.001695 | 0.042856 | 0 | 0 | 0.00048893 | 3.9132e-08 | 0 | 3.9132e-08 | 3.9132e-08 | 0 | 3.9132e-08 | 0 | 0.00037089 | 0.00081301 | 0 | 0.00081301 | [17 empty] | 7.3.3.17.5 (Remote Grid) Updates to grid topology to minimize risk of ignition in HFTDs Remote GridWLDFRContact from objectAggregated | WLDFR | HFTD - Distribution - Tier 2 - 3QU CoRE ¦ 2QU LoRE | Non-Red Flag Warning - Large Fires | Contact from object | Aggregated | 2032 | 5.9842e-06 | 791.1377 | 0.0047343 | 2032 | Mitigation | 0.95 | 45 | 0 | esc | 0.00097009 | 5.8052e-09 | 0.00097009 | 5.8052e-09
[35 empty] | 7.3.3.17.6 Updates to grid topology to minimize risk of ignition in HFTDs Butte County Rebuild | WLDFR | HFTD - Distribution - Tier 3 - 3QU CoRE ¦ 2QU LoRE | 2020 | 1 | 0.008081 | 0.79432 | 0 | 0.79432 |  |  |  |  | 0 | 0 | 0 | 0 | 0.79432 |  | 0 | 0.008081 | 0.008081 | Column23: 0.79432; Column24: 0.79432; Column25: 0; Column26: 0; Column27: 0.79432; Column28: 0.79432; Column29: 0; Column30: 0; Column31: 0; Column32: 0; Column33: 0 | WLDFR | HFTD - Distribution - Tier 3 - 4QU CoRE ¦ 4QU LoRE | Red Flag Warning - Small Fires | 2033 | 4.6805e-07 | 4.6805e-07 | 0.087211 | 0.040679 | 0.0017655 | 0.044766 | 0 | 0 | 0.00048893 | 4.0819e-08 | 0 | 4.0819e-08 | 4.0819e-08 | 0 | 4.0819e-08 | 0 | 0.00037089 | 0.00081301 | 0 | 0.00081301 | [17 empty] | 7.3.3.17.5 (Remote Grid) Updates to grid topology to minimize risk of ignition in HFTDs Remote GridWLDFRContact from objectAggregated | WLDFR | HFTD - Distribution - Tier 2 - 3QU CoRE ¦ 2QU LoRE | Non-Red Flag Warning - Large Fires | Contact from object | Aggregated | 2033 | 5.9842e-06 | 791.1377 | 0.0047343 | 2033 | Mitigation | 0.95 | 45 | 0 | esc | 0.00097009 | 5.8052e-09 | 0.00097009 | 5.8052e-09
[35 empty] | 7.3.3.17.6 Updates to grid topology to minimize risk of ignition in HFTDs Butte County Rebuild | WLDFR | HFTD - Distribution - Tier 3 - 3QU CoRE ¦ 2QU LoRE | 2021 | 1 | 0.008081 | 0.79432 | 0 | 0.79432 |  |  |  |  | 0 | 0 | 0 | 0 | 0.79432 |  | 0 | 0.008081 | 0.008081 | Column23: 0.79432; Column24: 0.79432; Column25: 0; Column26: 0; Column27: 0.79432; Column28: 0.79432; Column29: 0; Column30: 0; Column31: 0; Column32: 0; Column33: 0 | WLDFR | HFTD - Distribution - Tier 3 - 4QU CoRE ¦ 4QU LoRE | Red Flag Warning - Small Fires | 2034 | 4.6805e-07 | 4.6805e-07 | 0.087211 | 0.040679 | 0.0017655 | 0.044766 | 0 | 0 | 0.00048893 | 4.0819e-08 | 0 | 4.0819e-08 | 4.0819e-08 | 0 | 4.0819e-08 | 0 | 0.00038791 | 0.00085031 | 0 | 0.00085031 | [17 empty] | 7.3.3.17.5 (Remote Grid) Updates to grid topology to minimize risk of ignition in HFTDs Remote GridWLDFRContact from objectAggregated | WLDFR | HFTD - Distribution - Tier 2 - 3QU CoRE ¦ 2QU LoRE | Non-Red Flag Warning - Large Fires | Contact from object | Aggregated | 2034 | 5.9842e-06 | 791.1377 | 0.0047343 | 2034 | Mitigation | 0.95 | 45 | 0 | esc | 0.00097009 | 5.8052e-09 | 0.00097009 | 5.8052e-09
[35 empty] | 7.3.3.17.6 Updates to grid topology to minimize risk of ignition in HFTDs Butte County Rebuild | WLDFR | HFTD - Distribution - Tier 3 - 3QU CoRE ¦ 2QU LoRE | 2022 | 0.93458 | 0.0079917 | 0.80046 | 0 | 0.80046 |  |  |  |  | 0.014123 | 1.4145 | 0 | 1.4145 | 0.74809 |  | 1.322 | 0.022114 | 0.020668 | Column23: 2.215; Column24: 2.0701; Column25: 0; Column26: 0; Column27: 2.215; Column28: 2.0701; Column29: 0; Column30: 0; Column31: 0; Column32: 0; Column33: 0 | WLDFR | HFTD - Distribution - Tier 3 - 4QU CoRE ¦ 4QU LoRE | Red Flag Warning - Small Fires | 2035 | 4.6805e-07 | 4.6805e-07 | 0.087211 | 0.040679 | 0.0017655 | 0.044766 | 0 | 0 | 0.00048893 | 4.0819e-08 | 0 | 4.0819e-08 | 4.0819e-08 | 0 | 4.0819e-08 | 0 | 0.00038791 | 0.00085031 | 0 | 0.00085031 | [17 empty] | 7.3.3.17.5 (Remote Grid) Updates to grid topology to minimize risk of ignition in HFTDs Remote GridWLDFRContact from objectAggregated | WLDFR | HFTD - Distribution - Tier 2 - 3QU CoRE ¦ 2QU LoRE | Non-Red Flag Warning - Large Fires | Contact from object | Aggregated | 2035 | 5.9842e-06 | 791.1377 | 0.0047343 | 2035 | Mitigation | 0.95 | 45 | 0 | esc | 0.00097009 | 5.8052e-09 | 0.00097009 | 5.8052e-09
[35 empty] | 7.3.3.17.6 Updates to grid topology to minimize risk of ignition in HFTDs Butte County Rebuild | WLDFR | HFTD - Distribution - Tier 3 - 3QU CoRE ¦ 2QU LoRE | 2023 | 0.87344 | 0.0079917 | 0.82979 | 0 | 0.82979 |  |  |  |  | 0.014123 | 1.4664 | 0 | 1.4664 | 0.72477 |  | 1.2808 | 0.022114 | 0.019315 | Column23: 2.2962; Column24: 2.0055; Column25: 0; Column26: 0; Column27: 2.2962; Column28: 2.0055; Column29: 0.017812; Column30: 1.8495; Column31: 0; Column32: 1.8495; Column33: 1.6154 | WLDFR | HFTD - Distribution - Tier 3 - 4QU CoRE ¦ 4QU LoRE | Red Flag Warning - Small Fires | 2036 | 4.6805e-07 | 4.6805e-07 | 0.087211 | 0.040679 | 0.0017655 | 0.044766 | 0 | 0 | 0.00048893 | 4.0819e-08 | 0 | 4.0819e-08 | 4.0819e-08 | 0 | 4.0819e-08 | 0 | 0.00038791 | 0.00085031 | 0 | 0.00085031 | [17 empty] | 7.3.3.17.5 (Remote Grid) Updates to grid topology to minimize risk of ignition in HFTDs Remote GridWLDFRContact from objectAggregated | WLDFR | HFTD - Distribution - Tier 2 - 3QU CoRE ¦ 2QU LoRE | Non-Red Flag Warning - Large Fires | Contact from object | Aggregated | 2036 | 5.9842e-06 | 791.1377 | 0.0047343 | 2036 | Mitigation | 0.95 | 45 | 0 | esc | 0.00097009 | 5.8052e-09 | 0.00097009 | 5.8052e-09
[35 empty] | 7.3.3.17.6 Updates to grid topology to minimize risk of ignition in HFTDs Butte County Rebuild | WLDFR | HFTD - Distribution - Tier 3 - 3QU CoRE ¦ 2QU LoRE | 2024 | 0.8163 | 0.0079917 | 0.82979 | 0 | 0.82979 |  |  |  |  | 0.014123 | 1.4664 | 0 | 1.4664 | 0.67735 |  | 1.197 | 0.022114 | 0.018052 | Column23: 2.2962; Column24: 1.8743; Column25: 0; Column26: 0; Column27: 2.2962; Column28: 1.8743; Column29: 0.017812; Column30: 1.8495; Column31: 0; Column32: 1.8495; Column33: 1.5097 | WLDFR | HFTD - Distribution - Tier 3 - 4QU CoRE ¦ 4QU LoRE | Red Flag Warning - Small Fires | 2037 | 4.6805e-07 | 4.6805e-07 | 0.087211 | 0.040679 | 0.0017655 | 0.044766 | 0 | 0 | 0.00048893 | 4.0819e-08 | 0 | 4.0819e-08 | 4.0819e-08 | 0 | 4.0819e-08 | 0 | 0.00038791 | 0.00085031 | 0 | 0.00085031 | [17 empty] | 7.3.3.17.5 (Remote Grid) Updates to grid topology to minimize risk of ignition in HFTDs Remote GridWLDFRContact from objectAggregated | WLDFR | HFTD - Distribution - Tier 2 - 3QU CoRE ¦ 2QU LoRE | Non-Red Flag Warning - Large Fires | Contact from object | Aggregated | 2037 | 5.9842e-06 | 791.1377 | 0.0047343 | 2037 | Mitigation | 0.95 | 45 | 0 | esc | 0.00097009 | 5.8052e-09 | 0.00097009 | 5.8052e-09
[35 empty] | 7.3.3.17.6 Updates to grid topology to minimize risk of ignition in HFTDs Butte County Rebuild | WLDFR | HFTD - Distribution - Tier 3 - 3QU CoRE ¦ 2QU LoRE | 2025 | 0.7629 | 0.0079917 | 0.82979 | 0 | 0.82979 |  |  |  |  | 0.014123 | 1.4664 | 0 | 1.4664 | 0.63304 |  | 1.1187 | 0.022114 | 0.016871 | Column23: 2.2962; Column24: 1.7517; Column25: 0; Column26: 0; Column27: 2.2962; Column28: 1.7517; Column29: 0.017812; Column30: 1.8495; Column31: 0; Column32: 1.8495; Column33: 1.411 | WLDFR | HFTD - Distribution - Tier 3 - 4QU CoRE ¦ 4QU LoRE | Red Flag Warning - Small Fires | 2038 | 4.6805e-07 | 4.6805e-07 | 0.091184 | 0.042438 | 0.0018418 | 0.046905 | 0 | 0 | 0.00048893 | 4.2678e-08 | 0 | 4.2678e-08 | 4.2678e-08 | 0 | 4.2678e-08 | 0 | 0.00038791 | 0.00085031 | 0 | 0.00085031 | [17 empty] | 7.3.3.17.5 (Remote Grid) Updates to grid topology to minimize risk of ignition in HFTDs Remote GridWLDFRContact from objectAggregated | WLDFR | HFTD - Distribution - Tier 2 - 3QU CoRE ¦ 2QU LoRE | Non-Red Flag Warning - Large Fires | Contact from object | Aggregated | 2038 | 5.9842e-06 | 791.1377 | 0.0047343 | 2038 | Mitigation | 0.95 | 45 | 0 | esc | 0.00097009 | 5.8052e-09 | 0.00097009 | 5.8052e-09
[35 empty] | 7.3.3.17.6 Updates to grid topology to minimize risk of ignition in HFTDs Butte County Rebuild | WLDFR | HFTD - Distribution - Tier 3 - 3QU CoRE ¦ 2QU LoRE | 2026 | 0.71299 | 0.0079917 | 0.82979 | 0 | 0.82979 |  |  |  |  | 0.014123 | 1.4664 | 0 | 1.4664 | 0.59163 |  | 1.0455 | 0.022114 | 0.015767 | Column23: 2.2962; Column24: 1.6371; Column25: 0; Column26: 0; Column27: 2.2962; Column28: 1.6371; Column29: 0.017812; Column30: 1.8495; Column31: 0; Column32: 1.8495; Column33: 1.3186 | WLDFR | HFTD - Distribution - Tier 3 - 4QU CoRE ¦ 4QU LoRE | Red Flag Warning - Small Fires | 2039 | 4.6805e-07 | 4.6805e-07 | 0.091184 | 0.042438 | 0.0018418 | 0.046905 | 0 | 0 | 0.00048893 | 4.2678e-08 | 0 | 4.2678e-08 | 4.2678e-08 | 0 | 4.2678e-08 | 0 | 0.00040486 | 0.00088745 | 0 | 0.00088745 | [17 empty] | 7.3.3.17.5 (Remote Grid) Updates to grid topology to minimize risk of ignition in HFTDs Remote GridWLDFRContact from objectAggregated | WLDFR | HFTD - Distribution - Tier 2 - 3QU CoRE ¦ 2QU LoRE | Non-Red Flag Warning - Large Fires | Contact from object | Aggregated | 2039 | 5.9842e-06 | 791.1377 | 0.0047343 | 2039 | Mitigation | 0.95 | 45 | 0 | esc | 0.00097009 | 5.8052e-09 | 0.00097009 | 5.8052e-09
[35 empty] | 7.3.3.17.6 Updates to grid topology to minimize risk of ignition in HFTDs Butte County Rebuild | WLDFR | HFTD - Distribution - Tier 3 - 3QU CoRE ¦ 2QU LoRE | 2027 | 0.66634 | 0.0079917 | 0.82979 | 0 | 0.82979 |  |  |  |  | 0.014123 | 1.4664 | 0 | 1.4664 | 0.55292 |  | 0.9771 | 0.022114 | 0.014736 | Column23: 2.2962; Column24: 1.53; Column25: 0; Column26: 0; Column27: 2.2962; Column28: 1.53; Column29: 0.017812; Column30: 1.8495; Column31: 0; Column32: 1.8495; Column33: 1.2324 | WLDFR | HFTD - Distribution - Tier 3 - 4QU CoRE ¦ 4QU LoRE | Red Flag Warning - Small Fires | 2040 | 4.6805e-07 | 4.6805e-07 | 0.091184 | 0.042438 | 0.0018418 | 0.046905 | 0 | 0 | 0.00048893 | 4.2678e-08 | 0 | 4.2678e-08 | 4.2678e-08 | 0 | 4.2678e-08 | 0 | 0.00040486 | 0.00088745 | 0 | 0.00088745 | [17 empty] | 7.3.3.17.5 (Remote Grid) Updates to grid topology to minimize risk of ignition in HFTDs Remote GridWLDFRContact from objectAggregated | WLDFR | HFTD - Distribution - Tier 2 - 3QU CoRE ¦ 2QU LoRE | Non-Red Flag Warning - Large Fires | Contact from object | Aggregated | 2040 | 5.9842e-06 | 791.1377 | 0.0047343 | 2040 | Mitigation | 0.95 | 45 | 0 | esc | 0.00097009 | 5.8052e-09 | 0.00097009 | 5.8052e-09
[35 empty] | 7.3.3.17.6 Updates to grid topology to minimize risk of ignition in HFTDs Butte County Rebuild | WLDFR | HFTD - Distribution - Tier 3 - 3QU CoRE ¦ 2QU LoRE | 2028 | 0.62275 | 0.0079917 | 0.86674 | 0 | 0.86674 |  |  |  |  | 0.014123 | 1.5317 | 0 | 1.5317 | 0.53976 |  | 0.95385 | 0.022114 | 0.013772 | Column23: 2.3984; Column24: 1.4936; Column25: 0; Column26: 0; Column27: 2.3984; Column28: 1.4936; Column29: 0.017812; Column30: 1.9318; Column31: 0; Column32: 1.9318; Column33: 1.2031 | WLDFR | HFTD - Distribution - Tier 3 - 4QU CoRE ¦ 4QU LoRE | Red Flag Warning - Small Fires | 2041 | 4.6805e-07 | 4.6805e-07 | 0.091184 | 0.042438 | 0.0018418 | 0.046905 | 0 | 0 | 0.00048893 | 4.2678e-08 | 0 | 4.2678e-08 | 4.2678e-08 | 0 | 4.2678e-08 | 0 | 0.00040486 | 0.00088745 | 0 | 0.00088745 | [17 empty] | 7.3.3.17.5 (Remote Grid) Updates to grid topology to minimize risk of ignition in HFTDs Remote GridWLDFRContact from objectAggregated | WLDFR | HFTD - Distribution - Tier 2 - 3QU CoRE ¦ 2QU LoRE | Non-Red Flag Warning - Large Fires | Contact from object | Aggregated | 2041 | 5.9842e-06 | 791.1377 | 0.0047343 | 2041 | Mitigation | 0.95 | 45 | 0 | esc | 0.00097009 | 5.8052e-09 | 0.00097009 | 5.8052e-09
[35 empty] | 7.3.3.17.6 Updates to grid topology to minimize risk of ignition in HFTDs Butte County Rebuild | WLDFR | HFTD - Distribution - Tier 3 - 3QU CoRE ¦ 2QU LoRE | 2029 | 0.58201 | 0.0079917 | 0.86674 | 0 | 0.86674 |  |  |  |  | 0.014123 | 1.5317 | 0 | 1.5317 | 0.50445 |  | 0.89145 | 0.022114 | 0.012871 | Column23: 2.3984; Column24: 1.3959; Column25: 0; Column26: 0; Column27: 2.3984; Column28: 1.3959; Column29: 0.017812; Column30: 1.9318; Column31: 0; Column32: 1.9318; Column33: 1.1243 | WLDFR | HFTD - Distribution - Tier 3 - 4QU CoRE ¦ 4QU LoRE | Red Flag Warning - Small Fires | 2042 | 4.6805e-07 | 4.6805e-07 | 0.091184 | 0.042438 | 0.0018418 | 0.046905 | 0 | 0 | 0.00048893 | 4.2678e-08 | 0 | 4.2678e-08 | 4.2678e-08 | 0 | 4.2678e-08 | 0 | 0 | 0.00088745 | 0 | 0.00088745 | [17 empty] | 7.3.3.17.5 (Remote Grid) Updates to grid topology to minimize risk of ignition in HFTDs Remote GridWLDFRContact from objectAggregated | WLDFR | HFTD - Distribution - Tier 2 - 3QU CoRE ¦ 2QU LoRE | Non-Red Flag Warning - Large Fires | Contact from object | Aggregated | 2042 | 5.9842e-06 | 791.1377 | 0.0047343 | 2042 | Mitigation | 0.95 | 45 | 0 | esc | 0.00097009 | 5.8052e-09 | 0.00097009 | 5.8052e-09
[35 empty] | 7.3.3.17.6 Updates to grid topology to minimize risk of ignition in HFTDs Butte County Rebuild | WLDFR | HFTD - Distribution - Tier 3 - 3QU CoRE ¦ 2QU LoRE | 2030 | 0.54393 | 0.0079917 | 0.86674 | 0 | 0.86674 |  |  |  |  | 0.014123 | 1.5317 | 0 | 1.5317 | 0.47145 |  | 0.83313 | 0.022114 | 0.012029 | Column23: 2.3984; Column24: 1.3046; Column25: 0; Column26: 0; Column27: 2.3984; Column28: 1.3046; Column29: 0.017812; Column30: 1.9318; Column31: 0; Column32: 1.9318; Column33: 1.0508 | WLDFR | HFTD - Distribution - Tier 3 - 4QU CoRE ¦ 4QU LoRE | Red Flag Warning - Small Fires | 2043 | 4.6805e-07 | 4.6805e-07 | 0.095486 | 0.044306 | 0.0019228 | 0.049257 | 0 | 0 | 0.00048893 | 4.4692e-08 | 0 | 4.4692e-08 | 4.4692e-08 | 0 | 4.4692e-08 | 0 | 0 | 0 | 0 | 0 | [17 empty] | 7.3.3.17.5 (Remote Grid) Updates to grid topology to minimize risk of ignition in HFTDs Remote GridWLDFRContact from objectAggregated | WLDFR | HFTD - Distribution - Tier 2 - 3QU CoRE ¦ 2QU LoRE | Non-Red Flag Warning - Large Fires | Contact from object | Aggregated | 2043 | 5.9842e-06 | 791.1377 | 0.0047343 | 2043 | Mitigation | 0.95 | 45 | 0 | esc | 0.00097009 | 5.8052e-09 | 0.00097009 | 5.8052e-09
[35 empty] | 7.3.3.17.6 Updates to grid topology to minimize risk of ignition in HFTDs Butte County Rebuild | WLDFR | HFTD - Distribution - Tier 3 - 3QU CoRE ¦ 2QU LoRE | 2031 | 0.50835 | 0.0079917 | 0.86674 | 0 | 0.86674 |  |  |  |  | 0.014123 | 1.5317 | 0 | 1.5317 | 0.44061 |  | 0.77863 | 0.022114 | 0.011242 | Column23: 2.3984; Column24: 1.2192; Column25: 0; Column26: 0; Column27: 2.3984; Column28: 1.2192; Column29: 0.017812; Column30: 1.9318; Column31: 0; Column32: 1.9318; Column33: 0.98205 | WLDFR | HFTD - Distribution - Tier 3 - 4QU CoRE ¦ 4QU LoRE | Red Flag Warning - Small Fires | 2044 | 4.6805e-07 | 4.6805e-07 | 0.095486 | 0.044306 | 0.0019228 | 0.049257 | 0 | 0 | 0.00048893 | 4.4692e-08 | 0 | 4.4692e-08 | 4.4692e-08 | 0 | 4.4692e-08 | 0 | 2.3339e-05 | 0 | 0 | 0 | [17 empty] | 7.3.3.17.5 (Remote Grid) Updates to grid topology to minimize risk of ignition in HFTDs Remote GridWLDFRContact from objectAggregated | WLDFR | HFTD - Distribution - Tier 2 - 3QU CoRE ¦ 2QU LoRE | Non-Red Flag Warning - Large Fires | Contact from object | Aggregated | 2044 | 5.9842e-06 | 791.1377 | 0.0047343 | 2044 | Mitigation | 0.95 | 45 | 0 | esc | 0.00097009 | 5.8052e-09 | 0.00097009 | 5.8052e-09
[35 empty] | 7.3.3.17.6 Updates to grid topology to minimize risk of ignition in HFTDs Butte County Rebuild | WLDFR | HFTD - Distribution - Tier 3 - 3QU CoRE ¦ 2QU LoRE | 2032 | 0.47509 | 0.0079917 | 0.86674 | 0 | 0.86674 |  |  |  |  | 0.014123 | 1.5317 | 0 | 1.5317 | 0.41178 |  | 0.72769 | 0.022114 | 0.010506 | Column23: 2.3984; Column24: 1.1395; Column25: 0; Column26: 0; Column27: 2.3984; Column28: 1.1395; Column29: 0.017812; Column30: 1.9318; Column31: 0; Column32: 1.9318; Column33: 0.9178 | WLDFR | HFTD - Distribution - Tier 3 - 4QU CoRE ¦ 4QU LoRE | Red Flag Warning - Small Fires | 2045 | 4.6805e-07 | 4.6805e-07 | 0.095486 | 0.044306 | 0.0019228 | 0.049257 | 0 | 0 | 0.00048893 | 4.4692e-08 | 0 | 4.4692e-08 | 4.4692e-08 | 0 | 4.4692e-08 | 0 | 2.4191e-05 | 5.3028e-05 | 0 | 5.3028e-05 | [17 empty] | 7.3.3.17.5 (Remote Grid) Updates to grid topology to minimize risk of ignition in HFTDs Remote GridWLDFRContact from objectAggregated | WLDFR | HFTD - Distribution - Tier 2 - 3QU CoRE ¦ 2QU LoRE | Non-Red Flag Warning - Large Fires | Contact from object | Aggregated | 2045 | 5.9842e-06 | 791.1377 | 0.0047343 | 2045 | Mitigation | 0.95 | 45 | 0 | esc | 0.00097009 | 5.8052e-09 | 0.00097009 | 5.8052e-09
[35 empty] | 7.3.3.17.6 Updates to grid topology to minimize risk of ignition in HFTDs Butte County Rebuild | WLDFR | HFTD - Distribution - Tier 3 - 3QU CoRE ¦ 2QU LoRE | 2033 | 0.44401 | 0.0079917 | 0.90782 | 0 | 0.90782 |  |  |  |  | 0.014123 | 1.6043 | 0 | 1.6043 | 0.40308 |  | 0.71231 | 0.022114 | 0.009819 | Column23: 2.5121; Column24: 1.1154; Column25: 0; Column26: 0; Column27: 2.5121; Column28: 1.1154; Column29: 0.017812; Column30: 2.0234; Column31: 0; Column32: 2.0234; Column33: 0.89841 | WLDFR | HFTD - Distribution - Tier 3 - 4QU CoRE ¦ 4QU LoRE | Red Flag Warning - Small Fires | 2046 | 4.6805e-07 | 4.6805e-07 | 0.095486 | 0.044306 | 0.0019228 | 0.049257 | 0 | 0 | 0.00048893 | 4.4692e-08 | 0 | 4.4692e-08 | 4.4692e-08 | 0 | 4.4692e-08 | 0 | 2.4191e-05 | 5.3028e-05 | 0 | 5.3028e-05 | [17 empty] | 7.3.3.17.5 (Remote Grid) Updates to grid topology to minimize risk of ignition in HFTDs Remote GridWLDFRContact from objectAggregated | WLDFR | HFTD - Distribution - Tier 2 - 3QU CoRE ¦ 2QU LoRE | Non-Red Flag Warning - Large Fires | Contact from object | Aggregated | 2046 | 5.9842e-06 | 791.1377 | 0.0047343 | 2046 | Mitigation | 0.95 | 45 | 0 | esc | 0.00097009 | 5.8052e-09 | 0.00097009 | 5.8052e-09
[35 empty] | 7.3.3.17.6 Updates to grid topology to minimize risk of ignition in HFTDs Butte County Rebuild | WLDFR | HFTD - Distribution - Tier 3 - 3QU CoRE ¦ 2QU LoRE | 2034 | 0.41496 | 0.0079917 | 0.90782 | 0 | 0.90782 |  |  |  |  | 0.014123 | 1.6043 | 0 | 1.6043 | 0.37671 |  | 0.66571 | 0.022114 | 0.0091766 | Column23: 2.5121; Column24: 1.0424; Column25: 0; Column26: 0; Column27: 2.5121; Column28: 1.0424; Column29: 0.017812; Column30: 2.0234; Column31: 0; Column32: 2.0234; Column33: 0.83963 | WLDFR | HFTD - Distribution - Tier 3 - 4QU CoRE ¦ 4QU LoRE | Red Flag Warning - Small Fires | 2047 | 4.6805e-07 | 4.6805e-07 | 0.095486 | 0.044306 | 0.0019228 | 0.049257 | 0 | 0 | 0.00048893 | 4.4692e-08 | 0 | 4.4692e-08 | 4.4692e-08 | 0 | 4.4692e-08 | 0 | 2.4191e-05 | 5.3028e-05 | 0 | 5.3028e-05 | [17 empty] | 7.3.3.17.5 (Remote Grid) Updates to grid topology to minimize risk of ignition in HFTDs Remote GridWLDFRContact from objectAggregated | WLDFR | HFTD - Distribution - Tier 2 - 3QU CoRE ¦ 2QU LoRE | Non-Red Flag Warning - Large Fires | Contact from object | Aggregated | 2047 | 5.9842e-06 | 791.1377 | 0.0047343 | 2047 | Mitigation | 0.95 | 45 | 0 | esc | 0.00097009 | 5.8052e-09 | 0.00097009 | 5.8052e-09
[35 empty] | 7.3.3.17.6 Updates to grid topology to minimize risk of ignition in HFTDs Butte County Rebuild | WLDFR | HFTD - Distribution - Tier 3 - 3QU CoRE ¦ 2QU LoRE | 2035 | 0.38782 | 0.0079917 | 0.90782 | 0 | 0.90782 |  |  |  |  | 0.014123 | 1.6043 | 0 | 1.6043 | 0.35207 |  | 0.62216 | 0.022114 | 0.0085763 | Column23: 2.5121; Column24: 0.97422; Column25: 0; Column26: 0; Column27: 2.5121; Column28: 0.97422; Column29: 0.017812; Column30: 2.0234; Column31: 0; Column32: 2.0234; Column33: 0.7847 | WLDFR | HFTD - Distribution - Tier 3 - 4QU CoRE ¦ 4QU LoRE | Red Flag Warning - Small Fires | 2048 | 4.6805e-07 | 4.6805e-07 | 0.10007 | 0.04626 | 0.0020076 | 0.051804 | 0 | 0 | 0.00048893 | 4.6838e-08 | 0 | 4.6838e-08 | 4.6838e-08 | 0 | 4.6838e-08 | 0 | 2.4191e-05 | 5.3028e-05 | 0 | 5.3028e-05 | [17 empty] | 7.3.3.17.5 (Remote Grid) Updates to grid topology to minimize risk of ignition in HFTDs Remote GridWLDFRContact from objectAggregated | WLDFR | HFTD - Distribution - Tier 2 - 3QU CoRE ¦ 2QU LoRE | Non-Red Flag Warning - Large Fires | Contact from object | Aggregated | 2048 | 5.9842e-06 | 791.1377 | 0.0047343 | 2048 | Mitigation | 0.95 | 45 | 0 | esc | 0.00097009 | 5.8052e-09 | 0.00097009 | 5.8052e-09
[35 empty] | 7.3.3.17.6 Updates to grid topology to minimize risk of ignition in HFTDs Butte County Rebuild | WLDFR | HFTD - Distribution - Tier 3 - 3QU CoRE ¦ 2QU LoRE | 2036 | 0.36245 | 0.0079917 | 0.90782 | 0 | 0.90782 |  |  |  |  | 0.014123 | 1.6043 | 0 | 1.6043 | 0.32903 |  | 0.58146 | 0.022114 | 0.0080152 | Column23: 2.5121; Column24: 0.91049; Column25: 0; Column26: 0; Column27: 2.5121; Column28: 0.91049; Column29: 0.017812; Column30: 2.0234; Column31: 0; Column32: 2.0234; Column33: 0.73337 | WLDFR | HFTD - Distribution - Tier 3 - 4QU CoRE ¦ 4QU LoRE | Red Flag Warning - Small Fires | 2049 | 4.6805e-07 | 4.6805e-07 | 0.10007 | 0.04626 | 0.0020076 | 0.051804 | 0 | 0 | 0.00048893 | 4.6838e-08 | 0 | 4.6838e-08 | 4.6838e-08 | 0 | 4.6838e-08 | 0 | 2.4191e-05 | 5.3028e-05 | 0 | 5.3028e-05 | [17 empty] | 7.3.3.17.5 (Remote Grid) Updates to grid topology to minimize risk of ignition in HFTDs Remote GridWLDFRContact from objectAggregated | WLDFR | HFTD - Distribution - Tier 2 - 3QU CoRE ¦ 2QU LoRE | Non-Red Flag Warning - Large Fires | Contact from object | Aggregated | 2049 | 5.9842e-06 | 791.1377 | 0.0047343 | 2049 | Mitigation | 0.95 | 45 | 0 | esc | 0.00097009 | 5.8052e-09 | 0.00097009 | 5.8052e-09
[35 empty] | 7.3.3.17.6 Updates to grid topology to minimize risk of ignition in HFTDs Butte County Rebuild | WLDFR | HFTD - Distribution - Tier 3 - 3QU CoRE ¦ 2QU LoRE | 2037 | 0.33873 | 0.0079917 | 0.90782 | 0 | 0.90782 |  |  |  |  | 0.014123 | 1.6043 | 0 | 1.6043 | 0.30751 |  | 0.54342 | 0.022114 | 0.0074909 | Column23: 2.5121; Column24: 0.85092; Column25: 0; Column26: 0; Column27: 2.5121; Column28: 0.85092; Column29: 0.017812; Column30: 2.0234; Column31: 0; Column32: 2.0234; Column33: 0.68539 | WLDFR | HFTD - Distribution - Tier 3 - 4QU CoRE ¦ 4QU LoRE | Red Flag Warning - Small Fires | 2050 | 4.6805e-07 | 4.6805e-07 | 0.10007 | 0.04626 | 0.0020076 | 0.051804 | 0 | 0 | 0.00048893 | 4.6838e-08 | 0 | 4.6838e-08 | 4.6838e-08 | 0 | 4.6838e-08 | 0 | 2.5265e-05 | 5.5381e-05 | 0 | 5.5381e-05 | [17 empty] | 7.3.3.17.5 (Remote Grid) Updates to grid topology to minimize risk of ignition in HFTDs Remote GridWLDFRContact from objectAggregated | WLDFR | HFTD - Distribution - Tier 2 - 3QU CoRE ¦ 2QU LoRE | Non-Red Flag Warning - Large Fires | Contact from object | Aggregated | 2050 | 5.9842e-06 | 791.1377 | 0.0047343 | 2050 | Mitigation | 0.95 | 45 | 0 | esc | 0.00097009 | 5.8052e-09 | 0.00097009 | 5.8052e-09
[35 empty] | 7.3.3.17.6 Updates to grid topology to minimize risk of ignition in HFTDs Butte County Rebuild | WLDFR | HFTD - Distribution - Tier 3 - 3QU CoRE ¦ 2QU LoRE | 2038 | 0.31657 | 0.0079917 | 0.9524 | 0 | 0.9524 |  |  |  |  | 0.014123 | 1.683 | 0 | 1.683 | 0.3015 |  | 0.53281 | 0.022114 | 0.0070008 | Column23: 2.6354; Column24: 0.83431; Column25: 0; Column26: 0; Column27: 2.6354; Column28: 0.83431; Column29: 0.017812; Column30: 2.1227; Column31: 0; Column32: 2.1227; Column33: 0.67201 | WLDFR | HFTD - Distribution - Tier 3 - 4QU CoRE ¦ 4QU LoRE | Red Flag Warning - Small Fires | 2051 | 4.6805e-07 | 4.6805e-07 | 0.10007 | 0.04626 | 0.0020076 | 0.051804 | 0 | 0 | 0.00048893 | 4.6838e-08 | 0 | 4.6838e-08 | 4.6838e-08 | 0 | 4.6838e-08 | 0 | 2.5265e-05 | 5.5381e-05 | 0 | 5.5381e-05 | [17 empty] | 7.3.3.17.5 (Remote Grid) Updates to grid topology to minimize risk of ignition in HFTDs Remote GridWLDFRContact from objectAggregated | WLDFR | HFTD - Distribution - Tier 2 - 3QU CoRE ¦ 2QU LoRE | Non-Red Flag Warning - Large Fires | Contact from object | Aggregated | 2051 | 5.9842e-06 | 791.1377 | 0.0047343 | 2051 | Mitigation | 0.95 | 45 | 0 | esc | 0.00097009 | 5.8052e-09 | 0.00097009 | 5.8052e-09
[35 empty] | 7.3.3.17.6 Updates to grid topology to minimize risk of ignition in HFTDs Butte County Rebuild | WLDFR | HFTD - Distribution - Tier 3 - 3QU CoRE ¦ 2QU LoRE | 2039 | 0.29586 | 0.0079917 | 0.9524 | 0 | 0.9524 |  |  |  |  | 0.014123 | 1.683 | 0 | 1.683 | 0.28178 |  | 0.49795 | 0.022114 | 0.0065428 | Column23: 2.6354; Column24: 0.77973; Column25: 0; Column26: 0; Column27: 2.6354; Column28: 0.77973; Column29: 0.017812; Column30: 2.1227; Column31: 0; Column32: 2.1227; Column33: 0.62805 | WLDFR | HFTD - Distribution - Tier 3 - 4QU CoRE ¦ 4QU LoRE | Red Flag Warning - Small Fires | 2052 | 4.6805e-07 | 4.6805e-07 | 0.10007 | 0.04626 | 0.0020076 | 0.051804 | 0 | 0 | 0.00048893 | 4.6838e-08 | 0 | 4.6838e-08 | 4.6838e-08 | 0 | 4.6838e-08 | 0 | 2.5265e-05 | 5.5381e-05 | 0 | 5.5381e-05 | [17 empty] | 7.3.3.17.5 (Remote Grid) Updates to grid topology to minimize risk of ignition in HFTDs Remote GridWLDFRContact from objectAggregated | WLDFR | HFTD - Distribution - Tier 2 - 3QU CoRE ¦ 2QU LoRE | Non-Red Flag Warning - Large Fires | Contact from object | Aggregated | 2052 | 5.9842e-06 | 791.1377 | 0.0047343 | 2052 | Mitigation | 0.95 | 45 | 0 | esc | 0.00097009 | 5.8052e-09 | 0.00097009 | 5.8052e-09
[35 empty] | 7.3.3.17.6 Updates to grid topology to minimize risk of ignition in HFTDs Butte County Rebuild | WLDFR | HFTD - Distribution - Tier 3 - 3QU CoRE ¦ 2QU LoRE | 2040 | 0.27651 | 0.0079917 | 0.9524 | 0 | 0.9524 |  |  |  |  | 0.014123 | 1.683 | 0 | 1.683 | 0.26335 |  | 0.46537 | 0.022114 | 0.0061148 | Column23: 2.6354; Column24: 0.72872; Column25: 0; Column26: 0; Column27: 2.6354; Column28: 0.72872; Column29: 0.017812; Column30: 2.1227; Column31: 0; Column32: 2.1227; Column33: 0.58696 | WLDFR | HFTD - Distribution - Tier 3 - 4QU CoRE ¦ 4QU LoRE | Red Flag Warning - Small Fires | 2053 | 4.6805e-07 | 4.6805e-07 | 0.10489 | 0.048274 | 0.002095 | 0.054525 | 0 | 0 | 0.00048893 | 4.9096e-08 | 0 | 4.9096e-08 | 4.9096e-08 | 0 | 4.9096e-08 | 0 | 2.5265e-05 | 5.5381e-05 | 0 | 5.5381e-05 | [17 empty] | 7.3.3.17.5 (Remote Grid) Updates to grid topology to minimize risk of ignition in HFTDs Remote GridWLDFRContact from objectAggregated | WLDFR | HFTD - Distribution - Tier 2 - 3QU CoRE ¦ 2QU LoRE | Non-Red Flag Warning - Large Fires | Contact from object | Aggregated | 2053 | 5.9842e-06 | 791.1377 | 0.0047343 | 2053 | Mitigation | 0.95 | 45 | 0 | esc | 0.00097009 | 5.8052e-09 | 0.00097009 | 5.8052e-09
[35 empty] | 7.3.3.17.6 Updates to grid topology to minimize risk of ignition in HFTDs Butte County Rebuild | WLDFR | HFTD - Distribution - Tier 3 - 3QU CoRE ¦ 2QU LoRE | 2041 | 0.25842 | 0.0079917 | 0.9524 | 0 | 0.9524 |  |  |  |  | 0.014123 | 1.683 | 0 | 1.683 | 0.24612 |  | 0.43493 | 0.022114 | 0.0057147 | Column23: 2.6354; Column24: 0.68105; Column25: 0; Column26: 0; Column27: 2.6354; Column28: 0.68105; Column29: 0.017812; Column30: 2.1227; Column31: 0; Column32: 2.1227; Column33: 0.54856 | WLDFR | HFTD - Distribution - Tier 3 - 4QU CoRE ¦ 4QU LoRE | Red Flag Warning - Small Fires | 2054 | 4.6805e-07 | 4.6805e-07 | 0.10489 | 0.048274 | 0.002095 | 0.054525 | 0 | 0 | 0.00048893 | 4.9096e-08 | 0 | 4.9096e-08 | 4.9096e-08 | 0 | 4.9096e-08 | 0 | 2.5265e-05 | 5.5381e-05 | 0 | 5.5381e-05 | [17 empty] | 7.3.3.17.5 (Remote Grid) Updates to grid topology to minimize risk of ignition in HFTDs Remote GridWLDFRContact from objectAggregated | WLDFR | HFTD - Distribution - Tier 2 - 3QU CoRE ¦ 2QU LoRE | Non-Red Flag Warning - Large Fires | Contact from object | Aggregated | 2054 | 5.9842e-06 | 791.1377 | 0.0047343 | 2054 | Mitigation | 0.95 | 45 | 0 | esc | 0.00097009 | 5.8052e-09 | 0.00097009 | 5.8052e-09
[35 empty] | 7.3.3.17.6 Updates to grid topology to minimize risk of ignition in HFTDs Butte County Rebuild | WLDFR | HFTD - Distribution - Tier 3 - 3QU CoRE ¦ 2QU LoRE | 2042 | 0.24151 | 0.0079917 | 0.9524 | 0 | 0.9524 |  |  |  |  | 0.014123 | 1.683 | 0 | 1.683 | 0.23002 |  | 0.40648 | 0.022114 | 0.0053409 | Column23: 2.6354; Column24: 0.63649; Column25: 0; Column26: 0; Column27: 2.6354; Column28: 0.63649; Column29: 0.017812; Column30: 2.1227; Column31: 0; Column32: 2.1227; Column33: 0.51267 | WLDFR | HFTD - Distribution - Tier 3 - 4QU CoRE ¦ 4QU LoRE | Red Flag Warning - Small Fires | 2055 | 4.6805e-07 | 4.6805e-07 | 0.10489 | 0.048274 | 0.002095 | 0.054525 | 0 | 0 | 0.00048893 | 4.9096e-08 | 0 | 4.9096e-08 | 4.9096e-08 | 0 | 4.9096e-08 | 0 | 2.6457e-05 | 5.7995e-05 | 0 | 5.7995e-05 | [17 empty] | 7.3.3.17.5 (Remote Grid) Updates to grid topology to minimize risk of ignition in HFTDs Remote GridWLDFRContact from objectAggregated | WLDFR | HFTD - Distribution - Tier 2 - 3QU CoRE ¦ 2QU LoRE | Non-Red Flag Warning - Large Fires | Contact from object | Aggregated | 2055 | 5.9842e-06 | 791.1377 | 0.0047343 | 2055 | Mitigation | 0.95 | 45 | 0 | esc | 0.00097009 | 5.8052e-09 | 0.00097009 | 5.8052e-09
[35 empty] | 7.3.3.17.6 Updates to grid topology to minimize risk of ignition in HFTDs Butte County Rebuild | WLDFR | HFTD - Distribution - Tier 3 - 3QU CoRE ¦ 2QU LoRE | 2043 | 0.22571 | 0.0079917 | 0.99989 | 0 | 0.99989 |  |  |  |  | 0.014123 | 1.767 | 0 | 1.767 | 0.22569 |  | 0.39883 | 0.022114 | 0.0049915 | Column23: 2.7668; Column24: 0.62451; Column25: 0; Column26: 0; Column27: 2.7668; Column28: 0.62451; Column29: 0.017812; Column30: 2.2286; Column31: 0; Column32: 2.2286; Column33: 0.50302 | WLDFR | HFTD - Distribution - Tier 3 - 4QU CoRE ¦ 4QU LoRE | Red Flag Warning - Small Fires | 2056 | 4.6805e-07 | 4.6805e-07 | 0.10489 | 0.048274 | 0.002095 | 0.054525 | 0 | 0 | 0.00048893 | 4.9096e-08 | 0 | 4.9096e-08 | 4.9096e-08 | 0 | 4.9096e-08 | 0 | 2.6457e-05 | 5.7995e-05 | 0 | 5.7995e-05 | [17 empty] | 7.3.3.17.5 (Remote Grid) Updates to grid topology to minimize risk of ignition in HFTDs Remote GridWLDFRContact from objectAggregated | WLDFR | HFTD - Distribution - Tier 2 - 3QU CoRE ¦ 2QU LoRE | Non-Red Flag Warning - Large Fires | Contact from object | Aggregated | 2056 | 5.9842e-06 | 791.1377 | 0.0047343 | 2056 | Mitigation | 0.95 | 45 | 0 | esc | 0.00097009 | 5.8052e-09 | 0.00097009 | 5.8052e-09
[35 empty] | 7.3.3.17.6 Updates to grid topology to minimize risk of ignition in HFTDs Butte County Rebuild | WLDFR | HFTD - Distribution - Tier 3 - 3QU CoRE ¦ 2QU LoRE | 2044 | 0.21095 | 0.0079917 | 0.99989 | 0 | 0.99989 |  |  |  |  | 0.014123 | 1.767 | 0 | 1.767 | 0.21092 |  | 0.37273 | 0.022114 | 0.0046649 | Column23: 2.7668; Column24: 0.58366; Column25: 0; Column26: 0; Column27: 2.7668; Column28: 0.58366; Column29: 0.017812; Column30: 2.2286; Column31: 0; Column32: 2.2286; Column33: 0.47012 | WLDFR | HFTD - Distribution - Tier 3 - 4QU CoRE ¦ 4QU LoRE | Red Flag Warning - Small Fires | 2057 | 4.6805e-07 | 4.6805e-07 | 0.10489 | 0.048274 | 0.002095 | 0.054525 | 0 | 0 | 0.00048893 | 4.9096e-08 | 0 | 4.9096e-08 | 4.9096e-08 | 0 | 4.9096e-08 | 0 | 2.6457e-05 | 5.7995e-05 | 0 | 5.7995e-05 | [17 empty] | 7.3.3.17.5 (Remote Grid) Updates to grid topology to minimize risk of ignition in HFTDs Remote GridWLDFRContact from objectAggregated | WLDFR | HFTD - Distribution - Tier 2 - 3QU CoRE ¦ 2QU LoRE | Non-Red Flag Warning - Large Fires | Contact from object | Aggregated | 2057 | 5.9842e-06 | 791.1377 | 0.0047343 | 2057 | Mitigation | 0.95 | 45 | 0 | esc | 0.00097009 | 5.8052e-09 | 0.00097009 | 5.8052e-09
[35 empty] | 7.3.3.17.6 Updates to grid topology to minimize risk of ignition in HFTDs Butte County Rebuild | WLDFR | HFTD - Distribution - Tier 3 - 3QU CoRE ¦ 2QU LoRE | 2045 | 0.19715 | 0.0079917 | 0.99989 | 0 | 0.99989 |  |  |  |  | 0.014123 | 1.767 | 0 | 1.767 | 0.19712 |  | 0.34835 | 0.022114 | 0.0043597 | Column23: 2.7668; Column24: 0.54547; Column25: 0; Column26: 0; Column27: 2.7668; Column28: 0.54547; Column29: 0.017812; Column30: 2.2286; Column31: 0; Column32: 2.2286; Column33: 0.43936 | WLDFR | HFTD - Distribution - Tier 3 - 4QU CoRE ¦ 4QU LoRE | Red Flag Warning - Small Fires | 2058 | 4.6805e-07 | 4.6805e-07 | 0.1099 | 0.050325 | 0.0021839 | 0.057393 | 0 | 0 | 0.00048893 | 5.1439e-08 | 0 | 5.1439e-08 | 5.1439e-08 | 0 | 5.1439e-08 | 0 | 2.6457e-05 | 5.7995e-05 | 0 | 5.7995e-05 | [17 empty] | 7.3.3.17.5 (Remote Grid) Updates to grid topology to minimize risk of ignition in HFTDs Remote GridWLDFRContact from objectAggregated | WLDFR | HFTD - Distribution - Tier 2 - 3QU CoRE ¦ 2QU LoRE | Non-Red Flag Warning - Large Fires | Contact from object | Aggregated | 2058 | 5.9842e-06 | 791.1377 | 0.0047343 | 2058 | Mitigation | 0.95 | 45 | 0 | esc | 0.00097009 | 5.8052e-09 | 0.00097009 | 5.8052e-09
[35 empty] | 7.3.3.17.6 Updates to grid topology to minimize risk of ignition in HFTDs Butte County Rebuild | WLDFR | HFTD - Distribution - Tier 3 - 3QU CoRE ¦ 2QU LoRE | 2046 | 0.18425 | 0.0079917 | 0.99989 | 0 | 0.99989 |  |  |  |  | 0.014123 | 1.767 | 0 | 1.767 | 0.18423 |  | 0.32556 | 0.022114 | 0.0040745 | Column23: 2.7668; Column24: 0.50979; Column25: 0; Column26: 0; Column27: 2.7668; Column28: 0.50979; Column29: 0.017812; Column30: 2.2286; Column31: 0; Column32: 2.2286; Column33: 0.41062 | WLDFR | HFTD - Distribution - Tier 3 - 4QU CoRE ¦ 4QU LoRE | Red Flag Warning - Small Fires | 2059 | 4.6805e-07 | 4.6805e-07 | 0.1099 | 0.050325 | 0.0021839 | 0.057393 | 0 | 0 | 0.00048893 | 5.1439e-08 | 0 | 5.1439e-08 | 5.1439e-08 | 0 | 5.1439e-08 | 0 | 2.6457e-05 | 5.7995e-05 | 0 | 5.7995e-05 | [17 empty] | 7.3.3.17.5 (Remote Grid) Updates to grid topology to minimize risk of ignition in HFTDs Remote GridWLDFRContact from objectAggregated | WLDFR | HFTD - Distribution - Tier 2 - 3QU CoRE ¦ 2QU LoRE | Non-Red Flag Warning - Large Fires | Contact from object | Aggregated | 2059 | 5.9842e-06 | 791.1377 | 0.0047343 | 2059 | Mitigation | 0.95 | 45 | 0 | esc | 0.00097009 | 5.8052e-09 | 0.00097009 | 5.8052e-09
[35 empty] | 7.3.3.17.6 Updates to grid topology to minimize risk of ignition in HFTDs Butte County Rebuild | WLDFR | HFTD - Distribution - Tier 3 - 3QU CoRE ¦ 2QU LoRE | 2047 | 0.1722 | 0.0079917 | 0.99989 | 0 | 0.99989 |  |  |  |  | 0.014123 | 1.767 | 0 | 1.767 | 0.17218 |  | 0.30426 | 0.022114 | 0.003808 | Column23: 2.7668; Column24: 0.47644; Column25: 0; Column26: 0; Column27: 2.7668; Column28: 0.47644; Column29: 0.017812; Column30: 2.2286; Column31: 0; Column32: 2.2286; Column33: 0.38375 | WLDFR | HFTD - Distribution - Tier 3 - 4QU CoRE ¦ 4QU LoRE | Red Flag Warning - Small Fires | 2060 | 4.6805e-07 | 4.6805e-07 | 0.1099 | 0.050325 | 0.0021839 | 0.057393 | 0 | 0 | 0.00048893 | 5.1439e-08 | 0 | 5.1439e-08 | 5.1439e-08 | 0 | 5.1439e-08 | 0 | 2.775e-05 | 6.0829e-05 | 0 | 6.0829e-05 | [17 empty] | 7.3.3.17.5 (Remote Grid) Updates to grid topology to minimize risk of ignition in HFTDs Remote GridWLDFRContact from objectAggregated | WLDFR | HFTD - Distribution - Tier 2 - 3QU CoRE ¦ 2QU LoRE | Non-Red Flag Warning - Large Fires | Contact from object | Aggregated | 2060 | 5.9842e-06 | 791.1377 | 0.0047343 | 2060 | Mitigation | 0.95 | 45 | 0 | esc | 0.00097009 | 5.8052e-09 | 0.00097009 | 5.8052e-09
[35 empty] | 7.3.3.17.6 Updates to grid topology to minimize risk of ignition in HFTDs Butte County Rebuild | WLDFR | HFTD - Distribution - Tier 3 - 3QU CoRE ¦ 2QU LoRE | 2048 | 0.16093 | 0.0079917 | 1.0497 | 0 | 1.0497 |  |  |  |  | 0.014123 | 1.8549 | 0 | 1.8549 | 0.16892 |  | 0.29851 | 0.022114 | 0.0035589 | Column23: 2.9046; Column24: 0.46744; Column25: 0; Column26: 0; Column27: 2.9046; Column28: 0.46744; Column29: 0.017812; Column30: 2.3395; Column31: 0; Column32: 2.3395; Column33: 0.3765 | WLDFR | HFTD - Distribution - Tier 3 - 4QU CoRE ¦ 4QU LoRE | Red Flag Warning - Small Fires | 2061 | 4.6805e-07 | 4.6805e-07 | 0.1099 | 0.050325 | 0.0021839 | 0.057393 | 0 | 0 | 0.00048893 | 5.1439e-08 | 0 | 5.1439e-08 | 5.1439e-08 | 0 | 5.1439e-08 | 0 | 2.775e-05 | 6.0829e-05 | 0 | 6.0829e-05 | [17 empty] | 7.3.3.17.5 (Remote Grid) Updates to grid topology to minimize risk of ignition in HFTDs Remote GridWLDFRContact from objectAggregated | WLDFR | HFTD - Distribution - Tier 2 - 3QU CoRE ¦ 2QU LoRE | Non-Red Flag Warning - Large Fires | Contact from object | Aggregated | 2061 | 5.9842e-06 | 791.1377 | 0.0047343 | 2061 | Mitigation | 0.95 | 45 | 0 | esc | 0.00097009 | 5.8052e-09 | 0.00097009 | 5.8052e-09
[35 empty] | 7.3.3.17.6 Updates to grid topology to minimize risk of ignition in HFTDs Butte County Rebuild | WLDFR | HFTD - Distribution - Tier 3 - 3QU CoRE ¦ 2QU LoRE | 2049 | 0.1504 | 0.0079917 | 1.0497 | 0 | 1.0497 |  |  |  |  | 0.014123 | 1.8549 | 0 | 1.8549 | 0.15787 |  | 0.27898 | 0.022114 | 0.003326 | Column23: 2.9046; Column24: 0.43686; Column25: 0; Column26: 0; Column27: 2.9046; Column28: 0.43686; Column29: 0.017812; Column30: 2.3395; Column31: 0; Column32: 2.3395; Column33: 0.35187 | WLDFR | HFTD - Distribution - Tier 3 - 4QU CoRE ¦ 4QU LoRE | Red Flag Warning - Small Fires | 2062 | 4.6805e-07 | 4.6805e-07 | 0.1099 | 0.050325 | 0.0021839 | 0.057393 | 0 | 0 | 0.00048893 | 5.1439e-08 | 0 | 5.1439e-08 | 5.1439e-08 | 0 | 5.1439e-08 | 0 | 2.775e-05 | 6.0829e-05 | 0 | 6.0829e-05 | [17 empty] | 7.3.3.17.5 (Remote Grid) Updates to grid topology to minimize risk of ignition in HFTDs Remote GridWLDFRContact from objectAggregated | WLDFR | HFTD - Distribution - Tier 2 - 3QU CoRE ¦ 2QU LoRE | Non-Red Flag Warning - Large Fires | Contact from object | Aggregated | 2062 | 5.9842e-06 | 791.1377 | 0.0047343 | 2062 | Mitigation | 0.95 | 45 | 0 | esc | 0.00097009 | 5.8052e-09 | 0.00097009 | 5.8052e-09
[35 empty] | 7.3.3.17.6 Updates to grid topology to minimize risk of ignition in HFTDs Butte County Rebuild | WLDFR | HFTD - Distribution - Tier 3 - 3QU CoRE ¦ 2QU LoRE | 2050 | 0.14056 | 0.0079917 | 1.0497 | 0 | 1.0497 |  |  |  |  | 0.014123 | 1.8549 | 0 | 1.8549 | 0.14754 |  | 0.26073 | 0.022114 | 0.0031084 | Column23: 2.9046; Column24: 0.40828; Column25: 0; Column26: 0; Column27: 2.9046; Column28: 0.40828; Column29: 0.017812; Column30: 2.3395; Column31: 0; Column32: 2.3395; Column33: 0.32885 | WLDFR | HFTD - Distribution - Tier 3 - 4QU CoRE ¦ 4QU LoRE | Red Flag Warning - Small Fires | 2063 | 4.6805e-07 | 4.6805e-07 | 0.11504 | 0.052388 | 0.0022734 | 0.060377 | 0 | 0 | 0.00048893 | 5.3843e-08 | 0 | 5.3843e-08 | 5.3843e-08 | 0 | 5.3843e-08 | 0 | 2.775e-05 | 6.0829e-05 | 0 | 6.0829e-05 | [17 empty] | 7.3.3.17.5 (Remote Grid) Updates to grid topology to minimize risk of ignition in HFTDs Remote GridWLDFRContact from objectAggregated | WLDFR | HFTD - Distribution - Tier 2 - 3QU CoRE ¦ 2QU LoRE | Non-Red Flag Warning - Large Fires | Contact from object | Aggregated | 2063 | 5.9842e-06 | 791.1377 | 0.0047343 | 2063 | Mitigation | 0.95 | 45 | 0 | esc | 0.00097009 | 5.8052e-09 | 0.00097009 | 5.8052e-09
[35 empty] | 7.3.3.17.6 Updates to grid topology to minimize risk of ignition in HFTDs Butte County Rebuild | WLDFR | HFTD - Distribution - Tier 3 - 3QU CoRE ¦ 2QU LoRE | 2051 | 0.13137 | 0.0079917 | 1.0497 | 0 | 1.0497 |  |  |  |  | 0.014123 | 1.8549 | 0 | 1.8549 | 0.13789 |  | 0.24368 | 0.022114 | 0.0029051 | Column23: 2.9046; Column24: 0.38157; Column25: 0; Column26: 0; Column27: 2.9046; Column28: 0.38157; Column29: 0.017812; Column30: 2.3395; Column31: 0; Column32: 2.3395; Column33: 0.30734 | WLDFR | HFTD - Distribution - Tier 3 - 4QU CoRE ¦ 4QU LoRE | Red Flag Warning - Small Fires | 2064 | 4.6805e-07 | 4.6805e-07 | 0.11504 | 0.052388 | 0.0022734 | 0.060377 | 0 | 0 | 0.00048893 | 5.3843e-08 | 0 | 5.3843e-08 | 5.3843e-08 | 0 | 5.3843e-08 | 0 | 2.775e-05 | 6.0829e-05 | 0 | 6.0829e-05 | [17 empty] | 7.3.3.17.5 (Remote Grid) Updates to grid topology to minimize risk of ignition in HFTDs Remote GridWLDFRContact from objectAggregated | WLDFR | HFTD - Distribution - Tier 2 - 3QU CoRE ¦ 2QU LoRE | Non-Red Flag Warning - Large Fires | Contact from object | Aggregated | 2064 | 5.9842e-06 | 791.1377 | 0.0047343 | 2064 | Mitigation | 0.95 | 45 | 0 | esc | 0.00097009 | 5.8052e-09 | 0.00097009 | 5.8052e-09
[35 empty] | 7.3.3.17.6 Updates to grid topology to minimize risk of ignition in HFTDs Butte County Rebuild | WLDFR | HFTD - Distribution - Tier 3 - 3QU CoRE ¦ 2QU LoRE | 2052 | 0.12277 | 0.0079917 | 1.0497 | 0 | 1.0497 |  |  |  |  | 0.014123 | 1.8549 | 0 | 1.8549 | 0.12887 |  | 0.22773 | 0.022114 | 0.002715 | Column23: 2.9046; Column24: 0.35661; Column25: 0; Column26: 0; Column27: 2.9046; Column28: 0.35661; Column29: 0.017812; Column30: 2.3395; Column31: 0; Column32: 2.3395; Column33: 0.28723 | WLDFR | HFTD - Distribution - Tier 3 - 4QU CoRE ¦ 4QU LoRE | Red Flag Warning - Small Fires | 2065 | 4.6805e-07 | 4.6805e-07 | 0.11504 | 0.052388 | 0.0022734 | 0.060377 | 0 | 0 | 0.00048893 | 5.3843e-08 | 0 | 5.3843e-08 | 5.3843e-08 | 0 | 5.3843e-08 | 0 | 2.9126e-05 | 6.3845e-05 | 0 | 6.3845e-05 | [17 empty] | 7.3.3.17.5 (Remote Grid) Updates to grid topology to minimize risk of ignition in HFTDs Remote GridWLDFRContact from objectAggregated | WLDFR | HFTD - Distribution - Tier 2 - 3QU CoRE ¦ 2QU LoRE | Non-Red Flag Warning - Large Fires | Contact from object | Aggregated | 2065 | 5.9842e-06 | 791.1377 | 0.0047343 | 2065 | Mitigation | 0.95 | 45 | 0 | esc | 0.00097009 | 5.8052e-09 | 0.00097009 | 5.8052e-09
[35 empty] | 7.3.3.17.6 Updates to grid topology to minimize risk of ignition in HFTDs Butte County Rebuild | WLDFR | HFTD - Distribution - Tier 3 - 3QU CoRE ¦ 2QU LoRE | 2053 | 0.11474 | 0.0079917 | 1.1011 | 0 | 1.1011 |  |  |  |  | 0.014123 | 1.9458 | 0 | 1.9458 | 0.12634 |  | 0.22327 | 0.022114 | 0.0025374 | Column23: 3.047; Column24: 0.34961; Column25: 0; Column26: 0; Column27: 3.047; Column28: 0.34961; Column29: 0.017812; Column30: 2.4542; Column31: 0; Column32: 2.4542; Column33: 0.2816 | WLDFR | HFTD - Distribution - Tier 3 - 4QU CoRE ¦ 4QU LoRE | Red Flag Warning - Small Fires | 2066 | 4.6805e-07 | 4.6805e-07 | 0.11504 | 0.052388 | 0.0022734 | 0.060377 | 0 | 0 | 0.00048893 | 5.3843e-08 | 0 | 5.3843e-08 | 5.3843e-08 | 0 | 5.3843e-08 | 0 | 2.9126e-05 | 6.3845e-05 | 0 | 6.3845e-05 | [17 empty] | 7.3.3.17.5 (Remote Grid) Updates to grid topology to minimize risk of ignition in HFTDs Remote GridWLDFRContact from objectAggregated | WLDFR | HFTD - Distribution - Tier 2 - 3QU CoRE ¦ 2QU LoRE | Non-Red Flag Warning - Large Fires | Contact from object | Aggregated | 2066 | 5.9842e-06 | 791.1377 | 0.0047343 | 2066 | Mitigation | 0.95 | 45 | 0 | esc | 0.00097009 | 5.8052e-09 | 0.00097009 | 5.8052e-09
[35 empty] | 7.3.3.17.6 Updates to grid topology to minimize risk of ignition in HFTDs Butte County Rebuild | WLDFR | HFTD - Distribution - Tier 3 - 3QU CoRE ¦ 2QU LoRE | 2054 | 0.10723 | 0.0079917 | 1.1011 | 0 | 1.1011 |  |  |  |  | 0.014123 | 1.9458 | 0 | 1.9458 | 0.11808 |  | 0.20866 | 0.022114 | 0.0023714 | Column23: 3.047; Column24: 0.32674; Column25: 0; Column26: 0; Column27: 3.047; Column28: 0.32674; Column29: 0.017812; Column30: 2.4542; Column31: 0; Column32: 2.4542; Column33: 0.26318 | WLDFR | HFTD - Distribution - Tier 3 - 4QU CoRE ¦ 4QU LoRE | Red Flag Warning - Small Fires | 2067 | 0 | 4.6805e-07 | 0.11504 | 0.052388 | 0.0022734 | 0.060377 | 0 | 0 | 0.00048893 | 0 | 0 | 0 | 5.3843e-08 | 0 | 5.3843e-08 | 0 | 2.9126e-05 | 6.3845e-05 | 0 | 6.3845e-05 | [17 empty] | 7.3.3.17.5 (Remote Grid) Updates to grid topology to minimize risk of ignition in HFTDs Remote GridWLDFRContact from objectAggregated | WLDFR | HFTD - Distribution - Tier 2 - 3QU CoRE ¦ 2QU LoRE | Non-Red Flag Warning - Large Fires | Contact from object | Aggregated | 2067 | 5.9842e-06 | 791.1377 | 0.0047343 | 2067 | Mitigation | 0.95 | 45 | 0 | esc | 0 | 0 | 0.00097009 | 5.8052e-09
[35 empty] | 7.3.3.17.6 Updates to grid topology to minimize risk of ignition in HFTDs Butte County Rebuild | WLDFR | HFTD - Distribution - Tier 3 - 3QU CoRE ¦ 2QU LoRE | 2055 | 0.10022 | 0.0079917 | 1.1011 | 0 | 1.1011 |  |  |  |  | 0.014123 | 1.9458 | 0 | 1.9458 | 0.11035 |  | 0.19501 | 0.022114 | 0.0022163 | Column23: 3.047; Column24: 0.30536; Column25: 0; Column26: 0; Column27: 3.047; Column28: 0.30536; Column29: 0.017812; Column30: 2.4542; Column31: 0; Column32: 2.4542; Column33: 0.24596 | WLDFR | HFTD - Distribution - Tier 3 - 4QU CoRE ¦ 5QU LoRE | Non-Red Flag Warning - Catastrophic Fires | 2022 | 1.5272e-10 | 0 | 14146.1306 | 222.2294 | 8585.7228 | 5338.1784 | 0 | 0 | 1.7821e-07 | 2.1603e-06 | 0 | 2.1603e-06 | 0 | 0 | 0 | 0 | 2.9126e-05 | 6.3845e-05 | 0 | 6.3845e-05 | [17 empty] | 7.3.3.17.5 (Remote Grid) Updates to grid topology to minimize risk of ignition in HFTDs Remote GridWLDFRContaminationAggregated | WLDFR | HFTD - Distribution - Tier 2 - 3QU CoRE ¦ 2QU LoRE | Non-Red Flag Warning - Large Fires | Contamination | Aggregated | 2022 | 1.2762e-07 | 791.1377 | 0.00010097 | 2022 | Mitigation | 0.95 | 45 | 0 | esc | 0.00097009 | 1.2381e-10 | 0 | 0
[35 empty] | 7.3.3.17.6 Updates to grid topology to minimize risk of ignition in HFTDs Butte County Rebuild | WLDFR | HFTD - Distribution - Tier 3 - 3QU CoRE ¦ 2QU LoRE | 2056 | 0.093663 | 0.0079917 | 1.1011 | 0 | 1.1011 |  |  |  |  | 0.014123 | 1.9458 | 0 | 1.9458 | 0.10313 |  | 0.18225 | 0.022114 | 0.0020713 | Column23: 3.047; Column24: 0.28539; Column25: 0; Column26: 0; Column27: 3.047; Column28: 0.28539; Column29: 0.017812; Column30: 2.4542; Column31: 0; Column32: 2.4542; Column33: 0.22987 | WLDFR | HFTD - Distribution - Tier 3 - 4QU CoRE ¦ 5QU LoRE | Non-Red Flag Warning - Catastrophic Fires | 2023 | 1.5272e-10 | 1.5272e-10 | 14664.6376 | 233.2301 | 8896.516 | 5534.8915 | 0 | 0 | 1.7821e-07 | 2.2395e-06 | 0 | 2.2395e-06 | 2.2395e-06 | 0 | 2.2395e-06 | 0 | 2.9126e-05 | 6.3845e-05 | 0 | 6.3845e-05 | [17 empty] | 7.3.3.17.5 (Remote Grid) Updates to grid topology to minimize risk of ignition in HFTDs Remote GridWLDFRContaminationAggregated | WLDFR | HFTD - Distribution - Tier 2 - 3QU CoRE ¦ 2QU LoRE | Non-Red Flag Warning - Large Fires | Contamination | Aggregated | 2023 | 1.2762e-07 | 791.1377 | 0.00010097 | 2023 | Mitigation | 0.95 | 45 | 0 | esc | 0.00097009 | 1.2381e-10 | 0.00097009 | 1.2381e-10
[35 empty] | 7.3.3.17.6 Updates to grid topology to minimize risk of ignition in HFTDs Butte County Rebuild | WLDFR | HFTD - Distribution - Tier 3 - 3QU CoRE ¦ 2QU LoRE | 2057 | 0.087535 | 0.0079917 | 1.1011 | 0 | 1.1011 |  |  |  |  | 0.014123 | 1.9458 | 0 | 1.9458 | 0.096386 |  | 0.17033 | 0.022114 | 0.0019358 | Column23: 3.047; Column24: 0.26672; Column25: 0; Column26: 0; Column27: 3.047; Column28: 0.26672; Column29: 0.017812; Column30: 2.4542; Column31: 0; Column32: 2.4542; Column33: 0.21483 | WLDFR | HFTD - Distribution - Tier 3 - 4QU CoRE ¦ 5QU LoRE | Non-Red Flag Warning - Catastrophic Fires | 2024 | 1.5272e-10 | 1.5272e-10 | 14664.6376 | 233.2301 | 8896.516 | 5534.8915 | 0 | 0 | 1.7821e-07 | 2.2395e-06 | 0 | 2.2395e-06 | 2.2395e-06 | 0 | 2.2395e-06 | 0 | 3.0567e-05 | 6.7005e-05 | 0 | 6.7005e-05 | [17 empty] | 7.3.3.17.5 (Remote Grid) Updates to grid topology to minimize risk of ignition in HFTDs Remote GridWLDFRContaminationAggregated | WLDFR | HFTD - Distribution - Tier 2 - 3QU CoRE ¦ 2QU LoRE | Non-Red Flag Warning - Large Fires | Contamination | Aggregated | 2024 | 1.2762e-07 | 791.1377 | 0.00010097 | 2024 | Mitigation | 0.95 | 45 | 0 | esc | 0.00097009 | 1.2381e-10 | 0.00097009 | 1.2381e-10
[35 empty] | 7.3.3.17.6 Updates to grid topology to minimize risk of ignition in HFTDs Butte County Rebuild | WLDFR | HFTD - Distribution - Tier 3 - 3QU CoRE ¦ 2QU LoRE | 2058 | 0.081809 | 0.0079917 | 1.1536 | 0 | 1.1536 |  |  |  |  | 0.014123 | 2.0386 | 0 | 2.0386 | 0.094375 |  | 0.16678 | 0.022114 | 0.0018091 | Column23: 3.1922; Column24: 0.26115; Column25: 0; Column26: 0; Column27: 3.1922; Column28: 0.26115; Column29: 0.017812; Column30: 2.5712; Column31: 0; Column32: 2.5712; Column33: 0.21035 | WLDFR | HFTD - Distribution - Tier 3 - 4QU CoRE ¦ 5QU LoRE | Non-Red Flag Warning - Catastrophic Fires | 2025 | 1.5272e-10 | 1.5272e-10 | 14664.6376 | 233.2301 | 8896.516 | 5534.8915 | 0 | 0 | 1.7821e-07 | 2.2395e-06 | 0 | 2.2395e-06 | 2.2395e-06 | 0 | 2.2395e-06 | 0 | 3.0567e-05 | 6.7005e-05 | 0 | 6.7005e-05 | [17 empty] | 7.3.3.17.5 (Remote Grid) Updates to grid topology to minimize risk of ignition in HFTDs Remote GridWLDFRContaminationAggregated | WLDFR | HFTD - Distribution - Tier 2 - 3QU CoRE ¦ 2QU LoRE | Non-Red Flag Warning - Large Fires | Contamination | Aggregated | 2025 | 1.2762e-07 | 791.1377 | 0.00010097 | 2025 | Mitigation | 0.95 | 45 | 0 | esc | 0.00097009 | 1.2381e-10 | 0.00097009 | 1.2381e-10
[35 empty] | 7.3.3.17.6 Updates to grid topology to minimize risk of ignition in HFTDs Butte County Rebuild | WLDFR | HFTD - Distribution - Tier 3 - 3QU CoRE ¦ 2QU LoRE | 2059 | 0.076457 | 0.0079917 | 1.1536 | 0 | 1.1536 |  |  |  |  | 0.014123 | 2.0386 | 0 | 2.0386 | 0.088201 |  | 0.15586 | 0.022114 | 0.0016908 | Column23: 3.1922; Column24: 0.24407; Column25: 0; Column26: 0; Column27: 3.1922; Column28: 0.24407; Column29: 0.017812; Column30: 2.5712; Column31: 0; Column32: 2.5712; Column33: 0.19659 | WLDFR | HFTD - Distribution - Tier 3 - 4QU CoRE ¦ 5QU LoRE | Non-Red Flag Warning - Catastrophic Fires | 2026 | 1.5272e-10 | 1.5272e-10 | 14664.6376 | 233.2301 | 8896.516 | 5534.8915 | 0 | 0 | 1.7821e-07 | 2.2395e-06 | 0 | 2.2395e-06 | 2.2395e-06 | 0 | 2.2395e-06 | 0 | 3.0567e-05 | 6.7005e-05 | 0 | 6.7005e-05 | [17 empty] | 7.3.3.17.5 (Remote Grid) Updates to grid topology to minimize risk of ignition in HFTDs Remote GridWLDFRContaminationAggregated | WLDFR | HFTD - Distribution - Tier 2 - 3QU CoRE ¦ 2QU LoRE | Non-Red Flag Warning - Large Fires | Contamination | Aggregated | 2026 | 1.2762e-07 | 791.1377 | 0.00010097 | 2026 | Mitigation | 0.95 | 45 | 0 | esc | 0.00097009 | 1.2381e-10 | 0.00097009 | 1.2381e-10
[35 empty] | 7.3.3.17.6 Updates to grid topology to minimize risk of ignition in HFTDs Butte County Rebuild | WLDFR | HFTD - Distribution - Tier 3 - 3QU CoRE ¦ 2QU LoRE | 2060 | 0.071455 | 0.0079917 | 1.1536 | 0 | 1.1536 |  |  |  |  | 0.014123 | 2.0386 | 0 | 2.0386 | 0.082431 |  | 0.14567 | 0.022114 | 0.0015802 | Column23: 3.1922; Column24: 0.2281; Column25: 0; Column26: 0; Column27: 3.1922; Column28: 0.2281; Column29: 0.017812; Column30: 2.5712; Column31: 0; Column32: 2.5712; Column33: 0.18373 | WLDFR | HFTD - Distribution - Tier 3 - 4QU CoRE ¦ 5QU LoRE | Non-Red Flag Warning - Catastrophic Fires | 2027 | 1.5272e-10 | 1.5272e-10 | 14664.6376 | 233.2301 | 8896.516 | 5534.8915 | 0 | 0 | 1.7821e-07 | 2.2395e-06 | 0 | 2.2395e-06 | 2.2395e-06 | 0 | 2.2395e-06 | 0 | 3.0567e-05 | 6.7005e-05 | 0 | 6.7005e-05 | [17 empty] | 7.3.3.17.5 (Remote Grid) Updates to grid topology to minimize risk of ignition in HFTDs Remote GridWLDFRContaminationAggregated | WLDFR | HFTD - Distribution - Tier 2 - 3QU CoRE ¦ 2QU LoRE | Non-Red Flag Warning - Large Fires | Contamination | Aggregated | 2027 | 1.2762e-07 | 791.1377 | 0.00010097 | 2027 | Mitigation | 0.95 | 45 | 0 | esc | 0.00097009 | 1.2381e-10 | 0.00097009 | 1.2381e-10
[35 empty] | 7.3.3.17.6 Updates to grid topology to minimize risk of ignition in HFTDs Butte County Rebuild | WLDFR | HFTD - Distribution - Tier 3 - 3QU CoRE ¦ 2QU LoRE | 2061 | 0.06678 | 0.0079917 | 1.1536 | 0 | 1.1536 |  |  |  |  | 0.014123 | 2.0386 | 0 | 2.0386 | 0.077038 |  | 0.13614 | 0.022114 | 0.0014768 | Column23: 3.1922; Column24: 0.21318; Column25: 0; Column26: 0; Column27: 3.1922; Column28: 0.21318; Column29: 0.017812; Column30: 2.5712; Column31: 0; Column32: 2.5712; Column33: 0.17171 | WLDFR | HFTD - Distribution - Tier 3 - 4QU CoRE ¦ 5QU LoRE | Non-Red Flag Warning - Catastrophic Fires | 2028 | 1.5272e-10 | 1.5272e-10 | 15317.9909 | 247.273 | 9287.6491 | 5783.0689 | 0 | 0 | 1.7821e-07 | 2.3393e-06 | 0 | 2.3393e-06 | 2.3393e-06 | 0 | 2.3393e-06 | 0 | 3.0567e-05 | 6.7005e-05 | 0 | 6.7005e-05 | [17 empty] | 7.3.3.17.5 (Remote Grid) Updates to grid topology to minimize risk of ignition in HFTDs Remote GridWLDFRContaminationAggregated | WLDFR | HFTD - Distribution - Tier 2 - 3QU CoRE ¦ 2QU LoRE | Non-Red Flag Warning - Large Fires | Contamination | Aggregated | 2028 | 1.2762e-07 | 791.1377 | 0.00010097 | 2028 | Mitigation | 0.95 | 45 | 0 | esc | 0.00097009 | 1.2381e-10 | 0.00097009 | 1.2381e-10
[35 empty] | 7.3.3.17.6 Updates to grid topology to minimize risk of ignition in HFTDs Butte County Rebuild | WLDFR | HFTD - Distribution - Tier 3 - 3QU CoRE ¦ 2QU LoRE | 2062 | 0.062412 | 0.0079917 | 1.1536 | 0 | 1.1536 |  |  |  |  | 0.014123 | 2.0386 | 0 | 2.0386 | 0.071998 |  | 0.12723 | 0.022114 | 0.0013802 | Column23: 3.1922; Column24: 0.19923; Column25: 0; Column26: 0; Column27: 3.1922; Column28: 0.19923; Column29: 0.017812; Column30: 2.5712; Column31: 0; Column32: 2.5712; Column33: 0.16047 | WLDFR | HFTD - Distribution - Tier 3 - 4QU CoRE ¦ 5QU LoRE | Non-Red Flag Warning - Catastrophic Fires | 2029 | 1.5272e-10 | 1.5272e-10 | 15317.9909 | 247.273 | 9287.6491 | 5783.0689 | 0 | 0 | 1.7821e-07 | 2.3393e-06 | 0 | 2.3393e-06 | 2.3393e-06 | 0 | 2.3393e-06 | 0 | 3.2056e-05 | 7.0267e-05 | 0 | 7.0267e-05 | [17 empty] | 7.3.3.17.5 (Remote Grid) Updates to grid topology to minimize risk of ignition in HFTDs Remote GridWLDFRContaminationAggregated | WLDFR | HFTD - Distribution - Tier 2 - 3QU CoRE ¦ 2QU LoRE | Non-Red Flag Warning - Large Fires | Contamination | Aggregated | 2029 | 1.2762e-07 | 791.1377 | 0.00010097 | 2029 | Mitigation | 0.95 | 45 | 0 | esc | 0.00097009 | 1.2381e-10 | 0.00097009 | 1.2381e-10
[35 empty] | 7.3.3.17.6 Updates to grid topology to minimize risk of ignition in HFTDs Butte County Rebuild | WLDFR | HFTD - Distribution - Tier 3 - 3QU CoRE ¦ 2QU LoRE | 2063 | 0.058329 | 0.0079917 | 1.2065 | 0 | 1.2065 |  |  |  |  | 0.014123 | 2.1321 | 0 | 2.1321 | 0.070373 |  | 0.12436 | 0.022114 | 0.0012899 | Column23: 3.3386; Column24: 0.19473; Column25: 0; Column26: 0; Column27: 3.3386; Column28: 0.19473; Column29: 0.017812; Column30: 2.6891; Column31: 0; Column32: 2.6891; Column33: 0.15685 | WLDFR | HFTD - Distribution - Tier 3 - 4QU CoRE ¦ 5QU LoRE | Non-Red Flag Warning - Catastrophic Fires | 2030 | 1.5272e-10 | 1.5272e-10 | 15317.9909 | 247.273 | 9287.6491 | 5783.0689 | 0 | 0 | 1.7821e-07 | 2.3393e-06 | 0 | 2.3393e-06 | 2.3393e-06 | 0 | 2.3393e-06 | 0 | 3.2056e-05 | 7.0267e-05 | 0 | 7.0267e-05 | [17 empty] | 7.3.3.17.5 (Remote Grid) Updates to grid topology to minimize risk of ignition in HFTDs Remote GridWLDFRContaminationAggregated | WLDFR | HFTD - Distribution - Tier 2 - 3QU CoRE ¦ 2QU LoRE | Non-Red Flag Warning - Large Fires | Contamination | Aggregated | 2030 | 1.2762e-07 | 791.1377 | 0.00010097 | 2030 | Mitigation | 0.95 | 45 | 0 | esc | 0.00097009 | 1.2381e-10 | 0.00097009 | 1.2381e-10
[35 empty] | 7.3.3.17.6 Updates to grid topology to minimize risk of ignition in HFTDs Butte County Rebuild | WLDFR | HFTD - Distribution - Tier 3 - 3QU CoRE ¦ 2QU LoRE | 2064 | 0.054513 | 0.0079917 | 1.2065 | 0 | 1.2065 |  |  |  |  | 0.014123 | 2.1321 | 0 | 2.1321 | 0.065769 |  | 0.11622 | 0.022114 | 0.0012055 | Column23: 3.3386; Column24: 0.18199; Column25: 0; Column26: 0; Column27: 3.3386; Column28: 0.18199; Column29: 0.017812; Column30: 2.6891; Column31: 0; Column32: 2.6891; Column33: 0.14659 | WLDFR | HFTD - Distribution - Tier 3 - 4QU CoRE ¦ 5QU LoRE | Non-Red Flag Warning - Catastrophic Fires | 2031 | 1.5272e-10 | 1.5272e-10 | 15317.9909 | 247.273 | 9287.6491 | 5783.0689 | 0 | 0 | 1.7821e-07 | 2.3393e-06 | 0 | 2.3393e-06 | 2.3393e-06 | 0 | 2.3393e-06 | 0 | 3.2056e-05 | 7.0267e-05 | 0 | 7.0267e-05 | [17 empty] | 7.3.3.17.5 (Remote Grid) Updates to grid topology to minimize risk of ignition in HFTDs Remote GridWLDFRContaminationAggregated | WLDFR | HFTD - Distribution - Tier 2 - 3QU CoRE ¦ 2QU LoRE | Non-Red Flag Warning - Large Fires | Contamination | Aggregated | 2031 | 1.2762e-07 | 791.1377 | 0.00010097 | 2031 | Mitigation | 0.95 | 45 | 0 | esc | 0.00097009 | 1.2381e-10 | 0.00097009 | 1.2381e-10
[35 empty] | 7.3.3.17.6 Updates to grid topology to minimize risk of ignition in HFTDs Butte County Rebuild | WLDFR | HFTD - Distribution - Tier 3 - 3QU CoRE ¦ 2QU LoRE | 2065 | 0.050946 | 0.0079917 | 1.2065 | 0 | 1.2065 |  |  |  |  | 0.014123 | 2.1321 | 0 | 2.1321 | 0.061467 |  | 0.10862 | 0.022114 | 0.0011266 | Column23: 3.3386; Column24: 0.17009; Column25: 0; Column26: 0; Column27: 3.3386; Column28: 0.17009; Column29: 0.017812; Column30: 2.6891; Column31: 0; Column32: 2.6891; Column33: 0.137 | WLDFR | HFTD - Distribution - Tier 3 - 4QU CoRE ¦ 5QU LoRE | Non-Red Flag Warning - Catastrophic Fires | 2032 | 1.5272e-10 | 1.5272e-10 | 15317.9909 | 247.273 | 9287.6491 | 5783.0689 | 0 | 0 | 1.7821e-07 | 2.3393e-06 | 0 | 2.3393e-06 | 2.3393e-06 | 0 | 2.3393e-06 | 0 | 3.2056e-05 | 7.0267e-05 | 0 | 7.0267e-05 | [17 empty] | 7.3.3.17.5 (Remote Grid) Updates to grid topology to minimize risk of ignition in HFTDs Remote GridWLDFRContaminationAggregated | WLDFR | HFTD - Distribution - Tier 2 - 3QU CoRE ¦ 2QU LoRE | Non-Red Flag Warning - Large Fires | Contamination | Aggregated | 2032 | 1.2762e-07 | 791.1377 | 0.00010097 | 2032 | Mitigation | 0.95 | 45 | 0 | esc | 0.00097009 | 1.2381e-10 | 0.00097009 | 1.2381e-10
[35 empty] | 7.3.3.17.6 Updates to grid topology to minimize risk of ignition in HFTDs Butte County Rebuild | WLDFR | HFTD - Distribution - Tier 3 - 3QU CoRE ¦ 2QU LoRE | 2066 | 0.047613 | 0.0079917 | 1.2065 | 0 | 1.2065 |  |  |  |  | 0.014123 | 2.1321 | 0 | 2.1321 | 0.057446 |  | 0.10152 | 0.022114 | 0.0010529 | Column23: 3.3386; Column24: 0.15896; Column25: 0; Column26: 0; Column27: 3.3386; Column28: 0.15896; Column29: 0.017812; Column30: 2.6891; Column31: 0; Column32: 2.6891; Column33: 0.12804 | WLDFR | HFTD - Distribution - Tier 3 - 4QU CoRE ¦ 5QU LoRE | Non-Red Flag Warning - Catastrophic Fires | 2033 | 1.5272e-10 | 1.5272e-10 | 16044.1264 | 263.1074 | 9721.74 | 6059.2791 | 0 | 0 | 1.7821e-07 | 2.4502e-06 | 0 | 2.4502e-06 | 2.4502e-06 | 0 | 2.4502e-06 | 0 | 3.2056e-05 | 7.0267e-05 | 0 | 7.0267e-05 | [17 empty] | 7.3.3.17.5 (Remote Grid) Updates to grid topology to minimize risk of ignition in HFTDs Remote GridWLDFRContaminationAggregated | WLDFR | HFTD - Distribution - Tier 2 - 3QU CoRE ¦ 2QU LoRE | Non-Red Flag Warning - Large Fires | Contamination | Aggregated | 2033 | 1.2762e-07 | 791.1377 | 0.00010097 | 2033 | Mitigation | 0.95 | 45 | 0 | esc | 0.00097009 | 1.2381e-10 | 0.00097009 | 1.2381e-10
[35 empty] | 7.3.3.17.6 Updates to grid topology to minimize risk of ignition in HFTDs Butte County Rebuild | WLDFR | HFTD - Distribution - Tier 3 - 3QU CoRE ¦ 2QU LoRE | 2067 | 0.044499 | 0.0079917 | 1.2065 | 0 | 1.2065 |  |  |  |  | 0.014123 | 2.1321 | 0 | 2.1321 | 0.053687 |  | 0.094874 | 0.022114 | 0.00098405 | Column23: 3.3386; Column24: 0.14856; Column25: 0; Column26: 0; Column27: 3.3386; Column28: 0.14856; Column29: 0.017812; Column30: 2.6891; Column31: 0; Column32: 2.6891; Column33: 0.11966 | WLDFR | HFTD - Distribution - Tier 3 - 4QU CoRE ¦ 5QU LoRE | Non-Red Flag Warning - Catastrophic Fires | 2034 | 1.5272e-10 | 1.5272e-10 | 16044.1264 | 263.1074 | 9721.74 | 6059.2791 | 0 | 0 | 1.7821e-07 | 2.4502e-06 | 0 | 2.4502e-06 | 2.4502e-06 | 0 | 2.4502e-06 | 0 | 3.3573e-05 | 7.3592e-05 | 0 | 7.3592e-05 | [17 empty] | 7.3.3.17.5 (Remote Grid) Updates to grid topology to minimize risk of ignition in HFTDs Remote GridWLDFRContaminationAggregated | WLDFR | HFTD - Distribution - Tier 2 - 3QU CoRE ¦ 2QU LoRE | Non-Red Flag Warning - Large Fires | Contamination | Aggregated | 2034 | 1.2762e-07 | 791.1377 | 0.00010097 | 2034 | Mitigation | 0.95 | 45 | 0 | esc | 0.00097009 | 1.2381e-10 | 0.00097009 | 1.2381e-10
[35 empty] | 7.3.3.17.6 Updates to grid topology to minimize risk of ignition in HFTDs Butte County Rebuild | WLDFR | HFTD - Distribution - Tier 3 - 3QU CoRE ¦ 2QU LoRE | 2068 | 0.041587 | 0.0079917 | 1.2592 | 0 | 1.2592 |  |  |  |  | 0.014123 | 2.2251 | 0 | 2.2251 | 0.052365 |  | 0.092538 | 0.022114 | 0.00091968 | Column23: 3.4843; Column24: 0.1449; Column25: 0; Column26: 0; Column27: 3.4843; Column28: 0.1449; Column29: 0.017812; Column30: 2.8065; Column31: 0; Column32: 2.8065; Column33: 0.11671 | WLDFR | HFTD - Distribution - Tier 3 - 4QU CoRE ¦ 5QU LoRE | Non-Red Flag Warning - Catastrophic Fires | 2035 | 1.5272e-10 | 1.5272e-10 | 16044.1264 | 263.1074 | 9721.74 | 6059.2791 | 0 | 0 | 1.7821e-07 | 2.4502e-06 | 0 | 2.4502e-06 | 2.4502e-06 | 0 | 2.4502e-06 | 0 | 3.3573e-05 | 7.3592e-05 | 0 | 7.3592e-05 | [17 empty] | 7.3.3.17.5 (Remote Grid) Updates to grid topology to minimize risk of ignition in HFTDs Remote GridWLDFRContaminationAggregated | WLDFR | HFTD - Distribution - Tier 2 - 3QU CoRE ¦ 2QU LoRE | Non-Red Flag Warning - Large Fires | Contamination | Aggregated | 2035 | 1.2762e-07 | 791.1377 | 0.00010097 | 2035 | Mitigation | 0.95 | 45 | 0 | esc | 0.00097009 | 1.2381e-10 | 0.00097009 | 1.2381e-10
[35 empty] | 7.3.3.17.6 Updates to grid topology to minimize risk of ignition in HFTDs Butte County Rebuild | WLDFR | HFTD - Distribution - Tier 3 - 3QU CoRE ¦ 2QU LoRE | 2069 | 0.038867 | 0.0079917 | 1.2592 | 0 | 1.2592 |  |  |  |  | 0.014123 | 2.2251 | 0 | 2.2251 | 0.04894 |  | 0.086484 | 0.022114 | 0.00085951 | Column23: 3.4843; Column24: 0.13542; Column25: 0; Column26: 0; Column27: 3.4843; Column28: 0.13542; Column29: 0.017812; Column30: 2.8065; Column31: 0; Column32: 2.8065; Column33: 0.10908 | WLDFR | HFTD - Distribution - Tier 3 - 4QU CoRE ¦ 5QU LoRE | Non-Red Flag Warning - Catastrophic Fires | 2036 | 1.5272e-10 | 1.5272e-10 | 16044.1264 | 263.1074 | 9721.74 | 6059.2791 | 0 | 0 | 1.7821e-07 | 2.4502e-06 | 0 | 2.4502e-06 | 2.4502e-06 | 0 | 2.4502e-06 | 0 | 3.3573e-05 | 7.3592e-05 | 0 | 7.3592e-05 | [17 empty] | 7.3.3.17.5 (Remote Grid) Updates to grid topology to minimize risk of ignition in HFTDs Remote GridWLDFRContaminationAggregated | WLDFR | HFTD - Distribution - Tier 2 - 3QU CoRE ¦ 2QU LoRE | Non-Red Flag Warning - Large Fires | Contamination | Aggregated | 2036 | 1.2762e-07 | 791.1377 | 0.00010097 | 2036 | Mitigation | 0.95 | 45 | 0 | esc | 0.00097009 | 1.2381e-10 | 0.00097009 | 1.2381e-10
[35 empty] | 7.3.3.17.6 Updates to grid topology to minimize risk of ignition in HFTDs Butte County Rebuild | WLDFR | HFTD - Distribution - Tier 3 - 3QU CoRE ¦ 2QU LoRE | 2070 | 0.036324 | 0.0079917 | 1.2592 | 0 | 1.2592 |  |  |  |  | 0.014123 | 2.2251 | 0 | 2.2251 | 0.045738 |  | 0.080826 | 0.022114 | 0.00080328 | Column23: 3.4843; Column24: 0.12656; Column25: 0; Column26: 0; Column27: 3.4843; Column28: 0.12656; Column29: 0.017812; Column30: 2.8065; Column31: 0; Column32: 2.8065; Column33: 0.10194 | WLDFR | HFTD - Distribution - Tier 3 - 4QU CoRE ¦ 5QU LoRE | Non-Red Flag Warning - Catastrophic Fires | 2037 | 1.5272e-10 | 1.5272e-10 | 16044.1264 | 263.1074 | 9721.74 | 6059.2791 | 0 | 0 | 1.7821e-07 | 2.4502e-06 | 0 | 2.4502e-06 | 2.4502e-06 | 0 | 2.4502e-06 | 0 | 3.3573e-05 | 7.3592e-05 | 0 | 7.3592e-05 | [17 empty] | 7.3.3.17.5 (Remote Grid) Updates to grid topology to minimize risk of ignition in HFTDs Remote GridWLDFRContaminationAggregated | WLDFR | HFTD - Distribution - Tier 2 - 3QU CoRE ¦ 2QU LoRE | Non-Red Flag Warning - Large Fires | Contamination | Aggregated | 2037 | 1.2762e-07 | 791.1377 | 0.00010097 | 2037 | Mitigation | 0.95 | 45 | 0 | esc | 0.00097009 | 1.2381e-10 | 0.00097009 | 1.2381e-10
[35 empty] | 7.3.3.17.6 Updates to grid topology to minimize risk of ignition in HFTDs Butte County Rebuild | WLDFR | HFTD - Distribution - Tier 3 - 3QU CoRE ¦ 2QU LoRE | 2071 | 0.033948 | 0.0079917 | 1.2592 | 0 | 1.2592 |  |  |  |  | 0.014123 | 2.2251 | 0 | 2.2251 | 0.042746 |  | 0.075538 | 0.022114 | 0.00075073 | Column23: 3.4843; Column24: 0.11828; Column25: 0; Column26: 0; Column27: 3.4843; Column28: 0.11828; Column29: 0.017812; Column30: 2.8065; Column31: 0; Column32: 2.8065; Column33: 0.095274 | WLDFR | HFTD - Distribution - Tier 3 - 4QU CoRE ¦ 5QU LoRE | Non-Red Flag Warning - Catastrophic Fires | 2038 | 1.5272e-10 | 1.5272e-10 | 16832.3912 | 280.5544 | 10192.2718 | 6359.5651 | 0 | 0 | 1.7821e-07 | 2.5706e-06 | 0 | 2.5706e-06 | 2.5706e-06 | 0 | 2.5706e-06 | 0 | 3.3573e-05 | 7.3592e-05 | 0 | 7.3592e-05 | [17 empty] | 7.3.3.17.5 (Remote Grid) Updates to grid topology to minimize risk of ignition in HFTDs Remote GridWLDFRContaminationAggregated | WLDFR | HFTD - Distribution - Tier 2 - 3QU CoRE ¦ 2QU LoRE | Non-Red Flag Warning - Large Fires | Contamination | Aggregated | 2038 | 1.2762e-07 | 791.1377 | 0.00010097 | 2038 | Mitigation | 0.95 | 45 | 0 | esc | 0.00097009 | 1.2381e-10 | 0.00097009 | 1.2381e-10
[35 empty] | 7.3.3.17.6 Updates to grid topology to minimize risk of ignition in HFTDs Butte County Rebuild | WLDFR | HFTD - Distribution - Tier 3 - 3QU CoRE ¦ 2QU LoRE | 2072 | 0.031727 | 0.0079917 | 1.2592 | 0 | 1.2592 |  |  |  |  | 0.014123 | 2.2251 | 0 | 2.2251 | 0.039949 |  | 0.070597 | 0.022114 | 0.00070162 | Column23: 3.4843; Column24: 0.11055; Column25: 0; Column26: 0; Column27: 3.4843; Column28: 0.11055; Column29: 0.017812; Column30: 2.8065; Column31: 0; Column32: 2.8065; Column33: 0.089041 | WLDFR | HFTD - Distribution - Tier 3 - 4QU CoRE ¦ 5QU LoRE | Non-Red Flag Warning - Catastrophic Fires | 2039 | 1.5272e-10 | 1.5272e-10 | 16832.3912 | 280.5544 | 10192.2718 | 6359.5651 | 0 | 0 | 1.7821e-07 | 2.5706e-06 | 0 | 2.5706e-06 | 2.5706e-06 | 0 | 2.5706e-06 | 0 | 3.51e-05 | 7.694e-05 | 0 | 7.694e-05 | [17 empty] | 7.3.3.17.5 (Remote Grid) Updates to grid topology to minimize risk of ignition in HFTDs Remote GridWLDFRContaminationAggregated | WLDFR | HFTD - Distribution - Tier 2 - 3QU CoRE ¦ 2QU LoRE | Non-Red Flag Warning - Large Fires | Contamination | Aggregated | 2039 | 1.2762e-07 | 791.1377 | 0.00010097 | 2039 | Mitigation | 0.95 | 45 | 0 | esc | 0.00097009 | 1.2381e-10 | 0.00097009 | 1.2381e-10
[35 empty] | 7.3.3.17.6 Updates to grid topology to minimize risk of ignition in HFTDs Butte County Rebuild | WLDFR | HFTD - Distribution - Tier 3 - 3QU CoRE ¦ 2QU LoRE | 2073 | 0.029651 | 0.0079917 | 1.311 | 0 | 1.311 |  |  |  |  | 0.014123 | 2.3167 | 0 | 2.3167 | 0.038872 |  | 0.068692 | 0.022114 | 0.00065572 | Column23: 3.6276; Column24: 0.10756; Column25: 0; Column26: 0; Column27: 3.6276; Column28: 0.10756; Column29: 0.017812; Column30: 2.9219; Column31: 0; Column32: 2.9219; Column33: 0.086639 | WLDFR | HFTD - Distribution - Tier 3 - 4QU CoRE ¦ 5QU LoRE | Non-Red Flag Warning - Catastrophic Fires | 2040 | 1.5272e-10 | 1.5272e-10 | 16832.3912 | 280.5544 | 10192.2718 | 6359.5651 | 0 | 0 | 1.7821e-07 | 2.5706e-06 | 0 | 2.5706e-06 | 2.5706e-06 | 0 | 2.5706e-06 | 0 | 3.51e-05 | 7.694e-05 | 0 | 7.694e-05 | [17 empty] | 7.3.3.17.5 (Remote Grid) Updates to grid topology to minimize risk of ignition in HFTDs Remote GridWLDFRContaminationAggregated | WLDFR | HFTD - Distribution - Tier 2 - 3QU CoRE ¦ 2QU LoRE | Non-Red Flag Warning - Large Fires | Contamination | Aggregated | 2040 | 1.2762e-07 | 791.1377 | 0.00010097 | 2040 | Mitigation | 0.95 | 45 | 0 | esc | 0.00097009 | 1.2381e-10 | 0.00097009 | 1.2381e-10
[35 empty] | 7.3.3.17.6 Updates to grid topology to minimize risk of ignition in HFTDs Butte County Rebuild | WLDFR | HFTD - Distribution - Tier 3 - 3QU CoRE ¦ 2QU LoRE | 2074 | 0.027711 | 0.0079917 | 1.311 | 0 | 1.311 |  |  |  |  | 0.014123 | 2.3167 | 0 | 2.3167 | 0.036329 |  | 0.064198 | 0.022114 | 0.00061282 | Column23: 3.6276; Column24: 0.10053; Column25: 0; Column26: 0; Column27: 3.6276; Column28: 0.10053; Column29: 0.017812; Column30: 2.9219; Column31: 0; Column32: 2.9219; Column33: 0.080971 | WLDFR | HFTD - Distribution - Tier 3 - 4QU CoRE ¦ 5QU LoRE | Non-Red Flag Warning - Catastrophic Fires | 2041 | 1.5272e-10 | 1.5272e-10 | 16832.3912 | 280.5544 | 10192.2718 | 6359.5651 | 0 | 0 | 1.7821e-07 | 2.5706e-06 | 0 | 2.5706e-06 | 2.5706e-06 | 0 | 2.5706e-06 | 0 | 3.51e-05 | 7.694e-05 | 0 | 7.694e-05 | [17 empty] | 7.3.3.17.5 (Remote Grid) Updates to grid topology to minimize risk of ignition in HFTDs Remote GridWLDFRContaminationAggregated | WLDFR | HFTD - Distribution - Tier 2 - 3QU CoRE ¦ 2QU LoRE | Non-Red Flag Warning - Large Fires | Contamination | Aggregated | 2041 | 1.2762e-07 | 791.1377 | 0.00010097 | 2041 | Mitigation | 0.95 | 45 | 0 | esc | 0.00097009 | 1.2381e-10 | 0.00097009 | 1.2381e-10
[35 empty] | 7.3.3.17.6 Updates to grid topology to minimize risk of ignition in HFTDs Butte County Rebuild | WLDFR | HFTD - Distribution - Tier 3 - 3QU CoRE ¦ 2QU LoRE | 2075 | 0.025899 | 0 | 0 | 0 | 0 |  |  |  |  | 0.014123 | 2.3167 | 0 | 2.3167 | 0 |  | 0.059998 | 0.014123 | 0.00036575 | Column23: 2.3167; Column24: 0.059998; Column25: 0; Column26: 0; Column27: 2.3167; Column28: 0.059998; Column29: 0.017812; Column30: 2.9219; Column31: 0; Column32: 2.9219; Column33: 0.075674 | WLDFR | HFTD - Distribution - Tier 3 - 4QU CoRE ¦ 5QU LoRE | Non-Red Flag Warning - Catastrophic Fires | 2042 | 1.5272e-10 | 1.5272e-10 | 16832.3912 | 280.5544 | 10192.2718 | 6359.5651 | 0 | 0 | 1.7821e-07 | 2.5706e-06 | 0 | 2.5706e-06 | 2.5706e-06 | 0 | 2.5706e-06 | 0 | 3.51e-05 | 7.694e-05 | 0 | 7.694e-05 | [17 empty] | 7.3.3.17.5 (Remote Grid) Updates to grid topology to minimize risk of ignition in HFTDs Remote GridWLDFRContaminationAggregated | WLDFR | HFTD - Distribution - Tier 2 - 3QU CoRE ¦ 2QU LoRE | Non-Red Flag Warning - Large Fires | Contamination | Aggregated | 2042 | 1.2762e-07 | 791.1377 | 0.00010097 | 2042 | Mitigation | 0.95 | 45 | 0 | esc | 0.00097009 | 1.2381e-10 | 0.00097009 | 1.2381e-10
[35 empty] | 7.3.3.17.6 Updates to grid topology to minimize risk of ignition in HFTDs Butte County Rebuild | WLDFR | HFTD - Distribution - Tier 3 - 3QU CoRE ¦ 2QU LoRE | 2076 | 0.024204 | 0 | 0 | 0 | 0 |  |  |  |  | 0.014123 | 2.3167 | 0 | 2.3167 | 0 |  | 0.056073 | 0.014123 | 0.00034183 | Column23: 2.3167; Column24: 0.056073; Column25: 0; Column26: 0; Column27: 2.3167; Column28: 0.056073; Column29: 0.017812; Column30: 2.9219; Column31: 0; Column32: 2.9219; Column33: 0.070723 | WLDFR | HFTD - Distribution - Tier 3 - 4QU CoRE ¦ 5QU LoRE | Non-Red Flag Warning - Catastrophic Fires | 2043 | 1.5272e-10 | 1.5272e-10 | 17672.0852 | 299.42 | 10692.7362 | 6679.929 | 0 | 0 | 1.7821e-07 | 2.6988e-06 | 0 | 2.6988e-06 | 2.6988e-06 | 0 | 2.6988e-06 | 0 | 3.51e-05 | 7.694e-05 | 0 | 7.694e-05 | [17 empty] | 7.3.3.17.5 (Remote Grid) Updates to grid topology to minimize risk of ignition in HFTDs Remote GridWLDFRContaminationAggregated | WLDFR | HFTD - Distribution - Tier 2 - 3QU CoRE ¦ 2QU LoRE | Non-Red Flag Warning - Large Fires | Contamination | Aggregated | 2043 | 1.2762e-07 | 791.1377 | 0.00010097 | 2043 | Mitigation | 0.95 | 45 | 0 | esc | 0.00097009 | 1.2381e-10 | 0.00097009 | 1.2381e-10
[35 empty] | 7.3.3.17.6 Updates to grid topology to minimize risk of ignition in HFTDs Butte County Rebuild | WLDFR | HFTD - Distribution - Tier 3 - 3QU CoRE ¦ 2QU LoRE | 2077 | 0.022621 | 0 | 0 | 0 | 0 |  |  |  |  | 0 | 0 | 0 | 0 | 0 |  | 0 | 0 | 0 | Column23: 0; Column24: 0; Column25: 0; Column26: 0; Column27: 0; Column28: 0; Column29: 0.017812; Column30: 2.9219; Column31: 0; Column32: 2.9219; Column33: 0.066096 | WLDFR | HFTD - Distribution - Tier 3 - 4QU CoRE ¦ 5QU LoRE | Non-Red Flag Warning - Catastrophic Fires | 2044 | 1.5272e-10 | 1.5272e-10 | 17672.0852 | 299.42 | 10692.7362 | 6679.929 | 0 | 0 | 1.7821e-07 | 2.6988e-06 | 0 | 2.6988e-06 | 2.6988e-06 | 0 | 2.6988e-06 | 0 | 3.662e-05 | 8.0271e-05 | 0 | 8.0271e-05 | [17 empty] | 7.3.3.17.5 (Remote Grid) Updates to grid topology to minimize risk of ignition in HFTDs Remote GridWLDFRContaminationAggregated | WLDFR | HFTD - Distribution - Tier 2 - 3QU CoRE ¦ 2QU LoRE | Non-Red Flag Warning - Large Fires | Contamination | Aggregated | 2044 | 1.2762e-07 | 791.1377 | 0.00010097 | 2044 | Mitigation | 0.95 | 45 | 0 | esc | 0.00097009 | 1.2381e-10 | 0.00097009 | 1.2381e-10
[35 empty] | 7.3.3.17.6 Updates to grid topology to minimize risk of ignition in HFTDs Butte County Rebuild | WLDFR | HFTD - Distribution - Tier 3 - 3QU CoRE ¦ 3QU LoRE | 2020 | 1 | 0.002687 | 0.25317 | 0 | 0.25317 |  |  |  |  | 0 | 0 | 0 | 0 | 0.25317 |  | 0 | 0.002687 | 0.002687 | Column23: 0.25317; Column24: 0.25317; Column25: 0; Column26: 0; Column27: 0.25317; Column28: 0.25317; Column29: 0; Column30: 0; Column31: 0; Column32: 0; Column33: 0 | WLDFR | HFTD - Distribution - Tier 3 - 4QU CoRE ¦ 5QU LoRE | Non-Red Flag Warning - Catastrophic Fires | 2045 | 1.5272e-10 | 1.5272e-10 | 17672.0852 | 299.42 | 10692.7362 | 6679.929 | 0 | 0 | 1.7821e-07 | 2.6988e-06 | 0 | 2.6988e-06 | 2.6988e-06 | 0 | 2.6988e-06 | 0 | 3.662e-05 | 8.0271e-05 | 0 | 8.0271e-05 | [17 empty] | 7.3.3.17.5 (Remote Grid) Updates to grid topology to minimize risk of ignition in HFTDs Remote GridWLDFRContaminationAggregated | WLDFR | HFTD - Distribution - Tier 2 - 3QU CoRE ¦ 2QU LoRE | Non-Red Flag Warning - Large Fires | Contamination | Aggregated | 2045 | 1.2762e-07 | 791.1377 | 0.00010097 | 2045 | Mitigation | 0.95 | 45 | 0 | esc | 0.00097009 | 1.2381e-10 | 0.00097009 | 1.2381e-10
[35 empty] | 7.3.3.17.6 Updates to grid topology to minimize risk of ignition in HFTDs Butte County Rebuild | WLDFR | HFTD - Distribution - Tier 3 - 3QU CoRE ¦ 3QU LoRE | 2021 | 1 | 0.002687 | 0.25317 | 0 | 0.25317 |  |  |  |  | 0 | 0 | 0 | 0 | 0.25317 |  | 0 | 0.002687 | 0.002687 | Column23: 0.25317; Column24: 0.25317; Column25: 0; Column26: 0; Column27: 0.25317; Column28: 0.25317; Column29: 0; Column30: 0; Column31: 0; Column32: 0; Column33: 0 | WLDFR | HFTD - Distribution - Tier 3 - 4QU CoRE ¦ 5QU LoRE | Non-Red Flag Warning - Catastrophic Fires | 2046 | 1.5272e-10 | 1.5272e-10 | 17672.0852 | 299.42 | 10692.7362 | 6679.929 | 0 | 0 | 1.7821e-07 | 2.6988e-06 | 0 | 2.6988e-06 | 2.6988e-06 | 0 | 2.6988e-06 | 0 | 3.662e-05 | 8.0271e-05 | 0 | 8.0271e-05 | [17 empty] | 7.3.3.17.5 (Remote Grid) Updates to grid topology to minimize risk of ignition in HFTDs Remote GridWLDFRContaminationAggregated | WLDFR | HFTD - Distribution - Tier 2 - 3QU CoRE ¦ 2QU LoRE | Non-Red Flag Warning - Large Fires | Contamination | Aggregated | 2046 | 1.2762e-07 | 791.1377 | 0.00010097 | 2046 | Mitigation | 0.95 | 45 | 0 | esc | 0.00097009 | 1.2381e-10 | 0.00097009 | 1.2381e-10
[35 empty] | 7.3.3.17.6 Updates to grid topology to minimize risk of ignition in HFTDs Butte County Rebuild | WLDFR | HFTD - Distribution - Tier 3 - 3QU CoRE ¦ 3QU LoRE | 2022 | 0.93458 | 0.0026445 | 0.24625 | 0 | 0.24625 |  |  |  |  | 0.0039225 | 0.36525 | 0 | 0.36525 | 0.23014 |  | 0.34136 | 0.006567 | 0.0061373 | Column23: 0.6115; Column24: 0.5715; Column25: 0; Column26: 0; Column27: 0.6115; Column28: 0.5715; Column29: 0; Column30: 0; Column31: 0; Column32: 0; Column33: 0 | WLDFR | HFTD - Distribution - Tier 3 - 4QU CoRE ¦ 5QU LoRE | Non-Red Flag Warning - Catastrophic Fires | 2047 | 1.5272e-10 | 1.5272e-10 | 17672.0852 | 299.42 | 10692.7362 | 6679.929 | 0 | 0 | 1.7821e-07 | 2.6988e-06 | 0 | 2.6988e-06 | 2.6988e-06 | 0 | 2.6988e-06 | 0 | 0 | 8.0271e-05 | 0 | 8.0271e-05 | [17 empty] | 7.3.3.17.5 (Remote Grid) Updates to grid topology to minimize risk of ignition in HFTDs Remote GridWLDFRContaminationAggregated | WLDFR | HFTD - Distribution - Tier 2 - 3QU CoRE ¦ 2QU LoRE | Non-Red Flag Warning - Large Fires | Contamination | Aggregated | 2047 | 1.2762e-07 | 791.1377 | 0.00010097 | 2047 | Mitigation | 0.95 | 45 | 0 | esc | 0.00097009 | 1.2381e-10 | 0.00097009 | 1.2381e-10
[35 empty] | 7.3.3.17.6 Updates to grid topology to minimize risk of ignition in HFTDs Butte County Rebuild | WLDFR | HFTD - Distribution - Tier 3 - 3QU CoRE ¦ 3QU LoRE | 2023 | 0.87344 | 0.0026445 | 0.25527 | 0 | 0.25527 |  |  |  |  | 0.0039225 | 0.37864 | 0 | 0.37864 | 0.22296 |  | 0.33072 | 0.006567 | 0.0057358 | Column23: 0.63391; Column24: 0.55368; Column25: 0; Column26: 0; Column27: 0.63391; Column28: 0.55368; Column29: 0.0049473; Column30: 0.47756; Column31: 0; Column32: 0.47756; Column33: 0.41712 | WLDFR | HFTD - Distribution - Tier 3 - 4QU CoRE ¦ 5QU LoRE | Non-Red Flag Warning - Catastrophic Fires | 2048 | 1.5272e-10 | 1.5272e-10 | 18552.3348 | 319.4911 | 11216.5626 | 7016.281 | 0 | 0 | 1.7821e-07 | 2.8332e-06 | 0 | 2.8332e-06 | 2.8332e-06 | 0 | 2.8332e-06 | 0 | 0 | 0 | 0 | 0 | [17 empty] | 7.3.3.17.5 (Remote Grid) Updates to grid topology to minimize risk of ignition in HFTDs Remote GridWLDFRContaminationAggregated | WLDFR | HFTD - Distribution - Tier 2 - 3QU CoRE ¦ 2QU LoRE | Non-Red Flag Warning - Large Fires | Contamination | Aggregated | 2048 | 1.2762e-07 | 791.1377 | 0.00010097 | 2048 | Mitigation | 0.95 | 45 | 0 | esc | 0.00097009 | 1.2381e-10 | 0.00097009 | 1.2381e-10
[35 empty] | 7.3.3.17.6 Updates to grid topology to minimize risk of ignition in HFTDs Butte County Rebuild | WLDFR | HFTD - Distribution - Tier 3 - 3QU CoRE ¦ 3QU LoRE | 2024 | 0.8163 | 0.0026445 | 0.25527 | 0 | 0.25527 |  |  |  |  | 0.0039225 | 0.37864 | 0 | 0.37864 | 0.20838 |  | 0.30908 | 0.006567 | 0.0053606 | Column23: 0.63391; Column24: 0.51746; Column25: 0; Column26: 0; Column27: 0.63391; Column28: 0.51746; Column29: 0.0049473; Column30: 0.47756; Column31: 0; Column32: 0.47756; Column33: 0.38983 | WLDFR | HFTD - Distribution - Tier 3 - 4QU CoRE ¦ 5QU LoRE | Non-Red Flag Warning - Catastrophic Fires | 2049 | 1.5272e-10 | 1.5272e-10 | 18552.3348 | 319.4911 | 11216.5626 | 7016.281 | 0 | 0 | 1.7821e-07 | 2.8332e-06 | 0 | 2.8332e-06 | 2.8332e-06 | 0 | 2.8332e-06 | 0 | 9.9541e-08 | 0 | 0 | 0 | [17 empty] | 7.3.3.17.5 (Remote Grid) Updates to grid topology to minimize risk of ignition in HFTDs Remote GridWLDFRContaminationAggregated | WLDFR | HFTD - Distribution - Tier 2 - 3QU CoRE ¦ 2QU LoRE | Non-Red Flag Warning - Large Fires | Contamination | Aggregated | 2049 | 1.2762e-07 | 791.1377 | 0.00010097 | 2049 | Mitigation | 0.95 | 45 | 0 | esc | 0.00097009 | 1.2381e-10 | 0.00097009 | 1.2381e-10
[35 empty] | 7.3.3.17.6 Updates to grid topology to minimize risk of ignition in HFTDs Butte County Rebuild | WLDFR | HFTD - Distribution - Tier 3 - 3QU CoRE ¦ 3QU LoRE | 2025 | 0.7629 | 0.0026445 | 0.25527 | 0 | 0.25527 |  |  |  |  | 0.0039225 | 0.37864 | 0 | 0.37864 | 0.19474 |  | 0.28886 | 0.006567 | 0.0050099 | Column23: 0.63391; Column24: 0.48361; Column25: 0; Column26: 0; Column27: 0.63391; Column28: 0.48361; Column29: 0.0049473; Column30: 0.47756; Column31: 0; Column32: 0.47756; Column33: 0.36433 | WLDFR | HFTD - Distribution - Tier 3 - 4QU CoRE ¦ 5QU LoRE | Non-Red Flag Warning - Catastrophic Fires | 2050 | 1.5272e-10 | 1.5272e-10 | 18552.3348 | 319.4911 | 11216.5626 | 7016.281 | 0 | 0 | 1.7821e-07 | 2.8332e-06 | 0 | 2.8332e-06 | 2.8332e-06 | 0 | 2.8332e-06 | 0 | 1.04e-07 | 2.2796e-07 | 0 | 2.2796e-07 | [17 empty] | 7.3.3.17.5 (Remote Grid) Updates to grid topology to minimize risk of ignition in HFTDs Remote GridWLDFRContaminationAggregated | WLDFR | HFTD - Distribution - Tier 2 - 3QU CoRE ¦ 2QU LoRE | Non-Red Flag Warning - Large Fires | Contamination | Aggregated | 2050 | 1.2762e-07 | 791.1377 | 0.00010097 | 2050 | Mitigation | 0.95 | 45 | 0 | esc | 0.00097009 | 1.2381e-10 | 0.00097009 | 1.2381e-10
[35 empty] | 7.3.3.17.6 Updates to grid topology to minimize risk of ignition in HFTDs Butte County Rebuild | WLDFR | HFTD - Distribution - Tier 3 - 3QU CoRE ¦ 3QU LoRE | 2026 | 0.71299 | 0.0026445 | 0.25527 | 0 | 0.25527 |  |  |  |  | 0.0039225 | 0.37864 | 0 | 0.37864 | 0.182 |  | 0.26996 | 0.006567 | 0.0046821 | Column23: 0.63391; Column24: 0.45197; Column25: 0; Column26: 0; Column27: 0.63391; Column28: 0.45197; Column29: 0.0049473; Column30: 0.47756; Column31: 0; Column32: 0.47756; Column33: 0.3405 | WLDFR | HFTD - Distribution - Tier 3 - 4QU CoRE ¦ 5QU LoRE | Non-Red Flag Warning - Catastrophic Fires | 2051 | 1.5272e-10 | 1.5272e-10 | 18552.3348 | 319.4911 | 11216.5626 | 7016.281 | 0 | 0 | 1.7821e-07 | 2.8332e-06 | 0 | 2.8332e-06 | 2.8332e-06 | 0 | 2.8332e-06 | 0 | 1.04e-07 | 2.2796e-07 | 0 | 2.2796e-07 | [17 empty] | 7.3.3.17.5 (Remote Grid) Updates to grid topology to minimize risk of ignition in HFTDs Remote GridWLDFRContaminationAggregated | WLDFR | HFTD - Distribution - Tier 2 - 3QU CoRE ¦ 2QU LoRE | Non-Red Flag Warning - Large Fires | Contamination | Aggregated | 2051 | 1.2762e-07 | 791.1377 | 0.00010097 | 2051 | Mitigation | 0.95 | 45 | 0 | esc | 0.00097009 | 1.2381e-10 | 0.00097009 | 1.2381e-10
[35 empty] | 7.3.3.17.6 Updates to grid topology to minimize risk of ignition in HFTDs Butte County Rebuild | WLDFR | HFTD - Distribution - Tier 3 - 3QU CoRE ¦ 3QU LoRE | 2027 | 0.66634 | 0.0026445 | 0.25527 | 0 | 0.25527 |  |  |  |  | 0.0039225 | 0.37864 | 0 | 0.37864 | 0.1701 |  | 0.2523 | 0.006567 | 0.0043758 | Column23: 0.63391; Column24: 0.4224; Column25: 0; Column26: 0; Column27: 0.63391; Column28: 0.4224; Column29: 0.0049473; Column30: 0.47756; Column31: 0; Column32: 0.47756; Column33: 0.31822 | WLDFR | HFTD - Distribution - Tier 3 - 4QU CoRE ¦ 5QU LoRE | Non-Red Flag Warning - Catastrophic Fires | 2052 | 1.5272e-10 | 1.5272e-10 | 18552.3348 | 319.4911 | 11216.5626 | 7016.281 | 0 | 0 | 1.7821e-07 | 2.8332e-06 | 0 | 2.8332e-06 | 2.8332e-06 | 0 | 2.8332e-06 | 0 | 1.04e-07 | 2.2796e-07 | 0 | 2.2796e-07 | [17 empty] | 7.3.3.17.5 (Remote Grid) Updates to grid topology to minimize risk of ignition in HFTDs Remote GridWLDFRContaminationAggregated | WLDFR | HFTD - Distribution - Tier 2 - 3QU CoRE ¦ 2QU LoRE | Non-Red Flag Warning - Large Fires | Contamination | Aggregated | 2052 | 1.2762e-07 | 791.1377 | 0.00010097 | 2052 | Mitigation | 0.95 | 45 | 0 | esc | 0.00097009 | 1.2381e-10 | 0.00097009 | 1.2381e-10
[35 empty] | 7.3.3.17.6 Updates to grid topology to minimize risk of ignition in HFTDs Butte County Rebuild | WLDFR | HFTD - Distribution - Tier 3 - 3QU CoRE ¦ 3QU LoRE | 2028 | 0.62275 | 0.0026445 | 0.26664 | 0 | 0.26664 |  |  |  |  | 0.0039225 | 0.3955 | 0 | 0.3955 | 0.16605 |  | 0.2463 | 0.006567 | 0.0040896 | Column23: 0.66214; Column24: 0.41235; Column25: 0; Column26: 0; Column27: 0.66214; Column28: 0.41235; Column29: 0.0049473; Column30: 0.49883; Column31: 0; Column32: 0.49883; Column33: 0.31065 | WLDFR | HFTD - Distribution - Tier 3 - 4QU CoRE ¦ 5QU LoRE | Non-Red Flag Warning - Catastrophic Fires | 2053 | 1.5272e-10 | 1.5272e-10 | 19462.1283 | 340.5356 | 11757.1413 | 7364.4514 | 0 | 0 | 1.7821e-07 | 2.9722e-06 | 0 | 2.9722e-06 | 2.9722e-06 | 0 | 2.9722e-06 | 0 | 1.04e-07 | 2.2796e-07 | 0 | 2.2796e-07 | [17 empty] | 7.3.3.17.5 (Remote Grid) Updates to grid topology to minimize risk of ignition in HFTDs Remote GridWLDFRContaminationAggregated | WLDFR | HFTD - Distribution - Tier 2 - 3QU CoRE ¦ 2QU LoRE | Non-Red Flag Warning - Large Fires | Contamination | Aggregated | 2053 | 1.2762e-07 | 791.1377 | 0.00010097 | 2053 | Mitigation | 0.95 | 45 | 0 | esc | 0.00097009 | 1.2381e-10 | 0.00097009 | 1.2381e-10
[35 empty] | 7.3.3.17.6 Updates to grid topology to minimize risk of ignition in HFTDs Butte County Rebuild | WLDFR | HFTD - Distribution - Tier 3 - 3QU CoRE ¦ 3QU LoRE | 2029 | 0.58201 | 0.0026445 | 0.26664 | 0 | 0.26664 |  |  |  |  | 0.0039225 | 0.3955 | 0 | 0.3955 | 0.15519 |  | 0.23019 | 0.006567 | 0.003822 | Column23: 0.66214; Column24: 0.38537; Column25: 0; Column26: 0; Column27: 0.66214; Column28: 0.38537; Column29: 0.0049473; Column30: 0.49883; Column31: 0; Column32: 0.49883; Column33: 0.29033 | WLDFR | HFTD - Distribution - Tier 3 - 4QU CoRE ¦ 5QU LoRE | Non-Red Flag Warning - Catastrophic Fires | 2054 | 1.5272e-10 | 1.5272e-10 | 19462.1283 | 340.5356 | 11757.1413 | 7364.4514 | 0 | 0 | 1.7821e-07 | 2.9722e-06 | 0 | 2.9722e-06 | 2.9722e-06 | 0 | 2.9722e-06 | 0 | 1.04e-07 | 2.2796e-07 | 0 | 2.2796e-07 | [17 empty] | 7.3.3.17.5 (Remote Grid) Updates to grid topology to minimize risk of ignition in HFTDs Remote GridWLDFRContaminationAggregated | WLDFR | HFTD - Distribution - Tier 2 - 3QU CoRE ¦ 2QU LoRE | Non-Red Flag Warning - Large Fires | Contamination | Aggregated | 2054 | 1.2762e-07 | 791.1377 | 0.00010097 | 2054 | Mitigation | 0.95 | 45 | 0 | esc | 0.00097009 | 1.2381e-10 | 0.00097009 | 1.2381e-10
[35 empty] | 7.3.3.17.6 Updates to grid topology to minimize risk of ignition in HFTDs Butte County Rebuild | WLDFR | HFTD - Distribution - Tier 3 - 3QU CoRE ¦ 3QU LoRE | 2030 | 0.54393 | 0.0026445 | 0.26664 | 0 | 0.26664 |  |  |  |  | 0.0039225 | 0.3955 | 0 | 0.3955 | 0.14503 |  | 0.21513 | 0.006567 | 0.003572 | Column23: 0.66214; Column24: 0.36016; Column25: 0; Column26: 0; Column27: 0.66214; Column28: 0.36016; Column29: 0.0049473; Column30: 0.49883; Column31: 0; Column32: 0.49883; Column33: 0.27133 | WLDFR | HFTD - Distribution - Tier 3 - 4QU CoRE ¦ 5QU LoRE | Non-Red Flag Warning - Catastrophic Fires | 2055 | 1.5272e-10 | 1.5272e-10 | 19462.1283 | 340.5356 | 11757.1413 | 7364.4514 | 0 | 0 | 1.7821e-07 | 2.9722e-06 | 0 | 2.9722e-06 | 2.9722e-06 | 0 | 2.9722e-06 | 0 | 1.0973e-07 | 2.4053e-07 | 0 | 2.4053e-07 | [17 empty] | 7.3.3.17.5 (Remote Grid) Updates to grid topology to minimize risk of ignition in HFTDs Remote GridWLDFRContaminationAggregated | WLDFR | HFTD - Distribution - Tier 2 - 3QU CoRE ¦ 2QU LoRE | Non-Red Flag Warning - Large Fires | Contamination | Aggregated | 2055 | 1.2762e-07 | 791.1377 | 0.00010097 | 2055 | Mitigation | 0.95 | 45 | 0 | esc | 0.00097009 | 1.2381e-10 | 0.00097009 | 1.2381e-10
[35 empty] | 7.3.3.17.6 Updates to grid topology to minimize risk of ignition in HFTDs Butte County Rebuild | WLDFR | HFTD - Distribution - Tier 3 - 3QU CoRE ¦ 3QU LoRE | 2031 | 0.50835 | 0.0026445 | 0.26664 | 0 | 0.26664 |  |  |  |  | 0.0039225 | 0.3955 | 0 | 0.3955 | 0.13555 |  | 0.20105 | 0.006567 | 0.0033383 | Column23: 0.66214; Column24: 0.3366; Column25: 0; Column26: 0; Column27: 0.66214; Column28: 0.3366; Column29: 0.0049473; Column30: 0.49883; Column31: 0; Column32: 0.49883; Column33: 0.25358 | WLDFR | HFTD - Distribution - Tier 3 - 4QU CoRE ¦ 5QU LoRE | Non-Red Flag Warning - Catastrophic Fires | 2056 | 1.5272e-10 | 1.5272e-10 | 19462.1283 | 340.5356 | 11757.1413 | 7364.4514 | 0 | 0 | 1.7821e-07 | 2.9722e-06 | 0 | 2.9722e-06 | 2.9722e-06 | 0 | 2.9722e-06 | 0 | 1.0973e-07 | 2.4053e-07 | 0 | 2.4053e-07 | [17 empty] | 7.3.3.17.5 (Remote Grid) Updates to grid topology to minimize risk of ignition in HFTDs Remote GridWLDFRContaminationAggregated | WLDFR | HFTD - Distribution - Tier 2 - 3QU CoRE ¦ 2QU LoRE | Non-Red Flag Warning - Large Fires | Contamination | Aggregated | 2056 | 1.2762e-07 | 791.1377 | 0.00010097 | 2056 | Mitigation | 0.95 | 45 | 0 | esc | 0.00097009 | 1.2381e-10 | 0.00097009 | 1.2381e-10
[35 empty] | 7.3.3.17.6 Updates to grid topology to minimize risk of ignition in HFTDs Butte County Rebuild | WLDFR | HFTD - Distribution - Tier 3 - 3QU CoRE ¦ 3QU LoRE | 2032 | 0.47509 | 0.0026445 | 0.26664 | 0 | 0.26664 |  |  |  |  | 0.0039225 | 0.3955 | 0 | 0.3955 | 0.12668 |  | 0.1879 | 0.006567 | 0.0031199 | Column23: 0.66214; Column24: 0.31458; Column25: 0; Column26: 0; Column27: 0.66214; Column28: 0.31458; Column29: 0.0049473; Column30: 0.49883; Column31: 0; Column32: 0.49883; Column33: 0.23699 | WLDFR | HFTD - Distribution - Tier 3 - 4QU CoRE ¦ 5QU LoRE | Non-Red Flag Warning - Catastrophic Fires | 2057 | 1.5272e-10 | 1.5272e-10 | 19462.1283 | 340.5356 | 11757.1413 | 7364.4514 | 0 | 0 | 1.7821e-07 | 2.9722e-06 | 0 | 2.9722e-06 | 2.9722e-06 | 0 | 2.9722e-06 | 0 | 1.0973e-07 | 2.4053e-07 | 0 | 2.4053e-07 | [17 empty] | 7.3.3.17.5 (Remote Grid) Updates to grid topology to minimize risk of ignition in HFTDs Remote GridWLDFRContaminationAggregated | WLDFR | HFTD - Distribution - Tier 2 - 3QU CoRE ¦ 2QU LoRE | Non-Red Flag Warning - Large Fires | Contamination | Aggregated | 2057 | 1.2762e-07 | 791.1377 | 0.00010097 | 2057 | Mitigation | 0.95 | 45 | 0 | esc | 0.00097009 | 1.2381e-10 | 0.00097009 | 1.2381e-10
[35 empty] | 7.3.3.17.6 Updates to grid topology to minimize risk of ignition in HFTDs Butte County Rebuild | WLDFR | HFTD - Distribution - Tier 3 - 3QU CoRE ¦ 3QU LoRE | 2033 | 0.44401 | 0.0026445 | 0.27927 | 0 | 0.27927 |  |  |  |  | 0.0039225 | 0.41425 | 0 | 0.41425 | 0.124 |  | 0.18393 | 0.006567 | 0.0029158 | Column23: 0.69352; Column24: 0.30793; Column25: 0; Column26: 0; Column27: 0.69352; Column28: 0.30793; Column29: 0.0049473; Column30: 0.52247; Column31: 0; Column32: 0.52247; Column33: 0.23198 | WLDFR | HFTD - Distribution - Tier 3 - 4QU CoRE ¦ 5QU LoRE | Non-Red Flag Warning - Catastrophic Fires | 2058 | 1.5272e-10 | 1.5272e-10 | 20390.4035 | 362.3049 | 12307.8747 | 7720.2238 | 0 | 0 | 1.7821e-07 | 3.1139e-06 | 0 | 3.1139e-06 | 3.1139e-06 | 0 | 3.1139e-06 | 0 | 1.0973e-07 | 2.4053e-07 | 0 | 2.4053e-07 | [17 empty] | 7.3.3.17.5 (Remote Grid) Updates to grid topology to minimize risk of ignition in HFTDs Remote GridWLDFRContaminationAggregated | WLDFR | HFTD - Distribution - Tier 2 - 3QU CoRE ¦ 2QU LoRE | Non-Red Flag Warning - Large Fires | Contamination | Aggregated | 2058 | 1.2762e-07 | 791.1377 | 0.00010097 | 2058 | Mitigation | 0.95 | 45 | 0 | esc | 0.00097009 | 1.2381e-10 | 0.00097009 | 1.2381e-10
[35 empty] | 7.3.3.17.6 Updates to grid topology to minimize risk of ignition in HFTDs Butte County Rebuild | WLDFR | HFTD - Distribution - Tier 3 - 3QU CoRE ¦ 3QU LoRE | 2034 | 0.41496 | 0.0026445 | 0.27927 | 0 | 0.27927 |  |  |  |  | 0.0039225 | 0.41425 | 0 | 0.41425 | 0.11589 |  | 0.1719 | 0.006567 | 0.0027251 | Column23: 0.69352; Column24: 0.28779; Column25: 0; Column26: 0; Column27: 0.69352; Column28: 0.28779; Column29: 0.0049473; Column30: 0.52247; Column31: 0; Column32: 0.52247; Column33: 0.21681 | WLDFR | HFTD - Distribution - Tier 3 - 4QU CoRE ¦ 5QU LoRE | Non-Red Flag Warning - Catastrophic Fires | 2059 | 1.5272e-10 | 1.5272e-10 | 20390.4035 | 362.3049 | 12307.8747 | 7720.2238 | 0 | 0 | 1.7821e-07 | 3.1139e-06 | 0 | 3.1139e-06 | 3.1139e-06 | 0 | 3.1139e-06 | 0 | 1.0973e-07 | 2.4053e-07 | 0 | 2.4053e-07 | [17 empty] | 7.3.3.17.5 (Remote Grid) Updates to grid topology to minimize risk of ignition in HFTDs Remote GridWLDFRContaminationAggregated | WLDFR | HFTD - Distribution - Tier 2 - 3QU CoRE ¦ 2QU LoRE | Non-Red Flag Warning - Large Fires | Contamination | Aggregated | 2059 | 1.2762e-07 | 791.1377 | 0.00010097 | 2059 | Mitigation | 0.95 | 45 | 0 | esc | 0.00097009 | 1.2381e-10 | 0.00097009 | 1.2381e-10
[35 empty] | 7.3.3.17.6 Updates to grid topology to minimize risk of ignition in HFTDs Butte County Rebuild | WLDFR | HFTD - Distribution - Tier 3 - 3QU CoRE ¦ 3QU LoRE | 2035 | 0.38782 | 0.0026445 | 0.27927 | 0 | 0.27927 |  |  |  |  | 0.0039225 | 0.41425 | 0 | 0.41425 | 0.10831 |  | 0.16065 | 0.006567 | 0.0025468 | Column23: 0.69352; Column24: 0.26896; Column25: 0; Column26: 0; Column27: 0.69352; Column28: 0.26896; Column29: 0.0049473; Column30: 0.52247; Column31: 0; Column32: 0.52247; Column33: 0.20262 | WLDFR | HFTD - Distribution - Tier 3 - 4QU CoRE ¦ 5QU LoRE | Non-Red Flag Warning - Catastrophic Fires | 2060 | 1.5272e-10 | 1.5272e-10 | 20390.4035 | 362.3049 | 12307.8747 | 7720.2238 | 0 | 0 | 1.7821e-07 | 3.1139e-06 | 0 | 3.1139e-06 | 3.1139e-06 | 0 | 3.1139e-06 | 0 | 1.1626e-07 | 2.5483e-07 | 0 | 2.5483e-07 | [17 empty] | 7.3.3.17.5 (Remote Grid) Updates to grid topology to minimize risk of ignition in HFTDs Remote GridWLDFRContaminationAggregated | WLDFR | HFTD - Distribution - Tier 2 - 3QU CoRE ¦ 2QU LoRE | Non-Red Flag Warning - Large Fires | Contamination | Aggregated | 2060 | 1.2762e-07 | 791.1377 | 0.00010097 | 2060 | Mitigation | 0.95 | 45 | 0 | esc | 0.00097009 | 1.2381e-10 | 0.00097009 | 1.2381e-10
[35 empty] | 7.3.3.17.6 Updates to grid topology to minimize risk of ignition in HFTDs Butte County Rebuild | WLDFR | HFTD - Distribution - Tier 3 - 3QU CoRE ¦ 3QU LoRE | 2036 | 0.36245 | 0.0026445 | 0.27927 | 0 | 0.27927 |  |  |  |  | 0.0039225 | 0.41425 | 0 | 0.41425 | 0.10122 |  | 0.15014 | 0.006567 | 0.0023802 | Column23: 0.69352; Column24: 0.25136; Column25: 0; Column26: 0; Column27: 0.69352; Column28: 0.25136; Column29: 0.0049473; Column30: 0.52247; Column31: 0; Column32: 0.52247; Column33: 0.18937 | WLDFR | HFTD - Distribution - Tier 3 - 4QU CoRE ¦ 5QU LoRE | Non-Red Flag Warning - Catastrophic Fires | 2061 | 1.5272e-10 | 1.5272e-10 | 20390.4035 | 362.3049 | 12307.8747 | 7720.2238 | 0 | 0 | 1.7821e-07 | 3.1139e-06 | 0 | 3.1139e-06 | 3.1139e-06 | 0 | 3.1139e-06 | 0 | 1.1626e-07 | 2.5483e-07 | 0 | 2.5483e-07 | [17 empty] | 7.3.3.17.5 (Remote Grid) Updates to grid topology to minimize risk of ignition in HFTDs Remote GridWLDFRContaminationAggregated | WLDFR | HFTD - Distribution - Tier 2 - 3QU CoRE ¦ 2QU LoRE | Non-Red Flag Warning - Large Fires | Contamination | Aggregated | 2061 | 1.2762e-07 | 791.1377 | 0.00010097 | 2061 | Mitigation | 0.95 | 45 | 0 | esc | 0.00097009 | 1.2381e-10 | 0.00097009 | 1.2381e-10
[35 empty] | 7.3.3.17.6 Updates to grid topology to minimize risk of ignition in HFTDs Butte County Rebuild | WLDFR | HFTD - Distribution - Tier 3 - 3QU CoRE ¦ 3QU LoRE | 2037 | 0.33873 | 0.0026445 | 0.27927 | 0 | 0.27927 |  |  |  |  | 0.0039225 | 0.41425 | 0 | 0.41425 | 0.0946 |  | 0.14032 | 0.006567 | 0.0022245 | Column23: 0.69352; Column24: 0.23492; Column25: 0; Column26: 0; Column27: 0.69352; Column28: 0.23492; Column29: 0.0049473; Column30: 0.52247; Column31: 0; Column32: 0.52247; Column33: 0.17698 | WLDFR | HFTD - Distribution - Tier 3 - 4QU CoRE ¦ 5QU LoRE | Non-Red Flag Warning - Catastrophic Fires | 2062 | 1.5272e-10 | 1.5272e-10 | 20390.4035 | 362.3049 | 12307.8747 | 7720.2238 | 0 | 0 | 1.7821e-07 | 3.1139e-06 | 0 | 3.1139e-06 | 3.1139e-06 | 0 | 3.1139e-06 | 0 | 1.1626e-07 | 2.5483e-07 | 0 | 2.5483e-07 | [17 empty] | 7.3.3.17.5 (Remote Grid) Updates to grid topology to minimize risk of ignition in HFTDs Remote GridWLDFRContaminationAggregated | WLDFR | HFTD - Distribution - Tier 2 - 3QU CoRE ¦ 2QU LoRE | Non-Red Flag Warning - Large Fires | Contamination | Aggregated | 2062 | 1.2762e-07 | 791.1377 | 0.00010097 | 2062 | Mitigation | 0.95 | 45 | 0 | esc | 0.00097009 | 1.2381e-10 | 0.00097009 | 1.2381e-10
[35 empty] | 7.3.3.17.6 Updates to grid topology to minimize risk of ignition in HFTDs Butte County Rebuild | WLDFR | HFTD - Distribution - Tier 3 - 3QU CoRE ¦ 3QU LoRE | 2038 | 0.31657 | 0.0026445 | 0.29299 | 0 | 0.29299 |  |  |  |  | 0.0039225 | 0.43459 | 0 | 0.43459 | 0.092753 |  | 0.13758 | 0.006567 | 0.0020789 | Column23: 0.72758; Column24: 0.23033; Column25: 0; Column26: 0; Column27: 0.72758; Column28: 0.23033; Column29: 0.0049473; Column30: 0.54813; Column31: 0; Column32: 0.54813; Column33: 0.17352 | WLDFR | HFTD - Distribution - Tier 3 - 4QU CoRE ¦ 5QU LoRE | Non-Red Flag Warning - Catastrophic Fires | 2063 | 1.5272e-10 | 1.5272e-10 | 21325.9188 | 384.5316 | 12862.0997 | 8079.2876 | 0 | 0 | 1.7821e-07 | 3.2568e-06 | 0 | 3.2568e-06 | 3.2568e-06 | 0 | 3.2568e-06 | 0 | 1.1626e-07 | 2.5483e-07 | 0 | 2.5483e-07 | [17 empty] | 7.3.3.17.5 (Remote Grid) Updates to grid topology to minimize risk of ignition in HFTDs Remote GridWLDFRContaminationAggregated | WLDFR | HFTD - Distribution - Tier 2 - 3QU CoRE ¦ 2QU LoRE | Non-Red Flag Warning - Large Fires | Contamination | Aggregated | 2063 | 1.2762e-07 | 791.1377 | 0.00010097 | 2063 | Mitigation | 0.95 | 45 | 0 | esc | 0.00097009 | 1.2381e-10 | 0.00097009 | 1.2381e-10
[35 empty] | 7.3.3.17.6 Updates to grid topology to minimize risk of ignition in HFTDs Butte County Rebuild | WLDFR | HFTD - Distribution - Tier 3 - 3QU CoRE ¦ 3QU LoRE | 2039 | 0.29586 | 0.0026445 | 0.29299 | 0 | 0.29299 |  |  |  |  | 0.0039225 | 0.43459 | 0 | 0.43459 | 0.086685 |  | 0.12858 | 0.006567 | 0.0019429 | Column23: 0.72758; Column24: 0.21526; Column25: 0; Column26: 0; Column27: 0.72758; Column28: 0.21526; Column29: 0.0049473; Column30: 0.54813; Column31: 0; Column32: 0.54813; Column33: 0.16217 | WLDFR | HFTD - Distribution - Tier 3 - 4QU CoRE ¦ 5QU LoRE | Non-Red Flag Warning - Catastrophic Fires | 2064 | 1.5272e-10 | 1.5272e-10 | 21325.9188 | 384.5316 | 12862.0997 | 8079.2876 | 0 | 0 | 1.7821e-07 | 3.2568e-06 | 0 | 3.2568e-06 | 3.2568e-06 | 0 | 3.2568e-06 | 0 | 1.1626e-07 | 2.5483e-07 | 0 | 2.5483e-07 | [17 empty] | 7.3.3.17.5 (Remote Grid) Updates to grid topology to minimize risk of ignition in HFTDs Remote GridWLDFRContaminationAggregated | WLDFR | HFTD - Distribution - Tier 2 - 3QU CoRE ¦ 2QU LoRE | Non-Red Flag Warning - Large Fires | Contamination | Aggregated | 2064 | 1.2762e-07 | 791.1377 | 0.00010097 | 2064 | Mitigation | 0.95 | 45 | 0 | esc | 0.00097009 | 1.2381e-10 | 0.00097009 | 1.2381e-10
[35 empty] | 7.3.3.17.6 Updates to grid topology to minimize risk of ignition in HFTDs Butte County Rebuild | WLDFR | HFTD - Distribution - Tier 3 - 3QU CoRE ¦ 3QU LoRE | 2040 | 0.27651 | 0.0026445 | 0.29299 | 0 | 0.29299 |  |  |  |  | 0.0039225 | 0.43459 | 0 | 0.43459 | 0.081014 |  | 0.12017 | 0.006567 | 0.0018158 | Column23: 0.72758; Column24: 0.20118; Column25: 0; Column26: 0; Column27: 0.72758; Column28: 0.20118; Column29: 0.0049473; Column30: 0.54813; Column31: 0; Column32: 0.54813; Column33: 0.15156 | WLDFR | HFTD - Distribution - Tier 3 - 4QU CoRE ¦ 5QU LoRE | Non-Red Flag Warning - Catastrophic Fires | 2065 | 1.5272e-10 | 1.5272e-10 | 21325.9188 | 384.5316 | 12862.0997 | 8079.2876 | 0 | 0 | 1.7821e-07 | 3.2568e-06 | 0 | 3.2568e-06 | 3.2568e-06 | 0 | 3.2568e-06 | 0 | 1.2352e-07 | 2.7075e-07 | 0 | 2.7075e-07 | [17 empty] | 7.3.3.17.5 (Remote Grid) Updates to grid topology to minimize risk of ignition in HFTDs Remote GridWLDFRContaminationAggregated | WLDFR | HFTD - Distribution - Tier 2 - 3QU CoRE ¦ 2QU LoRE | Non-Red Flag Warning - Large Fires | Contamination | Aggregated | 2065 | 1.2762e-07 | 791.1377 | 0.00010097 | 2065 | Mitigation | 0.95 | 45 | 0 | esc | 0.00097009 | 1.2381e-10 | 0.00097009 | 1.2381e-10
[35 empty] | 7.3.3.17.6 Updates to grid topology to minimize risk of ignition in HFTDs Butte County Rebuild | WLDFR | HFTD - Distribution - Tier 3 - 3QU CoRE ¦ 3QU LoRE | 2041 | 0.25842 | 0.0026445 | 0.29299 | 0 | 0.29299 |  |  |  |  | 0.0039225 | 0.43459 | 0 | 0.43459 | 0.075714 |  | 0.11231 | 0.006567 | 0.001697 | Column23: 0.72758; Column24: 0.18802; Column25: 0; Column26: 0; Column27: 0.72758; Column28: 0.18802; Column29: 0.0049473; Column30: 0.54813; Column31: 0; Column32: 0.54813; Column33: 0.14165 | WLDFR | HFTD - Distribution - Tier 3 - 4QU CoRE ¦ 5QU LoRE | Non-Red Flag Warning - Catastrophic Fires | 2066 | 1.5272e-10 | 1.5272e-10 | 21325.9188 | 384.5316 | 12862.0997 | 8079.2876 | 0 | 0 | 1.7821e-07 | 3.2568e-06 | 0 | 3.2568e-06 | 3.2568e-06 | 0 | 3.2568e-06 | 0 | 1.2352e-07 | 2.7075e-07 | 0 | 2.7075e-07 | [17 empty] | 7.3.3.17.5 (Remote Grid) Updates to grid topology to minimize risk of ignition in HFTDs Remote GridWLDFRContaminationAggregated | WLDFR | HFTD - Distribution - Tier 2 - 3QU CoRE ¦ 2QU LoRE | Non-Red Flag Warning - Large Fires | Contamination | Aggregated | 2066 | 1.2762e-07 | 791.1377 | 0.00010097 | 2066 | Mitigation | 0.95 | 45 | 0 | esc | 0.00097009 | 1.2381e-10 | 0.00097009 | 1.2381e-10
[35 empty] | 7.3.3.17.6 Updates to grid topology to minimize risk of ignition in HFTDs Butte County Rebuild | WLDFR | HFTD - Distribution - Tier 3 - 3QU CoRE ¦ 3QU LoRE | 2042 | 0.24151 | 0.0026445 | 0.29299 | 0 | 0.29299 |  |  |  |  | 0.0039225 | 0.43459 | 0 | 0.43459 | 0.070761 |  | 0.10496 | 0.006567 | 0.001586 | Column23: 0.72758; Column24: 0.17572; Column25: 0; Column26: 0; Column27: 0.72758; Column28: 0.17572; Column29: 0.0049473; Column30: 0.54813; Column31: 0; Column32: 0.54813; Column33: 0.13238 | WLDFR | HFTD - Distribution - Tier 3 - 4QU CoRE ¦ 5QU LoRE | Non-Red Flag Warning - Catastrophic Fires | 2067 | 0 | 1.5272e-10 | 21325.9188 | 384.5316 | 12862.0997 | 8079.2876 | 0 | 0 | 1.7821e-07 | 0 | 0 | 0 | 3.2568e-06 | 0 | 3.2568e-06 | 0 | 1.2352e-07 | 2.7075e-07 | 0 | 2.7075e-07 | [17 empty] | 7.3.3.17.5 (Remote Grid) Updates to grid topology to minimize risk of ignition in HFTDs Remote GridWLDFRContaminationAggregated | WLDFR | HFTD - Distribution - Tier 2 - 3QU CoRE ¦ 2QU LoRE | Non-Red Flag Warning - Large Fires | Contamination | Aggregated | 2067 | 1.2762e-07 | 791.1377 | 0.00010097 | 2067 | Mitigation | 0.95 | 45 | 0 | esc | 0 | 0 | 0.00097009 | 1.2381e-10
[35 empty] | 7.3.3.17.6 Updates to grid topology to minimize risk of ignition in HFTDs Butte County Rebuild | WLDFR | HFTD - Distribution - Tier 3 - 3QU CoRE ¦ 3QU LoRE | 2043 | 0.22571 | 0.0026445 | 0.3076 | 0 | 0.3076 |  |  |  |  | 0.0039225 | 0.45626 | 0 | 0.45626 | 0.069429 |  | 0.10298 | 0.006567 | 0.0014822 | Column23: 0.76386; Column24: 0.17241; Column25: 0; Column26: 0; Column27: 0.76386; Column28: 0.17241; Column29: 0.0049473; Column30: 0.57546; Column31: 0; Column32: 0.57546; Column33: 0.12989 | WLDFR | HFTD - Distribution - Tier 3 - 4QU CoRE ¦ 5QU LoRE | Non-Red Flag Warning - Destructive Fires | 2022 | 2.3135e-10 | 0 | 8807.9522 | 222.2294 | 8585.7228 | 0 | 0 | 0 | 2.5469e-07 | 2.0377e-06 | 0 | 2.0377e-06 | 0 | 0 | 0 | 0 | 1.2352e-07 | 2.7075e-07 | 0 | 2.7075e-07 | [17 empty] | 7.3.3.17.5 (Remote Grid) Updates to grid topology to minimize risk of ignition in HFTDs Remote GridWLDFREquipment / facility failureAggregated | WLDFR | HFTD - Distribution - Tier 2 - 3QU CoRE ¦ 2QU LoRE | Non-Red Flag Warning - Large Fires | Equipment / facility failure | Aggregated | 2022 | 2.0131e-06 | 791.1377 | 0.0015926 | 2022 | Mitigation | 0.95 | 45 | 0 | esc | 0.00097009 | 1.9529e-09 | 0 | 0
[35 empty] | 7.3.3.17.6 Updates to grid topology to minimize risk of ignition in HFTDs Butte County Rebuild | WLDFR | HFTD - Distribution - Tier 3 - 3QU CoRE ¦ 3QU LoRE | 2044 | 0.21095 | 0.0026445 | 0.3076 | 0 | 0.3076 |  |  |  |  | 0.0039225 | 0.45626 | 0 | 0.45626 | 0.064887 |  | 0.096247 | 0.006567 | 0.0013853 | Column23: 0.76386; Column24: 0.16113; Column25: 0; Column26: 0; Column27: 0.76386; Column28: 0.16113; Column29: 0.0049473; Column30: 0.57546; Column31: 0; Column32: 0.57546; Column33: 0.12139 | WLDFR | HFTD - Distribution - Tier 3 - 4QU CoRE ¦ 5QU LoRE | Non-Red Flag Warning - Destructive Fires | 2023 | 2.3135e-10 | 2.3135e-10 | 9129.7461 | 233.2301 | 8896.516 | 0 | 0 | 0 | 2.5469e-07 | 2.1121e-06 | 0 | 2.1121e-06 | 2.1121e-06 | 0 | 2.1121e-06 | 0 | 1.2352e-07 | 2.7075e-07 | 0 | 2.7075e-07 | [17 empty] | 7.3.3.17.5 (Remote Grid) Updates to grid topology to minimize risk of ignition in HFTDs Remote GridWLDFREquipment / facility failureAggregated | WLDFR | HFTD - Distribution - Tier 2 - 3QU CoRE ¦ 2QU LoRE | Non-Red Flag Warning - Large Fires | Equipment / facility failure | Aggregated | 2023 | 2.0131e-06 | 791.1377 | 0.0015926 | 2023 | Mitigation | 0.95 | 45 | 0 | esc | 0.00097009 | 1.9529e-09 | 0.00097009 | 1.9529e-09
[35 empty] | 7.3.3.17.6 Updates to grid topology to minimize risk of ignition in HFTDs Butte County Rebuild | WLDFR | HFTD - Distribution - Tier 3 - 3QU CoRE ¦ 3QU LoRE | 2045 | 0.19715 | 0.0026445 | 0.3076 | 0 | 0.3076 |  |  |  |  | 0.0039225 | 0.45626 | 0 | 0.45626 | 0.060642 |  | 0.08995 | 0.006567 | 0.0012947 | Column23: 0.76386; Column24: 0.15059; Column25: 0; Column26: 0; Column27: 0.76386; Column28: 0.15059; Column29: 0.0049473; Column30: 0.57546; Column31: 0; Column32: 0.57546; Column33: 0.11345 | WLDFR | HFTD - Distribution - Tier 3 - 4QU CoRE ¦ 5QU LoRE | Non-Red Flag Warning - Destructive Fires | 2024 | 2.3135e-10 | 2.3135e-10 | 9129.7461 | 233.2301 | 8896.516 | 0 | 0 | 0 | 2.5469e-07 | 2.1121e-06 | 0 | 2.1121e-06 | 2.1121e-06 | 0 | 2.1121e-06 | 0 | 1.3146e-07 | 2.8816e-07 | 0 | 2.8816e-07 | [17 empty] | 7.3.3.17.5 (Remote Grid) Updates to grid topology to minimize risk of ignition in HFTDs Remote GridWLDFREquipment / facility failureAggregated | WLDFR | HFTD - Distribution - Tier 2 - 3QU CoRE ¦ 2QU LoRE | Non-Red Flag Warning - Large Fires | Equipment / facility failure | Aggregated | 2024 | 2.0131e-06 | 791.1377 | 0.0015926 | 2024 | Mitigation | 0.95 | 45 | 0 | esc | 0.00097009 | 1.9529e-09 | 0.00097009 | 1.9529e-09
[35 empty] | 7.3.3.17.6 Updates to grid topology to minimize risk of ignition in HFTDs Butte County Rebuild | WLDFR | HFTD - Distribution - Tier 3 - 3QU CoRE ¦ 3QU LoRE | 2046 | 0.18425 | 0.0026445 | 0.3076 | 0 | 0.3076 |  |  |  |  | 0.0039225 | 0.45626 | 0 | 0.45626 | 0.056675 |  | 0.084066 | 0.006567 | 0.00121 | Column23: 0.76386; Column24: 0.14074; Column25: 0; Column26: 0; Column27: 0.76386; Column28: 0.14074; Column29: 0.0049473; Column30: 0.57546; Column31: 0; Column32: 0.57546; Column33: 0.10603 | WLDFR | HFTD - Distribution - Tier 3 - 4QU CoRE ¦ 5QU LoRE | Non-Red Flag Warning - Destructive Fires | 2025 | 2.3135e-10 | 2.3135e-10 | 9129.7461 | 233.2301 | 8896.516 | 0 | 0 | 0 | 2.5469e-07 | 2.1121e-06 | 0 | 2.1121e-06 | 2.1121e-06 | 0 | 2.1121e-06 | 0 | 1.3146e-07 | 2.8816e-07 | 0 | 2.8816e-07 | [17 empty] | 7.3.3.17.5 (Remote Grid) Updates to grid topology to minimize risk of ignition in HFTDs Remote GridWLDFREquipment / facility failureAggregated | WLDFR | HFTD - Distribution - Tier 2 - 3QU CoRE ¦ 2QU LoRE | Non-Red Flag Warning - Large Fires | Equipment / facility failure | Aggregated | 2025 | 2.0131e-06 | 791.1377 | 0.0015926 | 2025 | Mitigation | 0.95 | 45 | 0 | esc | 0.00097009 | 1.9529e-09 | 0.00097009 | 1.9529e-09
[35 empty] | 7.3.3.17.6 Updates to grid topology to minimize risk of ignition in HFTDs Butte County Rebuild | WLDFR | HFTD - Distribution - Tier 3 - 3QU CoRE ¦ 3QU LoRE | 2047 | 0.1722 | 0.0026445 | 0.3076 | 0 | 0.3076 |  |  |  |  | 0.0039225 | 0.45626 | 0 | 0.45626 | 0.052967 |  | 0.078566 | 0.006567 | 0.0011308 | Column23: 0.76386; Column24: 0.13153; Column25: 0; Column26: 0; Column27: 0.76386; Column28: 0.13153; Column29: 0.0049473; Column30: 0.57546; Column31: 0; Column32: 0.57546; Column33: 0.099092 | WLDFR | HFTD - Distribution - Tier 3 - 4QU CoRE ¦ 5QU LoRE | Non-Red Flag Warning - Destructive Fires | 2026 | 2.3135e-10 | 2.3135e-10 | 9129.7461 | 233.2301 | 8896.516 | 0 | 0 | 0 | 2.5469e-07 | 2.1121e-06 | 0 | 2.1121e-06 | 2.1121e-06 | 0 | 2.1121e-06 | 0 | 1.3146e-07 | 2.8816e-07 | 0 | 2.8816e-07 | [17 empty] | 7.3.3.17.5 (Remote Grid) Updates to grid topology to minimize risk of ignition in HFTDs Remote GridWLDFREquipment / facility failureAggregated | WLDFR | HFTD - Distribution - Tier 2 - 3QU CoRE ¦ 2QU LoRE | Non-Red Flag Warning - Large Fires | Equipment / facility failure | Aggregated | 2026 | 2.0131e-06 | 791.1377 | 0.0015926 | 2026 | Mitigation | 0.95 | 45 | 0 | esc | 0.00097009 | 1.9529e-09 | 0.00097009 | 1.9529e-09
[35 empty] | 7.3.3.17.6 Updates to grid topology to minimize risk of ignition in HFTDs Butte County Rebuild | WLDFR | HFTD - Distribution - Tier 3 - 3QU CoRE ¦ 3QU LoRE | 2048 | 0.16093 | 0.0026445 | 0.32291 | 0 | 0.32291 |  |  |  |  | 0.0039225 | 0.47898 | 0 | 0.47898 | 0.051967 |  | 0.077082 | 0.006567 | 0.0010568 | Column23: 0.80189; Column24: 0.12905; Column25: 0; Column26: 0; Column27: 0.80189; Column28: 0.12905; Column29: 0.0049473; Column30: 0.60411; Column31: 0; Column32: 0.60411; Column33: 0.09722 | WLDFR | HFTD - Distribution - Tier 3 - 4QU CoRE ¦ 5QU LoRE | Non-Red Flag Warning - Destructive Fires | 2027 | 2.3135e-10 | 2.3135e-10 | 9129.7461 | 233.2301 | 8896.516 | 0 | 0 | 0 | 2.5469e-07 | 2.1121e-06 | 0 | 2.1121e-06 | 2.1121e-06 | 0 | 2.1121e-06 | 0 | 1.3146e-07 | 2.8816e-07 | 0 | 2.8816e-07 | [17 empty] | 7.3.3.17.5 (Remote Grid) Updates to grid topology to minimize risk of ignition in HFTDs Remote GridWLDFREquipment / facility failureAggregated | WLDFR | HFTD - Distribution - Tier 2 - 3QU CoRE ¦ 2QU LoRE | Non-Red Flag Warning - Large Fires | Equipment / facility failure | Aggregated | 2027 | 2.0131e-06 | 791.1377 | 0.0015926 | 2027 | Mitigation | 0.95 | 45 | 0 | esc | 0.00097009 | 1.9529e-09 | 0.00097009 | 1.9529e-09
[35 empty] | 7.3.3.17.6 Updates to grid topology to minimize risk of ignition in HFTDs Butte County Rebuild | WLDFR | HFTD - Distribution - Tier 3 - 3QU CoRE ¦ 3QU LoRE | 2049 | 0.1504 | 0.0026445 | 0.32291 | 0 | 0.32291 |  |  |  |  | 0.0039225 | 0.47898 | 0 | 0.47898 | 0.048567 |  | 0.072039 | 0.006567 | 0.00098768 | Column23: 0.80189; Column24: 0.12061; Column25: 0; Column26: 0; Column27: 0.80189; Column28: 0.12061; Column29: 0.0049473; Column30: 0.60411; Column31: 0; Column32: 0.60411; Column33: 0.09086 | WLDFR | HFTD - Distribution - Tier 3 - 4QU CoRE ¦ 5QU LoRE | Non-Red Flag Warning - Destructive Fires | 2028 | 2.3135e-10 | 2.3135e-10 | 9534.9221 | 247.273 | 9287.6491 | 0 | 0 | 0 | 2.5469e-07 | 2.2059e-06 | 0 | 2.2059e-06 | 2.2059e-06 | 0 | 2.2059e-06 | 0 | 1.3146e-07 | 2.8816e-07 | 0 | 2.8816e-07 | [17 empty] | 7.3.3.17.5 (Remote Grid) Updates to grid topology to minimize risk of ignition in HFTDs Remote GridWLDFREquipment / facility failureAggregated | WLDFR | HFTD - Distribution - Tier 2 - 3QU CoRE ¦ 2QU LoRE | Non-Red Flag Warning - Large Fires | Equipment / facility failure | Aggregated | 2028 | 2.0131e-06 | 791.1377 | 0.0015926 | 2028 | Mitigation | 0.95 | 45 | 0 | esc | 0.00097009 | 1.9529e-09 | 0.00097009 | 1.9529e-09
[35 empty] | 7.3.3.17.6 Updates to grid topology to minimize risk of ignition in HFTDs Butte County Rebuild | WLDFR | HFTD - Distribution - Tier 3 - 3QU CoRE ¦ 3QU LoRE | 2050 | 0.14056 | 0.0026445 | 0.32291 | 0 | 0.32291 |  |  |  |  | 0.0039225 | 0.47898 | 0 | 0.47898 | 0.04539 |  | 0.067326 | 0.006567 | 0.00092307 | Column23: 0.80189; Column24: 0.11272; Column25: 0; Column26: 0; Column27: 0.80189; Column28: 0.11272; Column29: 0.0049473; Column30: 0.60411; Column31: 0; Column32: 0.60411; Column33: 0.084916 | WLDFR | HFTD - Distribution - Tier 3 - 4QU CoRE ¦ 5QU LoRE | Non-Red Flag Warning - Destructive Fires | 2029 | 2.3135e-10 | 2.3135e-10 | 9534.9221 | 247.273 | 9287.6491 | 0 | 0 | 0 | 2.5469e-07 | 2.2059e-06 | 0 | 2.2059e-06 | 2.2059e-06 | 0 | 2.2059e-06 | 0 | 1.4001e-07 | 3.0692e-07 | 0 | 3.0692e-07 | [17 empty] | 7.3.3.17.5 (Remote Grid) Updates to grid topology to minimize risk of ignition in HFTDs Remote GridWLDFREquipment / facility failureAggregated | WLDFR | HFTD - Distribution - Tier 2 - 3QU CoRE ¦ 2QU LoRE | Non-Red Flag Warning - Large Fires | Equipment / facility failure | Aggregated | 2029 | 2.0131e-06 | 791.1377 | 0.0015926 | 2029 | Mitigation | 0.95 | 45 | 0 | esc | 0.00097009 | 1.9529e-09 | 0.00097009 | 1.9529e-09
[35 empty] | 7.3.3.17.6 Updates to grid topology to minimize risk of ignition in HFTDs Butte County Rebuild | WLDFR | HFTD - Distribution - Tier 3 - 3QU CoRE ¦ 3QU LoRE | 2051 | 0.13137 | 0.0026445 | 0.32291 | 0 | 0.32291 |  |  |  |  | 0.0039225 | 0.47898 | 0 | 0.47898 | 0.04242 |  | 0.062922 | 0.006567 | 0.00086268 | Column23: 0.80189; Column24: 0.10534; Column25: 0; Column26: 0; Column27: 0.80189; Column28: 0.10534; Column29: 0.0049473; Column30: 0.60411; Column31: 0; Column32: 0.60411; Column33: 0.079361 | WLDFR | HFTD - Distribution - Tier 3 - 4QU CoRE ¦ 5QU LoRE | Non-Red Flag Warning - Destructive Fires | 2030 | 2.3135e-10 | 2.3135e-10 | 9534.9221 | 247.273 | 9287.6491 | 0 | 0 | 0 | 2.5469e-07 | 2.2059e-06 | 0 | 2.2059e-06 | 2.2059e-06 | 0 | 2.2059e-06 | 0 | 1.4001e-07 | 3.0692e-07 | 0 | 3.0692e-07 | [17 empty] | 7.3.3.17.5 (Remote Grid) Updates to grid topology to minimize risk of ignition in HFTDs Remote GridWLDFREquipment / facility failureAggregated | WLDFR | HFTD - Distribution - Tier 2 - 3QU CoRE ¦ 2QU LoRE | Non-Red Flag Warning - Large Fires | Equipment / facility failure | Aggregated | 2030 | 2.0131e-06 | 791.1377 | 0.0015926 | 2030 | Mitigation | 0.95 | 45 | 0 | esc | 0.00097009 | 1.9529e-09 | 0.00097009 | 1.9529e-09
[35 empty] | 7.3.3.17.6 Updates to grid topology to minimize risk of ignition in HFTDs Butte County Rebuild | WLDFR | HFTD - Distribution - Tier 3 - 3QU CoRE ¦ 3QU LoRE | 2052 | 0.12277 | 0.0026445 | 0.32291 | 0 | 0.32291 |  |  |  |  | 0.0039225 | 0.47898 | 0 | 0.47898 | 0.039645 |  | 0.058805 | 0.006567 | 0.00080624 | Column23: 0.80189; Column24: 0.09845; Column25: 0; Column26: 0; Column27: 0.80189; Column28: 0.09845; Column29: 0.0049473; Column30: 0.60411; Column31: 0; Column32: 0.60411; Column33: 0.074169 | WLDFR | HFTD - Distribution - Tier 3 - 4QU CoRE ¦ 5QU LoRE | Non-Red Flag Warning - Destructive Fires | 2031 | 2.3135e-10 | 2.3135e-10 | 9534.9221 | 247.273 | 9287.6491 | 0 | 0 | 0 | 2.5469e-07 | 2.2059e-06 | 0 | 2.2059e-06 | 2.2059e-06 | 0 | 2.2059e-06 | 0 | 1.4001e-07 | 3.0692e-07 | 0 | 3.0692e-07 | [17 empty] | 7.3.3.17.5 (Remote Grid) Updates to grid topology to minimize risk of ignition in HFTDs Remote GridWLDFREquipment / facility failureAggregated | WLDFR | HFTD - Distribution - Tier 2 - 3QU CoRE ¦ 2QU LoRE | Non-Red Flag Warning - Large Fires | Equipment / facility failure | Aggregated | 2031 | 2.0131e-06 | 791.1377 | 0.0015926 | 2031 | Mitigation | 0.95 | 45 | 0 | esc | 0.00097009 | 1.9529e-09 | 0.00097009 | 1.9529e-09
[35 empty] | 7.3.3.17.6 Updates to grid topology to minimize risk of ignition in HFTDs Butte County Rebuild | WLDFR | HFTD - Distribution - Tier 3 - 3QU CoRE ¦ 3QU LoRE | 2053 | 0.11474 | 0.0026445 | 0.33874 | 0 | 0.33874 |  |  |  |  | 0.0039225 | 0.50245 | 0 | 0.50245 | 0.038868 |  | 0.057652 | 0.006567 | 0.0007535 | Column23: 0.84119; Column24: 0.09652; Column25: 0; Column26: 0; Column27: 0.84119; Column28: 0.09652; Column29: 0.0049473; Column30: 0.63372; Column31: 0; Column32: 0.63372; Column33: 0.072714 | WLDFR | HFTD - Distribution - Tier 3 - 4QU CoRE ¦ 5QU LoRE | Non-Red Flag Warning - Destructive Fires | 2032 | 2.3135e-10 | 2.3135e-10 | 9534.9221 | 247.273 | 9287.6491 | 0 | 0 | 0 | 2.5469e-07 | 2.2059e-06 | 0 | 2.2059e-06 | 2.2059e-06 | 0 | 2.2059e-06 | 0 | 1.4001e-07 | 3.0692e-07 | 0 | 3.0692e-07 | [17 empty] | 7.3.3.17.5 (Remote Grid) Updates to grid topology to minimize risk of ignition in HFTDs Remote GridWLDFREquipment / facility failureAggregated | WLDFR | HFTD - Distribution - Tier 2 - 3QU CoRE ¦ 2QU LoRE | Non-Red Flag Warning - Large Fires | Equipment / facility failure | Aggregated | 2032 | 2.0131e-06 | 791.1377 | 0.0015926 | 2032 | Mitigation | 0.95 | 45 | 0 | esc | 0.00097009 | 1.9529e-09 | 0.00097009 | 1.9529e-09
[35 empty] | 7.3.3.17.6 Updates to grid topology to minimize risk of ignition in HFTDs Butte County Rebuild | WLDFR | HFTD - Distribution - Tier 3 - 3QU CoRE ¦ 3QU LoRE | 2054 | 0.10723 | 0.0026445 | 0.33874 | 0 | 0.33874 |  |  |  |  | 0.0039225 | 0.50245 | 0 | 0.50245 | 0.036325 |  | 0.05388 | 0.006567 | 0.00070421 | Column23: 0.84119; Column24: 0.090205; Column25: 0; Column26: 0; Column27: 0.84119; Column28: 0.090205; Column29: 0.0049473; Column30: 0.63372; Column31: 0; Column32: 0.63372; Column33: 0.067957 | WLDFR | HFTD - Distribution - Tier 3 - 4QU CoRE ¦ 5QU LoRE | Non-Red Flag Warning - Destructive Fires | 2033 | 2.3135e-10 | 2.3135e-10 | 9984.8474 | 263.1074 | 9721.74 | 0 | 0 | 0 | 2.5469e-07 | 2.31e-06 | 0 | 2.31e-06 | 2.31e-06 | 0 | 2.31e-06 | 0 | 1.4001e-07 | 3.0692e-07 | 0 | 3.0692e-07 | [17 empty] | 7.3.3.17.5 (Remote Grid) Updates to grid topology to minimize risk of ignition in HFTDs Remote GridWLDFREquipment / facility failureAggregated | WLDFR | HFTD - Distribution - Tier 2 - 3QU CoRE ¦ 2QU LoRE | Non-Red Flag Warning - Large Fires | Equipment / facility failure | Aggregated | 2033 | 2.0131e-06 | 791.1377 | 0.0015926 | 2033 | Mitigation | 0.95 | 45 | 0 | esc | 0.00097009 | 1.9529e-09 | 0.00097009 | 1.9529e-09
[35 empty] | 7.3.3.17.6 Updates to grid topology to minimize risk of ignition in HFTDs Butte County Rebuild | WLDFR | HFTD - Distribution - Tier 3 - 3QU CoRE ¦ 3QU LoRE | 2055 | 0.10022 | 0.0026445 | 0.33874 | 0 | 0.33874 |  |  |  |  | 0.0039225 | 0.50245 | 0 | 0.50245 | 0.033948 |  | 0.050356 | 0.006567 | 0.00065814 | Column23: 0.84119; Column24: 0.084304; Column25: 0; Column26: 0; Column27: 0.84119; Column28: 0.084304; Column29: 0.0049473; Column30: 0.63372; Column31: 0; Column32: 0.63372; Column33: 0.063511 | WLDFR | HFTD - Distribution - Tier 3 - 4QU CoRE ¦ 5QU LoRE | Non-Red Flag Warning - Destructive Fires | 2034 | 2.3135e-10 | 2.3135e-10 | 9984.8474 | 263.1074 | 9721.74 | 0 | 0 | 0 | 2.5469e-07 | 2.31e-06 | 0 | 2.31e-06 | 2.31e-06 | 0 | 2.31e-06 | 0 | 1.4911e-07 | 3.2686e-07 | 0 | 3.2686e-07 | [17 empty] | 7.3.3.17.5 (Remote Grid) Updates to grid topology to minimize risk of ignition in HFTDs Remote GridWLDFREquipment / facility failureAggregated | WLDFR | HFTD - Distribution - Tier 2 - 3QU CoRE ¦ 2QU LoRE | Non-Red Flag Warning - Large Fires | Equipment / facility failure | Aggregated | 2034 | 2.0131e-06 | 791.1377 | 0.0015926 | 2034 | Mitigation | 0.95 | 45 | 0 | esc | 0.00097009 | 1.9529e-09 | 0.00097009 | 1.9529e-09
[35 empty] | 7.3.3.17.6 Updates to grid topology to minimize risk of ignition in HFTDs Butte County Rebuild | WLDFR | HFTD - Distribution - Tier 3 - 3QU CoRE ¦ 3QU LoRE | 2056 | 0.093663 | 0.0026445 | 0.33874 | 0 | 0.33874 |  |  |  |  | 0.0039225 | 0.50245 | 0 | 0.50245 | 0.031727 |  | 0.047061 | 0.006567 | 0.00061508 | Column23: 0.84119; Column24: 0.078789; Column25: 0; Column26: 0; Column27: 0.84119; Column28: 0.078789; Column29: 0.0049473; Column30: 0.63372; Column31: 0; Column32: 0.63372; Column33: 0.059357 | WLDFR | HFTD - Distribution - Tier 3 - 4QU CoRE ¦ 5QU LoRE | Non-Red Flag Warning - Destructive Fires | 2035 | 2.3135e-10 | 2.3135e-10 | 9984.8474 | 263.1074 | 9721.74 | 0 | 0 | 0 | 2.5469e-07 | 2.31e-06 | 0 | 2.31e-06 | 2.31e-06 | 0 | 2.31e-06 | 0 | 1.4911e-07 | 3.2686e-07 | 0 | 3.2686e-07 | [17 empty] | 7.3.3.17.5 (Remote Grid) Updates to grid topology to minimize risk of ignition in HFTDs Remote GridWLDFREquipment / facility failureAggregated | WLDFR | HFTD - Distribution - Tier 2 - 3QU CoRE ¦ 2QU LoRE | Non-Red Flag Warning - Large Fires | Equipment / facility failure | Aggregated | 2035 | 2.0131e-06 | 791.1377 | 0.0015926 | 2035 | Mitigation | 0.95 | 45 | 0 | esc | 0.00097009 | 1.9529e-09 | 0.00097009 | 1.9529e-09
[35 empty] | 7.3.3.17.6 Updates to grid topology to minimize risk of ignition in HFTDs Butte County Rebuild | WLDFR | HFTD - Distribution - Tier 3 - 3QU CoRE ¦ 3QU LoRE | 2057 | 0.087535 | 0.0026445 | 0.33874 | 0 | 0.33874 |  |  |  |  | 0.0039225 | 0.50245 | 0 | 0.50245 | 0.029652 |  | 0.043982 | 0.006567 | 0.00057484 | Column23: 0.84119; Column24: 0.073634; Column25: 0; Column26: 0; Column27: 0.84119; Column28: 0.073634; Column29: 0.0049473; Column30: 0.63372; Column31: 0; Column32: 0.63372; Column33: 0.055473 | WLDFR | HFTD - Distribution - Tier 3 - 4QU CoRE ¦ 5QU LoRE | Non-Red Flag Warning - Destructive Fires | 2036 | 2.3135e-10 | 2.3135e-10 | 9984.8474 | 263.1074 | 9721.74 | 0 | 0 | 0 | 2.5469e-07 | 2.31e-06 | 0 | 2.31e-06 | 2.31e-06 | 0 | 2.31e-06 | 0 | 1.4911e-07 | 3.2686e-07 | 0 | 3.2686e-07 | [17 empty] | 7.3.3.17.5 (Remote Grid) Updates to grid topology to minimize risk of ignition in HFTDs Remote GridWLDFREquipment / facility failureAggregated | WLDFR | HFTD - Distribution - Tier 2 - 3QU CoRE ¦ 2QU LoRE | Non-Red Flag Warning - Large Fires | Equipment / facility failure | Aggregated | 2036 | 2.0131e-06 | 791.1377 | 0.0015926 | 2036 | Mitigation | 0.95 | 45 | 0 | esc | 0.00097009 | 1.9529e-09 | 0.00097009 | 1.9529e-09
[35 empty] | 7.3.3.17.6 Updates to grid topology to minimize risk of ignition in HFTDs Butte County Rebuild | WLDFR | HFTD - Distribution - Tier 3 - 3QU CoRE ¦ 3QU LoRE | 2058 | 0.081809 | 0.0026445 | 0.35489 | 0 | 0.35489 |  |  |  |  | 0.0039225 | 0.52641 | 0 | 0.52641 | 0.029033 |  | 0.043065 | 0.006567 | 0.00053724 | Column23: 0.8813; Column24: 0.072098; Column25: 0; Column26: 0; Column27: 0.8813; Column28: 0.072098; Column29: 0.0049473; Column30: 0.66394; Column31: 0; Column32: 0.66394; Column33: 0.054316 | WLDFR | HFTD - Distribution - Tier 3 - 4QU CoRE ¦ 5QU LoRE | Non-Red Flag Warning - Destructive Fires | 2037 | 2.3135e-10 | 2.3135e-10 | 9984.8474 | 263.1074 | 9721.74 | 0 | 0 | 0 | 2.5469e-07 | 2.31e-06 | 0 | 2.31e-06 | 2.31e-06 | 0 | 2.31e-06 | 0 | 1.4911e-07 | 3.2686e-07 | 0 | 3.2686e-07 | [17 empty] | 7.3.3.17.5 (Remote Grid) Updates to grid topology to minimize risk of ignition in HFTDs Remote GridWLDFREquipment / facility failureAggregated | WLDFR | HFTD - Distribution - Tier 2 - 3QU CoRE ¦ 2QU LoRE | Non-Red Flag Warning - Large Fires | Equipment / facility failure | Aggregated | 2037 | 2.0131e-06 | 791.1377 | 0.0015926 | 2037 | Mitigation | 0.95 | 45 | 0 | esc | 0.00097009 | 1.9529e-09 | 0.00097009 | 1.9529e-09
[35 empty] | 7.3.3.17.6 Updates to grid topology to minimize risk of ignition in HFTDs Butte County Rebuild | WLDFR | HFTD - Distribution - Tier 3 - 3QU CoRE ¦ 3QU LoRE | 2059 | 0.076457 | 0.0026445 | 0.35489 | 0 | 0.35489 |  |  |  |  | 0.0039225 | 0.52641 | 0 | 0.52641 | 0.027134 |  | 0.040247 | 0.006567 | 0.00050209 | Column23: 0.8813; Column24: 0.067381; Column25: 0; Column26: 0; Column27: 0.8813; Column28: 0.067381; Column29: 0.0049473; Column30: 0.66394; Column31: 0; Column32: 0.66394; Column33: 0.050762 | WLDFR | HFTD - Distribution - Tier 3 - 4QU CoRE ¦ 5QU LoRE | Non-Red Flag Warning - Destructive Fires | 2038 | 2.3135e-10 | 2.3135e-10 | 10472.8261 | 280.5544 | 10192.2718 | 0 | 0 | 0 | 2.5469e-07 | 2.4229e-06 | 0 | 2.4229e-06 | 2.4229e-06 | 0 | 2.4229e-06 | 0 | 1.4911e-07 | 3.2686e-07 | 0 | 3.2686e-07 | [17 empty] | 7.3.3.17.5 (Remote Grid) Updates to grid topology to minimize risk of ignition in HFTDs Remote GridWLDFREquipment / facility failureAggregated | WLDFR | HFTD - Distribution - Tier 2 - 3QU CoRE ¦ 2QU LoRE | Non-Red Flag Warning - Large Fires | Equipment / facility failure | Aggregated | 2038 | 2.0131e-06 | 791.1377 | 0.0015926 | 2038 | Mitigation | 0.95 | 45 | 0 | esc | 0.00097009 | 1.9529e-09 | 0.00097009 | 1.9529e-09
[35 empty] | 7.3.3.17.6 Updates to grid topology to minimize risk of ignition in HFTDs Butte County Rebuild | WLDFR | HFTD - Distribution - Tier 3 - 3QU CoRE ¦ 3QU LoRE | 2060 | 0.071455 | 0.0026445 | 0.35489 | 0 | 0.35489 |  |  |  |  | 0.0039225 | 0.52641 | 0 | 0.52641 | 0.025359 |  | 0.037614 | 0.006567 | 0.00046924 | Column23: 0.8813; Column24: 0.062973; Column25: 0; Column26: 0; Column27: 0.8813; Column28: 0.062973; Column29: 0.0049473; Column30: 0.66394; Column31: 0; Column32: 0.66394; Column33: 0.047442 | WLDFR | HFTD - Distribution - Tier 3 - 4QU CoRE ¦ 5QU LoRE | Non-Red Flag Warning - Destructive Fires | 2039 | 2.3135e-10 | 2.3135e-10 | 10472.8261 | 280.5544 | 10192.2718 | 0 | 0 | 0 | 2.5469e-07 | 2.4229e-06 | 0 | 2.4229e-06 | 2.4229e-06 | 0 | 2.4229e-06 | 0 | 1.5865e-07 | 3.4776e-07 | 0 | 3.4776e-07 | [17 empty] | 7.3.3.17.5 (Remote Grid) Updates to grid topology to minimize risk of ignition in HFTDs Remote GridWLDFREquipment / facility failureAggregated | WLDFR | HFTD - Distribution - Tier 2 - 3QU CoRE ¦ 2QU LoRE | Non-Red Flag Warning - Large Fires | Equipment / facility failure | Aggregated | 2039 | 2.0131e-06 | 791.1377 | 0.0015926 | 2039 | Mitigation | 0.95 | 45 | 0 | esc | 0.00097009 | 1.9529e-09 | 0.00097009 | 1.9529e-09
[35 empty] | 7.3.3.17.6 Updates to grid topology to minimize risk of ignition in HFTDs Butte County Rebuild | WLDFR | HFTD - Distribution - Tier 3 - 3QU CoRE ¦ 3QU LoRE | 2061 | 0.06678 | 0.0026445 | 0.35489 | 0 | 0.35489 |  |  |  |  | 0.0039225 | 0.52641 | 0 | 0.52641 | 0.0237 |  | 0.035154 | 0.006567 | 0.00043854 | Column23: 0.8813; Column24: 0.058853; Column25: 0; Column26: 0; Column27: 0.8813; Column28: 0.058853; Column29: 0.0049473; Column30: 0.66394; Column31: 0; Column32: 0.66394; Column33: 0.044338 | WLDFR | HFTD - Distribution - Tier 3 - 4QU CoRE ¦ 5QU LoRE | Non-Red Flag Warning - Destructive Fires | 2040 | 2.3135e-10 | 2.3135e-10 | 10472.8261 | 280.5544 | 10192.2718 | 0 | 0 | 0 | 2.5469e-07 | 2.4229e-06 | 0 | 2.4229e-06 | 2.4229e-06 | 0 | 2.4229e-06 | 0 | 1.5865e-07 | 3.4776e-07 | 0 | 3.4776e-07 | [17 empty] | 7.3.3.17.5 (Remote Grid) Updates to grid topology to minimize risk of ignition in HFTDs Remote GridWLDFREquipment / facility failureAggregated | WLDFR | HFTD - Distribution - Tier 2 - 3QU CoRE ¦ 2QU LoRE | Non-Red Flag Warning - Large Fires | Equipment / facility failure | Aggregated | 2040 | 2.0131e-06 | 791.1377 | 0.0015926 | 2040 | Mitigation | 0.95 | 45 | 0 | esc | 0.00097009 | 1.9529e-09 | 0.00097009 | 1.9529e-09
[35 empty] | 7.3.3.17.6 Updates to grid topology to minimize risk of ignition in HFTDs Butte County Rebuild | WLDFR | HFTD - Distribution - Tier 3 - 3QU CoRE ¦ 3QU LoRE | 2062 | 0.062412 | 0.0026445 | 0.35489 | 0 | 0.35489 |  |  |  |  | 0.0039225 | 0.52641 | 0 | 0.52641 | 0.022149 |  | 0.032854 | 0.006567 | 0.00040985 | Column23: 0.8813; Column24: 0.055003; Column25: 0; Column26: 0; Column27: 0.8813; Column28: 0.055003; Column29: 0.0049473; Column30: 0.66394; Column31: 0; Column32: 0.66394; Column33: 0.041437 | WLDFR | HFTD - Distribution - Tier 3 - 4QU CoRE ¦ 5QU LoRE | Non-Red Flag Warning - Destructive Fires | 2041 | 2.3135e-10 | 2.3135e-10 | 10472.8261 | 280.5544 | 10192.2718 | 0 | 0 | 0 | 2.5469e-07 | 2.4229e-06 | 0 | 2.4229e-06 | 2.4229e-06 | 0 | 2.4229e-06 | 0 | 1.5865e-07 | 3.4776e-07 | 0 | 3.4776e-07 | [17 empty] | 7.3.3.17.5 (Remote Grid) Updates to grid topology to minimize risk of ignition in HFTDs Remote GridWLDFREquipment / facility failureAggregated | WLDFR | HFTD - Distribution - Tier 2 - 3QU CoRE ¦ 2QU LoRE | Non-Red Flag Warning - Large Fires | Equipment / facility failure | Aggregated | 2041 | 2.0131e-06 | 791.1377 | 0.0015926 | 2041 | Mitigation | 0.95 | 45 | 0 | esc | 0.00097009 | 1.9529e-09 | 0.00097009 | 1.9529e-09
[35 empty] | 7.3.3.17.6 Updates to grid topology to minimize risk of ignition in HFTDs Butte County Rebuild | WLDFR | HFTD - Distribution - Tier 3 - 3QU CoRE ¦ 3QU LoRE | 2063 | 0.058329 | 0.0026445 | 0.37116 | 0 | 0.37116 |  |  |  |  | 0.0039225 | 0.55054 | 0 | 0.55054 | 0.021649 |  | 0.032112 | 0.006567 | 0.00038304 | Column23: 0.92171; Column24: 0.053762; Column25: 0; Column26: 0; Column27: 0.92171; Column28: 0.053762; Column29: 0.0049473; Column30: 0.69438; Column31: 0; Column32: 0.69438; Column33: 0.040502 | WLDFR | HFTD - Distribution - Tier 3 - 4QU CoRE ¦ 5QU LoRE | Non-Red Flag Warning - Destructive Fires | 2042 | 2.3135e-10 | 2.3135e-10 | 10472.8261 | 280.5544 | 10192.2718 | 0 | 0 | 0 | 2.5469e-07 | 2.4229e-06 | 0 | 2.4229e-06 | 2.4229e-06 | 0 | 2.4229e-06 | 0 | 1.5865e-07 | 3.4776e-07 | 0 | 3.4776e-07 | [17 empty] | 7.3.3.17.5 (Remote Grid) Updates to grid topology to minimize risk of ignition in HFTDs Remote GridWLDFREquipment / facility failureAggregated | WLDFR | HFTD - Distribution - Tier 2 - 3QU CoRE ¦ 2QU LoRE | Non-Red Flag Warning - Large Fires | Equipment / facility failure | Aggregated | 2042 | 2.0131e-06 | 791.1377 | 0.0015926 | 2042 | Mitigation | 0.95 | 45 | 0 | esc | 0.00097009 | 1.9529e-09 | 0.00097009 | 1.9529e-09
[35 empty] | 7.3.3.17.6 Updates to grid topology to minimize risk of ignition in HFTDs Butte County Rebuild | WLDFR | HFTD - Distribution - Tier 3 - 3QU CoRE ¦ 3QU LoRE | 2064 | 0.054513 | 0.0026445 | 0.37116 | 0 | 0.37116 |  |  |  |  | 0.0039225 | 0.55054 | 0 | 0.55054 | 0.020233 |  | 0.030012 | 0.006567 | 0.00035798 | Column23: 0.92171; Column24: 0.050245; Column25: 0; Column26: 0; Column27: 0.92171; Column28: 0.050245; Column29: 0.0049473; Column30: 0.69438; Column31: 0; Column32: 0.69438; Column33: 0.037853 | WLDFR | HFTD - Distribution - Tier 3 - 4QU CoRE ¦ 5QU LoRE | Non-Red Flag Warning - Destructive Fires | 2043 | 2.3135e-10 | 2.3135e-10 | 10992.1562 | 299.42 | 10692.7362 | 0 | 0 | 0 | 2.5469e-07 | 2.543e-06 | 0 | 2.543e-06 | 2.543e-06 | 0 | 2.543e-06 | 0 | 1.5865e-07 | 3.4776e-07 | 0 | 3.4776e-07 | [17 empty] | 7.3.3.17.5 (Remote Grid) Updates to grid topology to minimize risk of ignition in HFTDs Remote GridWLDFREquipment / facility failureAggregated | WLDFR | HFTD - Distribution - Tier 2 - 3QU CoRE ¦ 2QU LoRE | Non-Red Flag Warning - Large Fires | Equipment / facility failure | Aggregated | 2043 | 2.0131e-06 | 791.1377 | 0.0015926 | 2043 | Mitigation | 0.95 | 45 | 0 | esc | 0.00097009 | 1.9529e-09 | 0.00097009 | 1.9529e-09
[35 empty] | 7.3.3.17.6 Updates to grid topology to minimize risk of ignition in HFTDs Butte County Rebuild | WLDFR | HFTD - Distribution - Tier 3 - 3QU CoRE ¦ 3QU LoRE | 2065 | 0.050946 | 0.0026445 | 0.37116 | 0 | 0.37116 |  |  |  |  | 0.0039225 | 0.55054 | 0 | 0.55054 | 0.018909 |  | 0.028048 | 0.006567 | 0.00033456 | Column23: 0.92171; Column24: 0.046958; Column25: 0; Column26: 0; Column27: 0.92171; Column28: 0.046958; Column29: 0.0049473; Column30: 0.69438; Column31: 0; Column32: 0.69438; Column33: 0.035376 | WLDFR | HFTD - Distribution - Tier 3 - 4QU CoRE ¦ 5QU LoRE | Non-Red Flag Warning - Destructive Fires | 2044 | 2.3135e-10 | 2.3135e-10 | 10992.1562 | 299.42 | 10692.7362 | 0 | 0 | 0 | 2.5469e-07 | 2.543e-06 | 0 | 2.543e-06 | 2.543e-06 | 0 | 2.543e-06 | 0 | 1.6852e-07 | 3.694e-07 | 0 | 3.694e-07 | [17 empty] | 7.3.3.17.5 (Remote Grid) Updates to grid topology to minimize risk of ignition in HFTDs Remote GridWLDFREquipment / facility failureAggregated | WLDFR | HFTD - Distribution - Tier 2 - 3QU CoRE ¦ 2QU LoRE | Non-Red Flag Warning - Large Fires | Equipment / facility failure | Aggregated | 2044 | 2.0131e-06 | 791.1377 | 0.0015926 | 2044 | Mitigation | 0.95 | 45 | 0 | esc | 0.00097009 | 1.9529e-09 | 0.00097009 | 1.9529e-09
[35 empty] | 7.3.3.17.6 Updates to grid topology to minimize risk of ignition in HFTDs Butte County Rebuild | WLDFR | HFTD - Distribution - Tier 3 - 3QU CoRE ¦ 3QU LoRE | 2066 | 0.047613 | 0.0026445 | 0.37116 | 0 | 0.37116 |  |  |  |  | 0.0039225 | 0.55054 | 0 | 0.55054 | 0.017672 |  | 0.026213 | 0.006567 | 0.00031268 | Column23: 0.92171; Column24: 0.043886; Column25: 0; Column26: 0; Column27: 0.92171; Column28: 0.043886; Column29: 0.0049473; Column30: 0.69438; Column31: 0; Column32: 0.69438; Column33: 0.033062 | WLDFR | HFTD - Distribution - Tier 3 - 4QU CoRE ¦ 5QU LoRE | Non-Red Flag Warning - Destructive Fires | 2045 | 2.3135e-10 | 2.3135e-10 | 10992.1562 | 299.42 | 10692.7362 | 0 | 0 | 0 | 2.5469e-07 | 2.543e-06 | 0 | 2.543e-06 | 2.543e-06 | 0 | 2.543e-06 | 0 | 1.6852e-07 | 3.694e-07 | 0 | 3.694e-07 | [17 empty] | 7.3.3.17.5 (Remote Grid) Updates to grid topology to minimize risk of ignition in HFTDs Remote GridWLDFREquipment / facility failureAggregated | WLDFR | HFTD - Distribution - Tier 2 - 3QU CoRE ¦ 2QU LoRE | Non-Red Flag Warning - Large Fires | Equipment / facility failure | Aggregated | 2045 | 2.0131e-06 | 791.1377 | 0.0015926 | 2045 | Mitigation | 0.95 | 45 | 0 | esc | 0.00097009 | 1.9529e-09 | 0.00097009 | 1.9529e-09
[35 empty] | 7.3.3.17.6 Updates to grid topology to minimize risk of ignition in HFTDs Butte County Rebuild | WLDFR | HFTD - Distribution - Tier 3 - 3QU CoRE ¦ 3QU LoRE | 2067 | 0.044499 | 0.0026445 | 0.37116 | 0 | 0.37116 |  |  |  |  | 0.0039225 | 0.55054 | 0 | 0.55054 | 0.016516 |  | 0.024498 | 0.006567 | 0.00029222 | Column23: 0.92171; Column24: 0.041015; Column25: 0; Column26: 0; Column27: 0.92171; Column28: 0.041015; Column29: 0.0049473; Column30: 0.69438; Column31: 0; Column32: 0.69438; Column33: 0.030899 | WLDFR | HFTD - Distribution - Tier 3 - 4QU CoRE ¦ 5QU LoRE | Non-Red Flag Warning - Destructive Fires | 2046 | 2.3135e-10 | 2.3135e-10 | 10992.1562 | 299.42 | 10692.7362 | 0 | 0 | 0 | 2.5469e-07 | 2.543e-06 | 0 | 2.543e-06 | 2.543e-06 | 0 | 2.543e-06 | 0 | 1.6852e-07 | 3.694e-07 | 0 | 3.694e-07 | [17 empty] | 7.3.3.17.5 (Remote Grid) Updates to grid topology to minimize risk of ignition in HFTDs Remote GridWLDFREquipment / facility failureAggregated | WLDFR | HFTD - Distribution - Tier 2 - 3QU CoRE ¦ 2QU LoRE | Non-Red Flag Warning - Large Fires | Equipment / facility failure | Aggregated | 2046 | 2.0131e-06 | 791.1377 | 0.0015926 | 2046 | Mitigation | 0.95 | 45 | 0 | esc | 0.00097009 | 1.9529e-09 | 0.00097009 | 1.9529e-09
[35 empty] | 7.3.3.17.6 Updates to grid topology to minimize risk of ignition in HFTDs Butte County Rebuild | WLDFR | HFTD - Distribution - Tier 3 - 3QU CoRE ¦ 3QU LoRE | 2068 | 0.041587 | 0.0026445 | 0.38737 | 0 | 0.38737 |  |  |  |  | 0.0039225 | 0.57458 | 0 | 0.57458 | 0.01611 |  | 0.023895 | 0.006567 | 0.0002731 | Column23: 0.96194; Column24: 0.040005; Column25: 0; Column26: 0; Column27: 0.96194; Column28: 0.040005; Column29: 0.0049473; Column30: 0.72469; Column31: 0; Column32: 0.72469; Column33: 0.030138 | WLDFR | HFTD - Distribution - Tier 3 - 4QU CoRE ¦ 5QU LoRE | Non-Red Flag Warning - Destructive Fires | 2047 | 2.3135e-10 | 2.3135e-10 | 10992.1562 | 299.42 | 10692.7362 | 0 | 0 | 0 | 2.5469e-07 | 2.543e-06 | 0 | 2.543e-06 | 2.543e-06 | 0 | 2.543e-06 | 0 | 1.6852e-07 | 3.694e-07 | 0 | 3.694e-07 | [17 empty] | 7.3.3.17.5 (Remote Grid) Updates to grid topology to minimize risk of ignition in HFTDs Remote GridWLDFREquipment / facility failureAggregated | WLDFR | HFTD - Distribution - Tier 2 - 3QU CoRE ¦ 2QU LoRE | Non-Red Flag Warning - Large Fires | Equipment / facility failure | Aggregated | 2047 | 2.0131e-06 | 791.1377 | 0.0015926 | 2047 | Mitigation | 0.95 | 45 | 0 | esc | 0.00097009 | 1.9529e-09 | 0.00097009 | 1.9529e-09
[35 empty] | 7.3.3.17.6 Updates to grid topology to minimize risk of ignition in HFTDs Butte County Rebuild | WLDFR | HFTD - Distribution - Tier 3 - 3QU CoRE ¦ 3QU LoRE | 2069 | 0.038867 | 0.0026445 | 0.38737 | 0 | 0.38737 |  |  |  |  | 0.0039225 | 0.57458 | 0 | 0.57458 | 0.015056 |  | 0.022332 | 0.006567 | 0.00025524 | Column23: 0.96194; Column24: 0.037388; Column25: 0; Column26: 0; Column27: 0.96194; Column28: 0.037388; Column29: 0.0049473; Column30: 0.72469; Column31: 0; Column32: 0.72469; Column33: 0.028167 | WLDFR | HFTD - Distribution - Tier 3 - 4QU CoRE ¦ 5QU LoRE | Non-Red Flag Warning - Destructive Fires | 2048 | 2.3135e-10 | 2.3135e-10 | 11536.0538 | 319.4911 | 11216.5626 | 0 | 0 | 0 | 2.5469e-07 | 2.6688e-06 | 0 | 2.6688e-06 | 2.6688e-06 | 0 | 2.6688e-06 | 0 | 1.6852e-07 | 3.694e-07 | 0 | 3.694e-07 | [17 empty] | 7.3.3.17.5 (Remote Grid) Updates to grid topology to minimize risk of ignition in HFTDs Remote GridWLDFREquipment / facility failureAggregated | WLDFR | HFTD - Distribution - Tier 2 - 3QU CoRE ¦ 2QU LoRE | Non-Red Flag Warning - Large Fires | Equipment / facility failure | Aggregated | 2048 | 2.0131e-06 | 791.1377 | 0.0015926 | 2048 | Mitigation | 0.95 | 45 | 0 | esc | 0.00097009 | 1.9529e-09 | 0.00097009 | 1.9529e-09
[35 empty] | 7.3.3.17.6 Updates to grid topology to minimize risk of ignition in HFTDs Butte County Rebuild | WLDFR | HFTD - Distribution - Tier 3 - 3QU CoRE ¦ 3QU LoRE | 2070 | 0.036324 | 0.0026445 | 0.38737 | 0 | 0.38737 |  |  |  |  | 0.0039225 | 0.57458 | 0 | 0.57458 | 0.014071 |  | 0.020871 | 0.006567 | 0.00023854 | Column23: 0.96194; Column24: 0.034942; Column25: 0; Column26: 0; Column27: 0.96194; Column28: 0.034942; Column29: 0.0049473; Column30: 0.72469; Column31: 0; Column32: 0.72469; Column33: 0.026324 | WLDFR | HFTD - Distribution - Tier 3 - 4QU CoRE ¦ 5QU LoRE | Non-Red Flag Warning - Destructive Fires | 2049 | 2.3135e-10 | 2.3135e-10 | 11536.0538 | 319.4911 | 11216.5626 | 0 | 0 | 0 | 2.5469e-07 | 2.6688e-06 | 0 | 2.6688e-06 | 2.6688e-06 | 0 | 2.6688e-06 | 0 | 1.7861e-07 | 3.9152e-07 | 0 | 3.9152e-07 | [17 empty] | 7.3.3.17.5 (Remote Grid) Updates to grid topology to minimize risk of ignition in HFTDs Remote GridWLDFREquipment / facility failureAggregated | WLDFR | HFTD - Distribution - Tier 2 - 3QU CoRE ¦ 2QU LoRE | Non-Red Flag Warning - Large Fires | Equipment / facility failure | Aggregated | 2049 | 2.0131e-06 | 791.1377 | 0.0015926 | 2049 | Mitigation | 0.95 | 45 | 0 | esc | 0.00097009 | 1.9529e-09 | 0.00097009 | 1.9529e-09
[35 empty] | 7.3.3.17.6 Updates to grid topology to minimize risk of ignition in HFTDs Butte County Rebuild | WLDFR | HFTD - Distribution - Tier 3 - 3QU CoRE ¦ 3QU LoRE | 2071 | 0.033948 | 0.0026445 | 0.38737 | 0 | 0.38737 |  |  |  |  | 0.0039225 | 0.57458 | 0 | 0.57458 | 0.01315 |  | 0.019506 | 0.006567 | 0.00022293 | Column23: 0.96194; Column24: 0.032656; Column25: 0; Column26: 0; Column27: 0.96194; Column28: 0.032656; Column29: 0.0049473; Column30: 0.72469; Column31: 0; Column32: 0.72469; Column33: 0.024602 | WLDFR | HFTD - Distribution - Tier 3 - 4QU CoRE ¦ 5QU LoRE | Non-Red Flag Warning - Destructive Fires | 2050 | 2.3135e-10 | 2.3135e-10 | 11536.0538 | 319.4911 | 11216.5626 | 0 | 0 | 0 | 2.5469e-07 | 2.6688e-06 | 0 | 2.6688e-06 | 2.6688e-06 | 0 | 2.6688e-06 | 0 | 1.7861e-07 | 3.9152e-07 | 0 | 3.9152e-07 | [17 empty] | 7.3.3.17.5 (Remote Grid) Updates to grid topology to minimize risk of ignition in HFTDs Remote GridWLDFREquipment / facility failureAggregated | WLDFR | HFTD - Distribution - Tier 2 - 3QU CoRE ¦ 2QU LoRE | Non-Red Flag Warning - Large Fires | Equipment / facility failure | Aggregated | 2050 | 2.0131e-06 | 791.1377 | 0.0015926 | 2050 | Mitigation | 0.95 | 45 | 0 | esc | 0.00097009 | 1.9529e-09 | 0.00097009 | 1.9529e-09
[35 empty] | 7.3.3.17.6 Updates to grid topology to minimize risk of ignition in HFTDs Butte County Rebuild | WLDFR | HFTD - Distribution - Tier 3 - 3QU CoRE ¦ 3QU LoRE | 2072 | 0.031727 | 0.0026445 | 0.38737 | 0 | 0.38737 |  |  |  |  | 0.0039225 | 0.57458 | 0 | 0.57458 | 0.01229 |  | 0.01823 | 0.006567 | 0.00020835 | Column23: 0.96194; Column24: 0.03052; Column25: 0; Column26: 0; Column27: 0.96194; Column28: 0.03052; Column29: 0.0049473; Column30: 0.72469; Column31: 0; Column32: 0.72469; Column33: 0.022992 | WLDFR | HFTD - Distribution - Tier 3 - 4QU CoRE ¦ 5QU LoRE | Non-Red Flag Warning - Destructive Fires | 2051 | 2.3135e-10 | 2.3135e-10 | 11536.0538 | 319.4911 | 11216.5626 | 0 | 0 | 0 | 2.5469e-07 | 2.6688e-06 | 0 | 2.6688e-06 | 2.6688e-06 | 0 | 2.6688e-06 | 0 | 1.7861e-07 | 3.9152e-07 | 0 | 3.9152e-07 | [17 empty] | 7.3.3.17.5 (Remote Grid) Updates to grid topology to minimize risk of ignition in HFTDs Remote GridWLDFREquipment / facility failureAggregated | WLDFR | HFTD - Distribution - Tier 2 - 3QU CoRE ¦ 2QU LoRE | Non-Red Flag Warning - Large Fires | Equipment / facility failure | Aggregated | 2051 | 2.0131e-06 | 791.1377 | 0.0015926 | 2051 | Mitigation | 0.95 | 45 | 0 | esc | 0.00097009 | 1.9529e-09 | 0.00097009 | 1.9529e-09
[35 empty] | 7.3.3.17.6 Updates to grid topology to minimize risk of ignition in HFTDs Butte County Rebuild | WLDFR | HFTD - Distribution - Tier 3 - 3QU CoRE ¦ 3QU LoRE | 2073 | 0.029651 | 0.0026445 | 0.4033 | 0 | 0.4033 |  |  |  |  | 0.0039225 | 0.59821 | 0 | 0.59821 | 0.011958 |  | 0.017738 | 0.006567 | 0.00019472 | Column23: 1.0015; Column24: 0.029696; Column25: 0; Column26: 0; Column27: 1.0015; Column28: 0.029696; Column29: 0.0049473; Column30: 0.7545; Column31: 0; Column32: 0.7545; Column33: 0.022372 | WLDFR | HFTD - Distribution - Tier 3 - 4QU CoRE ¦ 5QU LoRE | Non-Red Flag Warning - Destructive Fires | 2052 | 2.3135e-10 | 2.3135e-10 | 11536.0538 | 319.4911 | 11216.5626 | 0 | 0 | 0 | 2.5469e-07 | 2.6688e-06 | 0 | 2.6688e-06 | 2.6688e-06 | 0 | 2.6688e-06 | 0 | 0 | 3.9152e-07 | 0 | 3.9152e-07 | [17 empty] | 7.3.3.17.5 (Remote Grid) Updates to grid topology to minimize risk of ignition in HFTDs Remote GridWLDFREquipment / facility failureAggregated | WLDFR | HFTD - Distribution - Tier 2 - 3QU CoRE ¦ 2QU LoRE | Non-Red Flag Warning - Large Fires | Equipment / facility failure | Aggregated | 2052 | 2.0131e-06 | 791.1377 | 0.0015926 | 2052 | Mitigation | 0.95 | 45 | 0 | esc | 0.00097009 | 1.9529e-09 | 0.00097009 | 1.9529e-09
[35 empty] | 7.3.3.17.6 Updates to grid topology to minimize risk of ignition in HFTDs Butte County Rebuild | WLDFR | HFTD - Distribution - Tier 3 - 3QU CoRE ¦ 3QU LoRE | 2074 | 0.027711 | 0.0026445 | 0.4033 | 0 | 0.4033 |  |  |  |  | 0.0039225 | 0.59821 | 0 | 0.59821 | 0.011176 |  | 0.016577 | 0.006567 | 0.00018198 | Column23: 1.0015; Column24: 0.027753; Column25: 0; Column26: 0; Column27: 1.0015; Column28: 0.027753; Column29: 0.0049473; Column30: 0.7545; Column31: 0; Column32: 0.7545; Column33: 0.020908 | WLDFR | HFTD - Distribution - Tier 3 - 4QU CoRE ¦ 5QU LoRE | Non-Red Flag Warning - Destructive Fires | 2053 | 2.3135e-10 | 2.3135e-10 | 12097.6769 | 340.5356 | 11757.1413 | 0 | 0 | 0 | 2.5469e-07 | 2.7988e-06 | 0 | 2.7988e-06 | 2.7988e-06 | 0 | 2.7988e-06 | 0 | 0 | 0 | 0 | 0 | [17 empty] | 7.3.3.17.5 (Remote Grid) Updates to grid topology to minimize risk of ignition in HFTDs Remote GridWLDFREquipment / facility failureAggregated | WLDFR | HFTD - Distribution - Tier 2 - 3QU CoRE ¦ 2QU LoRE | Non-Red Flag Warning - Large Fires | Equipment / facility failure | Aggregated | 2053 | 2.0131e-06 | 791.1377 | 0.0015926 | 2053 | Mitigation | 0.95 | 45 | 0 | esc | 0.00097009 | 1.9529e-09 | 0.00097009 | 1.9529e-09
[35 empty] | 7.3.3.17.6 Updates to grid topology to minimize risk of ignition in HFTDs Butte County Rebuild | WLDFR | HFTD - Distribution - Tier 3 - 3QU CoRE ¦ 3QU LoRE | 2075 | 0.025899 | 0 | 0 | 0 | 0 |  |  |  |  | 0.0039225 | 0.59821 | 0 | 0.59821 | 0 |  | 0.015493 | 0.0039225 | 0.00010159 | Column23: 0.59821; Column24: 0.015493; Column25: 0; Column26: 0; Column27: 0.59821; Column28: 0.015493; Column29: 0.0049473; Column30: 0.7545; Column31: 0; Column32: 0.7545; Column33: 0.019541 | WLDFR | HFTD - Distribution - Tier 3 - 4QU CoRE ¦ 5QU LoRE | Non-Red Flag Warning - Destructive Fires | 2054 | 2.3135e-10 | 2.3135e-10 | 12097.6769 | 340.5356 | 11757.1413 | 0 | 0 | 0 | 2.5469e-07 | 2.7988e-06 | 0 | 2.7988e-06 | 2.7988e-06 | 0 | 2.7988e-06 | 0 | 3.4157e-08 | 0 | 0 | 0 | [17 empty] | 7.3.3.17.5 (Remote Grid) Updates to grid topology to minimize risk of ignition in HFTDs Remote GridWLDFREquipment / facility failureAggregated | WLDFR | HFTD - Distribution - Tier 2 - 3QU CoRE ¦ 2QU LoRE | Non-Red Flag Warning - Large Fires | Equipment / facility failure | Aggregated | 2054 | 2.0131e-06 | 791.1377 | 0.0015926 | 2054 | Mitigation | 0.95 | 45 | 0 | esc | 0.00097009 | 1.9529e-09 | 0.00097009 | 1.9529e-09
[35 empty] | 7.3.3.17.6 Updates to grid topology to minimize risk of ignition in HFTDs Butte County Rebuild | WLDFR | HFTD - Distribution - Tier 3 - 3QU CoRE ¦ 3QU LoRE | 2076 | 0.024204 | 0 | 0 | 0 | 0 |  |  |  |  | 0.0039225 | 0.59821 | 0 | 0.59821 | 0 |  | 0.014479 | 0.0039225 | 9.4941e-05 | Column23: 0.59821; Column24: 0.014479; Column25: 0; Column26: 0; Column27: 0.59821; Column28: 0.014479; Column29: 0.0049473; Column30: 0.7545; Column31: 0; Column32: 0.7545; Column33: 0.018262 | WLDFR | HFTD - Distribution - Tier 3 - 4QU CoRE ¦ 5QU LoRE | Non-Red Flag Warning - Destructive Fires | 2055 | 2.3135e-10 | 2.3135e-10 | 12097.6769 | 340.5356 | 11757.1413 | 0 | 0 | 0 | 2.5469e-07 | 2.7988e-06 | 0 | 2.7988e-06 | 2.7988e-06 | 0 | 2.7988e-06 | 0 | 3.5256e-08 | 7.7283e-08 | 0 | 7.7283e-08 | [17 empty] | 7.3.3.17.5 (Remote Grid) Updates to grid topology to minimize risk of ignition in HFTDs Remote GridWLDFREquipment / facility failureAggregated | WLDFR | HFTD - Distribution - Tier 2 - 3QU CoRE ¦ 2QU LoRE | Non-Red Flag Warning - Large Fires | Equipment / facility failure | Aggregated | 2055 | 2.0131e-06 | 791.1377 | 0.0015926 | 2055 | Mitigation | 0.95 | 45 | 0 | esc | 0.00097009 | 1.9529e-09 | 0.00097009 | 1.9529e-09
[35 empty] | 7.3.3.17.6 Updates to grid topology to minimize risk of ignition in HFTDs Butte County Rebuild | WLDFR | HFTD - Distribution - Tier 3 - 3QU CoRE ¦ 3QU LoRE | 2077 | 0.022621 | 0 | 0 | 0 | 0 |  |  |  |  | 0 | 0 | 0 | 0 | 0 |  | 0 | 0 | 0 | Column23: 0; Column24: 0; Column25: 0; Column26: 0; Column27: 0; Column28: 0; Column29: 0.0049473; Column30: 0.7545; Column31: 0; Column32: 0.7545; Column33: 0.017068 | WLDFR | HFTD - Distribution - Tier 3 - 4QU CoRE ¦ 5QU LoRE | Non-Red Flag Warning - Destructive Fires | 2056 | 2.3135e-10 | 2.3135e-10 | 12097.6769 | 340.5356 | 11757.1413 | 0 | 0 | 0 | 2.5469e-07 | 2.7988e-06 | 0 | 2.7988e-06 | 2.7988e-06 | 0 | 2.7988e-06 | 0 | 3.5256e-08 | 7.7283e-08 | 0 | 7.7283e-08 | [17 empty] | 7.3.3.17.5 (Remote Grid) Updates to grid topology to minimize risk of ignition in HFTDs Remote GridWLDFREquipment / facility failureAggregated | WLDFR | HFTD - Distribution - Tier 2 - 3QU CoRE ¦ 2QU LoRE | Non-Red Flag Warning - Large Fires | Equipment / facility failure | Aggregated | 2056 | 2.0131e-06 | 791.1377 | 0.0015926 | 2056 | Mitigation | 0.95 | 45 | 0 | esc | 0.00097009 | 1.9529e-09 | 0.00097009 | 1.9529e-09
[35 empty] | 7.3.3.17.6 Updates to grid topology to minimize risk of ignition in HFTDs Butte County Rebuild | WLDFR | HFTD - Distribution - Tier 3 - 3QU CoRE ¦ 4QU LoRE | 2020 | 1 | 0.0017948 | 0.18364 | 0 | 0.18364 |  |  |  |  | 0 | 0 | 0 | 0 | 0.18364 |  | 0 | 0.0017948 | 0.0017948 | Column23: 0.18364; Column24: 0.18364; Column25: 0; Column26: 0; Column27: 0.18364; Column28: 0.18364; Column29: 0; Column30: 0; Column31: 0; Column32: 0; Column33: 0 | WLDFR | HFTD - Distribution - Tier 3 - 4QU CoRE ¦ 5QU LoRE | Non-Red Flag Warning - Destructive Fires | 2057 | 2.3135e-10 | 2.3135e-10 | 12097.6769 | 340.5356 | 11757.1413 | 0 | 0 | 0 | 2.5469e-07 | 2.7988e-06 | 0 | 2.7988e-06 | 2.7988e-06 | 0 | 2.7988e-06 | 0 | 3.5256e-08 | 7.7283e-08 | 0 | 7.7283e-08 | [17 empty] | 7.3.3.17.5 (Remote Grid) Updates to grid topology to minimize risk of ignition in HFTDs Remote GridWLDFREquipment / facility failureAggregated | WLDFR | HFTD - Distribution - Tier 2 - 3QU CoRE ¦ 2QU LoRE | Non-Red Flag Warning - Large Fires | Equipment / facility failure | Aggregated | 2057 | 2.0131e-06 | 791.1377 | 0.0015926 | 2057 | Mitigation | 0.95 | 45 | 0 | esc | 0.00097009 | 1.9529e-09 | 0.00097009 | 1.9529e-09
[35 empty] | 7.3.3.17.6 Updates to grid topology to minimize risk of ignition in HFTDs Butte County Rebuild | WLDFR | HFTD - Distribution - Tier 3 - 3QU CoRE ¦ 4QU LoRE | 2021 | 1 | 0.0017948 | 0.18364 | 0 | 0.18364 |  |  |  |  | 0 | 0 | 0 | 0 | 0.18364 |  | 0 | 0.0017948 | 0.0017948 | Column23: 0.18364; Column24: 0.18364; Column25: 0; Column26: 0; Column27: 0.18364; Column28: 0.18364; Column29: 0; Column30: 0; Column31: 0; Column32: 0; Column33: 0 | WLDFR | HFTD - Distribution - Tier 3 - 4QU CoRE ¦ 5QU LoRE | Non-Red Flag Warning - Destructive Fires | 2058 | 2.3135e-10 | 2.3135e-10 | 12670.1796 | 362.3049 | 12307.8747 | 0 | 0 | 0 | 2.5469e-07 | 2.9312e-06 | 0 | 2.9312e-06 | 2.9312e-06 | 0 | 2.9312e-06 | 0 | 3.5256e-08 | 7.7283e-08 | 0 | 7.7283e-08 | [17 empty] | 7.3.3.17.5 (Remote Grid) Updates to grid topology to minimize risk of ignition in HFTDs Remote GridWLDFREquipment / facility failureAggregated | WLDFR | HFTD - Distribution - Tier 2 - 3QU CoRE ¦ 2QU LoRE | Non-Red Flag Warning - Large Fires | Equipment / facility failure | Aggregated | 2058 | 2.0131e-06 | 791.1377 | 0.0015926 | 2058 | Mitigation | 0.95 | 45 | 0 | esc | 0.00097009 | 1.9529e-09 | 0.00097009 | 1.9529e-09
[35 empty] | 7.3.3.17.6 Updates to grid topology to minimize risk of ignition in HFTDs Butte County Rebuild | WLDFR | HFTD - Distribution - Tier 3 - 3QU CoRE ¦ 4QU LoRE | 2022 | 0.93458 | 0.0017491 | 0.17871 | 0 | 0.17871 |  |  |  |  | 0.0031155 | 0.31833 | 0 | 0.31833 | 0.16702 |  | 0.29751 | 0.0048646 | 0.0045464 | Column23: 0.49704; Column24: 0.46453; Column25: 0; Column26: 0; Column27: 0.49704; Column28: 0.46453; Column29: 0; Column30: 0; Column31: 0; Column32: 0; Column33: 0 | WLDFR | HFTD - Distribution - Tier 3 - 4QU CoRE ¦ 5QU LoRE | Non-Red Flag Warning - Destructive Fires | 2059 | 2.3135e-10 | 2.3135e-10 | 12670.1796 | 362.3049 | 12307.8747 | 0 | 0 | 0 | 2.5469e-07 | 2.9312e-06 | 0 | 2.9312e-06 | 2.9312e-06 | 0 | 2.9312e-06 | 0 | 3.5256e-08 | 7.7283e-08 | 0 | 7.7283e-08 | [17 empty] | 7.3.3.17.5 (Remote Grid) Updates to grid topology to minimize risk of ignition in HFTDs Remote GridWLDFREquipment / facility failureAggregated | WLDFR | HFTD - Distribution - Tier 2 - 3QU CoRE ¦ 2QU LoRE | Non-Red Flag Warning - Large Fires | Equipment / facility failure | Aggregated | 2059 | 2.0131e-06 | 791.1377 | 0.0015926 | 2059 | Mitigation | 0.95 | 45 | 0 | esc | 0.00097009 | 1.9529e-09 | 0.00097009 | 1.9529e-09
[35 empty] | 7.3.3.17.6 Updates to grid topology to minimize risk of ignition in HFTDs Butte County Rebuild | WLDFR | HFTD - Distribution - Tier 3 - 3QU CoRE ¦ 4QU LoRE | 2023 | 0.87344 | 0.0017491 | 0.18526 | 0 | 0.18526 |  |  |  |  | 0.0031155 | 0.33 | 0 | 0.33 | 0.16181 |  | 0.28823 | 0.0048646 | 0.0042489 | Column23: 0.51526; Column24: 0.45004; Column25: 0; Column26: 0; Column27: 0.51526; Column28: 0.45004; Column29: 0.0039295; Column30: 0.41621; Column31: 0; Column32: 0.41621; Column33: 0.36353 | WLDFR | HFTD - Distribution - Tier 3 - 4QU CoRE ¦ 5QU LoRE | Non-Red Flag Warning - Destructive Fires | 2060 | 2.3135e-10 | 2.3135e-10 | 12670.1796 | 362.3049 | 12307.8747 | 0 | 0 | 0 | 2.5469e-07 | 2.9312e-06 | 0 | 2.9312e-06 | 2.9312e-06 | 0 | 2.9312e-06 | 0 | 3.6659e-08 | 8.0357e-08 | 0 | 8.0357e-08 | [17 empty] | 7.3.3.17.5 (Remote Grid) Updates to grid topology to minimize risk of ignition in HFTDs Remote GridWLDFREquipment / facility failureAggregated | WLDFR | HFTD - Distribution - Tier 2 - 3QU CoRE ¦ 2QU LoRE | Non-Red Flag Warning - Large Fires | Equipment / facility failure | Aggregated | 2060 | 2.0131e-06 | 791.1377 | 0.0015926 | 2060 | Mitigation | 0.95 | 45 | 0 | esc | 0.00097009 | 1.9529e-09 | 0.00097009 | 1.9529e-09
[35 empty] | 7.3.3.17.6 Updates to grid topology to minimize risk of ignition in HFTDs Butte County Rebuild | WLDFR | HFTD - Distribution - Tier 3 - 3QU CoRE ¦ 4QU LoRE | 2024 | 0.8163 | 0.0017491 | 0.18526 | 0 | 0.18526 |  |  |  |  | 0.0031155 | 0.33 | 0 | 0.33 | 0.15123 |  | 0.26937 | 0.0048646 | 0.003971 | Column23: 0.51526; Column24: 0.4206; Column25: 0; Column26: 0; Column27: 0.51526; Column28: 0.4206; Column29: 0.0039295; Column30: 0.41621; Column31: 0; Column32: 0.41621; Column33: 0.33975 | WLDFR | HFTD - Distribution - Tier 3 - 4QU CoRE ¦ 5QU LoRE | Non-Red Flag Warning - Destructive Fires | 2061 | 2.3135e-10 | 2.3135e-10 | 12670.1796 | 362.3049 | 12307.8747 | 0 | 0 | 0 | 2.5469e-07 | 2.9312e-06 | 0 | 2.9312e-06 | 2.9312e-06 | 0 | 2.9312e-06 | 0 | 3.6659e-08 | 8.0357e-08 | 0 | 8.0357e-08 | [17 empty] | 7.3.3.17.5 (Remote Grid) Updates to grid topology to minimize risk of ignition in HFTDs Remote GridWLDFREquipment / facility failureAggregated | WLDFR | HFTD - Distribution - Tier 2 - 3QU CoRE ¦ 2QU LoRE | Non-Red Flag Warning - Large Fires | Equipment / facility failure | Aggregated | 2061 | 2.0131e-06 | 791.1377 | 0.0015926 | 2061 | Mitigation | 0.95 | 45 | 0 | esc | 0.00097009 | 1.9529e-09 | 0.00097009 | 1.9529e-09
[35 empty] | 7.3.3.17.6 Updates to grid topology to minimize risk of ignition in HFTDs Butte County Rebuild | WLDFR | HFTD - Distribution - Tier 3 - 3QU CoRE ¦ 4QU LoRE | 2025 | 0.7629 | 0.0017491 | 0.18526 | 0 | 0.18526 |  |  |  |  | 0.0031155 | 0.33 | 0 | 0.33 | 0.14133 |  | 0.25175 | 0.0048646 | 0.0037112 | Column23: 0.51526; Column24: 0.39309; Column25: 0; Column26: 0; Column27: 0.51526; Column28: 0.39309; Column29: 0.0039295; Column30: 0.41621; Column31: 0; Column32: 0.41621; Column33: 0.31752 | WLDFR | HFTD - Distribution - Tier 3 - 4QU CoRE ¦ 5QU LoRE | Non-Red Flag Warning - Destructive Fires | 2062 | 2.3135e-10 | 2.3135e-10 | 12670.1796 | 362.3049 | 12307.8747 | 0 | 0 | 0 | 2.5469e-07 | 2.9312e-06 | 0 | 2.9312e-06 | 2.9312e-06 | 0 | 2.9312e-06 | 0 | 3.6659e-08 | 8.0357e-08 | 0 | 8.0357e-08 | [17 empty] | 7.3.3.17.5 (Remote Grid) Updates to grid topology to minimize risk of ignition in HFTDs Remote GridWLDFREquipment / facility failureAggregated | WLDFR | HFTD - Distribution - Tier 2 - 3QU CoRE ¦ 2QU LoRE | Non-Red Flag Warning - Large Fires | Equipment / facility failure | Aggregated | 2062 | 2.0131e-06 | 791.1377 | 0.0015926 | 2062 | Mitigation | 0.95 | 45 | 0 | esc | 0.00097009 | 1.9529e-09 | 0.00097009 | 1.9529e-09
[35 empty] | 7.3.3.17.6 Updates to grid topology to minimize risk of ignition in HFTDs Butte County Rebuild | WLDFR | HFTD - Distribution - Tier 3 - 3QU CoRE ¦ 4QU LoRE | 2026 | 0.71299 | 0.0017491 | 0.18526 | 0 | 0.18526 |  |  |  |  | 0.0031155 | 0.33 | 0 | 0.33 | 0.13209 |  | 0.23528 | 0.0048646 | 0.0034684 | Column23: 0.51526; Column24: 0.36737; Column25: 0; Column26: 0; Column27: 0.51526; Column28: 0.36737; Column29: 0.0039295; Column30: 0.41621; Column31: 0; Column32: 0.41621; Column33: 0.29675 | WLDFR | HFTD - Distribution - Tier 3 - 4QU CoRE ¦ 5QU LoRE | Non-Red Flag Warning - Destructive Fires | 2063 | 2.3135e-10 | 2.3135e-10 | 13246.6313 | 384.5316 | 12862.0997 | 0 | 0 | 0 | 2.5469e-07 | 3.0646e-06 | 0 | 3.0646e-06 | 3.0646e-06 | 0 | 3.0646e-06 | 0 | 3.6659e-08 | 8.0357e-08 | 0 | 8.0357e-08 | [17 empty] | 7.3.3.17.5 (Remote Grid) Updates to grid topology to minimize risk of ignition in HFTDs Remote GridWLDFREquipment / facility failureAggregated | WLDFR | HFTD - Distribution - Tier 2 - 3QU CoRE ¦ 2QU LoRE | Non-Red Flag Warning - Large Fires | Equipment / facility failure | Aggregated | 2063 | 2.0131e-06 | 791.1377 | 0.0015926 | 2063 | Mitigation | 0.95 | 45 | 0 | esc | 0.00097009 | 1.9529e-09 | 0.00097009 | 1.9529e-09
[35 empty] | 7.3.3.17.6 Updates to grid topology to minimize risk of ignition in HFTDs Butte County Rebuild | WLDFR | HFTD - Distribution - Tier 3 - 3QU CoRE ¦ 4QU LoRE | 2027 | 0.66634 | 0.0017491 | 0.18526 | 0 | 0.18526 |  |  |  |  | 0.0031155 | 0.33 | 0 | 0.33 | 0.12345 |  | 0.21989 | 0.0048646 | 0.0032415 | Column23: 0.51526; Column24: 0.34334; Column25: 0; Column26: 0; Column27: 0.51526; Column28: 0.34334; Column29: 0.0039295; Column30: 0.41621; Column31: 0; Column32: 0.41621; Column33: 0.27734 | WLDFR | HFTD - Distribution - Tier 3 - 4QU CoRE ¦ 5QU LoRE | Non-Red Flag Warning - Destructive Fires | 2064 | 2.3135e-10 | 2.3135e-10 | 13246.6313 | 384.5316 | 12862.0997 | 0 | 0 | 0 | 2.5469e-07 | 3.0646e-06 | 0 | 3.0646e-06 | 3.0646e-06 | 0 | 3.0646e-06 | 0 | 3.6659e-08 | 8.0357e-08 | 0 | 8.0357e-08 | [17 empty] | 7.3.3.17.5 (Remote Grid) Updates to grid topology to minimize risk of ignition in HFTDs Remote GridWLDFREquipment / facility failureAggregated | WLDFR | HFTD - Distribution - Tier 2 - 3QU CoRE ¦ 2QU LoRE | Non-Red Flag Warning - Large Fires | Equipment / facility failure | Aggregated | 2064 | 2.0131e-06 | 791.1377 | 0.0015926 | 2064 | Mitigation | 0.95 | 45 | 0 | esc | 0.00097009 | 1.9529e-09 | 0.00097009 | 1.9529e-09
[35 empty] | 7.3.3.17.6 Updates to grid topology to minimize risk of ignition in HFTDs Butte County Rebuild | WLDFR | HFTD - Distribution - Tier 3 - 3QU CoRE ¦ 4QU LoRE | 2028 | 0.62275 | 0.0017491 | 0.19351 | 0 | 0.19351 |  |  |  |  | 0.0031155 | 0.34469 | 0 | 0.34469 | 0.12051 |  | 0.21466 | 0.0048646 | 0.0030294 | Column23: 0.5382; Column24: 0.33517; Column25: 0; Column26: 0; Column27: 0.5382; Column28: 0.33517; Column29: 0.0039295; Column30: 0.43475; Column31: 0; Column32: 0.43475; Column33: 0.27074 | WLDFR | HFTD - Distribution - Tier 3 - 4QU CoRE ¦ 5QU LoRE | Non-Red Flag Warning - Destructive Fires | 2065 | 2.3135e-10 | 2.3135e-10 | 13246.6313 | 384.5316 | 12862.0997 | 0 | 0 | 0 | 2.5469e-07 | 3.0646e-06 | 0 | 3.0646e-06 | 3.0646e-06 | 0 | 3.0646e-06 | 0 | 3.8239e-08 | 8.3821e-08 | 0 | 8.3821e-08 | [17 empty] | 7.3.3.17.5 (Remote Grid) Updates to grid topology to minimize risk of ignition in HFTDs Remote GridWLDFREquipment / facility failureAggregated | WLDFR | HFTD - Distribution - Tier 2 - 3QU CoRE ¦ 2QU LoRE | Non-Red Flag Warning - Large Fires | Equipment / facility failure | Aggregated | 2065 | 2.0131e-06 | 791.1377 | 0.0015926 | 2065 | Mitigation | 0.95 | 45 | 0 | esc | 0.00097009 | 1.9529e-09 | 0.00097009 | 1.9529e-09
[35 empty] | 7.3.3.17.6 Updates to grid topology to minimize risk of ignition in HFTDs Butte County Rebuild | WLDFR | HFTD - Distribution - Tier 3 - 3QU CoRE ¦ 4QU LoRE | 2029 | 0.58201 | 0.0017491 | 0.19351 | 0 | 0.19351 |  |  |  |  | 0.0031155 | 0.34469 | 0 | 0.34469 | 0.11263 |  | 0.20061 | 0.0048646 | 0.0028313 | Column23: 0.5382; Column24: 0.31324; Column25: 0; Column26: 0; Column27: 0.5382; Column28: 0.31324; Column29: 0.0039295; Column30: 0.43475; Column31: 0; Column32: 0.43475; Column33: 0.25303 | WLDFR | HFTD - Distribution - Tier 3 - 4QU CoRE ¦ 5QU LoRE | Non-Red Flag Warning - Destructive Fires | 2066 | 2.3135e-10 | 2.3135e-10 | 13246.6313 | 384.5316 | 12862.0997 | 0 | 0 | 0 | 2.5469e-07 | 3.0646e-06 | 0 | 3.0646e-06 | 3.0646e-06 | 0 | 3.0646e-06 | 0 | 3.8239e-08 | 8.3821e-08 | 0 | 8.3821e-08 | [17 empty] | 7.3.3.17.5 (Remote Grid) Updates to grid topology to minimize risk of ignition in HFTDs Remote GridWLDFREquipment / facility failureAggregated | WLDFR | HFTD - Distribution - Tier 2 - 3QU CoRE ¦ 2QU LoRE | Non-Red Flag Warning - Large Fires | Equipment / facility failure | Aggregated | 2066 | 2.0131e-06 | 791.1377 | 0.0015926 | 2066 | Mitigation | 0.95 | 45 | 0 | esc | 0.00097009 | 1.9529e-09 | 0.00097009 | 1.9529e-09
[35 empty] | 7.3.3.17.6 Updates to grid topology to minimize risk of ignition in HFTDs Butte County Rebuild | WLDFR | HFTD - Distribution - Tier 3 - 3QU CoRE ¦ 4QU LoRE | 2030 | 0.54393 | 0.0017491 | 0.19351 | 0 | 0.19351 |  |  |  |  | 0.0031155 | 0.34469 | 0 | 0.34469 | 0.10526 |  | 0.18749 | 0.0048646 | 0.002646 | Column23: 0.5382; Column24: 0.29275; Column25: 0; Column26: 0; Column27: 0.5382; Column28: 0.29275; Column29: 0.0039295; Column30: 0.43475; Column31: 0; Column32: 0.43475; Column33: 0.23647 | WLDFR | HFTD - Distribution - Tier 3 - 4QU CoRE ¦ 5QU LoRE | Non-Red Flag Warning - Destructive Fires | 2067 | 0 | 2.3135e-10 | 13246.6313 | 384.5316 | 12862.0997 | 0 | 0 | 0 | 2.5469e-07 | 0 | 0 | 0 | 3.0646e-06 | 0 | 3.0646e-06 | 0 | 3.8239e-08 | 8.3821e-08 | 0 | 8.3821e-08 | [17 empty] | 7.3.3.17.5 (Remote Grid) Updates to grid topology to minimize risk of ignition in HFTDs Remote GridWLDFREquipment / facility failureAggregated | WLDFR | HFTD - Distribution - Tier 2 - 3QU CoRE ¦ 2QU LoRE | Non-Red Flag Warning - Large Fires | Equipment / facility failure | Aggregated | 2067 | 2.0131e-06 | 791.1377 | 0.0015926 | 2067 | Mitigation | 0.95 | 45 | 0 | esc | 0 | 0 | 0.00097009 | 1.9529e-09
[35 empty] | 7.3.3.17.6 Updates to grid topology to minimize risk of ignition in HFTDs Butte County Rebuild | WLDFR | HFTD - Distribution - Tier 3 - 3QU CoRE ¦ 4QU LoRE | 2031 | 0.50835 | 0.0017491 | 0.19351 | 0 | 0.19351 |  |  |  |  | 0.0031155 | 0.34469 | 0 | 0.34469 | 0.098372 |  | 0.17522 | 0.0048646 | 0.0024729 | Column23: 0.5382; Column24: 0.2736; Column25: 0; Column26: 0; Column27: 0.5382; Column28: 0.2736; Column29: 0.0039295; Column30: 0.43475; Column31: 0; Column32: 0.43475; Column33: 0.221 | WLDFR | HFTD - Distribution - Tier 3 - 4QU CoRE ¦ 5QU LoRE | Non-Red Flag Warning - Large Fires | 2022 | 6.0894e-09 | 0 | 5.2406 | 0.69642 | 2.942 | 1.6022 | 0 | 0 | 6.5748e-06 | 3.1912e-08 | 0 | 3.1912e-08 | 0 | 0 | 0 | 0 | 3.8239e-08 | 8.3821e-08 | 0 | 8.3821e-08 | [17 empty] | 7.3.3.17.5 (Remote Grid) Updates to grid topology to minimize risk of ignition in HFTDs Remote GridWLDFRVegetation ContactAggregated | WLDFR | HFTD - Distribution - Tier 2 - 3QU CoRE ¦ 2QU LoRE | Non-Red Flag Warning - Large Fires | Vegetation Contact | Aggregated | 2022 | 1.0479e-05 | 791.1377 | 0.0082901 | 2022 | Mitigation | 0.95 | 45 | 0 | esc | 0.00097009 | 1.0165e-08 | 0 | 0
[35 empty] | 7.3.3.17.6 Updates to grid topology to minimize risk of ignition in HFTDs Butte County Rebuild | WLDFR | HFTD - Distribution - Tier 3 - 3QU CoRE ¦ 4QU LoRE | 2032 | 0.47509 | 0.0017491 | 0.19351 | 0 | 0.19351 |  |  |  |  | 0.0031155 | 0.34469 | 0 | 0.34469 | 0.091936 |  | 0.16376 | 0.0048646 | 0.0023111 | Column23: 0.5382; Column24: 0.2557; Column25: 0; Column26: 0; Column27: 0.5382; Column28: 0.2557; Column29: 0.0039295; Column30: 0.43475; Column31: 0; Column32: 0.43475; Column33: 0.20655 | WLDFR | HFTD - Distribution - Tier 3 - 4QU CoRE ¦ 5QU LoRE | Non-Red Flag Warning - Large Fires | 2023 | 6.0894e-09 | 6.0894e-09 | 5.475 | 0.71896 | 3.0715 | 1.6846 | 0 | 0 | 6.5748e-06 | 3.334e-08 | 0 | 3.334e-08 | 3.334e-08 | 0 | 3.334e-08 | 0 | 3.8239e-08 | 8.3821e-08 | 0 | 8.3821e-08 | [17 empty] | 7.3.3.17.5 (Remote Grid) Updates to grid topology to minimize risk of ignition in HFTDs Remote GridWLDFRVegetation ContactAggregated | WLDFR | HFTD - Distribution - Tier 2 - 3QU CoRE ¦ 2QU LoRE | Non-Red Flag Warning - Large Fires | Vegetation Contact | Aggregated | 2023 | 1.0479e-05 | 791.1377 | 0.0082901 | 2023 | Mitigation | 0.95 | 45 | 0 | esc | 0.00097009 | 1.0165e-08 | 0.00097009 | 1.0165e-08
[35 empty] | 7.3.3.17.6 Updates to grid topology to minimize risk of ignition in HFTDs Butte County Rebuild | WLDFR | HFTD - Distribution - Tier 3 - 3QU CoRE ¦ 4QU LoRE | 2033 | 0.44401 | 0.0017491 | 0.20268 | 0 | 0.20268 |  |  |  |  | 0.0031155 | 0.36102 | 0 | 0.36102 | 0.089993 |  | 0.1603 | 0.0048646 | 0.00216 | Column23: 0.56371; Column24: 0.25029; Column25: 0; Column26: 0; Column27: 0.56371; Column28: 0.25029; Column29: 0.0039295; Column30: 0.45535; Column31: 0; Column32: 0.45535; Column33: 0.20218 | WLDFR | HFTD - Distribution - Tier 3 - 4QU CoRE ¦ 5QU LoRE | Non-Red Flag Warning - Large Fires | 2024 | 6.0894e-09 | 6.0894e-09 | 5.475 | 0.71896 | 3.0715 | 1.6846 | 0 | 0 | 6.5748e-06 | 3.334e-08 | 0 | 3.334e-08 | 3.334e-08 | 0 | 3.334e-08 | 0 | 3.9981e-08 | 8.764e-08 | 0 | 8.764e-08 | [17 empty] | 7.3.3.17.5 (Remote Grid) Updates to grid topology to minimize risk of ignition in HFTDs Remote GridWLDFRVegetation ContactAggregated | WLDFR | HFTD - Distribution - Tier 2 - 3QU CoRE ¦ 2QU LoRE | Non-Red Flag Warning - Large Fires | Vegetation Contact | Aggregated | 2024 | 1.0479e-05 | 791.1377 | 0.0082901 | 2024 | Mitigation | 0.95 | 45 | 0 | esc | 0.00097009 | 1.0165e-08 | 0.00097009 | 1.0165e-08
[35 empty] | 7.3.3.17.6 Updates to grid topology to minimize risk of ignition in HFTDs Butte County Rebuild | WLDFR | HFTD - Distribution - Tier 3 - 3QU CoRE ¦ 4QU LoRE | 2034 | 0.41496 | 0.0017491 | 0.20268 | 0 | 0.20268 |  |  |  |  | 0.0031155 | 0.36102 | 0 | 0.36102 | 0.084106 |  | 0.14981 | 0.0048646 | 0.0020186 | Column23: 0.56371; Column24: 0.23392; Column25: 0; Column26: 0; Column27: 0.56371; Column28: 0.23392; Column29: 0.0039295; Column30: 0.45535; Column31: 0; Column32: 0.45535; Column33: 0.18895 | WLDFR | HFTD - Distribution - Tier 3 - 4QU CoRE ¦ 5QU LoRE | Non-Red Flag Warning - Large Fires | 2025 | 6.0894e-09 | 6.0894e-09 | 5.475 | 0.71896 | 3.0715 | 1.6846 | 0 | 0 | 6.5748e-06 | 3.334e-08 | 0 | 3.334e-08 | 3.334e-08 | 0 | 3.334e-08 | 0 | 3.9981e-08 | 8.764e-08 | 0 | 8.764e-08 | [17 empty] | 7.3.3.17.5 (Remote Grid) Updates to grid topology to minimize risk of ignition in HFTDs Remote GridWLDFRVegetation ContactAggregated | WLDFR | HFTD - Distribution - Tier 2 - 3QU CoRE ¦ 2QU LoRE | Non-Red Flag Warning - Large Fires | Vegetation Contact | Aggregated | 2025 | 1.0479e-05 | 791.1377 | 0.0082901 | 2025 | Mitigation | 0.95 | 45 | 0 | esc | 0.00097009 | 1.0165e-08 | 0.00097009 | 1.0165e-08
[35 empty] | 7.3.3.17.6 Updates to grid topology to minimize risk of ignition in HFTDs Butte County Rebuild | WLDFR | HFTD - Distribution - Tier 3 - 3QU CoRE ¦ 4QU LoRE | 2035 | 0.38782 | 0.0017491 | 0.20268 | 0 | 0.20268 |  |  |  |  | 0.0031155 | 0.36102 | 0 | 0.36102 | 0.078603 |  | 0.14001 | 0.0048646 | 0.0018866 | Column23: 0.56371; Column24: 0.21862; Column25: 0; Column26: 0; Column27: 0.56371; Column28: 0.21862; Column29: 0.0039295; Column30: 0.45535; Column31: 0; Column32: 0.45535; Column33: 0.17659 | WLDFR | HFTD - Distribution - Tier 3 - 4QU CoRE ¦ 5QU LoRE | Non-Red Flag Warning - Large Fires | 2026 | 6.0894e-09 | 6.0894e-09 | 5.475 | 0.71896 | 3.0715 | 1.6846 | 0 | 0 | 6.5748e-06 | 3.334e-08 | 0 | 3.334e-08 | 3.334e-08 | 0 | 3.334e-08 | 0 | 3.9981e-08 | 8.764e-08 | 0 | 8.764e-08 | [17 empty] | 7.3.3.17.5 (Remote Grid) Updates to grid topology to minimize risk of ignition in HFTDs Remote GridWLDFRVegetation ContactAggregated | WLDFR | HFTD - Distribution - Tier 2 - 3QU CoRE ¦ 2QU LoRE | Non-Red Flag Warning - Large Fires | Vegetation Contact | Aggregated | 2026 | 1.0479e-05 | 791.1377 | 0.0082901 | 2026 | Mitigation | 0.95 | 45 | 0 | esc | 0.00097009 | 1.0165e-08 | 0.00097009 | 1.0165e-08
[35 empty] | 7.3.3.17.6 Updates to grid topology to minimize risk of ignition in HFTDs Butte County Rebuild | WLDFR | HFTD - Distribution - Tier 3 - 3QU CoRE ¦ 4QU LoRE | 2036 | 0.36245 | 0.0017491 | 0.20268 | 0 | 0.20268 |  |  |  |  | 0.0031155 | 0.36102 | 0 | 0.36102 | 0.073461 |  | 0.13085 | 0.0048646 | 0.0017632 | Column23: 0.56371; Column24: 0.20431; Column25: 0; Column26: 0; Column27: 0.56371; Column28: 0.20431; Column29: 0.0039295; Column30: 0.45535; Column31: 0; Column32: 0.45535; Column33: 0.16504 | WLDFR | HFTD - Distribution - Tier 3 - 4QU CoRE ¦ 5QU LoRE | Non-Red Flag Warning - Large Fires | 2027 | 6.0894e-09 | 6.0894e-09 | 5.475 | 0.71896 | 3.0715 | 1.6846 | 0 | 0 | 6.5748e-06 | 3.334e-08 | 0 | 3.334e-08 | 3.334e-08 | 0 | 3.334e-08 | 0 | 3.9981e-08 | 8.764e-08 | 0 | 8.764e-08 | [17 empty] | 7.3.3.17.5 (Remote Grid) Updates to grid topology to minimize risk of ignition in HFTDs Remote GridWLDFRVegetation ContactAggregated | WLDFR | HFTD - Distribution - Tier 2 - 3QU CoRE ¦ 2QU LoRE | Non-Red Flag Warning - Large Fires | Vegetation Contact | Aggregated | 2027 | 1.0479e-05 | 791.1377 | 0.0082901 | 2027 | Mitigation | 0.95 | 45 | 0 | esc | 0.00097009 | 1.0165e-08 | 0.00097009 | 1.0165e-08
[35 empty] | 7.3.3.17.6 Updates to grid topology to minimize risk of ignition in HFTDs Butte County Rebuild | WLDFR | HFTD - Distribution - Tier 3 - 3QU CoRE ¦ 4QU LoRE | 2037 | 0.33873 | 0.0017491 | 0.20268 | 0 | 0.20268 |  |  |  |  | 0.0031155 | 0.36102 | 0 | 0.36102 | 0.068655 |  | 0.12229 | 0.0048646 | 0.0016478 | Column23: 0.56371; Column24: 0.19095; Column25: 0; Column26: 0; Column27: 0.56371; Column28: 0.19095; Column29: 0.0039295; Column30: 0.45535; Column31: 0; Column32: 0.45535; Column33: 0.15424 | WLDFR | HFTD - Distribution - Tier 3 - 4QU CoRE ¦ 5QU LoRE | Non-Red Flag Warning - Large Fires | 2028 | 6.0894e-09 | 6.0894e-09 | 5.777 | 0.74734 | 3.238 | 1.7917 | 0 | 0 | 6.5748e-06 | 3.5179e-08 | 0 | 3.5179e-08 | 3.5179e-08 | 0 | 3.5179e-08 | 0 | 3.9981e-08 | 8.764e-08 | 0 | 8.764e-08 | [17 empty] | 7.3.3.17.5 (Remote Grid) Updates to grid topology to minimize risk of ignition in HFTDs Remote GridWLDFRVegetation ContactAggregated | WLDFR | HFTD - Distribution - Tier 2 - 3QU CoRE ¦ 2QU LoRE | Non-Red Flag Warning - Large Fires | Vegetation Contact | Aggregated | 2028 | 1.0479e-05 | 791.1377 | 0.0082901 | 2028 | Mitigation | 0.95 | 45 | 0 | esc | 0.00097009 | 1.0165e-08 | 0.00097009 | 1.0165e-08
[35 empty] | 7.3.3.17.6 Updates to grid topology to minimize risk of ignition in HFTDs Butte County Rebuild | WLDFR | HFTD - Distribution - Tier 3 - 3QU CoRE ¦ 4QU LoRE | 2038 | 0.31657 | 0.0017491 | 0.21263 | 0 | 0.21263 |  |  |  |  | 0.0031155 | 0.37875 | 0 | 0.37875 | 0.067315 |  | 0.1199 | 0.0048646 | 0.00154 | Column23: 0.59139; Column24: 0.18722; Column25: 0; Column26: 0; Column27: 0.59139; Column28: 0.18722; Column29: 0.0039295; Column30: 0.47771; Column31: 0; Column32: 0.47771; Column33: 0.15123 | WLDFR | HFTD - Distribution - Tier 3 - 4QU CoRE ¦ 5QU LoRE | Non-Red Flag Warning - Large Fires | 2029 | 6.0894e-09 | 6.0894e-09 | 5.777 | 0.74734 | 3.238 | 1.7917 | 0 | 0 | 6.5748e-06 | 3.5179e-08 | 0 | 3.5179e-08 | 3.5179e-08 | 0 | 3.5179e-08 | 0 | 4.1867e-08 | 9.1774e-08 | 0 | 9.1774e-08 | [17 empty] | 7.3.3.17.5 (Remote Grid) Updates to grid topology to minimize risk of ignition in HFTDs Remote GridWLDFRVegetation ContactAggregated | WLDFR | HFTD - Distribution - Tier 2 - 3QU CoRE ¦ 2QU LoRE | Non-Red Flag Warning - Large Fires | Vegetation Contact | Aggregated | 2029 | 1.0479e-05 | 791.1377 | 0.0082901 | 2029 | Mitigation | 0.95 | 45 | 0 | esc | 0.00097009 | 1.0165e-08 | 0.00097009 | 1.0165e-08
[35 empty] | 7.3.3.17.6 Updates to grid topology to minimize risk of ignition in HFTDs Butte County Rebuild | WLDFR | HFTD - Distribution - Tier 3 - 3QU CoRE ¦ 4QU LoRE | 2039 | 0.29586 | 0.0017491 | 0.21263 | 0 | 0.21263 |  |  |  |  | 0.0031155 | 0.37875 | 0 | 0.37875 | 0.062911 |  | 0.11206 | 0.0048646 | 0.0014393 | Column23: 0.59139; Column24: 0.17497; Column25: 0; Column26: 0; Column27: 0.59139; Column28: 0.17497; Column29: 0.0039295; Column30: 0.47771; Column31: 0; Column32: 0.47771; Column33: 0.14134 | WLDFR | HFTD - Distribution - Tier 3 - 4QU CoRE ¦ 5QU LoRE | Non-Red Flag Warning - Large Fires | 2030 | 6.0894e-09 | 6.0894e-09 | 5.777 | 0.74734 | 3.238 | 1.7917 | 0 | 0 | 6.5748e-06 | 3.5179e-08 | 0 | 3.5179e-08 | 3.5179e-08 | 0 | 3.5179e-08 | 0 | 4.1867e-08 | 9.1774e-08 | 0 | 9.1774e-08 | [17 empty] | 7.3.3.17.5 (Remote Grid) Updates to grid topology to minimize risk of ignition in HFTDs Remote GridWLDFRVegetation ContactAggregated | WLDFR | HFTD - Distribution - Tier 2 - 3QU CoRE ¦ 2QU LoRE | Non-Red Flag Warning - Large Fires | Vegetation Contact | Aggregated | 2030 | 1.0479e-05 | 791.1377 | 0.0082901 | 2030 | Mitigation | 0.95 | 45 | 0 | esc | 0.00097009 | 1.0165e-08 | 0.00097009 | 1.0165e-08
[35 empty] | 7.3.3.17.6 Updates to grid topology to minimize risk of ignition in HFTDs Butte County Rebuild | WLDFR | HFTD - Distribution - Tier 3 - 3QU CoRE ¦ 4QU LoRE | 2040 | 0.27651 | 0.0017491 | 0.21263 | 0 | 0.21263 |  |  |  |  | 0.0031155 | 0.37875 | 0 | 0.37875 | 0.058795 |  | 0.10473 | 0.0048646 | 0.0013451 | Column23: 0.59139; Column24: 0.16352; Column25: 0; Column26: 0; Column27: 0.59139; Column28: 0.16352; Column29: 0.0039295; Column30: 0.47771; Column31: 0; Column32: 0.47771; Column33: 0.13209 | WLDFR | HFTD - Distribution - Tier 3 - 4QU CoRE ¦ 5QU LoRE | Non-Red Flag Warning - Large Fires | 2031 | 6.0894e-09 | 6.0894e-09 | 5.777 | 0.74734 | 3.238 | 1.7917 | 0 | 0 | 6.5748e-06 | 3.5179e-08 | 0 | 3.5179e-08 | 3.5179e-08 | 0 | 3.5179e-08 | 0 | 4.1867e-08 | 9.1774e-08 | 0 | 9.1774e-08 | [17 empty] | 7.3.3.17.5 (Remote Grid) Updates to grid topology to minimize risk of ignition in HFTDs Remote GridWLDFRVegetation ContactAggregated | WLDFR | HFTD - Distribution - Tier 2 - 3QU CoRE ¦ 2QU LoRE | Non-Red Flag Warning - Large Fires | Vegetation Contact | Aggregated | 2031 | 1.0479e-05 | 791.1377 | 0.0082901 | 2031 | Mitigation | 0.95 | 45 | 0 | esc | 0.00097009 | 1.0165e-08 | 0.00097009 | 1.0165e-08
[35 empty] | 7.3.3.17.6 Updates to grid topology to minimize risk of ignition in HFTDs Butte County Rebuild | WLDFR | HFTD - Distribution - Tier 3 - 3QU CoRE ¦ 4QU LoRE | 2041 | 0.25842 | 0.0017491 | 0.21263 | 0 | 0.21263 |  |  |  |  | 0.0031155 | 0.37875 | 0 | 0.37875 | 0.054949 |  | 0.097877 | 0.0048646 | 0.0012571 | Column23: 0.59139; Column24: 0.15283; Column25: 0; Column26: 0; Column27: 0.59139; Column28: 0.15283; Column29: 0.0039295; Column30: 0.47771; Column31: 0; Column32: 0.47771; Column33: 0.12345 | WLDFR | HFTD - Distribution - Tier 3 - 4QU CoRE ¦ 5QU LoRE | Non-Red Flag Warning - Large Fires | 2032 | 6.0894e-09 | 6.0894e-09 | 5.777 | 0.74734 | 3.238 | 1.7917 | 0 | 0 | 6.5748e-06 | 3.5179e-08 | 0 | 3.5179e-08 | 3.5179e-08 | 0 | 3.5179e-08 | 0 | 4.1867e-08 | 9.1774e-08 | 0 | 9.1774e-08 | [17 empty] | 7.3.3.17.5 (Remote Grid) Updates to grid topology to minimize risk of ignition in HFTDs Remote GridWLDFRVegetation ContactAggregated | WLDFR | HFTD - Distribution - Tier 2 - 3QU CoRE ¦ 2QU LoRE | Non-Red Flag Warning - Large Fires | Vegetation Contact | Aggregated | 2032 | 1.0479e-05 | 791.1377 | 0.0082901 | 2032 | Mitigation | 0.95 | 45 | 0 | esc | 0.00097009 | 1.0165e-08 | 0.00097009 | 1.0165e-08
[35 empty] | 7.3.3.17.6 Updates to grid topology to minimize risk of ignition in HFTDs Butte County Rebuild | WLDFR | HFTD - Distribution - Tier 3 - 3QU CoRE ¦ 4QU LoRE | 2042 | 0.24151 | 0.0017491 | 0.21263 | 0 | 0.21263 |  |  |  |  | 0.0031155 | 0.37875 | 0 | 0.37875 | 0.051354 |  | 0.091474 | 0.0048646 | 0.0011749 | Column23: 0.59139; Column24: 0.14283; Column25: 0; Column26: 0; Column27: 0.59139; Column28: 0.14283; Column29: 0.0039295; Column30: 0.47771; Column31: 0; Column32: 0.47771; Column33: 0.11537 | WLDFR | HFTD - Distribution - Tier 3 - 4QU CoRE ¦ 5QU LoRE | Non-Red Flag Warning - Large Fires | 2033 | 6.0894e-09 | 6.0894e-09 | 6.1205 | 0.77885 | 3.4265 | 1.9151 | 0 | 0 | 6.5748e-06 | 3.727e-08 | 0 | 3.727e-08 | 3.727e-08 | 0 | 3.727e-08 | 0 | 4.1867e-08 | 9.1774e-08 | 0 | 9.1774e-08 | [17 empty] | 7.3.3.17.5 (Remote Grid) Updates to grid topology to minimize risk of ignition in HFTDs Remote GridWLDFRVegetation ContactAggregated | WLDFR | HFTD - Distribution - Tier 2 - 3QU CoRE ¦ 2QU LoRE | Non-Red Flag Warning - Large Fires | Vegetation Contact | Aggregated | 2033 | 1.0479e-05 | 791.1377 | 0.0082901 | 2033 | Mitigation | 0.95 | 45 | 0 | esc | 0.00097009 | 1.0165e-08 | 0.00097009 | 1.0165e-08
[35 empty] | 7.3.3.17.6 Updates to grid topology to minimize risk of ignition in HFTDs Butte County Rebuild | WLDFR | HFTD - Distribution - Tier 3 - 3QU CoRE ¦ 4QU LoRE | 2043 | 0.22571 | 0.0017491 | 0.22324 | 0 | 0.22324 |  |  |  |  | 0.0031155 | 0.39764 | 0 | 0.39764 | 0.050387 |  | 0.089752 | 0.0048646 | 0.001098 | Column23: 0.62088; Column24: 0.14014; Column25: 0; Column26: 0; Column27: 0.62088; Column28: 0.14014; Column29: 0.0039295; Column30: 0.50153; Column31: 0; Column32: 0.50153; Column33: 0.1132 | WLDFR | HFTD - Distribution - Tier 3 - 4QU CoRE ¦ 5QU LoRE | Non-Red Flag Warning - Large Fires | 2034 | 6.0894e-09 | 6.0894e-09 | 6.1205 | 0.77885 | 3.4265 | 1.9151 | 0 | 0 | 6.5748e-06 | 3.727e-08 | 0 | 3.727e-08 | 3.727e-08 | 0 | 3.727e-08 | 0 | 4.3878e-08 | 9.6182e-08 | 0 | 9.6182e-08 | [17 empty] | 7.3.3.17.5 (Remote Grid) Updates to grid topology to minimize risk of ignition in HFTDs Remote GridWLDFRVegetation ContactAggregated | WLDFR | HFTD - Distribution - Tier 2 - 3QU CoRE ¦ 2QU LoRE | Non-Red Flag Warning - Large Fires | Vegetation Contact | Aggregated | 2034 | 1.0479e-05 | 791.1377 | 0.0082901 | 2034 | Mitigation | 0.95 | 45 | 0 | esc | 0.00097009 | 1.0165e-08 | 0.00097009 | 1.0165e-08
[35 empty] | 7.3.3.17.6 Updates to grid topology to minimize risk of ignition in HFTDs Butte County Rebuild | WLDFR | HFTD - Distribution - Tier 3 - 3QU CoRE ¦ 4QU LoRE | 2044 | 0.21095 | 0.0017491 | 0.22324 | 0 | 0.22324 |  |  |  |  | 0.0031155 | 0.39764 | 0 | 0.39764 | 0.047091 |  | 0.083881 | 0.0048646 | 0.0010262 | Column23: 0.62088; Column24: 0.13097; Column25: 0; Column26: 0; Column27: 0.62088; Column28: 0.13097; Column29: 0.0039295; Column30: 0.50153; Column31: 0; Column32: 0.50153; Column33: 0.1058 | WLDFR | HFTD - Distribution - Tier 3 - 4QU CoRE ¦ 5QU LoRE | Non-Red Flag Warning - Large Fires | 2035 | 6.0894e-09 | 6.0894e-09 | 6.1205 | 0.77885 | 3.4265 | 1.9151 | 0 | 0 | 6.5748e-06 | 3.727e-08 | 0 | 3.727e-08 | 3.727e-08 | 0 | 3.727e-08 | 0 | 4.3878e-08 | 9.6182e-08 | 0 | 9.6182e-08 | [17 empty] | 7.3.3.17.5 (Remote Grid) Updates to grid topology to minimize risk of ignition in HFTDs Remote GridWLDFRVegetation ContactAggregated | WLDFR | HFTD - Distribution - Tier 2 - 3QU CoRE ¦ 2QU LoRE | Non-Red Flag Warning - Large Fires | Vegetation Contact | Aggregated | 2035 | 1.0479e-05 | 791.1377 | 0.0082901 | 2035 | Mitigation | 0.95 | 45 | 0 | esc | 0.00097009 | 1.0165e-08 | 0.00097009 | 1.0165e-08
[35 empty] | 7.3.3.17.6 Updates to grid topology to minimize risk of ignition in HFTDs Butte County Rebuild | WLDFR | HFTD - Distribution - Tier 3 - 3QU CoRE ¦ 4QU LoRE | 2045 | 0.19715 | 0.0017491 | 0.22324 | 0 | 0.22324 |  |  |  |  | 0.0031155 | 0.39764 | 0 | 0.39764 | 0.04401 |  | 0.078393 | 0.0048646 | 0.00095904 | Column23: 0.62088; Column24: 0.1224; Column25: 0; Column26: 0; Column27: 0.62088; Column28: 0.1224; Column29: 0.0039295; Column30: 0.50153; Column31: 0; Column32: 0.50153; Column33: 0.098874 | WLDFR | HFTD - Distribution - Tier 3 - 4QU CoRE ¦ 5QU LoRE | Non-Red Flag Warning - Large Fires | 2036 | 6.0894e-09 | 6.0894e-09 | 6.1205 | 0.77885 | 3.4265 | 1.9151 | 0 | 0 | 6.5748e-06 | 3.727e-08 | 0 | 3.727e-08 | 3.727e-08 | 0 | 3.727e-08 | 0 | 4.3878e-08 | 9.6182e-08 | 0 | 9.6182e-08 | [17 empty] | 7.3.3.17.5 (Remote Grid) Updates to grid topology to minimize risk of ignition in HFTDs Remote GridWLDFRVegetation ContactAggregated | WLDFR | HFTD - Distribution - Tier 2 - 3QU CoRE ¦ 2QU LoRE | Non-Red Flag Warning - Large Fires | Vegetation Contact | Aggregated | 2036 | 1.0479e-05 | 791.1377 | 0.0082901 | 2036 | Mitigation | 0.95 | 45 | 0 | esc | 0.00097009 | 1.0165e-08 | 0.00097009 | 1.0165e-08
[35 empty] | 7.3.3.17.6 Updates to grid topology to minimize risk of ignition in HFTDs Butte County Rebuild | WLDFR | HFTD - Distribution - Tier 3 - 3QU CoRE ¦ 4QU LoRE | 2046 | 0.18425 | 0.0017491 | 0.22324 | 0 | 0.22324 |  |  |  |  | 0.0031155 | 0.39764 | 0 | 0.39764 | 0.041131 |  | 0.073265 | 0.0048646 | 0.0008963 | Column23: 0.62088; Column24: 0.1144; Column25: 0; Column26: 0; Column27: 0.62088; Column28: 0.1144; Column29: 0.0039295; Column30: 0.50153; Column31: 0; Column32: 0.50153; Column33: 0.092406 | WLDFR | HFTD - Distribution - Tier 3 - 4QU CoRE ¦ 5QU LoRE | Non-Red Flag Warning - Large Fires | 2037 | 6.0894e-09 | 6.0894e-09 | 6.1205 | 0.77885 | 3.4265 | 1.9151 | 0 | 0 | 6.5748e-06 | 3.727e-08 | 0 | 3.727e-08 | 3.727e-08 | 0 | 3.727e-08 | 0 | 4.3878e-08 | 9.6182e-08 | 0 | 9.6182e-08 | [17 empty] | 7.3.3.17.5 (Remote Grid) Updates to grid topology to minimize risk of ignition in HFTDs Remote GridWLDFRVegetation ContactAggregated | WLDFR | HFTD - Distribution - Tier 2 - 3QU CoRE ¦ 2QU LoRE | Non-Red Flag Warning - Large Fires | Vegetation Contact | Aggregated | 2037 | 1.0479e-05 | 791.1377 | 0.0082901 | 2037 | Mitigation | 0.95 | 45 | 0 | esc | 0.00097009 | 1.0165e-08 | 0.00097009 | 1.0165e-08
[35 empty] | 7.3.3.17.6 Updates to grid topology to minimize risk of ignition in HFTDs Butte County Rebuild | WLDFR | HFTD - Distribution - Tier 3 - 3QU CoRE ¦ 4QU LoRE | 2047 | 0.1722 | 0.0017491 | 0.22324 | 0 | 0.22324 |  |  |  |  | 0.0031155 | 0.39764 | 0 | 0.39764 | 0.03844 |  | 0.068472 | 0.0048646 | 0.00083767 | Column23: 0.62088; Column24: 0.10691; Column25: 0; Column26: 0; Column27: 0.62088; Column28: 0.10691; Column29: 0.0039295; Column30: 0.50153; Column31: 0; Column32: 0.50153; Column33: 0.086361 | WLDFR | HFTD - Distribution - Tier 3 - 4QU CoRE ¦ 5QU LoRE | Non-Red Flag Warning - Large Fires | 2038 | 6.0894e-09 | 6.0894e-09 | 6.5028 | 0.81304 | 3.6355 | 2.0543 | 0 | 0 | 6.5748e-06 | 3.9598e-08 | 0 | 3.9598e-08 | 3.9598e-08 | 0 | 3.9598e-08 | 0 | 4.3878e-08 | 9.6182e-08 | 0 | 9.6182e-08 | [17 empty] | 7.3.3.17.5 (Remote Grid) Updates to grid topology to minimize risk of ignition in HFTDs Remote GridWLDFRVegetation ContactAggregated | WLDFR | HFTD - Distribution - Tier 2 - 3QU CoRE ¦ 2QU LoRE | Non-Red Flag Warning - Large Fires | Vegetation Contact | Aggregated | 2038 | 1.0479e-05 | 791.1377 | 0.0082901 | 2038 | Mitigation | 0.95 | 45 | 0 | esc | 0.00097009 | 1.0165e-08 | 0.00097009 | 1.0165e-08
[35 empty] | 7.3.3.17.6 Updates to grid topology to minimize risk of ignition in HFTDs Butte County Rebuild | WLDFR | HFTD - Distribution - Tier 3 - 3QU CoRE ¦ 4QU LoRE | 2048 | 0.16093 | 0.0017491 | 0.23435 | 0 | 0.23435 |  |  |  |  | 0.0031155 | 0.41743 | 0 | 0.41743 | 0.037714 |  | 0.067178 | 0.0048646 | 0.00078287 | Column23: 0.65178; Column24: 0.10489; Column25: 0; Column26: 0; Column27: 0.65178; Column28: 0.10489; Column29: 0.0039295; Column30: 0.52649; Column31: 0; Column32: 0.52649; Column33: 0.084729 | WLDFR | HFTD - Distribution - Tier 3 - 4QU CoRE ¦ 5QU LoRE | Non-Red Flag Warning - Large Fires | 2039 | 6.0894e-09 | 6.0894e-09 | 6.5028 | 0.81304 | 3.6355 | 2.0543 | 0 | 0 | 6.5748e-06 | 3.9598e-08 | 0 | 3.9598e-08 | 3.9598e-08 | 0 | 3.9598e-08 | 0 | 4.5993e-08 | 1.0082e-07 | 0 | 1.0082e-07 | [17 empty] | 7.3.3.17.5 (Remote Grid) Updates to grid topology to minimize risk of ignition in HFTDs Remote GridWLDFRVegetation ContactAggregated | WLDFR | HFTD - Distribution - Tier 2 - 3QU CoRE ¦ 2QU LoRE | Non-Red Flag Warning - Large Fires | Vegetation Contact | Aggregated | 2039 | 1.0479e-05 | 791.1377 | 0.0082901 | 2039 | Mitigation | 0.95 | 45 | 0 | esc | 0.00097009 | 1.0165e-08 | 0.00097009 | 1.0165e-08
[35 empty] | 7.3.3.17.6 Updates to grid topology to minimize risk of ignition in HFTDs Butte County Rebuild | WLDFR | HFTD - Distribution - Tier 3 - 3QU CoRE ¦ 4QU LoRE | 2049 | 0.1504 | 0.0017491 | 0.23435 | 0 | 0.23435 |  |  |  |  | 0.0031155 | 0.41743 | 0 | 0.41743 | 0.035247 |  | 0.062783 | 0.0048646 | 0.00073165 | Column23: 0.65178; Column24: 0.09803; Column25: 0; Column26: 0; Column27: 0.65178; Column28: 0.09803; Column29: 0.0039295; Column30: 0.52649; Column31: 0; Column32: 0.52649; Column33: 0.079186 | WLDFR | HFTD - Distribution - Tier 3 - 4QU CoRE ¦ 5QU LoRE | Non-Red Flag Warning - Large Fires | 2040 | 6.0894e-09 | 6.0894e-09 | 6.5028 | 0.81304 | 3.6355 | 2.0543 | 0 | 0 | 6.5748e-06 | 3.9598e-08 | 0 | 3.9598e-08 | 3.9598e-08 | 0 | 3.9598e-08 | 0 | 4.5993e-08 | 1.0082e-07 | 0 | 1.0082e-07 | [17 empty] | 7.3.3.17.5 (Remote Grid) Updates to grid topology to minimize risk of ignition in HFTDs Remote GridWLDFRVegetation ContactAggregated | WLDFR | HFTD - Distribution - Tier 2 - 3QU CoRE ¦ 2QU LoRE | Non-Red Flag Warning - Large Fires | Vegetation Contact | Aggregated | 2040 | 1.0479e-05 | 791.1377 | 0.0082901 | 2040 | Mitigation | 0.95 | 45 | 0 | esc | 0.00097009 | 1.0165e-08 | 0.00097009 | 1.0165e-08
[35 empty] | 7.3.3.17.6 Updates to grid topology to minimize risk of ignition in HFTDs Butte County Rebuild | WLDFR | HFTD - Distribution - Tier 3 - 3QU CoRE ¦ 4QU LoRE | 2050 | 0.14056 | 0.0017491 | 0.23435 | 0 | 0.23435 |  |  |  |  | 0.0031155 | 0.41743 | 0 | 0.41743 | 0.032941 |  | 0.058676 | 0.0048646 | 0.00068379 | Column23: 0.65178; Column24: 0.091617; Column25: 0; Column26: 0; Column27: 0.65178; Column28: 0.091617; Column29: 0.0039295; Column30: 0.52649; Column31: 0; Column32: 0.52649; Column33: 0.074005 | WLDFR | HFTD - Distribution - Tier 3 - 4QU CoRE ¦ 5QU LoRE | Non-Red Flag Warning - Large Fires | 2041 | 6.0894e-09 | 6.0894e-09 | 6.5028 | 0.81304 | 3.6355 | 2.0543 | 0 | 0 | 6.5748e-06 | 3.9598e-08 | 0 | 3.9598e-08 | 3.9598e-08 | 0 | 3.9598e-08 | 0 | 4.5993e-08 | 1.0082e-07 | 0 | 1.0082e-07 | [17 empty] | 7.3.3.17.5 (Remote Grid) Updates to grid topology to minimize risk of ignition in HFTDs Remote GridWLDFRVegetation ContactAggregated | WLDFR | HFTD - Distribution - Tier 2 - 3QU CoRE ¦ 2QU LoRE | Non-Red Flag Warning - Large Fires | Vegetation Contact | Aggregated | 2041 | 1.0479e-05 | 791.1377 | 0.0082901 | 2041 | Mitigation | 0.95 | 45 | 0 | esc | 0.00097009 | 1.0165e-08 | 0.00097009 | 1.0165e-08
[35 empty] | 7.3.3.17.6 Updates to grid topology to minimize risk of ignition in HFTDs Butte County Rebuild | WLDFR | HFTD - Distribution - Tier 3 - 3QU CoRE ¦ 4QU LoRE | 2051 | 0.13137 | 0.0017491 | 0.23435 | 0 | 0.23435 |  |  |  |  | 0.0031155 | 0.41743 | 0 | 0.41743 | 0.030786 |  | 0.054837 | 0.0048646 | 0.00063905 | Column23: 0.65178; Column24: 0.085623; Column25: 0; Column26: 0; Column27: 0.65178; Column28: 0.085623; Column29: 0.0039295; Column30: 0.52649; Column31: 0; Column32: 0.52649; Column33: 0.069164 | WLDFR | HFTD - Distribution - Tier 3 - 4QU CoRE ¦ 5QU LoRE | Non-Red Flag Warning - Large Fires | 2042 | 6.0894e-09 | 6.0894e-09 | 6.5028 | 0.81304 | 3.6355 | 2.0543 | 0 | 0 | 6.5748e-06 | 3.9598e-08 | 0 | 3.9598e-08 | 3.9598e-08 | 0 | 3.9598e-08 | 0 | 4.5993e-08 | 1.0082e-07 | 0 | 1.0082e-07 | [17 empty] | 7.3.3.17.5 (Remote Grid) Updates to grid topology to minimize risk of ignition in HFTDs Remote GridWLDFRVegetation ContactAggregated | WLDFR | HFTD - Distribution - Tier 2 - 3QU CoRE ¦ 2QU LoRE | Non-Red Flag Warning - Large Fires | Vegetation Contact | Aggregated | 2042 | 1.0479e-05 | 791.1377 | 0.0082901 | 2042 | Mitigation | 0.95 | 45 | 0 | esc | 0.00097009 | 1.0165e-08 | 0.00097009 | 1.0165e-08
[35 empty] | 7.3.3.17.6 Updates to grid topology to minimize risk of ignition in HFTDs Butte County Rebuild | WLDFR | HFTD - Distribution - Tier 3 - 3QU CoRE ¦ 4QU LoRE | 2052 | 0.12277 | 0.0017491 | 0.23435 | 0 | 0.23435 |  |  |  |  | 0.0031155 | 0.41743 | 0 | 0.41743 | 0.028772 |  | 0.05125 | 0.0048646 | 0.00059724 | Column23: 0.65178; Column24: 0.080021; Column25: 0; Column26: 0; Column27: 0.65178; Column28: 0.080021; Column29: 0.0039295; Column30: 0.52649; Column31: 0; Column32: 0.52649; Column33: 0.064639 | WLDFR | HFTD - Distribution - Tier 3 - 4QU CoRE ¦ 5QU LoRE | Non-Red Flag Warning - Large Fires | 2043 | 6.0894e-09 | 6.0894e-09 | 6.9209 | 0.84944 | 3.8632 | 2.2083 | 0 | 0 | 6.5748e-06 | 4.2144e-08 | 0 | 4.2144e-08 | 4.2144e-08 | 0 | 4.2144e-08 | 0 | 4.5993e-08 | 1.0082e-07 | 0 | 1.0082e-07 | [17 empty] | 7.3.3.17.5 (Remote Grid) Updates to grid topology to minimize risk of ignition in HFTDs Remote GridWLDFRVegetation ContactAggregated | WLDFR | HFTD - Distribution - Tier 2 - 3QU CoRE ¦ 2QU LoRE | Non-Red Flag Warning - Large Fires | Vegetation Contact | Aggregated | 2043 | 1.0479e-05 | 791.1377 | 0.0082901 | 2043 | Mitigation | 0.95 | 45 | 0 | esc | 0.00097009 | 1.0165e-08 | 0.00097009 | 1.0165e-08
[35 empty] | 7.3.3.17.6 Updates to grid topology to minimize risk of ignition in HFTDs Butte County Rebuild | WLDFR | HFTD - Distribution - Tier 3 - 3QU CoRE ¦ 4QU LoRE | 2053 | 0.11474 | 0.0017491 | 0.24584 | 0 | 0.24584 |  |  |  |  | 0.0031155 | 0.43789 | 0 | 0.43789 | 0.028207 |  | 0.050244 | 0.0048646 | 0.00055817 | Column23: 0.68373; Column24: 0.078452; Column25: 0; Column26: 0; Column27: 0.68373; Column28: 0.078452; Column29: 0.0039295; Column30: 0.5523; Column31: 0; Column32: 0.5523; Column33: 0.063371 | WLDFR | HFTD - Distribution - Tier 3 - 4QU CoRE ¦ 5QU LoRE | Non-Red Flag Warning - Large Fires | 2044 | 6.0894e-09 | 6.0894e-09 | 6.9209 | 0.84944 | 3.8632 | 2.2083 | 0 | 0 | 6.5748e-06 | 4.2144e-08 | 0 | 4.2144e-08 | 4.2144e-08 | 0 | 4.2144e-08 | 0 | 4.8189e-08 | 1.0563e-07 | 0 | 1.0563e-07 | [17 empty] | 7.3.3.17.5 (Remote Grid) Updates to grid topology to minimize risk of ignition in HFTDs Remote GridWLDFRVegetation ContactAggregated | WLDFR | HFTD - Distribution - Tier 2 - 3QU CoRE ¦ 2QU LoRE | Non-Red Flag Warning - Large Fires | Vegetation Contact | Aggregated | 2044 | 1.0479e-05 | 791.1377 | 0.0082901 | 2044 | Mitigation | 0.95 | 45 | 0 | esc | 0.00097009 | 1.0165e-08 | 0.00097009 | 1.0165e-08
[35 empty] | 7.3.3.17.6 Updates to grid topology to minimize risk of ignition in HFTDs Butte County Rebuild | WLDFR | HFTD - Distribution - Tier 3 - 3QU CoRE ¦ 4QU LoRE | 2054 | 0.10723 | 0.0017491 | 0.24584 | 0 | 0.24584 |  |  |  |  | 0.0031155 | 0.43789 | 0 | 0.43789 | 0.026362 |  | 0.046957 | 0.0048646 | 0.00052166 | Column23: 0.68373; Column24: 0.073319; Column25: 0; Column26: 0; Column27: 0.68373; Column28: 0.073319; Column29: 0.0039295; Column30: 0.5523; Column31: 0; Column32: 0.5523; Column33: 0.059225 | WLDFR | HFTD - Distribution - Tier 3 - 4QU CoRE ¦ 5QU LoRE | Non-Red Flag Warning - Large Fires | 2045 | 6.0894e-09 | 6.0894e-09 | 6.9209 | 0.84944 | 3.8632 | 2.2083 | 0 | 0 | 6.5748e-06 | 4.2144e-08 | 0 | 4.2144e-08 | 4.2144e-08 | 0 | 4.2144e-08 | 0 | 4.8189e-08 | 1.0563e-07 | 0 | 1.0563e-07 | [17 empty] | 7.3.3.17.5 (Remote Grid) Updates to grid topology to minimize risk of ignition in HFTDs Remote GridWLDFRVegetation ContactAggregated | WLDFR | HFTD - Distribution - Tier 2 - 3QU CoRE ¦ 2QU LoRE | Non-Red Flag Warning - Large Fires | Vegetation Contact | Aggregated | 2045 | 1.0479e-05 | 791.1377 | 0.0082901 | 2045 | Mitigation | 0.95 | 45 | 0 | esc | 0.00097009 | 1.0165e-08 | 0.00097009 | 1.0165e-08
[35 empty] | 7.3.3.17.6 Updates to grid topology to minimize risk of ignition in HFTDs Butte County Rebuild | WLDFR | HFTD - Distribution - Tier 3 - 3QU CoRE ¦ 4QU LoRE | 2055 | 0.10022 | 0.0017491 | 0.24584 | 0 | 0.24584 |  |  |  |  | 0.0031155 | 0.43789 | 0 | 0.43789 | 0.024637 |  | 0.043885 | 0.0048646 | 0.00048753 | Column23: 0.68373; Column24: 0.068523; Column25: 0; Column26: 0; Column27: 0.68373; Column28: 0.068523; Column29: 0.0039295; Column30: 0.5523; Column31: 0; Column32: 0.5523; Column33: 0.055351 | WLDFR | HFTD - Distribution - Tier 3 - 4QU CoRE ¦ 5QU LoRE | Non-Red Flag Warning - Large Fires | 2046 | 6.0894e-09 | 6.0894e-09 | 6.9209 | 0.84944 | 3.8632 | 2.2083 | 0 | 0 | 6.5748e-06 | 4.2144e-08 | 0 | 4.2144e-08 | 4.2144e-08 | 0 | 4.2144e-08 | 0 | 4.8189e-08 | 1.0563e-07 | 0 | 1.0563e-07 | [17 empty] | 7.3.3.17.5 (Remote Grid) Updates to grid topology to minimize risk of ignition in HFTDs Remote GridWLDFRVegetation ContactAggregated | WLDFR | HFTD - Distribution - Tier 2 - 3QU CoRE ¦ 2QU LoRE | Non-Red Flag Warning - Large Fires | Vegetation Contact | Aggregated | 2046 | 1.0479e-05 | 791.1377 | 0.0082901 | 2046 | Mitigation | 0.95 | 45 | 0 | esc | 0.00097009 | 1.0165e-08 | 0.00097009 | 1.0165e-08
[35 empty] | 7.3.3.17.6 Updates to grid topology to minimize risk of ignition in HFTDs Butte County Rebuild | WLDFR | HFTD - Distribution - Tier 3 - 3QU CoRE ¦ 4QU LoRE | 2056 | 0.093663 | 0.0017491 | 0.24584 | 0 | 0.24584 |  |  |  |  | 0.0031155 | 0.43789 | 0 | 0.43789 | 0.023026 |  | 0.041014 | 0.0048646 | 0.00045563 | Column23: 0.68373; Column24: 0.06404; Column25: 0; Column26: 0; Column27: 0.68373; Column28: 0.06404; Column29: 0.0039295; Column30: 0.5523; Column31: 0; Column32: 0.5523; Column33: 0.05173 | WLDFR | HFTD - Distribution - Tier 3 - 4QU CoRE ¦ 5QU LoRE | Non-Red Flag Warning - Large Fires | 2047 | 6.0894e-09 | 6.0894e-09 | 6.9209 | 0.84944 | 3.8632 | 2.2083 | 0 | 0 | 6.5748e-06 | 4.2144e-08 | 0 | 4.2144e-08 | 4.2144e-08 | 0 | 4.2144e-08 | 0 | 4.8189e-08 | 1.0563e-07 | 0 | 1.0563e-07 | [17 empty] | 7.3.3.17.5 (Remote Grid) Updates to grid topology to minimize risk of ignition in HFTDs Remote GridWLDFRVegetation ContactAggregated | WLDFR | HFTD - Distribution - Tier 2 - 3QU CoRE ¦ 2QU LoRE | Non-Red Flag Warning - Large Fires | Vegetation Contact | Aggregated | 2047 | 1.0479e-05 | 791.1377 | 0.0082901 | 2047 | Mitigation | 0.95 | 45 | 0 | esc | 0.00097009 | 1.0165e-08 | 0.00097009 | 1.0165e-08
[35 empty] | 7.3.3.17.6 Updates to grid topology to minimize risk of ignition in HFTDs Butte County Rebuild | WLDFR | HFTD - Distribution - Tier 3 - 3QU CoRE ¦ 4QU LoRE | 2057 | 0.087535 | 0.0017491 | 0.24584 | 0 | 0.24584 |  |  |  |  | 0.0031155 | 0.43789 | 0 | 0.43789 | 0.021519 |  | 0.038331 | 0.0048646 | 0.00042583 | Column23: 0.68373; Column24: 0.05985; Column25: 0; Column26: 0; Column27: 0.68373; Column28: 0.05985; Column29: 0.0039295; Column30: 0.5523; Column31: 0; Column32: 0.5523; Column33: 0.048346 | WLDFR | HFTD - Distribution - Tier 3 - 4QU CoRE ¦ 5QU LoRE | Non-Red Flag Warning - Large Fires | 2048 | 6.0894e-09 | 6.0894e-09 | 7.3713 | 0.88759 | 4.1075 | 2.3763 | 0 | 0 | 6.5748e-06 | 4.4887e-08 | 0 | 4.4887e-08 | 4.4887e-08 | 0 | 4.4887e-08 | 0 | 4.8189e-08 | 1.0563e-07 | 0 | 1.0563e-07 | [17 empty] | 7.3.3.17.5 (Remote Grid) Updates to grid topology to minimize risk of ignition in HFTDs Remote GridWLDFRVegetation ContactAggregated | WLDFR | HFTD - Distribution - Tier 2 - 3QU CoRE ¦ 2QU LoRE | Non-Red Flag Warning - Large Fires | Vegetation Contact | Aggregated | 2048 | 1.0479e-05 | 791.1377 | 0.0082901 | 2048 | Mitigation | 0.95 | 45 | 0 | esc | 0.00097009 | 1.0165e-08 | 0.00097009 | 1.0165e-08
[35 empty] | 7.3.3.17.6 Updates to grid topology to minimize risk of ignition in HFTDs Butte County Rebuild | WLDFR | HFTD - Distribution - Tier 3 - 3QU CoRE ¦ 4QU LoRE | 2058 | 0.081809 | 0.0017491 | 0.25755 | 0 | 0.25755 |  |  |  |  | 0.0031155 | 0.45877 | 0 | 0.45877 | 0.02107 |  | 0.037531 | 0.0048646 | 0.00039797 | Column23: 0.71632; Column24: 0.058601; Column25: 0; Column26: 0; Column27: 0.71632; Column28: 0.058601; Column29: 0.0039295; Column30: 0.57862; Column31: 0; Column32: 0.57862; Column33: 0.047336 | WLDFR | HFTD - Distribution - Tier 3 - 4QU CoRE ¦ 5QU LoRE | Non-Red Flag Warning - Large Fires | 2049 | 6.0894e-09 | 6.0894e-09 | 7.3713 | 0.88759 | 4.1075 | 2.3763 | 0 | 0 | 6.5748e-06 | 4.4887e-08 | 0 | 4.4887e-08 | 4.4887e-08 | 0 | 4.4887e-08 | 0 | 5.044e-08 | 1.1057e-07 | 0 | 1.1057e-07 | [17 empty] | 7.3.3.17.5 (Remote Grid) Updates to grid topology to minimize risk of ignition in HFTDs Remote GridWLDFRVegetation ContactAggregated | WLDFR | HFTD - Distribution - Tier 2 - 3QU CoRE ¦ 2QU LoRE | Non-Red Flag Warning - Large Fires | Vegetation Contact | Aggregated | 2049 | 1.0479e-05 | 791.1377 | 0.0082901 | 2049 | Mitigation | 0.95 | 45 | 0 | esc | 0.00097009 | 1.0165e-08 | 0.00097009 | 1.0165e-08
[35 empty] | 7.3.3.17.6 Updates to grid topology to minimize risk of ignition in HFTDs Butte County Rebuild | WLDFR | HFTD - Distribution - Tier 3 - 3QU CoRE ¦ 4QU LoRE | 2059 | 0.076457 | 0.0017491 | 0.25755 | 0 | 0.25755 |  |  |  |  | 0.0031155 | 0.45877 | 0 | 0.45877 | 0.019692 |  | 0.035076 | 0.0048646 | 0.00037193 | Column23: 0.71632; Column24: 0.054767; Column25: 0; Column26: 0; Column27: 0.71632; Column28: 0.054767; Column29: 0.0039295; Column30: 0.57862; Column31: 0; Column32: 0.57862; Column33: 0.04424 | WLDFR | HFTD - Distribution - Tier 3 - 4QU CoRE ¦ 5QU LoRE | Non-Red Flag Warning - Large Fires | 2050 | 6.0894e-09 | 6.0894e-09 | 7.3713 | 0.88759 | 4.1075 | 2.3763 | 0 | 0 | 6.5748e-06 | 4.4887e-08 | 0 | 4.4887e-08 | 4.4887e-08 | 0 | 4.4887e-08 | 0 | 5.044e-08 | 1.1057e-07 | 0 | 1.1057e-07 | [17 empty] | 7.3.3.17.5 (Remote Grid) Updates to grid topology to minimize risk of ignition in HFTDs Remote GridWLDFRVegetation ContactAggregated | WLDFR | HFTD - Distribution - Tier 2 - 3QU CoRE ¦ 2QU LoRE | Non-Red Flag Warning - Large Fires | Vegetation Contact | Aggregated | 2050 | 1.0479e-05 | 791.1377 | 0.0082901 | 2050 | Mitigation | 0.95 | 45 | 0 | esc | 0.00097009 | 1.0165e-08 | 0.00097009 | 1.0165e-08
[35 empty] | 7.3.3.17.6 Updates to grid topology to minimize risk of ignition in HFTDs Butte County Rebuild | WLDFR | HFTD - Distribution - Tier 3 - 3QU CoRE ¦ 4QU LoRE | 2060 | 0.071455 | 0.0017491 | 0.25755 | 0 | 0.25755 |  |  |  |  | 0.0031155 | 0.45877 | 0 | 0.45877 | 0.018403 |  | 0.032781 | 0.0048646 | 0.0003476 | Column23: 0.71632; Column24: 0.051185; Column25: 0; Column26: 0; Column27: 0.71632; Column28: 0.051185; Column29: 0.0039295; Column30: 0.57862; Column31: 0; Column32: 0.57862; Column33: 0.041345 | WLDFR | HFTD - Distribution - Tier 3 - 4QU CoRE ¦ 5QU LoRE | Non-Red Flag Warning - Large Fires | 2051 | 6.0894e-09 | 6.0894e-09 | 7.3713 | 0.88759 | 4.1075 | 2.3763 | 0 | 0 | 6.5748e-06 | 4.4887e-08 | 0 | 4.4887e-08 | 4.4887e-08 | 0 | 4.4887e-08 | 0 | 5.044e-08 | 1.1057e-07 | 0 | 1.1057e-07 | [17 empty] | 7.3.3.17.5 (Remote Grid) Updates to grid topology to minimize risk of ignition in HFTDs Remote GridWLDFRVegetation ContactAggregated | WLDFR | HFTD - Distribution - Tier 2 - 3QU CoRE ¦ 2QU LoRE | Non-Red Flag Warning - Large Fires | Vegetation Contact | Aggregated | 2051 | 1.0479e-05 | 791.1377 | 0.0082901 | 2051 | Mitigation | 0.95 | 45 | 0 | esc | 0.00097009 | 1.0165e-08 | 0.00097009 | 1.0165e-08
[35 empty] | 7.3.3.17.6 Updates to grid topology to minimize risk of ignition in HFTDs Butte County Rebuild | WLDFR | HFTD - Distribution - Tier 3 - 3QU CoRE ¦ 4QU LoRE | 2061 | 0.06678 | 0.0017491 | 0.25755 | 0 | 0.25755 |  |  |  |  | 0.0031155 | 0.45877 | 0 | 0.45877 | 0.0172 |  | 0.030637 | 0.0048646 | 0.00032486 | Column23: 0.71632; Column24: 0.047836; Column25: 0; Column26: 0; Column27: 0.71632; Column28: 0.047836; Column29: 0.0039295; Column30: 0.57862; Column31: 0; Column32: 0.57862; Column33: 0.038641 | WLDFR | HFTD - Distribution - Tier 3 - 4QU CoRE ¦ 5QU LoRE | Non-Red Flag Warning - Large Fires | 2052 | 6.0894e-09 | 6.0894e-09 | 7.3713 | 0.88759 | 4.1075 | 2.3763 | 0 | 0 | 6.5748e-06 | 4.4887e-08 | 0 | 4.4887e-08 | 4.4887e-08 | 0 | 4.4887e-08 | 0 | 5.044e-08 | 1.1057e-07 | 0 | 1.1057e-07 | [17 empty] | 7.3.3.17.5 (Remote Grid) Updates to grid topology to minimize risk of ignition in HFTDs Remote GridWLDFRVegetation ContactAggregated | WLDFR | HFTD - Distribution - Tier 2 - 3QU CoRE ¦ 2QU LoRE | Non-Red Flag Warning - Large Fires | Vegetation Contact | Aggregated | 2052 | 1.0479e-05 | 791.1377 | 0.0082901 | 2052 | Mitigation | 0.95 | 45 | 0 | esc | 0.00097009 | 1.0165e-08 | 0.00097009 | 1.0165e-08
[35 empty] | 7.3.3.17.6 Updates to grid topology to minimize risk of ignition in HFTDs Butte County Rebuild | WLDFR | HFTD - Distribution - Tier 3 - 3QU CoRE ¦ 4QU LoRE | 2062 | 0.062412 | 0.0017491 | 0.25755 | 0 | 0.25755 |  |  |  |  | 0.0031155 | 0.45877 | 0 | 0.45877 | 0.016074 |  | 0.028632 | 0.0048646 | 0.00030361 | Column23: 0.71632; Column24: 0.044707; Column25: 0; Column26: 0; Column27: 0.71632; Column28: 0.044707; Column29: 0.0039295; Column30: 0.57862; Column31: 0; Column32: 0.57862; Column33: 0.036113 | WLDFR | HFTD - Distribution - Tier 3 - 4QU CoRE ¦ 5QU LoRE | Non-Red Flag Warning - Large Fires | 2053 | 6.0894e-09 | 6.0894e-09 | 7.8503 | 0.92702 | 4.3664 | 2.5569 | 0 | 0 | 6.5748e-06 | 4.7804e-08 | 0 | 4.7804e-08 | 4.7804e-08 | 0 | 4.7804e-08 | 0 | 5.044e-08 | 1.1057e-07 | 0 | 1.1057e-07 | [17 empty] | 7.3.3.17.5 (Remote Grid) Updates to grid topology to minimize risk of ignition in HFTDs Remote GridWLDFRVegetation ContactAggregated | WLDFR | HFTD - Distribution - Tier 2 - 3QU CoRE ¦ 2QU LoRE | Non-Red Flag Warning - Large Fires | Vegetation Contact | Aggregated | 2053 | 1.0479e-05 | 791.1377 | 0.0082901 | 2053 | Mitigation | 0.95 | 45 | 0 | esc | 0.00097009 | 1.0165e-08 | 0.00097009 | 1.0165e-08
[35 empty] | 7.3.3.17.6 Updates to grid topology to minimize risk of ignition in HFTDs Butte County Rebuild | WLDFR | HFTD - Distribution - Tier 3 - 3QU CoRE ¦ 4QU LoRE | 2063 | 0.058329 | 0.0017491 | 0.26936 | 0 | 0.26936 |  |  |  |  | 0.0031155 | 0.4798 | 0 | 0.4798 | 0.015712 |  | 0.027986 | 0.0048646 | 0.00028375 | Column23: 0.74916; Column24: 0.043698; Column25: 0; Column26: 0; Column27: 0.74916; Column28: 0.043698; Column29: 0.0039295; Column30: 0.60515; Column31: 0; Column32: 0.60515; Column33: 0.035298 | WLDFR | HFTD - Distribution - Tier 3 - 4QU CoRE ¦ 5QU LoRE | Non-Red Flag Warning - Large Fires | 2054 | 6.0894e-09 | 6.0894e-09 | 7.8503 | 0.92702 | 4.3664 | 2.5569 | 0 | 0 | 6.5748e-06 | 4.7804e-08 | 0 | 4.7804e-08 | 4.7804e-08 | 0 | 4.7804e-08 | 0 | 5.2722e-08 | 1.1557e-07 | 0 | 1.1557e-07 | [17 empty] | 7.3.3.17.5 (Remote Grid) Updates to grid topology to minimize risk of ignition in HFTDs Remote GridWLDFRVegetation ContactAggregated | WLDFR | HFTD - Distribution - Tier 2 - 3QU CoRE ¦ 2QU LoRE | Non-Red Flag Warning - Large Fires | Vegetation Contact | Aggregated | 2054 | 1.0479e-05 | 791.1377 | 0.0082901 | 2054 | Mitigation | 0.95 | 45 | 0 | esc | 0.00097009 | 1.0165e-08 | 0.00097009 | 1.0165e-08
[35 empty] | 7.3.3.17.6 Updates to grid topology to minimize risk of ignition in HFTDs Butte County Rebuild | WLDFR | HFTD - Distribution - Tier 3 - 3QU CoRE ¦ 4QU LoRE | 2064 | 0.054513 | 0.0017491 | 0.26936 | 0 | 0.26936 |  |  |  |  | 0.0031155 | 0.4798 | 0 | 0.4798 | 0.014684 |  | 0.026155 | 0.0048646 | 0.00026518 | Column23: 0.74916; Column24: 0.040839; Column25: 0; Column26: 0; Column27: 0.74916; Column28: 0.040839; Column29: 0.0039295; Column30: 0.60515; Column31: 0; Column32: 0.60515; Column33: 0.032988 | WLDFR | HFTD - Distribution - Tier 3 - 4QU CoRE ¦ 5QU LoRE | Non-Red Flag Warning - Large Fires | 2055 | 6.0894e-09 | 6.0894e-09 | 7.8503 | 0.92702 | 4.3664 | 2.5569 | 0 | 0 | 6.5748e-06 | 4.7804e-08 | 0 | 4.7804e-08 | 4.7804e-08 | 0 | 4.7804e-08 | 0 | 5.2722e-08 | 1.1557e-07 | 0 | 1.1557e-07 | [17 empty] | 7.3.3.17.5 (Remote Grid) Updates to grid topology to minimize risk of ignition in HFTDs Remote GridWLDFRVegetation ContactAggregated | WLDFR | HFTD - Distribution - Tier 2 - 3QU CoRE ¦ 2QU LoRE | Non-Red Flag Warning - Large Fires | Vegetation Contact | Aggregated | 2055 | 1.0479e-05 | 791.1377 | 0.0082901 | 2055 | Mitigation | 0.95 | 45 | 0 | esc | 0.00097009 | 1.0165e-08 | 0.00097009 | 1.0165e-08
[35 empty] | 7.3.3.17.6 Updates to grid topology to minimize risk of ignition in HFTDs Butte County Rebuild | WLDFR | HFTD - Distribution - Tier 3 - 3QU CoRE ¦ 4QU LoRE | 2065 | 0.050946 | 0.0017491 | 0.26936 | 0 | 0.26936 |  |  |  |  | 0.0031155 | 0.4798 | 0 | 0.4798 | 0.013723 |  | 0.024444 | 0.0048646 | 0.00024784 | Column23: 0.74916; Column24: 0.038167; Column25: 0; Column26: 0; Column27: 0.74916; Column28: 0.038167; Column29: 0.0039295; Column30: 0.60515; Column31: 0; Column32: 0.60515; Column33: 0.03083 | WLDFR | HFTD - Distribution - Tier 3 - 4QU CoRE ¦ 5QU LoRE | Non-Red Flag Warning - Large Fires | 2056 | 6.0894e-09 | 6.0894e-09 | 7.8503 | 0.92702 | 4.3664 | 2.5569 | 0 | 0 | 6.5748e-06 | 4.7804e-08 | 0 | 4.7804e-08 | 4.7804e-08 | 0 | 4.7804e-08 | 0 | 5.2722e-08 | 1.1557e-07 | 0 | 1.1557e-07 | [17 empty] | 7.3.3.17.5 (Remote Grid) Updates to grid topology to minimize risk of ignition in HFTDs Remote GridWLDFRVegetation ContactAggregated | WLDFR | HFTD - Distribution - Tier 2 - 3QU CoRE ¦ 2QU LoRE | Non-Red Flag Warning - Large Fires | Vegetation Contact | Aggregated | 2056 | 1.0479e-05 | 791.1377 | 0.0082901 | 2056 | Mitigation | 0.95 | 45 | 0 | esc | 0.00097009 | 1.0165e-08 | 0.00097009 | 1.0165e-08
[35 empty] | 7.3.3.17.6 Updates to grid topology to minimize risk of ignition in HFTDs Butte County Rebuild | WLDFR | HFTD - Distribution - Tier 3 - 3QU CoRE ¦ 4QU LoRE | 2066 | 0.047613 | 0.0017491 | 0.26936 | 0 | 0.26936 |  |  |  |  | 0.0031155 | 0.4798 | 0 | 0.4798 | 0.012825 |  | 0.022845 | 0.0048646 | 0.00023162 | Column23: 0.74916; Column24: 0.03567; Column25: 0; Column26: 0; Column27: 0.74916; Column28: 0.03567; Column29: 0.0039295; Column30: 0.60515; Column31: 0; Column32: 0.60515; Column33: 0.028813 | WLDFR | HFTD - Distribution - Tier 3 - 4QU CoRE ¦ 5QU LoRE | Non-Red Flag Warning - Large Fires | 2057 | 6.0894e-09 | 6.0894e-09 | 7.8503 | 0.92702 | 4.3664 | 2.5569 | 0 | 0 | 6.5748e-06 | 4.7804e-08 | 0 | 4.7804e-08 | 4.7804e-08 | 0 | 4.7804e-08 | 0 | 0 | 1.1557e-07 | 0 | 1.1557e-07 | [17 empty] | 7.3.3.17.5 (Remote Grid) Updates to grid topology to minimize risk of ignition in HFTDs Remote GridWLDFRVegetation ContactAggregated | WLDFR | HFTD - Distribution - Tier 2 - 3QU CoRE ¦ 2QU LoRE | Non-Red Flag Warning - Large Fires | Vegetation Contact | Aggregated | 2057 | 1.0479e-05 | 791.1377 | 0.0082901 | 2057 | Mitigation | 0.95 | 45 | 0 | esc | 0.00097009 | 1.0165e-08 | 0.00097009 | 1.0165e-08
[35 empty] | 7.3.3.17.6 Updates to grid topology to minimize risk of ignition in HFTDs Butte County Rebuild | WLDFR | HFTD - Distribution - Tier 3 - 3QU CoRE ¦ 4QU LoRE | 2067 | 0.044499 | 0.0017491 | 0.26936 | 0 | 0.26936 |  |  |  |  | 0.0031155 | 0.4798 | 0 | 0.4798 | 0.011986 |  | 0.02135 | 0.0048646 | 0.00021647 | Column23: 0.74916; Column24: 0.033337; Column25: 0; Column26: 0; Column27: 0.74916; Column28: 0.033337; Column29: 0.0039295; Column30: 0.60515; Column31: 0; Column32: 0.60515; Column33: 0.026928 | WLDFR | HFTD - Distribution - Tier 3 - 4QU CoRE ¦ 5QU LoRE | Non-Red Flag Warning - Large Fires | 2058 | 6.0894e-09 | 6.0894e-09 | 8.3524 | 0.96727 | 4.6367 | 2.7484 | 0 | 0 | 6.5748e-06 | 5.0861e-08 | 0 | 5.0861e-08 | 5.0861e-08 | 0 | 5.0861e-08 | 0 | 0 | 0 | 0 | 0 | [17 empty] | 7.3.3.17.5 (Remote Grid) Updates to grid topology to minimize risk of ignition in HFTDs Remote GridWLDFRVegetation ContactAggregated | WLDFR | HFTD - Distribution - Tier 2 - 3QU CoRE ¦ 2QU LoRE | Non-Red Flag Warning - Large Fires | Vegetation Contact | Aggregated | 2058 | 1.0479e-05 | 791.1377 | 0.0082901 | 2058 | Mitigation | 0.95 | 45 | 0 | esc | 0.00097009 | 1.0165e-08 | 0.00097009 | 1.0165e-08
[35 empty] | 7.3.3.17.6 Updates to grid topology to minimize risk of ignition in HFTDs Butte County Rebuild | WLDFR | HFTD - Distribution - Tier 3 - 3QU CoRE ¦ 4QU LoRE | 2068 | 0.041587 | 0.0017491 | 0.28112 | 0 | 0.28112 |  |  |  |  | 0.0031155 | 0.50074 | 0 | 0.50074 | 0.011691 |  | 0.020825 | 0.0048646 | 0.00020231 | Column23: 0.78186; Column24: 0.032516; Column25: 0; Column26: 0; Column27: 0.78186; Column28: 0.032516; Column29: 0.0039295; Column30: 0.63157; Column31: 0; Column32: 0.63157; Column33: 0.026265 | WLDFR | HFTD - Distribution - Tier 3 - 4QU CoRE ¦ 5QU LoRE | Non-Red Flag Warning - Large Fires | 2059 | 6.0894e-09 | 6.0894e-09 | 8.3524 | 0.96727 | 4.6367 | 2.7484 | 0 | 0 | 6.5748e-06 | 5.0861e-08 | 0 | 5.0861e-08 | 5.0861e-08 | 0 | 5.0861e-08 | 0 | 1.6261e-05 | 0 | 0 | 0 | [17 empty] | 7.3.3.17.5 (Remote Grid) Updates to grid topology to minimize risk of ignition in HFTDs Remote GridWLDFRVegetation ContactAggregated | WLDFR | HFTD - Distribution - Tier 2 - 3QU CoRE ¦ 2QU LoRE | Non-Red Flag Warning - Large Fires | Vegetation Contact | Aggregated | 2059 | 1.0479e-05 | 791.1377 | 0.0082901 | 2059 | Mitigation | 0.95 | 45 | 0 | esc | 0.00097009 | 1.0165e-08 | 0.00097009 | 1.0165e-08
[35 empty] | 7.3.3.17.6 Updates to grid topology to minimize risk of ignition in HFTDs Butte County Rebuild | WLDFR | HFTD - Distribution - Tier 3 - 3QU CoRE ¦ 4QU LoRE | 2069 | 0.038867 | 0.0017491 | 0.28112 | 0 | 0.28112 |  |  |  |  | 0.0031155 | 0.50074 | 0 | 0.50074 | 0.010926 |  | 0.019462 | 0.0048646 | 0.00018907 | Column23: 0.78186; Column24: 0.030388; Column25: 0; Column26: 0; Column27: 0.78186; Column28: 0.030388; Column29: 0.0039295; Column30: 0.63157; Column31: 0; Column32: 0.63157; Column33: 0.024547 | WLDFR | HFTD - Distribution - Tier 3 - 4QU CoRE ¦ 5QU LoRE | Non-Red Flag Warning - Large Fires | 2060 | 6.0894e-09 | 6.0894e-09 | 8.3524 | 0.96727 | 4.6367 | 2.7484 | 0 | 0 | 6.5748e-06 | 5.0861e-08 | 0 | 5.0861e-08 | 5.0861e-08 | 0 | 5.0861e-08 | 0 | 1.6857e-05 | 3.6951e-05 | 0 | 3.6951e-05 | [17 empty] | 7.3.3.17.5 (Remote Grid) Updates to grid topology to minimize risk of ignition in HFTDs Remote GridWLDFRVegetation ContactAggregated | WLDFR | HFTD - Distribution - Tier 2 - 3QU CoRE ¦ 2QU LoRE | Non-Red Flag Warning - Large Fires | Vegetation Contact | Aggregated | 2060 | 1.0479e-05 | 791.1377 | 0.0082901 | 2060 | Mitigation | 0.95 | 45 | 0 | esc | 0.00097009 | 1.0165e-08 | 0.00097009 | 1.0165e-08
[35 empty] | 7.3.3.17.6 Updates to grid topology to minimize risk of ignition in HFTDs Butte County Rebuild | WLDFR | HFTD - Distribution - Tier 3 - 3QU CoRE ¦ 4QU LoRE | 2070 | 0.036324 | 0.0017491 | 0.28112 | 0 | 0.28112 |  |  |  |  | 0.0031155 | 0.50074 | 0 | 0.50074 | 0.010211 |  | 0.018189 | 0.0048646 | 0.0001767 | Column23: 0.78186; Column24: 0.0284; Column25: 0; Column26: 0; Column27: 0.78186; Column28: 0.0284; Column29: 0.0039295; Column30: 0.63157; Column31: 0; Column32: 0.63157; Column33: 0.022941 | WLDFR | HFTD - Distribution - Tier 3 - 4QU CoRE ¦ 5QU LoRE | Non-Red Flag Warning - Large Fires | 2061 | 6.0894e-09 | 6.0894e-09 | 8.3524 | 0.96727 | 4.6367 | 2.7484 | 0 | 0 | 6.5748e-06 | 5.0861e-08 | 0 | 5.0861e-08 | 5.0861e-08 | 0 | 5.0861e-08 | 0 | 1.6857e-05 | 3.6951e-05 | 0 | 3.6951e-05 | [17 empty] | 7.3.3.17.5 (Remote Grid) Updates to grid topology to minimize risk of ignition in HFTDs Remote GridWLDFRVegetation ContactAggregated | WLDFR | HFTD - Distribution - Tier 2 - 3QU CoRE ¦ 2QU LoRE | Non-Red Flag Warning - Large Fires | Vegetation Contact | Aggregated | 2061 | 1.0479e-05 | 791.1377 | 0.0082901 | 2061 | Mitigation | 0.95 | 45 | 0 | esc | 0.00097009 | 1.0165e-08 | 0.00097009 | 1.0165e-08
[35 empty] | 7.3.3.17.6 Updates to grid topology to minimize risk of ignition in HFTDs Butte County Rebuild | WLDFR | HFTD - Distribution - Tier 3 - 3QU CoRE ¦ 4QU LoRE | 2071 | 0.033948 | 0.0017491 | 0.28112 | 0 | 0.28112 |  |  |  |  | 0.0031155 | 0.50074 | 0 | 0.50074 | 0.0095434 |  | 0.016999 | 0.0048646 | 0.00016514 | Column23: 0.78186; Column24: 0.026542; Column25: 0; Column26: 0; Column27: 0.78186; Column28: 0.026542; Column29: 0.0039295; Column30: 0.63157; Column31: 0; Column32: 0.63157; Column33: 0.02144 | WLDFR | HFTD - Distribution - Tier 3 - 4QU CoRE ¦ 5QU LoRE | Non-Red Flag Warning - Large Fires | 2062 | 6.0894e-09 | 6.0894e-09 | 8.3524 | 0.96727 | 4.6367 | 2.7484 | 0 | 0 | 6.5748e-06 | 5.0861e-08 | 0 | 5.0861e-08 | 5.0861e-08 | 0 | 5.0861e-08 | 0 | 1.6857e-05 | 3.6951e-05 | 0 | 3.6951e-05 | [17 empty] | 7.3.3.17.5 (Remote Grid) Updates to grid topology to minimize risk of ignition in HFTDs Remote GridWLDFRVegetation ContactAggregated | WLDFR | HFTD - Distribution - Tier 2 - 3QU CoRE ¦ 2QU LoRE | Non-Red Flag Warning - Large Fires | Vegetation Contact | Aggregated | 2062 | 1.0479e-05 | 791.1377 | 0.0082901 | 2062 | Mitigation | 0.95 | 45 | 0 | esc | 0.00097009 | 1.0165e-08 | 0.00097009 | 1.0165e-08
[35 empty] | 7.3.3.17.6 Updates to grid topology to minimize risk of ignition in HFTDs Butte County Rebuild | WLDFR | HFTD - Distribution - Tier 3 - 3QU CoRE ¦ 4QU LoRE | 2072 | 0.031727 | 0.0017491 | 0.28112 | 0 | 0.28112 |  |  |  |  | 0.0031155 | 0.50074 | 0 | 0.50074 | 0.008919 |  | 0.015887 | 0.0048646 | 0.00015434 | Column23: 0.78186; Column24: 0.024806; Column25: 0; Column26: 0; Column27: 0.78186; Column28: 0.024806; Column29: 0.0039295; Column30: 0.63157; Column31: 0; Column32: 0.63157; Column33: 0.020038 | WLDFR | HFTD - Distribution - Tier 3 - 4QU CoRE ¦ 5QU LoRE | Non-Red Flag Warning - Large Fires | 2063 | 6.0894e-09 | 6.0894e-09 | 8.872 | 1.0079 | 4.9153 | 2.9488 | 0 | 0 | 6.5748e-06 | 5.4025e-08 | 0 | 5.4025e-08 | 5.4025e-08 | 0 | 5.4025e-08 | 0 | 1.6857e-05 | 3.6951e-05 | 0 | 3.6951e-05 | [17 empty] | 7.3.3.17.5 (Remote Grid) Updates to grid topology to minimize risk of ignition in HFTDs Remote GridWLDFRVegetation ContactAggregated | WLDFR | HFTD - Distribution - Tier 2 - 3QU CoRE ¦ 2QU LoRE | Non-Red Flag Warning - Large Fires | Vegetation Contact | Aggregated | 2063 | 1.0479e-05 | 791.1377 | 0.0082901 | 2063 | Mitigation | 0.95 | 45 | 0 | esc | 0.00097009 | 1.0165e-08 | 0.00097009 | 1.0165e-08
[35 empty] | 7.3.3.17.6 Updates to grid topology to minimize risk of ignition in HFTDs Butte County Rebuild | WLDFR | HFTD - Distribution - Tier 3 - 3QU CoRE ¦ 4QU LoRE | 2073 | 0.029651 | 0.0017491 | 0.29268 | 0 | 0.29268 |  |  |  |  | 0.0031155 | 0.52134 | 0 | 0.52134 | 0.0086784 |  | 0.015458 | 0.0048646 | 0.00014424 | Column23: 0.81402; Column24: 0.024137; Column25: 0; Column26: 0; Column27: 0.81402; Column28: 0.024137; Column29: 0.0039295; Column30: 0.65754; Column31: 0; Column32: 0.65754; Column33: 0.019497 | WLDFR | HFTD - Distribution - Tier 3 - 4QU CoRE ¦ 5QU LoRE | Non-Red Flag Warning - Large Fires | 2064 | 6.0894e-09 | 6.0894e-09 | 8.872 | 1.0079 | 4.9153 | 2.9488 | 0 | 0 | 6.5748e-06 | 5.4025e-08 | 0 | 5.4025e-08 | 5.4025e-08 | 0 | 5.4025e-08 | 0 | 1.6857e-05 | 3.6951e-05 | 0 | 3.6951e-05 | [17 empty] | 7.3.3.17.5 (Remote Grid) Updates to grid topology to minimize risk of ignition in HFTDs Remote GridWLDFRVegetation ContactAggregated | WLDFR | HFTD - Distribution - Tier 2 - 3QU CoRE ¦ 2QU LoRE | Non-Red Flag Warning - Large Fires | Vegetation Contact | Aggregated | 2064 | 1.0479e-05 | 791.1377 | 0.0082901 | 2064 | Mitigation | 0.95 | 45 | 0 | esc | 0.00097009 | 1.0165e-08 | 0.00097009 | 1.0165e-08
[35 empty] | 7.3.3.17.6 Updates to grid topology to minimize risk of ignition in HFTDs Butte County Rebuild | WLDFR | HFTD - Distribution - Tier 3 - 3QU CoRE ¦ 4QU LoRE | 2074 | 0.027711 | 0.0017491 | 0.29268 | 0 | 0.29268 |  |  |  |  | 0.0031155 | 0.52134 | 0 | 0.52134 | 0.0081107 |  | 0.014447 | 0.0048646 | 0.00013481 | Column23: 0.81402; Column24: 0.022558; Column25: 0; Column26: 0; Column27: 0.81402; Column28: 0.022558; Column29: 0.0039295; Column30: 0.65754; Column31: 0; Column32: 0.65754; Column33: 0.018221 | WLDFR | HFTD - Distribution - Tier 3 - 4QU CoRE ¦ 5QU LoRE | Non-Red Flag Warning - Large Fires | 2065 | 6.0894e-09 | 6.0894e-09 | 8.872 | 1.0079 | 4.9153 | 2.9488 | 0 | 0 | 6.5748e-06 | 5.4025e-08 | 0 | 5.4025e-08 | 5.4025e-08 | 0 | 5.4025e-08 | 0 | 1.7608e-05 | 3.8597e-05 | 0 | 3.8597e-05 | [17 empty] | 7.3.3.17.5 (Remote Grid) Updates to grid topology to minimize risk of ignition in HFTDs Remote GridWLDFRVegetation ContactAggregated | WLDFR | HFTD - Distribution - Tier 2 - 3QU CoRE ¦ 2QU LoRE | Non-Red Flag Warning - Large Fires | Vegetation Contact | Aggregated | 2065 | 1.0479e-05 | 791.1377 | 0.0082901 | 2065 | Mitigation | 0.95 | 45 | 0 | esc | 0.00097009 | 1.0165e-08 | 0.00097009 | 1.0165e-08
[35 empty] | 7.3.3.17.6 Updates to grid topology to minimize risk of ignition in HFTDs Butte County Rebuild | WLDFR | HFTD - Distribution - Tier 3 - 3QU CoRE ¦ 4QU LoRE | 2075 | 0.025899 | 0 | 0 | 0 | 0 |  |  |  |  | 0.0031155 | 0.52134 | 0 | 0.52134 | 0 |  | 0.013502 | 0.0031155 | 8.0688e-05 | Column23: 0.52134; Column24: 0.013502; Column25: 0; Column26: 0; Column27: 0.52134; Column28: 0.013502; Column29: 0.0039295; Column30: 0.65754; Column31: 0; Column32: 0.65754; Column33: 0.017029 | WLDFR | HFTD - Distribution - Tier 3 - 4QU CoRE ¦ 5QU LoRE | Non-Red Flag Warning - Large Fires | 2066 | 6.0894e-09 | 6.0894e-09 | 8.872 | 1.0079 | 4.9153 | 2.9488 | 0 | 0 | 6.5748e-06 | 5.4025e-08 | 0 | 5.4025e-08 | 5.4025e-08 | 0 | 5.4025e-08 | 0 | 1.7608e-05 | 3.8597e-05 | 0 | 3.8597e-05 | [17 empty] | 7.3.3.17.5 (Remote Grid) Updates to grid topology to minimize risk of ignition in HFTDs Remote GridWLDFRVegetation ContactAggregated | WLDFR | HFTD - Distribution - Tier 2 - 3QU CoRE ¦ 2QU LoRE | Non-Red Flag Warning - Large Fires | Vegetation Contact | Aggregated | 2066 | 1.0479e-05 | 791.1377 | 0.0082901 | 2066 | Mitigation | 0.95 | 45 | 0 | esc | 0.00097009 | 1.0165e-08 | 0.00097009 | 1.0165e-08
[35 empty] | 7.3.3.17.6 Updates to grid topology to minimize risk of ignition in HFTDs Butte County Rebuild | WLDFR | HFTD - Distribution - Tier 3 - 3QU CoRE ¦ 4QU LoRE | 2076 | 0.024204 | 0 | 0 | 0 | 0 |  |  |  |  | 0.0031155 | 0.52134 | 0 | 0.52134 | 0 |  | 0.012619 | 0.0031155 | 7.5409e-05 | Column23: 0.52134; Column24: 0.012619; Column25: 0; Column26: 0; Column27: 0.52134; Column28: 0.012619; Column29: 0.0039295; Column30: 0.65754; Column31: 0; Column32: 0.65754; Column33: 0.015915 | WLDFR | HFTD - Distribution - Tier 3 - 4QU CoRE ¦ 5QU LoRE | Non-Red Flag Warning - Large Fires | 2067 | 0 | 6.0894e-09 | 8.872 | 1.0079 | 4.9153 | 2.9488 | 0 | 0 | 6.5748e-06 | 0 | 0 | 0 | 5.4025e-08 | 0 | 5.4025e-08 | 0 | 1.7608e-05 | 3.8597e-05 | 0 | 3.8597e-05 | [17 empty] | 7.3.3.17.5 (Remote Grid) Updates to grid topology to minimize risk of ignition in HFTDs Remote GridWLDFRVegetation ContactAggregated | WLDFR | HFTD - Distribution - Tier 2 - 3QU CoRE ¦ 2QU LoRE | Non-Red Flag Warning - Large Fires | Vegetation Contact | Aggregated | 2067 | 1.0479e-05 | 791.1377 | 0.0082901 | 2067 | Mitigation | 0.95 | 45 | 0 | esc | 0 | 0 | 0.00097009 | 1.0165e-08
[35 empty] | 7.3.3.17.6 Updates to grid topology to minimize risk of ignition in HFTDs Butte County Rebuild | WLDFR | HFTD - Distribution - Tier 3 - 3QU CoRE ¦ 4QU LoRE | 2077 | 0.022621 | 0 | 0 | 0 | 0 |  |  |  |  | 0 | 0 | 0 | 0 | 0 |  | 0 | 0 | 0 | Column23: 0; Column24: 0; Column25: 0; Column26: 0; Column27: 0; Column28: 0; Column29: 0.0039295; Column30: 0.65754; Column31: 0; Column32: 0.65754; Column33: 0.014874 | WLDFR | HFTD - Distribution - Tier 3 - 4QU CoRE ¦ 5QU LoRE | Non-Red Flag Warning - Small Fires | 2022 | 2.1335e-06 | 0 | 0.077901 | 0.036425 | 0.0015809 | 0.039895 | 0 | 0 | 0.0022605 | 1.662e-07 | 0 | 1.662e-07 | 0 | 0 | 0 | 0 | 1.7608e-05 | 3.8597e-05 | 0 | 3.8597e-05 | [17 empty] | 7.3.3.17.5 (Remote Grid) Updates to grid topology to minimize risk of ignition in HFTDs Remote GridWLDFRWire-to-wire contactAggregated | WLDFR | HFTD - Distribution - Tier 2 - 3QU CoRE ¦ 2QU LoRE | Non-Red Flag Warning - Large Fires | Wire-to-wire contact | Aggregated | 2022 | 2.8307e-06 | 791.1377 | 0.0022394 | 2022 | Mitigation | 0.95 | 45 | 0 | esc | 0.00097009 | 2.746e-09 | 0 | 0
[35 empty] | 7.3.3.17.6 Updates to grid topology to minimize risk of ignition in HFTDs Butte County Rebuild | WLDFR | HFTD - Distribution - Tier 3 - 3QU CoRE ¦ 5QU LoRE | 2020 | 1 | 0.00066478 | 0.060641 | 0 | 0.060641 |  |  |  |  | 0 | 0 | 0 | 0 | 0.060641 |  | 0 | 0.00066478 | 0.00066478 | Column23: 0.060641; Column24: 0.060641; Column25: 0; Column26: 0; Column27: 0.060641; Column28: 0.060641; Column29: 0; Column30: 0; Column31: 0; Column32: 0; Column33: 0 | WLDFR | HFTD - Distribution - Tier 3 - 4QU CoRE ¦ 5QU LoRE | Non-Red Flag Warning - Small Fires | 2023 | 2.1335e-06 | 2.1335e-06 | 0.080408 | 0.03759 | 0.0016314 | 0.041187 | 0 | 0 | 0.0022605 | 1.7155e-07 | 0 | 1.7155e-07 | 1.7155e-07 | 0 | 1.7155e-07 | 0 | 1.7608e-05 | 3.8597e-05 | 0 | 3.8597e-05 | [17 empty] | 7.3.3.17.5 (Remote Grid) Updates to grid topology to minimize risk of ignition in HFTDs Remote GridWLDFRWire-to-wire contactAggregated | WLDFR | HFTD - Distribution - Tier 2 - 3QU CoRE ¦ 2QU LoRE | Non-Red Flag Warning - Large Fires | Wire-to-wire contact | Aggregated | 2023 | 2.8307e-06 | 791.1377 | 0.0022394 | 2023 | Mitigation | 0.95 | 45 | 0 | esc | 0.00097009 | 2.746e-09 | 0.00097009 | 2.746e-09
[35 empty] | 7.3.3.17.6 Updates to grid topology to minimize risk of ignition in HFTDs Butte County Rebuild | WLDFR | HFTD - Distribution - Tier 3 - 3QU CoRE ¦ 5QU LoRE | 2021 | 1 | 0.00066478 | 0.060641 | 0 | 0.060641 |  |  |  |  | 0 | 0 | 0 | 0 | 0.060641 |  | 0 | 0.00066478 | 0.00066478 | Column23: 0.060641; Column24: 0.060641; Column25: 0; Column26: 0; Column27: 0.060641; Column28: 0.060641; Column29: 0; Column30: 0; Column31: 0; Column32: 0; Column33: 0 | WLDFR | HFTD - Distribution - Tier 3 - 4QU CoRE ¦ 5QU LoRE | Non-Red Flag Warning - Small Fires | 2024 | 2.1335e-06 | 2.1335e-06 | 0.080408 | 0.03759 | 0.0016314 | 0.041187 | 0 | 0 | 0.0022605 | 1.7155e-07 | 0 | 1.7155e-07 | 1.7155e-07 | 0 | 1.7155e-07 | 0 | 1.8442e-05 | 4.0426e-05 | 0 | 4.0426e-05 | [17 empty] | 7.3.3.17.5 (Remote Grid) Updates to grid topology to minimize risk of ignition in HFTDs Remote GridWLDFRWire-to-wire contactAggregated | WLDFR | HFTD - Distribution - Tier 2 - 3QU CoRE ¦ 2QU LoRE | Non-Red Flag Warning - Large Fires | Wire-to-wire contact | Aggregated | 2024 | 2.8307e-06 | 791.1377 | 0.0022394 | 2024 | Mitigation | 0.95 | 45 | 0 | esc | 0.00097009 | 2.746e-09 | 0.00097009 | 2.746e-09
[35 empty] | 7.3.3.17.6 Updates to grid topology to minimize risk of ignition in HFTDs Butte County Rebuild | WLDFR | HFTD - Distribution - Tier 3 - 3QU CoRE ¦ 5QU LoRE | 2022 | 0.93458 | 0.00058823 | 0.053653 | 0 | 0.053653 |  |  |  |  | 0.0012768 | 0.11646 | 0 | 0.11646 | 0.050143 |  | 0.10884 | 0.001865 | 0.001743 | Column23: 0.17011; Column24: 0.15898; Column25: 0; Column26: 0; Column27: 0.17011; Column28: 0.15898; Column29: 0; Column30: 0; Column31: 0; Column32: 0; Column33: 0 | WLDFR | HFTD - Distribution - Tier 3 - 4QU CoRE ¦ 5QU LoRE | Non-Red Flag Warning - Small Fires | 2025 | 2.1335e-06 | 2.1335e-06 | 0.080408 | 0.03759 | 0.0016314 | 0.041187 | 0 | 0 | 0.0022605 | 1.7155e-07 | 0 | 1.7155e-07 | 1.7155e-07 | 0 | 1.7155e-07 | 0 | 1.8442e-05 | 4.0426e-05 | 0 | 4.0426e-05 | [17 empty] | 7.3.3.17.5 (Remote Grid) Updates to grid topology to minimize risk of ignition in HFTDs Remote GridWLDFRWire-to-wire contactAggregated | WLDFR | HFTD - Distribution - Tier 2 - 3QU CoRE ¦ 2QU LoRE | Non-Red Flag Warning - Large Fires | Wire-to-wire contact | Aggregated | 2025 | 2.8307e-06 | 791.1377 | 0.0022394 | 2025 | Mitigation | 0.95 | 45 | 0 | esc | 0.00097009 | 2.746e-09 | 0.00097009 | 2.746e-09
[35 empty] | 7.3.3.17.6 Updates to grid topology to minimize risk of ignition in HFTDs Butte County Rebuild | WLDFR | HFTD - Distribution - Tier 3 - 3QU CoRE ¦ 5QU LoRE | 2023 | 0.87344 | 0.00058823 | 0.055619 | 0 | 0.055619 |  |  |  |  | 0.0012768 | 0.12073 | 0 | 0.12073 | 0.04858 |  | 0.10545 | 0.001865 | 0.001629 | Column23: 0.17634; Column24: 0.15403; Column25: 0; Column26: 0; Column27: 0.17634; Column28: 0.15403; Column29: 0.0016104; Column30: 0.15227; Column31: 0; Column32: 0.15227; Column33: 0.133 | WLDFR | HFTD - Distribution - Tier 3 - 4QU CoRE ¦ 5QU LoRE | Non-Red Flag Warning - Small Fires | 2026 | 2.1335e-06 | 2.1335e-06 | 0.080408 | 0.03759 | 0.0016314 | 0.041187 | 0 | 0 | 0.0022605 | 1.7155e-07 | 0 | 1.7155e-07 | 1.7155e-07 | 0 | 1.7155e-07 | 0 | 1.8442e-05 | 4.0426e-05 | 0 | 4.0426e-05 | [17 empty] | 7.3.3.17.5 (Remote Grid) Updates to grid topology to minimize risk of ignition in HFTDs Remote GridWLDFRWire-to-wire contactAggregated | WLDFR | HFTD - Distribution - Tier 2 - 3QU CoRE ¦ 2QU LoRE | Non-Red Flag Warning - Large Fires | Wire-to-wire contact | Aggregated | 2026 | 2.8307e-06 | 791.1377 | 0.0022394 | 2026 | Mitigation | 0.95 | 45 | 0 | esc | 0.00097009 | 2.746e-09 | 0.00097009 | 2.746e-09
[35 empty] | 7.3.3.17.6 Updates to grid topology to minimize risk of ignition in HFTDs Butte County Rebuild | WLDFR | HFTD - Distribution - Tier 3 - 3QU CoRE ¦ 5QU LoRE | 2024 | 0.8163 | 0.00058823 | 0.055619 | 0 | 0.055619 |  |  |  |  | 0.0012768 | 0.12073 | 0 | 0.12073 | 0.045402 |  | 0.098548 | 0.001865 | 0.0015224 | Column23: 0.17634; Column24: 0.14395; Column25: 0; Column26: 0; Column27: 0.17634; Column28: 0.14395; Column29: 0.0016104; Column30: 0.15227; Column31: 0; Column32: 0.15227; Column33: 0.12429 | WLDFR | HFTD - Distribution - Tier 3 - 4QU CoRE ¦ 5QU LoRE | Non-Red Flag Warning - Small Fires | 2027 | 2.1335e-06 | 2.1335e-06 | 0.080408 | 0.03759 | 0.0016314 | 0.041187 | 0 | 0 | 0.0022605 | 1.7155e-07 | 0 | 1.7155e-07 | 1.7155e-07 | 0 | 1.7155e-07 | 0 | 1.8442e-05 | 4.0426e-05 | 0 | 4.0426e-05 | [17 empty] | 7.3.3.17.5 (Remote Grid) Updates to grid topology to minimize risk of ignition in HFTDs Remote GridWLDFRWire-to-wire contactAggregated | WLDFR | HFTD - Distribution - Tier 2 - 3QU CoRE ¦ 2QU LoRE | Non-Red Flag Warning - Large Fires | Wire-to-wire contact | Aggregated | 2027 | 2.8307e-06 | 791.1377 | 0.0022394 | 2027 | Mitigation | 0.95 | 45 | 0 | esc | 0.00097009 | 2.746e-09 | 0.00097009 | 2.746e-09
[35 empty] | 7.3.3.17.6 Updates to grid topology to minimize risk of ignition in HFTDs Butte County Rebuild | WLDFR | HFTD - Distribution - Tier 3 - 3QU CoRE ¦ 5QU LoRE | 2025 | 0.7629 | 0.00058823 | 0.055619 | 0 | 0.055619 |  |  |  |  | 0.0012768 | 0.12073 | 0 | 0.12073 | 0.042432 |  | 0.092101 | 0.001865 | 0.0014228 | Column23: 0.17634; Column24: 0.13453; Column25: 0; Column26: 0; Column27: 0.17634; Column28: 0.13453; Column29: 0.0016104; Column30: 0.15227; Column31: 0; Column32: 0.15227; Column33: 0.11616 | WLDFR | HFTD - Distribution - Tier 3 - 4QU CoRE ¦ 5QU LoRE | Non-Red Flag Warning - Small Fires | 2028 | 2.1335e-06 | 2.1335e-06 | 0.083606 | 0.039055 | 0.001695 | 0.042856 | 0 | 0 | 0.0022605 | 1.7838e-07 | 0 | 1.7838e-07 | 1.7838e-07 | 0 | 1.7838e-07 | 0 | 1.8442e-05 | 4.0426e-05 | 0 | 4.0426e-05 | [17 empty] | 7.3.3.17.5 (Remote Grid) Updates to grid topology to minimize risk of ignition in HFTDs Remote GridWLDFRWire-to-wire contactAggregated | WLDFR | HFTD - Distribution - Tier 2 - 3QU CoRE ¦ 2QU LoRE | Non-Red Flag Warning - Large Fires | Wire-to-wire contact | Aggregated | 2028 | 2.8307e-06 | 791.1377 | 0.0022394 | 2028 | Mitigation | 0.95 | 45 | 0 | esc | 0.00097009 | 2.746e-09 | 0.00097009 | 2.746e-09
[35 empty] | 7.3.3.17.6 Updates to grid topology to minimize risk of ignition in HFTDs Butte County Rebuild | WLDFR | HFTD - Distribution - Tier 3 - 3QU CoRE ¦ 5QU LoRE | 2026 | 0.71299 | 0.00058823 | 0.055619 | 0 | 0.055619 |  |  |  |  | 0.0012768 | 0.12073 | 0 | 0.12073 | 0.039656 |  | 0.086076 | 0.001865 | 0.0013297 | Column23: 0.17634; Column24: 0.12573; Column25: 0; Column26: 0; Column27: 0.17634; Column28: 0.12573; Column29: 0.0016104; Column30: 0.15227; Column31: 0; Column32: 0.15227; Column33: 0.10856 | WLDFR | HFTD - Distribution - Tier 3 - 4QU CoRE ¦ 5QU LoRE | Non-Red Flag Warning - Small Fires | 2029 | 2.1335e-06 | 2.1335e-06 | 0.083606 | 0.039055 | 0.001695 | 0.042856 | 0 | 0 | 0.0022605 | 1.7838e-07 | 0 | 1.7838e-07 | 1.7838e-07 | 0 | 1.7838e-07 | 0 | 1.9349e-05 | 4.2413e-05 | 0 | 4.2413e-05 | [17 empty] | 7.3.3.17.5 (Remote Grid) Updates to grid topology to minimize risk of ignition in HFTDs Remote GridWLDFRWire-to-wire contactAggregated | WLDFR | HFTD - Distribution - Tier 2 - 3QU CoRE ¦ 2QU LoRE | Non-Red Flag Warning - Large Fires | Wire-to-wire contact | Aggregated | 2029 | 2.8307e-06 | 791.1377 | 0.0022394 | 2029 | Mitigation | 0.95 | 45 | 0 | esc | 0.00097009 | 2.746e-09 | 0.00097009 | 2.746e-09
[35 empty] | 7.3.3.17.6 Updates to grid topology to minimize risk of ignition in HFTDs Butte County Rebuild | WLDFR | HFTD - Distribution - Tier 3 - 3QU CoRE ¦ 5QU LoRE | 2027 | 0.66634 | 0.00058823 | 0.055619 | 0 | 0.055619 |  |  |  |  | 0.0012768 | 0.12073 | 0 | 0.12073 | 0.037061 |  | 0.080444 | 0.001865 | 0.0012427 | Column23: 0.17634; Column24: 0.11751; Column25: 0; Column26: 0; Column27: 0.17634; Column28: 0.11751; Column29: 0.0016104; Column30: 0.15227; Column31: 0; Column32: 0.15227; Column33: 0.10146 | WLDFR | HFTD - Distribution - Tier 3 - 4QU CoRE ¦ 5QU LoRE | Non-Red Flag Warning - Small Fires | 2030 | 2.1335e-06 | 2.1335e-06 | 0.083606 | 0.039055 | 0.001695 | 0.042856 | 0 | 0 | 0.0022605 | 1.7838e-07 | 0 | 1.7838e-07 | 1.7838e-07 | 0 | 1.7838e-07 | 0 | 1.9349e-05 | 4.2413e-05 | 0 | 4.2413e-05 | [17 empty] | 7.3.3.17.5 (Remote Grid) Updates to grid topology to minimize risk of ignition in HFTDs Remote GridWLDFRWire-to-wire contactAggregated | WLDFR | HFTD - Distribution - Tier 2 - 3QU CoRE ¦ 2QU LoRE | Non-Red Flag Warning - Large Fires | Wire-to-wire contact | Aggregated | 2030 | 2.8307e-06 | 791.1377 | 0.0022394 | 2030 | Mitigation | 0.95 | 45 | 0 | esc | 0.00097009 | 2.746e-09 | 0.00097009 | 2.746e-09
[35 empty] | 7.3.3.17.6 Updates to grid topology to minimize risk of ignition in HFTDs Butte County Rebuild | WLDFR | HFTD - Distribution - Tier 3 - 3QU CoRE ¦ 5QU LoRE | 2028 | 0.62275 | 0.00058823 | 0.058096 | 0 | 0.058096 |  |  |  |  | 0.0012768 | 0.1261 | 0 | 0.1261 | 0.036179 |  | 0.07853 | 0.001865 | 0.0011614 | Column23: 0.1842; Column24: 0.11471; Column25: 0; Column26: 0; Column27: 0.1842; Column28: 0.11471; Column29: 0.0016104; Column30: 0.15905; Column31: 0; Column32: 0.15905; Column33: 0.099047 | WLDFR | HFTD - Distribution - Tier 3 - 4QU CoRE ¦ 5QU LoRE | Non-Red Flag Warning - Small Fires | 2031 | 2.1335e-06 | 2.1335e-06 | 0.083606 | 0.039055 | 0.001695 | 0.042856 | 0 | 0 | 0.0022605 | 1.7838e-07 | 0 | 1.7838e-07 | 1.7838e-07 | 0 | 1.7838e-07 | 0 | 1.9349e-05 | 4.2413e-05 | 0 | 4.2413e-05 | [17 empty] | 7.3.3.17.5 (Remote Grid) Updates to grid topology to minimize risk of ignition in HFTDs Remote GridWLDFRWire-to-wire contactAggregated | WLDFR | HFTD - Distribution - Tier 2 - 3QU CoRE ¦ 2QU LoRE | Non-Red Flag Warning - Large Fires | Wire-to-wire contact | Aggregated | 2031 | 2.8307e-06 | 791.1377 | 0.0022394 | 2031 | Mitigation | 0.95 | 45 | 0 | esc | 0.00097009 | 2.746e-09 | 0.00097009 | 2.746e-09
[35 empty] | 7.3.3.17.6 Updates to grid topology to minimize risk of ignition in HFTDs Butte County Rebuild | WLDFR | HFTD - Distribution - Tier 3 - 3QU CoRE ¦ 5QU LoRE | 2029 | 0.58201 | 0.00058823 | 0.058096 | 0 | 0.058096 |  |  |  |  | 0.0012768 | 0.1261 | 0 | 0.1261 | 0.033812 |  | 0.073393 | 0.001865 | 0.0010855 | Column23: 0.1842; Column24: 0.10721; Column25: 0; Column26: 0; Column27: 0.1842; Column28: 0.10721; Column29: 0.0016104; Column30: 0.15905; Column31: 0; Column32: 0.15905; Column33: 0.092567 | WLDFR | HFTD - Distribution - Tier 3 - 4QU CoRE ¦ 5QU LoRE | Non-Red Flag Warning - Small Fires | 2032 | 2.1335e-06 | 2.1335e-06 | 0.083606 | 0.039055 | 0.001695 | 0.042856 | 0 | 0 | 0.0022605 | 1.7838e-07 | 0 | 1.7838e-07 | 1.7838e-07 | 0 | 1.7838e-07 | 0 | 1.9349e-05 | 4.2413e-05 | 0 | 4.2413e-05 | [17 empty] | 7.3.3.17.5 (Remote Grid) Updates to grid topology to minimize risk of ignition in HFTDs Remote GridWLDFRWire-to-wire contactAggregated | WLDFR | HFTD - Distribution - Tier 2 - 3QU CoRE ¦ 2QU LoRE | Non-Red Flag Warning - Large Fires | Wire-to-wire contact | Aggregated | 2032 | 2.8307e-06 | 791.1377 | 0.0022394 | 2032 | Mitigation | 0.95 | 45 | 0 | esc | 0.00097009 | 2.746e-09 | 0.00097009 | 2.746e-09
[35 empty] | 7.3.3.17.6 Updates to grid topology to minimize risk of ignition in HFTDs Butte County Rebuild | WLDFR | HFTD - Distribution - Tier 3 - 3QU CoRE ¦ 5QU LoRE | 2030 | 0.54393 | 0.00058823 | 0.058096 | 0 | 0.058096 |  |  |  |  | 0.0012768 | 0.1261 | 0 | 0.1261 | 0.0316 |  | 0.068591 | 0.001865 | 0.0010144 | Column23: 0.1842; Column24: 0.10019; Column25: 0; Column26: 0; Column27: 0.1842; Column28: 0.10019; Column29: 0.0016104; Column30: 0.15905; Column31: 0; Column32: 0.15905; Column33: 0.086511 | WLDFR | HFTD - Distribution - Tier 3 - 4QU CoRE ¦ 5QU LoRE | Non-Red Flag Warning - Small Fires | 2033 | 2.1335e-06 | 2.1335e-06 | 0.087211 | 0.040679 | 0.0017655 | 0.044766 | 0 | 0 | 0.0022605 | 1.8607e-07 | 0 | 1.8607e-07 | 1.8607e-07 | 0 | 1.8607e-07 | 0 | 1.9349e-05 | 4.2413e-05 | 0 | 4.2413e-05 | [17 empty] | 7.3.3.17.5 (Remote Grid) Updates to grid topology to minimize risk of ignition in HFTDs Remote GridWLDFRWire-to-wire contactAggregated | WLDFR | HFTD - Distribution - Tier 2 - 3QU CoRE ¦ 2QU LoRE | Non-Red Flag Warning - Large Fires | Wire-to-wire contact | Aggregated | 2033 | 2.8307e-06 | 791.1377 | 0.0022394 | 2033 | Mitigation | 0.95 | 45 | 0 | esc | 0.00097009 | 2.746e-09 | 0.00097009 | 2.746e-09
[35 empty] | 7.3.3.17.6 Updates to grid topology to minimize risk of ignition in HFTDs Butte County Rebuild | WLDFR | HFTD - Distribution - Tier 3 - 3QU CoRE ¦ 5QU LoRE | 2031 | 0.50835 | 0.00058823 | 0.058096 | 0 | 0.058096 |  |  |  |  | 0.0012768 | 0.1261 | 0 | 0.1261 | 0.029533 |  | 0.064104 | 0.001865 | 0.00094808 | Column23: 0.1842; Column24: 0.093637; Column25: 0; Column26: 0; Column27: 0.1842; Column28: 0.093637; Column29: 0.0016104; Column30: 0.15905; Column31: 0; Column32: 0.15905; Column33: 0.080852 | WLDFR | HFTD - Distribution - Tier 3 - 4QU CoRE ¦ 5QU LoRE | Non-Red Flag Warning - Small Fires | 2034 | 2.1335e-06 | 2.1335e-06 | 0.087211 | 0.040679 | 0.0017655 | 0.044766 | 0 | 0 | 0.0022605 | 1.8607e-07 | 0 | 1.8607e-07 | 1.8607e-07 | 0 | 1.8607e-07 | 0 | 2.0314e-05 | 4.4528e-05 | 0 | 4.4528e-05 | [17 empty] | 7.3.3.17.5 (Remote Grid) Updates to grid topology to minimize risk of ignition in HFTDs Remote GridWLDFRWire-to-wire contactAggregated | WLDFR | HFTD - Distribution - Tier 2 - 3QU CoRE ¦ 2QU LoRE | Non-Red Flag Warning - Large Fires | Wire-to-wire contact | Aggregated | 2034 | 2.8307e-06 | 791.1377 | 0.0022394 | 2034 | Mitigation | 0.95 | 45 | 0 | esc | 0.00097009 | 2.746e-09 | 0.00097009 | 2.746e-09
[35 empty] | 7.3.3.17.6 Updates to grid topology to minimize risk of ignition in HFTDs Butte County Rebuild | WLDFR | HFTD - Distribution - Tier 3 - 3QU CoRE ¦ 5QU LoRE | 2032 | 0.47509 | 0.00058823 | 0.058096 | 0 | 0.058096 |  |  |  |  | 0.0012768 | 0.1261 | 0 | 0.1261 | 0.027601 |  | 0.05991 | 0.001865 | 0.00088606 | Column23: 0.1842; Column24: 0.087511; Column25: 0; Column26: 0; Column27: 0.1842; Column28: 0.087511; Column29: 0.0016104; Column30: 0.15905; Column31: 0; Column32: 0.15905; Column33: 0.075562 | WLDFR | HFTD - Distribution - Tier 3 - 4QU CoRE ¦ 5QU LoRE | Non-Red Flag Warning - Small Fires | 2035 | 2.1335e-06 | 2.1335e-06 | 0.087211 | 0.040679 | 0.0017655 | 0.044766 | 0 | 0 | 0.0022605 | 1.8607e-07 | 0 | 1.8607e-07 | 1.8607e-07 | 0 | 1.8607e-07 | 0 | 2.0314e-05 | 4.4528e-05 | 0 | 4.4528e-05 | [17 empty] | 7.3.3.17.5 (Remote Grid) Updates to grid topology to minimize risk of ignition in HFTDs Remote GridWLDFRWire-to-wire contactAggregated | WLDFR | HFTD - Distribution - Tier 2 - 3QU CoRE ¦ 2QU LoRE | Non-Red Flag Warning - Large Fires | Wire-to-wire contact | Aggregated | 2035 | 2.8307e-06 | 791.1377 | 0.0022394 | 2035 | Mitigation | 0.95 | 45 | 0 | esc | 0.00097009 | 2.746e-09 | 0.00097009 | 2.746e-09
[35 empty] | 7.3.3.17.6 Updates to grid topology to minimize risk of ignition in HFTDs Butte County Rebuild | WLDFR | HFTD - Distribution - Tier 3 - 3QU CoRE ¦ 5QU LoRE | 2033 | 0.44401 | 0.00058823 | 0.060849 | 0 | 0.060849 |  |  |  |  | 0.0012768 | 0.13208 | 0 | 0.13208 | 0.027018 |  | 0.058644 | 0.001865 | 0.00082809 | Column23: 0.19293; Column24: 0.085662; Column25: 0; Column26: 0; Column27: 0.19293; Column28: 0.085662; Column29: 0.0016104; Column30: 0.16658; Column31: 0; Column32: 0.16658; Column33: 0.073965 | WLDFR | HFTD - Distribution - Tier 3 - 4QU CoRE ¦ 5QU LoRE | Non-Red Flag Warning - Small Fires | 2036 | 2.1335e-06 | 2.1335e-06 | 0.087211 | 0.040679 | 0.0017655 | 0.044766 | 0 | 0 | 0.0022605 | 1.8607e-07 | 0 | 1.8607e-07 | 1.8607e-07 | 0 | 1.8607e-07 | 0 | 2.0314e-05 | 4.4528e-05 | 0 | 4.4528e-05 | [17 empty] | 7.3.3.17.5 (Remote Grid) Updates to grid topology to minimize risk of ignition in HFTDs Remote GridWLDFRWire-to-wire contactAggregated | WLDFR | HFTD - Distribution - Tier 2 - 3QU CoRE ¦ 2QU LoRE | Non-Red Flag Warning - Large Fires | Wire-to-wire contact | Aggregated | 2036 | 2.8307e-06 | 791.1377 | 0.0022394 | 2036 | Mitigation | 0.95 | 45 | 0 | esc | 0.00097009 | 2.746e-09 | 0.00097009 | 2.746e-09
[35 empty] | 7.3.3.17.6 Updates to grid topology to minimize risk of ignition in HFTDs Butte County Rebuild | WLDFR | HFTD - Distribution - Tier 3 - 3QU CoRE ¦ 5QU LoRE | 2034 | 0.41496 | 0.00058823 | 0.060849 | 0 | 0.060849 |  |  |  |  | 0.0012768 | 0.13208 | 0 | 0.13208 | 0.02525 |  | 0.054807 | 0.001865 | 0.00077392 | Column23: 0.19293; Column24: 0.080058; Column25: 0; Column26: 0; Column27: 0.19293; Column28: 0.080058; Column29: 0.0016104; Column30: 0.16658; Column31: 0; Column32: 0.16658; Column33: 0.069126 | WLDFR | HFTD - Distribution - Tier 3 - 4QU CoRE ¦ 5QU LoRE | Non-Red Flag Warning - Small Fires | 2037 | 2.1335e-06 | 2.1335e-06 | 0.087211 | 0.040679 | 0.0017655 | 0.044766 | 0 | 0 | 0.0022605 | 1.8607e-07 | 0 | 1.8607e-07 | 1.8607e-07 | 0 | 1.8607e-07 | 0 | 2.0314e-05 | 4.4528e-05 | 0 | 4.4528e-05 | [17 empty] | 7.3.3.17.5 (Remote Grid) Updates to grid topology to minimize risk of ignition in HFTDs Remote GridWLDFRWire-to-wire contactAggregated | WLDFR | HFTD - Distribution - Tier 2 - 3QU CoRE ¦ 2QU LoRE | Non-Red Flag Warning - Large Fires | Wire-to-wire contact | Aggregated | 2037 | 2.8307e-06 | 791.1377 | 0.0022394 | 2037 | Mitigation | 0.95 | 45 | 0 | esc | 0.00097009 | 2.746e-09 | 0.00097009 | 2.746e-09
[35 empty] | 7.3.3.17.6 Updates to grid topology to minimize risk of ignition in HFTDs Butte County Rebuild | WLDFR | HFTD - Distribution - Tier 3 - 3QU CoRE ¦ 5QU LoRE | 2035 | 0.38782 | 0.00058823 | 0.060849 | 0 | 0.060849 |  |  |  |  | 0.0012768 | 0.13208 | 0 | 0.13208 | 0.023598 |  | 0.051222 | 0.001865 | 0.00072329 | Column23: 0.19293; Column24: 0.07482; Column25: 0; Column26: 0; Column27: 0.19293; Column28: 0.07482; Column29: 0.0016104; Column30: 0.16658; Column31: 0; Column32: 0.16658; Column33: 0.064604 | WLDFR | HFTD - Distribution - Tier 3 - 4QU CoRE ¦ 5QU LoRE | Non-Red Flag Warning - Small Fires | 2038 | 2.1335e-06 | 2.1335e-06 | 0.091184 | 0.042438 | 0.0018418 | 0.046905 | 0 | 0 | 0.0022605 | 1.9454e-07 | 0 | 1.9454e-07 | 1.9454e-07 | 0 | 1.9454e-07 | 0 | 2.0314e-05 | 4.4528e-05 | 0 | 4.4528e-05 | [17 empty] | 7.3.3.17.5 (Remote Grid) Updates to grid topology to minimize risk of ignition in HFTDs Remote GridWLDFRWire-to-wire contactAggregated | WLDFR | HFTD - Distribution - Tier 2 - 3QU CoRE ¦ 2QU LoRE | Non-Red Flag Warning - Large Fires | Wire-to-wire contact | Aggregated | 2038 | 2.8307e-06 | 791.1377 | 0.0022394 | 2038 | Mitigation | 0.95 | 45 | 0 | esc | 0.00097009 | 2.746e-09 | 0.00097009 | 2.746e-09
[35 empty] | 7.3.3.17.6 Updates to grid topology to minimize risk of ignition in HFTDs Butte County Rebuild | WLDFR | HFTD - Distribution - Tier 3 - 3QU CoRE ¦ 5QU LoRE | 2036 | 0.36245 | 0.00058823 | 0.060849 | 0 | 0.060849 |  |  |  |  | 0.0012768 | 0.13208 | 0 | 0.13208 | 0.022054 |  | 0.047871 | 0.001865 | 0.00067597 | Column23: 0.19293; Column24: 0.069925; Column25: 0; Column26: 0; Column27: 0.19293; Column28: 0.069925; Column29: 0.0016104; Column30: 0.16658; Column31: 0; Column32: 0.16658; Column33: 0.060378 | WLDFR | HFTD - Distribution - Tier 3 - 4QU CoRE ¦ 5QU LoRE | Non-Red Flag Warning - Small Fires | 2039 | 2.1335e-06 | 2.1335e-06 | 0.091184 | 0.042438 | 0.0018418 | 0.046905 | 0 | 0 | 0.0022605 | 1.9454e-07 | 0 | 1.9454e-07 | 1.9454e-07 | 0 | 1.9454e-07 | 0 | 2.1326e-05 | 4.6746e-05 | 0 | 4.6746e-05 | [17 empty] | 7.3.3.17.5 (Remote Grid) Updates to grid topology to minimize risk of ignition in HFTDs Remote GridWLDFRWire-to-wire contactAggregated | WLDFR | HFTD - Distribution - Tier 2 - 3QU CoRE ¦ 2QU LoRE | Non-Red Flag Warning - Large Fires | Wire-to-wire contact | Aggregated | 2039 | 2.8307e-06 | 791.1377 | 0.0022394 | 2039 | Mitigation | 0.95 | 45 | 0 | esc | 0.00097009 | 2.746e-09 | 0.00097009 | 2.746e-09
[35 empty] | 7.3.3.17.6 Updates to grid topology to minimize risk of ignition in HFTDs Butte County Rebuild | WLDFR | HFTD - Distribution - Tier 3 - 3QU CoRE ¦ 5QU LoRE | 2037 | 0.33873 | 0.00058823 | 0.060849 | 0 | 0.060849 |  |  |  |  | 0.0012768 | 0.13208 | 0 | 0.13208 | 0.020612 |  | 0.044739 | 0.001865 | 0.00063175 | Column23: 0.19293; Column24: 0.065351; Column25: 0; Column26: 0; Column27: 0.19293; Column28: 0.065351; Column29: 0.0016104; Column30: 0.16658; Column31: 0; Column32: 0.16658; Column33: 0.056428 | WLDFR | HFTD - Distribution - Tier 3 - 4QU CoRE ¦ 5QU LoRE | Non-Red Flag Warning - Small Fires | 2040 | 2.1335e-06 | 2.1335e-06 | 0.091184 | 0.042438 | 0.0018418 | 0.046905 | 0 | 0 | 0.0022605 | 1.9454e-07 | 0 | 1.9454e-07 | 1.9454e-07 | 0 | 1.9454e-07 | 0 | 2.1326e-05 | 4.6746e-05 | 0 | 4.6746e-05 | [17 empty] | 7.3.3.17.5 (Remote Grid) Updates to grid topology to minimize risk of ignition in HFTDs Remote GridWLDFRWire-to-wire contactAggregated | WLDFR | HFTD - Distribution - Tier 2 - 3QU CoRE ¦ 2QU LoRE | Non-Red Flag Warning - Large Fires | Wire-to-wire contact | Aggregated | 2040 | 2.8307e-06 | 791.1377 | 0.0022394 | 2040 | Mitigation | 0.95 | 45 | 0 | esc | 0.00097009 | 2.746e-09 | 0.00097009 | 2.746e-09
[35 empty] | 7.3.3.17.6 Updates to grid topology to minimize risk of ignition in HFTDs Butte County Rebuild | WLDFR | HFTD - Distribution - Tier 3 - 3QU CoRE ¦ 5QU LoRE | 2038 | 0.31657 | 0.00058823 | 0.063837 | 0 | 0.063837 |  |  |  |  | 0.0012768 | 0.13856 | 0 | 0.13856 | 0.020209 |  | 0.043866 | 0.001865 | 0.00059042 | Column23: 0.2024; Column24: 0.064075; Column25: 0; Column26: 0; Column27: 0.2024; Column28: 0.064075; Column29: 0.0016104; Column30: 0.17476; Column31: 0; Column32: 0.17476; Column33: 0.055326 | WLDFR | HFTD - Distribution - Tier 3 - 4QU CoRE ¦ 5QU LoRE | Non-Red Flag Warning - Small Fires | 2041 | 2.1335e-06 | 2.1335e-06 | 0.091184 | 0.042438 | 0.0018418 | 0.046905 | 0 | 0 | 0.0022605 | 1.9454e-07 | 0 | 1.9454e-07 | 1.9454e-07 | 0 | 1.9454e-07 | 0 | 2.1326e-05 | 4.6746e-05 | 0 | 4.6746e-05 | [17 empty] | 7.3.3.17.5 (Remote Grid) Updates to grid topology to minimize risk of ignition in HFTDs Remote GridWLDFRWire-to-wire contactAggregated | WLDFR | HFTD - Distribution - Tier 2 - 3QU CoRE ¦ 2QU LoRE | Non-Red Flag Warning - Large Fires | Wire-to-wire contact | Aggregated | 2041 | 2.8307e-06 | 791.1377 | 0.0022394 | 2041 | Mitigation | 0.95 | 45 | 0 | esc | 0.00097009 | 2.746e-09 | 0.00097009 | 2.746e-09
[35 empty] | 7.3.3.17.6 Updates to grid topology to minimize risk of ignition in HFTDs Butte County Rebuild | WLDFR | HFTD - Distribution - Tier 3 - 3QU CoRE ¦ 5QU LoRE | 2039 | 0.29586 | 0.00058823 | 0.063837 | 0 | 0.063837 |  |  |  |  | 0.0012768 | 0.13856 | 0 | 0.13856 | 0.018887 |  | 0.040996 | 0.001865 | 0.00055179 | Column23: 0.2024; Column24: 0.059883; Column25: 0; Column26: 0; Column27: 0.2024; Column28: 0.059883; Column29: 0.0016104; Column30: 0.17476; Column31: 0; Column32: 0.17476; Column33: 0.051707 | WLDFR | HFTD - Distribution - Tier 3 - 4QU CoRE ¦ 5QU LoRE | Non-Red Flag Warning - Small Fires | 2042 | 2.1335e-06 | 2.1335e-06 | 0.091184 | 0.042438 | 0.0018418 | 0.046905 | 0 | 0 | 0.0022605 | 1.9454e-07 | 0 | 1.9454e-07 | 1.9454e-07 | 0 | 1.9454e-07 | 0 | 2.1326e-05 | 4.6746e-05 | 0 | 4.6746e-05 | [17 empty] | 7.3.3.17.5 (Remote Grid) Updates to grid topology to minimize risk of ignition in HFTDs Remote GridWLDFRWire-to-wire contactAggregated | WLDFR | HFTD - Distribution - Tier 2 - 3QU CoRE ¦ 2QU LoRE | Non-Red Flag Warning - Large Fires | Wire-to-wire contact | Aggregated | 2042 | 2.8307e-06 | 791.1377 | 0.0022394 | 2042 | Mitigation | 0.95 | 45 | 0 | esc | 0.00097009 | 2.746e-09 | 0.00097009 | 2.746e-09
[35 empty] | 7.3.3.17.6 Updates to grid topology to minimize risk of ignition in HFTDs Butte County Rebuild | WLDFR | HFTD - Distribution - Tier 3 - 3QU CoRE ¦ 5QU LoRE | 2040 | 0.27651 | 0.00058823 | 0.063837 | 0 | 0.063837 |  |  |  |  | 0.0012768 | 0.13856 | 0 | 0.13856 | 0.017651 |  | 0.038314 | 0.001865 | 0.00051569 | Column23: 0.2024; Column24: 0.055965; Column25: 0; Column26: 0; Column27: 0.2024; Column28: 0.055965; Column29: 0.0016104; Column30: 0.17476; Column31: 0; Column32: 0.17476; Column33: 0.048324 | WLDFR | HFTD - Distribution - Tier 3 - 4QU CoRE ¦ 5QU LoRE | Non-Red Flag Warning - Small Fires | 2043 | 2.1335e-06 | 2.1335e-06 | 0.095486 | 0.044306 | 0.0019228 | 0.049257 | 0 | 0 | 0.0022605 | 2.0372e-07 | 0 | 2.0372e-07 | 2.0372e-07 | 0 | 2.0372e-07 | 0 | 2.1326e-05 | 4.6746e-05 | 0 | 4.6746e-05 | [17 empty] | 7.3.3.17.5 (Remote Grid) Updates to grid topology to minimize risk of ignition in HFTDs Remote GridWLDFRWire-to-wire contactAggregated | WLDFR | HFTD - Distribution - Tier 2 - 3QU CoRE ¦ 2QU LoRE | Non-Red Flag Warning - Large Fires | Wire-to-wire contact | Aggregated | 2043 | 2.8307e-06 | 791.1377 | 0.0022394 | 2043 | Mitigation | 0.95 | 45 | 0 | esc | 0.00097009 | 2.746e-09 | 0.00097009 | 2.746e-09
[35 empty] | 7.3.3.17.6 Updates to grid topology to minimize risk of ignition in HFTDs Butte County Rebuild | WLDFR | HFTD - Distribution - Tier 3 - 3QU CoRE ¦ 5QU LoRE | 2041 | 0.25842 | 0.00058823 | 0.063837 | 0 | 0.063837 |  |  |  |  | 0.0012768 | 0.13856 | 0 | 0.13856 | 0.016497 |  | 0.035807 | 0.001865 | 0.00048196 | Column23: 0.2024; Column24: 0.052304; Column25: 0; Column26: 0; Column27: 0.2024; Column28: 0.052304; Column29: 0.0016104; Column30: 0.17476; Column31: 0; Column32: 0.17476; Column33: 0.045162 | WLDFR | HFTD - Distribution - Tier 3 - 4QU CoRE ¦ 5QU LoRE | Non-Red Flag Warning - Small Fires | 2044 | 2.1335e-06 | 2.1335e-06 | 0.095486 | 0.044306 | 0.0019228 | 0.049257 | 0 | 0 | 0.0022605 | 2.0372e-07 | 0 | 2.0372e-07 | 2.0372e-07 | 0 | 2.0372e-07 | 0 | 2.2371e-05 | 4.9039e-05 | 0 | 4.9039e-05 | [17 empty] | 7.3.3.17.5 (Remote Grid) Updates to grid topology to minimize risk of ignition in HFTDs Remote GridWLDFRWire-to-wire contactAggregated | WLDFR | HFTD - Distribution - Tier 2 - 3QU CoRE ¦ 2QU LoRE | Non-Red Flag Warning - Large Fires | Wire-to-wire contact | Aggregated | 2044 | 2.8307e-06 | 791.1377 | 0.0022394 | 2044 | Mitigation | 0.95 | 45 | 0 | esc | 0.00097009 | 2.746e-09 | 0.00097009 | 2.746e-09
[35 empty] | 7.3.3.17.6 Updates to grid topology to minimize risk of ignition in HFTDs Butte County Rebuild | WLDFR | HFTD - Distribution - Tier 3 - 3QU CoRE ¦ 5QU LoRE | 2042 | 0.24151 | 0.00058823 | 0.063837 | 0 | 0.063837 |  |  |  |  | 0.0012768 | 0.13856 | 0 | 0.13856 | 0.015417 |  | 0.033465 | 0.001865 | 0.00045043 | Column23: 0.2024; Column24: 0.048882; Column25: 0; Column26: 0; Column27: 0.2024; Column28: 0.048882; Column29: 0.0016104; Column30: 0.17476; Column31: 0; Column32: 0.17476; Column33: 0.042208 | WLDFR | HFTD - Distribution - Tier 3 - 4QU CoRE ¦ 5QU LoRE | Non-Red Flag Warning - Small Fires | 2045 | 2.1335e-06 | 2.1335e-06 | 0.095486 | 0.044306 | 0.0019228 | 0.049257 | 0 | 0 | 0.0022605 | 2.0372e-07 | 0 | 2.0372e-07 | 2.0372e-07 | 0 | 2.0372e-07 | 0 | 2.2371e-05 | 4.9039e-05 | 0 | 4.9039e-05 | [17 empty] | 7.3.3.17.5 (Remote Grid) Updates to grid topology to minimize risk of ignition in HFTDs Remote GridWLDFRWire-to-wire contactAggregated | WLDFR | HFTD - Distribution - Tier 2 - 3QU CoRE ¦ 2QU LoRE | Non-Red Flag Warning - Large Fires | Wire-to-wire contact | Aggregated | 2045 | 2.8307e-06 | 791.1377 | 0.0022394 | 2045 | Mitigation | 0.95 | 45 | 0 | esc | 0.00097009 | 2.746e-09 | 0.00097009 | 2.746e-09
[35 empty] | 7.3.3.17.6 Updates to grid topology to minimize risk of ignition in HFTDs Butte County Rebuild | WLDFR | HFTD - Distribution - Tier 3 - 3QU CoRE ¦ 5QU LoRE | 2043 | 0.22571 | 0.00058823 | 0.06702 | 0 | 0.06702 |  |  |  |  | 0.0012768 | 0.14547 | 0 | 0.14547 | 0.015127 |  | 0.032835 | 0.001865 | 0.00042096 | Column23: 0.21249; Column24: 0.047962; Column25: 0; Column26: 0; Column27: 0.21249; Column28: 0.047962; Column29: 0.0016104; Column30: 0.18348; Column31: 0; Column32: 0.18348; Column33: 0.041413 | WLDFR | HFTD - Distribution - Tier 3 - 4QU CoRE ¦ 5QU LoRE | Non-Red Flag Warning - Small Fires | 2046 | 2.1335e-06 | 2.1335e-06 | 0.095486 | 0.044306 | 0.0019228 | 0.049257 | 0 | 0 | 0.0022605 | 2.0372e-07 | 0 | 2.0372e-07 | 2.0372e-07 | 0 | 2.0372e-07 | 0 | 2.2371e-05 | 4.9039e-05 | 0 | 4.9039e-05 | [17 empty] | 7.3.3.17.5 (Remote Grid) Updates to grid topology to minimize risk of ignition in HFTDs Remote GridWLDFRWire-to-wire contactAggregated | WLDFR | HFTD - Distribution - Tier 2 - 3QU CoRE ¦ 2QU LoRE | Non-Red Flag Warning - Large Fires | Wire-to-wire contact | Aggregated | 2046 | 2.8307e-06 | 791.1377 | 0.0022394 | 2046 | Mitigation | 0.95 | 45 | 0 | esc | 0.00097009 | 2.746e-09 | 0.00097009 | 2.746e-09
[35 empty] | 7.3.3.17.6 Updates to grid topology to minimize risk of ignition in HFTDs Butte County Rebuild | WLDFR | HFTD - Distribution - Tier 3 - 3QU CoRE ¦ 5QU LoRE | 2044 | 0.21095 | 0.00058823 | 0.06702 | 0 | 0.06702 |  |  |  |  | 0.0012768 | 0.14547 | 0 | 0.14547 | 0.014138 |  | 0.030687 | 0.001865 | 0.00039342 | Column23: 0.21249; Column24: 0.044825; Column25: 0; Column26: 0; Column27: 0.21249; Column28: 0.044825; Column29: 0.0016104; Column30: 0.18348; Column31: 0; Column32: 0.18348; Column33: 0.038704 | WLDFR | HFTD - Distribution - Tier 3 - 4QU CoRE ¦ 5QU LoRE | Non-Red Flag Warning - Small Fires | 2047 | 2.1335e-06 | 2.1335e-06 | 0.095486 | 0.044306 | 0.0019228 | 0.049257 | 0 | 0 | 0.0022605 | 2.0372e-07 | 0 | 2.0372e-07 | 2.0372e-07 | 0 | 2.0372e-07 | 0 | 2.2371e-05 | 4.9039e-05 | 0 | 4.9039e-05 | [17 empty] | 7.3.3.17.5 (Remote Grid) Updates to grid topology to minimize risk of ignition in HFTDs Remote GridWLDFRWire-to-wire contactAggregated | WLDFR | HFTD - Distribution - Tier 2 - 3QU CoRE ¦ 2QU LoRE | Non-Red Flag Warning - Large Fires | Wire-to-wire contact | Aggregated | 2047 | 2.8307e-06 | 791.1377 | 0.0022394 | 2047 | Mitigation | 0.95 | 45 | 0 | esc | 0.00097009 | 2.746e-09 | 0.00097009 | 2.746e-09
[35 empty] | 7.3.3.17.6 Updates to grid topology to minimize risk of ignition in HFTDs Butte County Rebuild | WLDFR | HFTD - Distribution - Tier 3 - 3QU CoRE ¦ 5QU LoRE | 2045 | 0.19715 | 0.00058823 | 0.06702 | 0 | 0.06702 |  |  |  |  | 0.0012768 | 0.14547 | 0 | 0.14547 | 0.013213 |  | 0.028679 | 0.001865 | 0.00036768 | Column23: 0.21249; Column24: 0.041892; Column25: 0; Column26: 0; Column27: 0.21249; Column28: 0.041892; Column29: 0.0016104; Column30: 0.18348; Column31: 0; Column32: 0.18348; Column33: 0.036172 | WLDFR | HFTD - Distribution - Tier 3 - 4QU CoRE ¦ 5QU LoRE | Non-Red Flag Warning - Small Fires | 2048 | 2.1335e-06 | 2.1335e-06 | 0.10007 | 0.04626 | 0.0020076 | 0.051804 | 0 | 0 | 0.0022605 | 2.135e-07 | 0 | 2.135e-07 | 2.135e-07 | 0 | 2.135e-07 | 0 | 2.2371e-05 | 4.9039e-05 | 0 | 4.9039e-05 | [17 empty] | 7.3.3.17.5 (Remote Grid) Updates to grid topology to minimize risk of ignition in HFTDs Remote GridWLDFRWire-to-wire contactAggregated | WLDFR | HFTD - Distribution - Tier 2 - 3QU CoRE ¦ 2QU LoRE | Non-Red Flag Warning - Large Fires | Wire-to-wire contact | Aggregated | 2048 | 2.8307e-06 | 791.1377 | 0.0022394 | 2048 | Mitigation | 0.95 | 45 | 0 | esc | 0.00097009 | 2.746e-09 | 0.00097009 | 2.746e-09
[35 empty] | 7.3.3.17.6 Updates to grid topology to minimize risk of ignition in HFTDs Butte County Rebuild | WLDFR | HFTD - Distribution - Tier 3 - 3QU CoRE ¦ 5QU LoRE | 2046 | 0.18425 | 0.00058823 | 0.06702 | 0 | 0.06702 |  |  |  |  | 0.0012768 | 0.14547 | 0 | 0.14547 | 0.012348 |  | 0.026803 | 0.001865 | 0.00034363 | Column23: 0.21249; Column24: 0.039151; Column25: 0; Column26: 0; Column27: 0.21249; Column28: 0.039151; Column29: 0.0016104; Column30: 0.18348; Column31: 0; Column32: 0.18348; Column33: 0.033806 | WLDFR | HFTD - Distribution - Tier 3 - 4QU CoRE ¦ 5QU LoRE | Non-Red Flag Warning - Small Fires | 2049 | 2.1335e-06 | 2.1335e-06 | 0.10007 | 0.04626 | 0.0020076 | 0.051804 | 0 | 0 | 0.0022605 | 2.135e-07 | 0 | 2.135e-07 | 2.135e-07 | 0 | 2.135e-07 | 0 | 2.3438e-05 | 5.1378e-05 | 0 | 5.1378e-05 | [17 empty] | 7.3.3.17.5 (Remote Grid) Updates to grid topology to minimize risk of ignition in HFTDs Remote GridWLDFRWire-to-wire contactAggregated | WLDFR | HFTD - Distribution - Tier 2 - 3QU CoRE ¦ 2QU LoRE | Non-Red Flag Warning - Large Fires | Wire-to-wire contact | Aggregated | 2049 | 2.8307e-06 | 791.1377 | 0.0022394 | 2049 | Mitigation | 0.95 | 45 | 0 | esc | 0.00097009 | 2.746e-09 | 0.00097009 | 2.746e-09
[35 empty] | 7.3.3.17.6 Updates to grid topology to minimize risk of ignition in HFTDs Butte County Rebuild | WLDFR | HFTD - Distribution - Tier 3 - 3QU CoRE ¦ 5QU LoRE | 2047 | 0.1722 | 0.00058823 | 0.06702 | 0 | 0.06702 |  |  |  |  | 0.0012768 | 0.14547 | 0 | 0.14547 | 0.011541 |  | 0.02505 | 0.001865 | 0.00032115 | Column23: 0.21249; Column24: 0.03659; Column25: 0; Column26: 0; Column27: 0.21249; Column28: 0.03659; Column29: 0.0016104; Column30: 0.18348; Column31: 0; Column32: 0.18348; Column33: 0.031594 | WLDFR | HFTD - Distribution - Tier 3 - 4QU CoRE ¦ 5QU LoRE | Non-Red Flag Warning - Small Fires | 2050 | 2.1335e-06 | 2.1335e-06 | 0.10007 | 0.04626 | 0.0020076 | 0.051804 | 0 | 0 | 0.0022605 | 2.135e-07 | 0 | 2.135e-07 | 2.135e-07 | 0 | 2.135e-07 | 0 | 2.3438e-05 | 5.1378e-05 | 0 | 5.1378e-05 | [17 empty] | 7.3.3.17.5 (Remote Grid) Updates to grid topology to minimize risk of ignition in HFTDs Remote GridWLDFRWire-to-wire contactAggregated | WLDFR | HFTD - Distribution - Tier 2 - 3QU CoRE ¦ 2QU LoRE | Non-Red Flag Warning - Large Fires | Wire-to-wire contact | Aggregated | 2050 | 2.8307e-06 | 791.1377 | 0.0022394 | 2050 | Mitigation | 0.95 | 45 | 0 | esc | 0.00097009 | 2.746e-09 | 0.00097009 | 2.746e-09
[35 empty] | 7.3.3.17.6 Updates to grid topology to minimize risk of ignition in HFTDs Butte County Rebuild | WLDFR | HFTD - Distribution - Tier 3 - 3QU CoRE ¦ 5QU LoRE | 2048 | 0.16093 | 0.00058823 | 0.070356 | 0 | 0.070356 |  |  |  |  | 0.0012768 | 0.15271 | 0 | 0.15271 | 0.011322 |  | 0.024576 | 0.001865 | 0.00030014 | Column23: 0.22307; Column24: 0.035899; Column25: 0; Column26: 0; Column27: 0.22307; Column28: 0.035899; Column29: 0.0016104; Column30: 0.19261; Column31: 0; Column32: 0.19261; Column33: 0.030997 | WLDFR | HFTD - Distribution - Tier 3 - 4QU CoRE ¦ 5QU LoRE | Non-Red Flag Warning - Small Fires | 2051 | 2.1335e-06 | 2.1335e-06 | 0.10007 | 0.04626 | 0.0020076 | 0.051804 | 0 | 0 | 0.0022605 | 2.135e-07 | 0 | 2.135e-07 | 2.135e-07 | 0 | 2.135e-07 | 0 | 2.3438e-05 | 5.1378e-05 | 0 | 5.1378e-05 | [17 empty] | 7.3.3.17.5 (Remote Grid) Updates to grid topology to minimize risk of ignition in HFTDs Remote GridWLDFRWire-to-wire contactAggregated | WLDFR | HFTD - Distribution - Tier 2 - 3QU CoRE ¦ 2QU LoRE | Non-Red Flag Warning - Large Fires | Wire-to-wire contact | Aggregated | 2051 | 2.8307e-06 | 791.1377 | 0.0022394 | 2051 | Mitigation | 0.95 | 45 | 0 | esc | 0.00097009 | 2.746e-09 | 0.00097009 | 2.746e-09
[35 empty] | 7.3.3.17.6 Updates to grid topology to minimize risk of ignition in HFTDs Butte County Rebuild | WLDFR | HFTD - Distribution - Tier 3 - 3QU CoRE ¦ 5QU LoRE | 2049 | 0.1504 | 0.00058823 | 0.070356 | 0 | 0.070356 |  |  |  |  | 0.0012768 | 0.15271 | 0 | 0.15271 | 0.010582 |  | 0.022969 | 0.001865 | 0.0002805 | Column23: 0.22307; Column24: 0.03355; Column25: 0; Column26: 0; Column27: 0.22307; Column28: 0.03355; Column29: 0.0016104; Column30: 0.19261; Column31: 0; Column32: 0.19261; Column33: 0.028969 | WLDFR | HFTD - Distribution - Tier 3 - 4QU CoRE ¦ 5QU LoRE | Non-Red Flag Warning - Small Fires | 2052 | 2.1335e-06 | 2.1335e-06 | 0.10007 | 0.04626 | 0.0020076 | 0.051804 | 0 | 0 | 0.0022605 | 2.135e-07 | 0 | 2.135e-07 | 2.135e-07 | 0 | 2.135e-07 | 0 | 2.3438e-05 | 5.1378e-05 | 0 | 5.1378e-05 | [17 empty] | 7.3.3.17.5 (Remote Grid) Updates to grid topology to minimize risk of ignition in HFTDs Remote GridWLDFRWire-to-wire contactAggregated | WLDFR | HFTD - Distribution - Tier 2 - 3QU CoRE ¦ 2QU LoRE | Non-Red Flag Warning - Large Fires | Wire-to-wire contact | Aggregated | 2052 | 2.8307e-06 | 791.1377 | 0.0022394 | 2052 | Mitigation | 0.95 | 45 | 0 | esc | 0.00097009 | 2.746e-09 | 0.00097009 | 2.746e-09
[35 empty] | 7.3.3.17.6 Updates to grid topology to minimize risk of ignition in HFTDs Butte County Rebuild | WLDFR | HFTD - Distribution - Tier 3 - 3QU CoRE ¦ 5QU LoRE | 2050 | 0.14056 | 0.00058823 | 0.070356 | 0 | 0.070356 |  |  |  |  | 0.0012768 | 0.15271 | 0 | 0.15271 | 0.0098895 |  | 0.021466 | 0.001865 | 0.00026215 | Column23: 0.22307; Column24: 0.031355; Column25: 0; Column26: 0; Column27: 0.22307; Column28: 0.031355; Column29: 0.0016104; Column30: 0.19261; Column31: 0; Column32: 0.19261; Column33: 0.027074 | WLDFR | HFTD - Distribution - Tier 3 - 4QU CoRE ¦ 5QU LoRE | Non-Red Flag Warning - Small Fires | 2053 | 2.1335e-06 | 2.1335e-06 | 0.10489 | 0.048274 | 0.002095 | 0.054525 | 0 | 0 | 0.0022605 | 2.2379e-07 | 0 | 2.2379e-07 | 2.2379e-07 | 0 | 2.2379e-07 | 0 | 2.3438e-05 | 5.1378e-05 | 0 | 5.1378e-05 | [17 empty] | 7.3.3.17.5 (Remote Grid) Updates to grid topology to minimize risk of ignition in HFTDs Remote GridWLDFRWire-to-wire contactAggregated | WLDFR | HFTD - Distribution - Tier 2 - 3QU CoRE ¦ 2QU LoRE | Non-Red Flag Warning - Large Fires | Wire-to-wire contact | Aggregated | 2053 | 2.8307e-06 | 791.1377 | 0.0022394 | 2053 | Mitigation | 0.95 | 45 | 0 | esc | 0.00097009 | 2.746e-09 | 0.00097009 | 2.746e-09
[35 empty] | 7.3.3.17.6 Updates to grid topology to minimize risk of ignition in HFTDs Butte County Rebuild | WLDFR | HFTD - Distribution - Tier 3 - 3QU CoRE ¦ 5QU LoRE | 2051 | 0.13137 | 0.00058823 | 0.070356 | 0 | 0.070356 |  |  |  |  | 0.0012768 | 0.15271 | 0 | 0.15271 | 0.0092425 |  | 0.020062 | 0.001865 | 0.000245 | Column23: 0.22307; Column24: 0.029304; Column25: 0; Column26: 0; Column27: 0.22307; Column28: 0.029304; Column29: 0.0016104; Column30: 0.19261; Column31: 0; Column32: 0.19261; Column33: 0.025303 | WLDFR | HFTD - Distribution - Tier 3 - 4QU CoRE ¦ 5QU LoRE | Non-Red Flag Warning - Small Fires | 2054 | 2.1335e-06 | 2.1335e-06 | 0.10489 | 0.048274 | 0.002095 | 0.054525 | 0 | 0 | 0.0022605 | 2.2379e-07 | 0 | 2.2379e-07 | 2.2379e-07 | 0 | 2.2379e-07 | 0 | 2.4514e-05 | 5.3735e-05 | 0 | 5.3735e-05 | [17 empty] | 7.3.3.17.5 (Remote Grid) Updates to grid topology to minimize risk of ignition in HFTDs Remote GridWLDFRWire-to-wire contactAggregated | WLDFR | HFTD - Distribution - Tier 2 - 3QU CoRE ¦ 2QU LoRE | Non-Red Flag Warning - Large Fires | Wire-to-wire contact | Aggregated | 2054 | 2.8307e-06 | 791.1377 | 0.0022394 | 2054 | Mitigation | 0.95 | 45 | 0 | esc | 0.00097009 | 2.746e-09 | 0.00097009 | 2.746e-09
[35 empty] | 7.3.3.17.6 Updates to grid topology to minimize risk of ignition in HFTDs Butte County Rebuild | WLDFR | HFTD - Distribution - Tier 3 - 3QU CoRE ¦ 5QU LoRE | 2052 | 0.12277 | 0.00058823 | 0.070356 | 0 | 0.070356 |  |  |  |  | 0.0012768 | 0.15271 | 0 | 0.15271 | 0.0086379 |  | 0.018749 | 0.001865 | 0.00022897 | Column23: 0.22307; Column24: 0.027387; Column25: 0; Column26: 0; Column27: 0.22307; Column28: 0.027387; Column29: 0.0016104; Column30: 0.19261; Column31: 0; Column32: 0.19261; Column33: 0.023648 | WLDFR | HFTD - Distribution - Tier 3 - 4QU CoRE ¦ 5QU LoRE | Non-Red Flag Warning - Small Fires | 2055 | 2.1335e-06 | 2.1335e-06 | 0.10489 | 0.048274 | 0.002095 | 0.054525 | 0 | 0 | 0.0022605 | 2.2379e-07 | 0 | 2.2379e-07 | 2.2379e-07 | 0 | 2.2379e-07 | 0 | 2.4514e-05 | 5.3735e-05 | 0 | 5.3735e-05 | [17 empty] | 7.3.3.17.5 (Remote Grid) Updates to grid topology to minimize risk of ignition in HFTDs Remote GridWLDFRWire-to-wire contactAggregated | WLDFR | HFTD - Distribution - Tier 2 - 3QU CoRE ¦ 2QU LoRE | Non-Red Flag Warning - Large Fires | Wire-to-wire contact | Aggregated | 2055 | 2.8307e-06 | 791.1377 | 0.0022394 | 2055 | Mitigation | 0.95 | 45 | 0 | esc | 0.00097009 | 2.746e-09 | 0.00097009 | 2.746e-09
[35 empty] | 7.3.3.17.6 Updates to grid topology to minimize risk of ignition in HFTDs Butte County Rebuild | WLDFR | HFTD - Distribution - Tier 3 - 3QU CoRE ¦ 5QU LoRE | 2053 | 0.11474 | 0.00058823 | 0.073805 | 0 | 0.073805 |  |  |  |  | 0.0012768 | 0.1602 | 0 | 0.1602 | 0.0084684 |  | 0.018381 | 0.001865 | 0.00021399 | Column23: 0.234; Column24: 0.02685; Column25: 0; Column26: 0; Column27: 0.234; Column28: 0.02685; Column29: 0.0016104; Column30: 0.20205; Column31: 0; Column32: 0.20205; Column33: 0.023184 | WLDFR | HFTD - Distribution - Tier 3 - 4QU CoRE ¦ 5QU LoRE | Non-Red Flag Warning - Small Fires | 2056 | 2.1335e-06 | 2.1335e-06 | 0.10489 | 0.048274 | 0.002095 | 0.054525 | 0 | 0 | 0.0022605 | 2.2379e-07 | 0 | 2.2379e-07 | 2.2379e-07 | 0 | 2.2379e-07 | 0 | 2.4514e-05 | 5.3735e-05 | 0 | 5.3735e-05 | [17 empty] | 7.3.3.17.5 (Remote Grid) Updates to grid topology to minimize risk of ignition in HFTDs Remote GridWLDFRWire-to-wire contactAggregated | WLDFR | HFTD - Distribution - Tier 2 - 3QU CoRE ¦ 2QU LoRE | Non-Red Flag Warning - Large Fires | Wire-to-wire contact | Aggregated | 2056 | 2.8307e-06 | 791.1377 | 0.0022394 | 2056 | Mitigation | 0.95 | 45 | 0 | esc | 0.00097009 | 2.746e-09 | 0.00097009 | 2.746e-09
[35 empty] | 7.3.3.17.6 Updates to grid topology to minimize risk of ignition in HFTDs Butte County Rebuild | WLDFR | HFTD - Distribution - Tier 3 - 3QU CoRE ¦ 5QU LoRE | 2054 | 0.10723 | 0.00058823 | 0.073805 | 0 | 0.073805 |  |  |  |  | 0.0012768 | 0.1602 | 0 | 0.1602 | 0.0079144 |  | 0.017179 | 0.001865 | 0.00019999 | Column23: 0.234; Column24: 0.025093; Column25: 0; Column26: 0; Column27: 0.234; Column28: 0.025093; Column29: 0.0016104; Column30: 0.20205; Column31: 0; Column32: 0.20205; Column33: 0.021667 | WLDFR | HFTD - Distribution - Tier 3 - 4QU CoRE ¦ 5QU LoRE | Non-Red Flag Warning - Small Fires | 2057 | 2.1335e-06 | 2.1335e-06 | 0.10489 | 0.048274 | 0.002095 | 0.054525 | 0 | 0 | 0.0022605 | 2.2379e-07 | 0 | 2.2379e-07 | 2.2379e-07 | 0 | 2.2379e-07 | 0 | 2.4514e-05 | 5.3735e-05 | 0 | 5.3735e-05 | [17 empty] | 7.3.3.17.5 (Remote Grid) Updates to grid topology to minimize risk of ignition in HFTDs Remote GridWLDFRWire-to-wire contactAggregated | WLDFR | HFTD - Distribution - Tier 2 - 3QU CoRE ¦ 2QU LoRE | Non-Red Flag Warning - Large Fires | Wire-to-wire contact | Aggregated | 2057 | 2.8307e-06 | 791.1377 | 0.0022394 | 2057 | Mitigation | 0.95 | 45 | 0 | esc | 0.00097009 | 2.746e-09 | 0.00097009 | 2.746e-09
[35 empty] | 7.3.3.17.6 Updates to grid topology to minimize risk of ignition in HFTDs Butte County Rebuild | WLDFR | HFTD - Distribution - Tier 3 - 3QU CoRE ¦ 5QU LoRE | 2055 | 0.10022 | 0.00058823 | 0.073805 | 0 | 0.073805 |  |  |  |  | 0.0012768 | 0.1602 | 0 | 0.1602 | 0.0073966 |  | 0.016055 | 0.001865 | 0.00018691 | Column23: 0.234; Column24: 0.023452; Column25: 0; Column26: 0; Column27: 0.234; Column28: 0.023452; Column29: 0.0016104; Column30: 0.20205; Column31: 0; Column32: 0.20205; Column33: 0.02025 | WLDFR | HFTD - Distribution - Tier 3 - 4QU CoRE ¦ 5QU LoRE | Non-Red Flag Warning - Small Fires | 2058 | 2.1335e-06 | 2.1335e-06 | 0.1099 | 0.050325 | 0.0021839 | 0.057393 | 0 | 0 | 0.0022605 | 2.3448e-07 | 0 | 2.3448e-07 | 2.3448e-07 | 0 | 2.3448e-07 | 0 | 2.4514e-05 | 5.3735e-05 | 0 | 5.3735e-05 | [17 empty] | 7.3.3.17.5 (Remote Grid) Updates to grid topology to minimize risk of ignition in HFTDs Remote GridWLDFRWire-to-wire contactAggregated | WLDFR | HFTD - Distribution - Tier 2 - 3QU CoRE ¦ 2QU LoRE | Non-Red Flag Warning - Large Fires | Wire-to-wire contact | Aggregated | 2058 | 2.8307e-06 | 791.1377 | 0.0022394 | 2058 | Mitigation | 0.95 | 45 | 0 | esc | 0.00097009 | 2.746e-09 | 0.00097009 | 2.746e-09
[35 empty] | 7.3.3.17.6 Updates to grid topology to minimize risk of ignition in HFTDs Butte County Rebuild | WLDFR | HFTD - Distribution - Tier 3 - 3QU CoRE ¦ 5QU LoRE | 2056 | 0.093663 | 0.00058823 | 0.073805 | 0 | 0.073805 |  |  |  |  | 0.0012768 | 0.1602 | 0 | 0.1602 | 0.0069128 |  | 0.015005 | 0.001865 | 0.00017468 | Column23: 0.234; Column24: 0.021917; Column25: 0; Column26: 0; Column27: 0.234; Column28: 0.021917; Column29: 0.0016104; Column30: 0.20205; Column31: 0; Column32: 0.20205; Column33: 0.018925 | WLDFR | HFTD - Distribution - Tier 3 - 4QU CoRE ¦ 5QU LoRE | Non-Red Flag Warning - Small Fires | 2059 | 2.1335e-06 | 2.1335e-06 | 0.1099 | 0.050325 | 0.0021839 | 0.057393 | 0 | 0 | 0.0022605 | 2.3448e-07 | 0 | 2.3448e-07 | 2.3448e-07 | 0 | 2.3448e-07 | 0 | 2.5585e-05 | 5.6082e-05 | 0 | 5.6082e-05 | [17 empty] | 7.3.3.17.5 (Remote Grid) Updates to grid topology to minimize risk of ignition in HFTDs Remote GridWLDFRWire-to-wire contactAggregated | WLDFR | HFTD - Distribution - Tier 2 - 3QU CoRE ¦ 2QU LoRE | Non-Red Flag Warning - Large Fires | Wire-to-wire contact | Aggregated | 2059 | 2.8307e-06 | 791.1377 | 0.0022394 | 2059 | Mitigation | 0.95 | 45 | 0 | esc | 0.00097009 | 2.746e-09 | 0.00097009 | 2.746e-09
[35 empty] | 7.3.3.17.6 Updates to grid topology to minimize risk of ignition in HFTDs Butte County Rebuild | WLDFR | HFTD - Distribution - Tier 3 - 3QU CoRE ¦ 5QU LoRE | 2057 | 0.087535 | 0.00058823 | 0.073805 | 0 | 0.073805 |  |  |  |  | 0.0012768 | 0.1602 | 0 | 0.1602 | 0.0064605 |  | 0.014023 | 0.001865 | 0.00016326 | Column23: 0.234; Column24: 0.020484; Column25: 0; Column26: 0; Column27: 0.234; Column28: 0.020484; Column29: 0.0016104; Column30: 0.20205; Column31: 0; Column32: 0.20205; Column33: 0.017687 | WLDFR | HFTD - Distribution - Tier 3 - 4QU CoRE ¦ 5QU LoRE | Non-Red Flag Warning - Small Fires | 2060 | 2.1335e-06 | 2.1335e-06 | 0.1099 | 0.050325 | 0.0021839 | 0.057393 | 0 | 0 | 0.0022605 | 2.3448e-07 | 0 | 2.3448e-07 | 2.3448e-07 | 0 | 2.3448e-07 | 0 | 2.5585e-05 | 5.6082e-05 | 0 | 5.6082e-05 | [17 empty] | 7.3.3.17.5 (Remote Grid) Updates to grid topology to minimize risk of ignition in HFTDs Remote GridWLDFRWire-to-wire contactAggregated | WLDFR | HFTD - Distribution - Tier 2 - 3QU CoRE ¦ 2QU LoRE | Non-Red Flag Warning - Large Fires | Wire-to-wire contact | Aggregated | 2060 | 2.8307e-06 | 791.1377 | 0.0022394 | 2060 | Mitigation | 0.95 | 45 | 0 | esc | 0.00097009 | 2.746e-09 | 0.00097009 | 2.746e-09
[35 empty] | 7.3.3.17.6 Updates to grid topology to minimize risk of ignition in HFTDs Butte County Rebuild | WLDFR | HFTD - Distribution - Tier 3 - 3QU CoRE ¦ 5QU LoRE | 2058 | 0.081809 | 0.00058823 | 0.077323 | 0 | 0.077323 |  |  |  |  | 0.0012768 | 0.16783 | 0 | 0.16783 | 0.0063257 |  | 0.01373 | 0.001865 | 0.00015257 | Column23: 0.24516; Column24: 0.020056; Column25: 0; Column26: 0; Column27: 0.24516; Column28: 0.020056; Column29: 0.0016104; Column30: 0.21168; Column31: 0; Column32: 0.21168; Column33: 0.017318 | WLDFR | HFTD - Distribution - Tier 3 - 4QU CoRE ¦ 5QU LoRE | Non-Red Flag Warning - Small Fires | 2061 | 2.1335e-06 | 2.1335e-06 | 0.1099 | 0.050325 | 0.0021839 | 0.057393 | 0 | 0 | 0.0022605 | 2.3448e-07 | 0 | 2.3448e-07 | 2.3448e-07 | 0 | 2.3448e-07 | 0 | 2.5585e-05 | 5.6082e-05 | 0 | 5.6082e-05 | [17 empty] | 7.3.3.17.5 (Remote Grid) Updates to grid topology to minimize risk of ignition in HFTDs Remote GridWLDFRWire-to-wire contactAggregated | WLDFR | HFTD - Distribution - Tier 2 - 3QU CoRE ¦ 2QU LoRE | Non-Red Flag Warning - Large Fires | Wire-to-wire contact | Aggregated | 2061 | 2.8307e-06 | 791.1377 | 0.0022394 | 2061 | Mitigation | 0.95 | 45 | 0 | esc | 0.00097009 | 2.746e-09 | 0.00097009 | 2.746e-09
[35 empty] | 7.3.3.17.6 Updates to grid topology to minimize risk of ignition in HFTDs Butte County Rebuild | WLDFR | HFTD - Distribution - Tier 3 - 3QU CoRE ¦ 5QU LoRE | 2059 | 0.076457 | 0.00058823 | 0.077323 | 0 | 0.077323 |  |  |  |  | 0.0012768 | 0.16783 | 0 | 0.16783 | 0.0059118 |  | 0.012832 | 0.001865 | 0.00014259 | Column23: 0.24516; Column24: 0.018744; Column25: 0; Column26: 0; Column27: 0.24516; Column28: 0.018744; Column29: 0.0016104; Column30: 0.21168; Column31: 0; Column32: 0.21168; Column33: 0.016185 | WLDFR | HFTD - Distribution - Tier 3 - 4QU CoRE ¦ 5QU LoRE | Non-Red Flag Warning - Small Fires | 2062 | 2.1335e-06 | 2.1335e-06 | 0.1099 | 0.050325 | 0.0021839 | 0.057393 | 0 | 0 | 0.0022605 | 2.3448e-07 | 0 | 2.3448e-07 | 2.3448e-07 | 0 | 2.3448e-07 | 0 | 0 | 5.6082e-05 | 0 | 5.6082e-05 | [17 empty] | 7.3.3.17.5 (Remote Grid) Updates to grid topology to minimize risk of ignition in HFTDs Remote GridWLDFRWire-to-wire contactAggregated | WLDFR | HFTD - Distribution - Tier 2 - 3QU CoRE ¦ 2QU LoRE | Non-Red Flag Warning - Large Fires | Wire-to-wire contact | Aggregated | 2062 | 2.8307e-06 | 791.1377 | 0.0022394 | 2062 | Mitigation | 0.95 | 45 | 0 | esc | 0.00097009 | 2.746e-09 | 0.00097009 | 2.746e-09
[35 empty] | 7.3.3.17.6 Updates to grid topology to minimize risk of ignition in HFTDs Butte County Rebuild | WLDFR | HFTD - Distribution - Tier 3 - 3QU CoRE ¦ 5QU LoRE | 2060 | 0.071455 | 0.00058823 | 0.077323 | 0 | 0.077323 |  |  |  |  | 0.0012768 | 0.16783 | 0 | 0.16783 | 0.0055251 |  | 0.011993 | 0.001865 | 0.00013326 | Column23: 0.24516; Column24: 0.017518; Column25: 0; Column26: 0; Column27: 0.24516; Column28: 0.017518; Column29: 0.0016104; Column30: 0.21168; Column31: 0; Column32: 0.21168; Column33: 0.015126 | WLDFR | HFTD - Distribution - Tier 3 - 4QU CoRE ¦ 5QU LoRE | Non-Red Flag Warning - Small Fires | 2063 | 2.1335e-06 | 2.1335e-06 | 0.11504 | 0.052388 | 0.0022734 | 0.060377 | 0 | 0 | 0.0022605 | 2.4544e-07 | 0 | 2.4544e-07 | 2.4544e-07 | 0 | 2.4544e-07 | 0 | 0 | 0 | 0 | 0 | [17 empty] | 7.3.3.17.5 (Remote Grid) Updates to grid topology to minimize risk of ignition in HFTDs Remote GridWLDFRWire-to-wire contactAggregated | WLDFR | HFTD - Distribution - Tier 2 - 3QU CoRE ¦ 2QU LoRE | Non-Red Flag Warning - Large Fires | Wire-to-wire contact | Aggregated | 2063 | 2.8307e-06 | 791.1377 | 0.0022394 | 2063 | Mitigation | 0.95 | 45 | 0 | esc | 0.00097009 | 2.746e-09 | 0.00097009 | 2.746e-09
[35 empty] | 7.3.3.17.6 Updates to grid topology to minimize risk of ignition in HFTDs Butte County Rebuild | WLDFR | HFTD - Distribution - Tier 3 - 3QU CoRE ¦ 5QU LoRE | 2061 | 0.06678 | 0.00058823 | 0.077323 | 0 | 0.077323 |  |  |  |  | 0.0012768 | 0.16783 | 0 | 0.16783 | 0.0051636 |  | 0.011208 | 0.001865 | 0.00012455 | Column23: 0.24516; Column24: 0.016372; Column25: 0; Column26: 0; Column27: 0.24516; Column28: 0.016372; Column29: 0.0016104; Column30: 0.21168; Column31: 0; Column32: 0.21168; Column33: 0.014136 | WLDFR | HFTD - Distribution - Tier 3 - 4QU CoRE ¦ 5QU LoRE | Non-Red Flag Warning - Small Fires | 2064 | 2.1335e-06 | 2.1335e-06 | 0.11504 | 0.052388 | 0.0022734 | 0.060377 | 0 | 0 | 0.0022605 | 2.4544e-07 | 0 | 2.4544e-07 | 2.4544e-07 | 0 | 2.4544e-07 | 0 | 1.1866e-05 | 0 | 0 | 0 | [17 empty] | 7.3.3.17.5 (Remote Grid) Updates to grid topology to minimize risk of ignition in HFTDs Remote GridWLDFRWire-to-wire contactAggregated | WLDFR | HFTD - Distribution - Tier 2 - 3QU CoRE ¦ 2QU LoRE | Non-Red Flag Warning - Large Fires | Wire-to-wire contact | Aggregated | 2064 | 2.8307e-06 | 791.1377 | 0.0022394 | 2064 | Mitigation | 0.95 | 45 | 0 | esc | 0.00097009 | 2.746e-09 | 0.00097009 | 2.746e-09
[35 empty] | 7.3.3.17.6 Updates to grid topology to minimize risk of ignition in HFTDs Butte County Rebuild | WLDFR | HFTD - Distribution - Tier 3 - 3QU CoRE ¦ 5QU LoRE | 2062 | 0.062412 | 0.00058823 | 0.077323 | 0 | 0.077323 |  |  |  |  | 0.0012768 | 0.16783 | 0 | 0.16783 | 0.0048258 |  | 0.010475 | 0.001865 | 0.0001164 | Column23: 0.24516; Column24: 0.015301; Column25: 0; Column26: 0; Column27: 0.24516; Column28: 0.015301; Column29: 0.0016104; Column30: 0.21168; Column31: 0; Column32: 0.21168; Column33: 0.013211 | WLDFR | HFTD - Distribution - Tier 3 - 4QU CoRE ¦ 5QU LoRE | Non-Red Flag Warning - Small Fires | 2065 | 2.1335e-06 | 2.1335e-06 | 0.11504 | 0.052388 | 0.0022734 | 0.060377 | 0 | 0 | 0.0022605 | 2.4544e-07 | 0 | 2.4544e-07 | 2.4544e-07 | 0 | 2.4544e-07 | 0 | 1.23e-05 | 2.6961e-05 | 0 | 2.6961e-05 | [17 empty] | 7.3.3.17.5 (Remote Grid) Updates to grid topology to minimize risk of ignition in HFTDs Remote GridWLDFRWire-to-wire contactAggregated | WLDFR | HFTD - Distribution - Tier 2 - 3QU CoRE ¦ 2QU LoRE | Non-Red Flag Warning - Large Fires | Wire-to-wire contact | Aggregated | 2065 | 2.8307e-06 | 791.1377 | 0.0022394 | 2065 | Mitigation | 0.95 | 45 | 0 | esc | 0.00097009 | 2.746e-09 | 0.00097009 | 2.746e-09
[35 empty] | 7.3.3.17.6 Updates to grid topology to minimize risk of ignition in HFTDs Butte County Rebuild | WLDFR | HFTD - Distribution - Tier 3 - 3QU CoRE ¦ 5QU LoRE | 2063 | 0.058329 | 0.00058823 | 0.080868 | 0 | 0.080868 |  |  |  |  | 0.0012768 | 0.17553 | 0 | 0.17553 | 0.0047169 |  | 0.010238 | 0.001865 | 0.00010878 | Column23: 0.2564; Column24: 0.014955; Column25: 0; Column26: 0; Column27: 0.2564; Column28: 0.014955; Column29: 0.0016104; Column30: 0.22139; Column31: 0; Column32: 0.22139; Column33: 0.012913 | WLDFR | HFTD - Distribution - Tier 3 - 4QU CoRE ¦ 5QU LoRE | Non-Red Flag Warning - Small Fires | 2066 | 2.1335e-06 | 2.1335e-06 | 0.11504 | 0.052388 | 0.0022734 | 0.060377 | 0 | 0 | 0.0022605 | 2.4544e-07 | 0 | 2.4544e-07 | 2.4544e-07 | 0 | 2.4544e-07 | 0 | 1.23e-05 | 2.6961e-05 | 0 | 2.6961e-05 | [17 empty] | 7.3.3.17.5 (Remote Grid) Updates to grid topology to minimize risk of ignition in HFTDs Remote GridWLDFRWire-to-wire contactAggregated | WLDFR | HFTD - Distribution - Tier 2 - 3QU CoRE ¦ 2QU LoRE | Non-Red Flag Warning - Large Fires | Wire-to-wire contact | Aggregated | 2066 | 2.8307e-06 | 791.1377 | 0.0022394 | 2066 | Mitigation | 0.95 | 45 | 0 | esc | 0.00097009 | 2.746e-09 | 0.00097009 | 2.746e-09
[35 empty] | 7.3.3.17.6 Updates to grid topology to minimize risk of ignition in HFTDs Butte County Rebuild | WLDFR | HFTD - Distribution - Tier 3 - 3QU CoRE ¦ 5QU LoRE | 2064 | 0.054513 | 0.00058823 | 0.080868 | 0 | 0.080868 |  |  |  |  | 0.0012768 | 0.17553 | 0 | 0.17553 | 0.0044083 |  | 0.0095686 | 0.001865 | 0.00010167 | Column23: 0.2564; Column24: 0.013977; Column25: 0; Column26: 0; Column27: 0.2564; Column28: 0.013977; Column29: 0.0016104; Column30: 0.22139; Column31: 0; Column32: 0.22139; Column33: 0.012069 | WLDFR | HFTD - Distribution - Tier 3 - 4QU CoRE ¦ 5QU LoRE | Non-Red Flag Warning - Small Fires | 2067 | 0 | 2.1335e-06 | 0.11504 | 0.052388 | 0.0022734 | 0.060377 | 0 | 0 | 0.0022605 | 0 | 0 | 0 | 2.4544e-07 | 0 | 2.4544e-07 | 0 | 1.23e-05 | 2.6961e-05 | 0 | 2.6961e-05 | [17 empty] | 7.3.3.17.5 (Remote Grid) Updates to grid topology to minimize risk of ignition in HFTDs Remote GridWLDFRWire-to-wire contactAggregated | WLDFR | HFTD - Distribution - Tier 2 - 3QU CoRE ¦ 2QU LoRE | Non-Red Flag Warning - Large Fires | Wire-to-wire contact | Aggregated | 2067 | 2.8307e-06 | 791.1377 | 0.0022394 | 2067 | Mitigation | 0.95 | 45 | 0 | esc | 0 | 0 | 0.00097009 | 2.746e-09
[35 empty] | 7.3.3.17.6 Updates to grid topology to minimize risk of ignition in HFTDs Butte County Rebuild | WLDFR | HFTD - Distribution - Tier 3 - 3QU CoRE ¦ 5QU LoRE | 2065 | 0.050946 | 0.00058823 | 0.080868 | 0 | 0.080868 |  |  |  |  | 0.0012768 | 0.17553 | 0 | 0.17553 | 0.0041199 |  | 0.0089426 | 0.001865 | 9.5016e-05 | Column23: 0.2564; Column24: 0.013063; Column25: 0; Column26: 0; Column27: 0.2564; Column28: 0.013063; Column29: 0.0016104; Column30: 0.22139; Column31: 0; Column32: 0.22139; Column33: 0.011279 | WLDFR | HFTD - Distribution - Tier 3 - 4QU CoRE ¦ 5QU LoRE | Red Flag Warning - Catastrophic Fires | 2022 | 5.2059e-09 | 0 | 14146.1306 | 222.2294 | 8585.7228 | 5338.1784 | 0 | 0 | 5.3665e-06 | 7.3644e-05 | 0 | 7.3644e-05 | 0 | 0 | 0 | 0 | 1.23e-05 | 2.6961e-05 | 0 | 2.6961e-05 | [17 empty] | 7.3.3.17.5 (Remote Grid) Updates to grid topology to minimize risk of ignition in HFTDs Remote GridWLDFRContact from objectAggregated | WLDFR | HFTD - Distribution - Tier 2 - 3QU CoRE ¦ 2QU LoRE | Non-Red Flag Warning - Small Fires | Contact from object | Aggregated | 2022 | 0.00089409 | 791.1377 | 0.70735 | 2022 | Mitigation | 0.95 | 45 | 0 | esc | 0.00097009 | 8.6735e-07 | 0 | 0
[35 empty] | 7.3.3.17.6 Updates to grid topology to minimize risk of ignition in HFTDs Butte County Rebuild | WLDFR | HFTD - Distribution - Tier 3 - 3QU CoRE ¦ 5QU LoRE | 2066 | 0.047613 | 0.00058823 | 0.080868 | 0 | 0.080868 |  |  |  |  | 0.0012768 | 0.17553 | 0 | 0.17553 | 0.0038504 |  | 0.0083576 | 0.001865 | 8.88e-05 | Column23: 0.2564; Column24: 0.012208; Column25: 0; Column26: 0; Column27: 0.2564; Column28: 0.012208; Column29: 0.0016104; Column30: 0.22139; Column31: 0; Column32: 0.22139; Column33: 0.010541 | WLDFR | HFTD - Distribution - Tier 3 - 4QU CoRE ¦ 5QU LoRE | Red Flag Warning - Catastrophic Fires | 2023 | 5.2059e-09 | 5.2059e-09 | 14664.6376 | 233.2301 | 8896.516 | 5534.8915 | 0 | 0 | 5.3665e-06 | 7.6343e-05 | 0 | 7.6343e-05 | 7.6343e-05 | 0 | 7.6343e-05 | 0 | 1.23e-05 | 2.6961e-05 | 0 | 2.6961e-05 | [17 empty] | 7.3.3.17.5 (Remote Grid) Updates to grid topology to minimize risk of ignition in HFTDs Remote GridWLDFRContact from objectAggregated | WLDFR | HFTD - Distribution - Tier 2 - 3QU CoRE ¦ 2QU LoRE | Non-Red Flag Warning - Small Fires | Contact from object | Aggregated | 2023 | 0.00089409 | 791.1377 | 0.70735 | 2023 | Mitigation | 0.95 | 45 | 0 | esc | 0.00097009 | 8.6735e-07 | 0.00097009 | 8.6735e-07
[35 empty] | 7.3.3.17.6 Updates to grid topology to minimize risk of ignition in HFTDs Butte County Rebuild | WLDFR | HFTD - Distribution - Tier 3 - 3QU CoRE ¦ 5QU LoRE | 2067 | 0.044499 | 0.00058823 | 0.080868 | 0 | 0.080868 |  |  |  |  | 0.0012768 | 0.17553 | 0 | 0.17553 | 0.0035985 |  | 0.0078108 | 0.001865 | 8.2991e-05 | Column23: 0.2564; Column24: 0.011409; Column25: 0; Column26: 0; Column27: 0.2564; Column28: 0.011409; Column29: 0.0016104; Column30: 0.22139; Column31: 0; Column32: 0.22139; Column33: 0.0098515 | WLDFR | HFTD - Distribution - Tier 3 - 4QU CoRE ¦ 5QU LoRE | Red Flag Warning - Catastrophic Fires | 2024 | 5.2059e-09 | 5.2059e-09 | 14664.6376 | 233.2301 | 8896.516 | 5534.8915 | 0 | 0 | 5.3665e-06 | 7.6343e-05 | 0 | 7.6343e-05 | 7.6343e-05 | 0 | 7.6343e-05 | 0 | 1.2846e-05 | 2.8158e-05 | 0 | 2.8158e-05 | [17 empty] | 7.3.3.17.5 (Remote Grid) Updates to grid topology to minimize risk of ignition in HFTDs Remote GridWLDFRContact from objectAggregated | WLDFR | HFTD - Distribution - Tier 2 - 3QU CoRE ¦ 2QU LoRE | Non-Red Flag Warning - Small Fires | Contact from object | Aggregated | 2024 | 0.00089409 | 791.1377 | 0.70735 | 2024 | Mitigation | 0.95 | 45 | 0 | esc | 0.00097009 | 8.6735e-07 | 0.00097009 | 8.6735e-07
[35 empty] | 7.3.3.17.6 Updates to grid topology to minimize risk of ignition in HFTDs Butte County Rebuild | WLDFR | HFTD - Distribution - Tier 3 - 3QU CoRE ¦ 5QU LoRE | 2068 | 0.041587 | 0.00058823 | 0.084398 | 0 | 0.084398 |  |  |  |  | 0.0012768 | 0.18319 | 0 | 0.18319 | 0.0035099 |  | 0.0076185 | 0.001865 | 7.7561e-05 | Column23: 0.26759; Column24: 0.011128; Column25: 0; Column26: 0; Column27: 0.26759; Column28: 0.011128; Column29: 0.0016104; Column30: 0.23105; Column31: 0; Column32: 0.23105; Column33: 0.0096089 | WLDFR | HFTD - Distribution - Tier 3 - 4QU CoRE ¦ 5QU LoRE | Red Flag Warning - Catastrophic Fires | 2025 | 5.2059e-09 | 5.2059e-09 | 14664.6376 | 233.2301 | 8896.516 | 5534.8915 | 0 | 0 | 5.3665e-06 | 7.6343e-05 | 0 | 7.6343e-05 | 7.6343e-05 | 0 | 7.6343e-05 | 0 | 1.2846e-05 | 2.8158e-05 | 0 | 2.8158e-05 | [17 empty] | 7.3.3.17.5 (Remote Grid) Updates to grid topology to minimize risk of ignition in HFTDs Remote GridWLDFRContact from objectAggregated | WLDFR | HFTD - Distribution - Tier 2 - 3QU CoRE ¦ 2QU LoRE | Non-Red Flag Warning - Small Fires | Contact from object | Aggregated | 2025 | 0.00089409 | 791.1377 | 0.70735 | 2025 | Mitigation | 0.95 | 45 | 0 | esc | 0.00097009 | 8.6735e-07 | 0.00097009 | 8.6735e-07
[35 empty] | 7.3.3.17.6 Updates to grid topology to minimize risk of ignition in HFTDs Butte County Rebuild | WLDFR | HFTD - Distribution - Tier 3 - 3QU CoRE ¦ 5QU LoRE | 2069 | 0.038867 | 0.00058823 | 0.084398 | 0 | 0.084398 |  |  |  |  | 0.0012768 | 0.18319 | 0 | 0.18319 | 0.0032803 |  | 0.0071201 | 0.001865 | 7.2487e-05 | Column23: 0.26759; Column24: 0.0104; Column25: 0; Column26: 0; Column27: 0.26759; Column28: 0.0104; Column29: 0.0016104; Column30: 0.23105; Column31: 0; Column32: 0.23105; Column33: 0.0089803 | WLDFR | HFTD - Distribution - Tier 3 - 4QU CoRE ¦ 5QU LoRE | Red Flag Warning - Catastrophic Fires | 2026 | 5.2059e-09 | 5.2059e-09 | 14664.6376 | 233.2301 | 8896.516 | 5534.8915 | 0 | 0 | 5.3665e-06 | 7.6343e-05 | 0 | 7.6343e-05 | 7.6343e-05 | 0 | 7.6343e-05 | 0 | 1.2846e-05 | 2.8158e-05 | 0 | 2.8158e-05 | [17 empty] | 7.3.3.17.5 (Remote Grid) Updates to grid topology to minimize risk of ignition in HFTDs Remote GridWLDFRContact from objectAggregated | WLDFR | HFTD - Distribution - Tier 2 - 3QU CoRE ¦ 2QU LoRE | Non-Red Flag Warning - Small Fires | Contact from object | Aggregated | 2026 | 0.00089409 | 791.1377 | 0.70735 | 2026 | Mitigation | 0.95 | 45 | 0 | esc | 0.00097009 | 8.6735e-07 | 0.00097009 | 8.6735e-07
[35 empty] | 7.3.3.17.6 Updates to grid topology to minimize risk of ignition in HFTDs Butte County Rebuild | WLDFR | HFTD - Distribution - Tier 3 - 3QU CoRE ¦ 5QU LoRE | 2070 | 0.036324 | 0.00058823 | 0.084398 | 0 | 0.084398 |  |  |  |  | 0.0012768 | 0.18319 | 0 | 0.18319 | 0.0030657 |  | 0.0066543 | 0.001865 | 6.7745e-05 | Column23: 0.26759; Column24: 0.0097199; Column25: 0; Column26: 0; Column27: 0.26759; Column28: 0.0097199; Column29: 0.0016104; Column30: 0.23105; Column31: 0; Column32: 0.23105; Column33: 0.0083928 | WLDFR | HFTD - Distribution - Tier 3 - 4QU CoRE ¦ 5QU LoRE | Red Flag Warning - Catastrophic Fires | 2027 | 5.2059e-09 | 5.2059e-09 | 14664.6376 | 233.2301 | 8896.516 | 5534.8915 | 0 | 0 | 5.3665e-06 | 7.6343e-05 | 0 | 7.6343e-05 | 7.6343e-05 | 0 | 7.6343e-05 | 0 | 1.2846e-05 | 2.8158e-05 | 0 | 2.8158e-05 | [17 empty] | 7.3.3.17.5 (Remote Grid) Updates to grid topology to minimize risk of ignition in HFTDs Remote GridWLDFRContact from objectAggregated | WLDFR | HFTD - Distribution - Tier 2 - 3QU CoRE ¦ 2QU LoRE | Non-Red Flag Warning - Small Fires | Contact from object | Aggregated | 2027 | 0.00089409 | 791.1377 | 0.70735 | 2027 | Mitigation | 0.95 | 45 | 0 | esc | 0.00097009 | 8.6735e-07 | 0.00097009 | 8.6735e-07
[35 empty] | 7.3.3.17.6 Updates to grid topology to minimize risk of ignition in HFTDs Butte County Rebuild | WLDFR | HFTD - Distribution - Tier 3 - 3QU CoRE ¦ 5QU LoRE | 2071 | 0.033948 | 0.00058823 | 0.084398 | 0 | 0.084398 |  |  |  |  | 0.0012768 | 0.18319 | 0 | 0.18319 | 0.0028651 |  | 0.0062189 | 0.001865 | 6.3313e-05 | Column23: 0.26759; Column24: 0.0090841; Column25: 0; Column26: 0; Column27: 0.26759; Column28: 0.0090841; Column29: 0.0016104; Column30: 0.23105; Column31: 0; Column32: 0.23105; Column33: 0.0078437 | WLDFR | HFTD - Distribution - Tier 3 - 4QU CoRE ¦ 5QU LoRE | Red Flag Warning - Catastrophic Fires | 2028 | 5.2059e-09 | 5.2059e-09 | 15317.9909 | 247.273 | 9287.6491 | 5783.0689 | 0 | 0 | 5.3665e-06 | 7.9744e-05 | 0 | 7.9744e-05 | 7.9744e-05 | 0 | 7.9744e-05 | 0 | 1.2846e-05 | 2.8158e-05 | 0 | 2.8158e-05 | [17 empty] | 7.3.3.17.5 (Remote Grid) Updates to grid topology to minimize risk of ignition in HFTDs Remote GridWLDFRContact from objectAggregated | WLDFR | HFTD - Distribution - Tier 2 - 3QU CoRE ¦ 2QU LoRE | Non-Red Flag Warning - Small Fires | Contact from object | Aggregated | 2028 | 0.00089409 | 791.1377 | 0.70735 | 2028 | Mitigation | 0.95 | 45 | 0 | esc | 0.00097009 | 8.6735e-07 | 0.00097009 | 8.6735e-07
[35 empty] | 7.3.3.17.6 Updates to grid topology to minimize risk of ignition in HFTDs Butte County Rebuild | WLDFR | HFTD - Distribution - Tier 3 - 3QU CoRE ¦ 5QU LoRE | 2072 | 0.031727 | 0.00058823 | 0.084398 | 0 | 0.084398 |  |  |  |  | 0.0012768 | 0.18319 | 0 | 0.18319 | 0.0026777 |  | 0.0058121 | 0.001865 | 5.9171e-05 | Column23: 0.26759; Column24: 0.0084898; Column25: 0; Column26: 0; Column27: 0.26759; Column28: 0.0084898; Column29: 0.0016104; Column30: 0.23105; Column31: 0; Column32: 0.23105; Column33: 0.0073306 | WLDFR | HFTD - Distribution - Tier 3 - 4QU CoRE ¦ 5QU LoRE | Red Flag Warning - Catastrophic Fires | 2029 | 5.2059e-09 | 5.2059e-09 | 15317.9909 | 247.273 | 9287.6491 | 5783.0689 | 0 | 0 | 5.3665e-06 | 7.9744e-05 | 0 | 7.9744e-05 | 7.9744e-05 | 0 | 7.9744e-05 | 0 | 1.3452e-05 | 2.9486e-05 | 0 | 2.9486e-05 | [17 empty] | 7.3.3.17.5 (Remote Grid) Updates to grid topology to minimize risk of ignition in HFTDs Remote GridWLDFRContact from objectAggregated | WLDFR | HFTD - Distribution - Tier 2 - 3QU CoRE ¦ 2QU LoRE | Non-Red Flag Warning - Small Fires | Contact from object | Aggregated | 2029 | 0.00089409 | 791.1377 | 0.70735 | 2029 | Mitigation | 0.95 | 45 | 0 | esc | 0.00097009 | 8.6735e-07 | 0.00097009 | 8.6735e-07
[35 empty] | 7.3.3.17.6 Updates to grid topology to minimize risk of ignition in HFTDs Butte County Rebuild | WLDFR | HFTD - Distribution - Tier 3 - 3QU CoRE ¦ 5QU LoRE | 2073 | 0.029651 | 0.00058823 | 0.087869 | 0 | 0.087869 |  |  |  |  | 0.0012768 | 0.19073 | 0 | 0.19073 | 0.0026054 |  | 0.0056553 | 0.001865 | 5.53e-05 | Column23: 0.2786; Column24: 0.0082607; Column25: 0; Column26: 0; Column27: 0.2786; Column28: 0.0082607; Column29: 0.0016104; Column30: 0.24056; Column31: 0; Column32: 0.24056; Column33: 0.0071328 | WLDFR | HFTD - Distribution - Tier 3 - 4QU CoRE ¦ 5QU LoRE | Red Flag Warning - Catastrophic Fires | 2030 | 5.2059e-09 | 5.2059e-09 | 15317.9909 | 247.273 | 9287.6491 | 5783.0689 | 0 | 0 | 5.3665e-06 | 7.9744e-05 | 0 | 7.9744e-05 | 7.9744e-05 | 0 | 7.9744e-05 | 0 | 1.3452e-05 | 2.9486e-05 | 0 | 2.9486e-05 | [17 empty] | 7.3.3.17.5 (Remote Grid) Updates to grid topology to minimize risk of ignition in HFTDs Remote GridWLDFRContact from objectAggregated | WLDFR | HFTD - Distribution - Tier 2 - 3QU CoRE ¦ 2QU LoRE | Non-Red Flag Warning - Small Fires | Contact from object | Aggregated | 2030 | 0.00089409 | 791.1377 | 0.70735 | 2030 | Mitigation | 0.95 | 45 | 0 | esc | 0.00097009 | 8.6735e-07 | 0.00097009 | 8.6735e-07
[35 empty] | 7.3.3.17.6 Updates to grid topology to minimize risk of ignition in HFTDs Butte County Rebuild | WLDFR | HFTD - Distribution - Tier 3 - 3QU CoRE ¦ 5QU LoRE | 2074 | 0.027711 | 0.00058823 | 0.087869 | 0 | 0.087869 |  |  |  |  | 0.0012768 | 0.19073 | 0 | 0.19073 | 0.002435 |  | 0.0052853 | 0.001865 | 5.1682e-05 | Column23: 0.2786; Column24: 0.0077203; Column25: 0; Column26: 0; Column27: 0.2786; Column28: 0.0077203; Column29: 0.0016104; Column30: 0.24056; Column31: 0; Column32: 0.24056; Column33: 0.0066662 | WLDFR | HFTD - Distribution - Tier 3 - 4QU CoRE ¦ 5QU LoRE | Red Flag Warning - Catastrophic Fires | 2031 | 5.2059e-09 | 5.2059e-09 | 15317.9909 | 247.273 | 9287.6491 | 5783.0689 | 0 | 0 | 5.3665e-06 | 7.9744e-05 | 0 | 7.9744e-05 | 7.9744e-05 | 0 | 7.9744e-05 | 0 | 1.3452e-05 | 2.9486e-05 | 0 | 2.9486e-05 | [17 empty] | 7.3.3.17.5 (Remote Grid) Updates to grid topology to minimize risk of ignition in HFTDs Remote GridWLDFRContact from objectAggregated | WLDFR | HFTD - Distribution - Tier 2 - 3QU CoRE ¦ 2QU LoRE | Non-Red Flag Warning - Small Fires | Contact from object | Aggregated | 2031 | 0.00089409 | 791.1377 | 0.70735 | 2031 | Mitigation | 0.95 | 45 | 0 | esc | 0.00097009 | 8.6735e-07 | 0.00097009 | 8.6735e-07
[35 empty] | 7.3.3.17.6 Updates to grid topology to minimize risk of ignition in HFTDs Butte County Rebuild | WLDFR | HFTD - Distribution - Tier 3 - 3QU CoRE ¦ 5QU LoRE | 2075 | 0.025899 | 0 | 0 | 0 | 0 |  |  |  |  | 0.0012768 | 0.19073 | 0 | 0.19073 | 0 |  | 0.0049395 | 0.0012768 | 3.3067e-05 | Column23: 0.19073; Column24: 0.0049395; Column25: 0; Column26: 0; Column27: 0.19073; Column28: 0.0049395; Column29: 0.0016104; Column30: 0.24056; Column31: 0; Column32: 0.24056; Column33: 0.0062301 | WLDFR | HFTD - Distribution - Tier 3 - 4QU CoRE ¦ 5QU LoRE | Red Flag Warning - Catastrophic Fires | 2032 | 5.2059e-09 | 5.2059e-09 | 15317.9909 | 247.273 | 9287.6491 | 5783.0689 | 0 | 0 | 5.3665e-06 | 7.9744e-05 | 0 | 7.9744e-05 | 7.9744e-05 | 0 | 7.9744e-05 | 0 | 1.3452e-05 | 2.9486e-05 | 0 | 2.9486e-05 | [17 empty] | 7.3.3.17.5 (Remote Grid) Updates to grid topology to minimize risk of ignition in HFTDs Remote GridWLDFRContact from objectAggregated | WLDFR | HFTD - Distribution - Tier 2 - 3QU CoRE ¦ 2QU LoRE | Non-Red Flag Warning - Small Fires | Contact from object | Aggregated | 2032 | 0.00089409 | 791.1377 | 0.70735 | 2032 | Mitigation | 0.95 | 45 | 0 | esc | 0.00097009 | 8.6735e-07 | 0.00097009 | 8.6735e-07
[35 empty] | 7.3.3.17.6 Updates to grid topology to minimize risk of ignition in HFTDs Butte County Rebuild | WLDFR | HFTD - Distribution - Tier 3 - 3QU CoRE ¦ 5QU LoRE | 2076 | 0.024204 | 0 | 0 | 0 | 0 |  |  |  |  | 0.0012768 | 0.19073 | 0 | 0.19073 | 0 |  | 0.0046164 | 0.0012768 | 3.0904e-05 | Column23: 0.19073; Column24: 0.0046164; Column25: 0; Column26: 0; Column27: 0.19073; Column28: 0.0046164; Column29: 0.0016104; Column30: 0.24056; Column31: 0; Column32: 0.24056; Column33: 0.0058225 | WLDFR | HFTD - Distribution - Tier 3 - 4QU CoRE ¦ 5QU LoRE | Red Flag Warning - Catastrophic Fires | 2033 | 5.2059e-09 | 5.2059e-09 | 16044.1264 | 263.1074 | 9721.74 | 6059.2791 | 0 | 0 | 5.3665e-06 | 8.3525e-05 | 0 | 8.3525e-05 | 8.3525e-05 | 0 | 8.3525e-05 | 0 | 1.3452e-05 | 2.9486e-05 | 0 | 2.9486e-05 | [17 empty] | 7.3.3.17.5 (Remote Grid) Updates to grid topology to minimize risk of ignition in HFTDs Remote GridWLDFRContact from objectAggregated | WLDFR | HFTD - Distribution - Tier 2 - 3QU CoRE ¦ 2QU LoRE | Non-Red Flag Warning - Small Fires | Contact from object | Aggregated | 2033 | 0.00089409 | 791.1377 | 0.70735 | 2033 | Mitigation | 0.95 | 45 | 0 | esc | 0.00097009 | 8.6735e-07 | 0.00097009 | 8.6735e-07
[35 empty] | 7.3.3.17.6 Updates to grid topology to minimize risk of ignition in HFTDs Butte County Rebuild | WLDFR | HFTD - Distribution - Tier 3 - 3QU CoRE ¦ 5QU LoRE | 2077 | 0.022621 | 0 | 0 | 0 | 0 |  |  |  |  | 0 | 0 | 0 | 0 | 0 |  | 0 | 0 | 0 | Column23: 0; Column24: 0; Column25: 0; Column26: 0; Column27: 0; Column28: 0; Column29: 0.0016104; Column30: 0.24056; Column31: 0; Column32: 0.24056; Column33: 0.0054416 | WLDFR | HFTD - Distribution - Tier 3 - 4QU CoRE ¦ 5QU LoRE | Red Flag Warning - Catastrophic Fires | 2034 | 5.2059e-09 | 5.2059e-09 | 16044.1264 | 263.1074 | 9721.74 | 6059.2791 | 0 | 0 | 5.3665e-06 | 8.3525e-05 | 0 | 8.3525e-05 | 8.3525e-05 | 0 | 8.3525e-05 | 0 | 1.4109e-05 | 3.0928e-05 | 0 | 3.0928e-05 | [17 empty] | 7.3.3.17.5 (Remote Grid) Updates to grid topology to minimize risk of ignition in HFTDs Remote GridWLDFRContact from objectAggregated | WLDFR | HFTD - Distribution - Tier 2 - 3QU CoRE ¦ 2QU LoRE | Non-Red Flag Warning - Small Fires | Contact from object | Aggregated | 2034 | 0.00089409 | 791.1377 | 0.70735 | 2034 | Mitigation | 0.95 | 45 | 0 | esc | 0.00097009 | 8.6735e-07 | 0.00097009 | 8.6735e-07
[35 empty] | 7.3.3.17.6 Updates to grid topology to minimize risk of ignition in HFTDs Butte County Rebuild | WLDFR | HFTD - Distribution - Tier 3 - 4QU CoRE ¦ 1QU LoRE | 2020 | 1 | 0.011708 | 0.40322 | 0 | 0.40322 |  |  |  |  | 0 | 0 | 0 | 0 | 0.40322 |  | 0 | 0.011708 | 0.011708 | Column23: 0.40322; Column24: 0.40322; Column25: 0; Column26: 0; Column27: 0.40322; Column28: 0.40322; Column29: 0; Column30: 0; Column31: 0; Column32: 0; Column33: 0 | WLDFR | HFTD - Distribution - Tier 3 - 4QU CoRE ¦ 5QU LoRE | Red Flag Warning - Catastrophic Fires | 2035 | 5.2059e-09 | 5.2059e-09 | 16044.1264 | 263.1074 | 9721.74 | 6059.2791 | 0 | 0 | 5.3665e-06 | 8.3525e-05 | 0 | 8.3525e-05 | 8.3525e-05 | 0 | 8.3525e-05 | 0 | 1.4109e-05 | 3.0928e-05 | 0 | 3.0928e-05 | [17 empty] | 7.3.3.17.5 (Remote Grid) Updates to grid topology to minimize risk of ignition in HFTDs Remote GridWLDFRContact from objectAggregated | WLDFR | HFTD - Distribution - Tier 2 - 3QU CoRE ¦ 2QU LoRE | Non-Red Flag Warning - Small Fires | Contact from object | Aggregated | 2035 | 0.00089409 | 791.1377 | 0.70735 | 2035 | Mitigation | 0.95 | 45 | 0 | esc | 0.00097009 | 8.6735e-07 | 0.00097009 | 8.6735e-07
[35 empty] | 7.3.3.17.6 Updates to grid topology to minimize risk of ignition in HFTDs Butte County Rebuild | WLDFR | HFTD - Distribution - Tier 3 - 4QU CoRE ¦ 1QU LoRE | 2021 | 1 | 0.011708 | 0.40322 | 0 | 0.40322 |  |  |  |  | 0 | 0 | 0 | 0 | 0.40322 |  | 0 | 0.011708 | 0.011708 | Column23: 0.40322; Column24: 0.40322; Column25: 0; Column26: 0; Column27: 0.40322; Column28: 0.40322; Column29: 0; Column30: 0; Column31: 0; Column32: 0; Column33: 0 | WLDFR | HFTD - Distribution - Tier 3 - 4QU CoRE ¦ 5QU LoRE | Red Flag Warning - Catastrophic Fires | 2036 | 5.2059e-09 | 5.2059e-09 | 16044.1264 | 263.1074 | 9721.74 | 6059.2791 | 0 | 0 | 5.3665e-06 | 8.3525e-05 | 0 | 8.3525e-05 | 8.3525e-05 | 0 | 8.3525e-05 | 0 | 1.4109e-05 | 3.0928e-05 | 0 | 3.0928e-05 | [17 empty] | 7.3.3.17.5 (Remote Grid) Updates to grid topology to minimize risk of ignition in HFTDs Remote GridWLDFRContact from objectAggregated | WLDFR | HFTD - Distribution - Tier 2 - 3QU CoRE ¦ 2QU LoRE | Non-Red Flag Warning - Small Fires | Contact from object | Aggregated | 2036 | 0.00089409 | 791.1377 | 0.70735 | 2036 | Mitigation | 0.95 | 45 | 0 | esc | 0.00097009 | 8.6735e-07 | 0.00097009 | 8.6735e-07
[35 empty] | 7.3.3.17.6 Updates to grid topology to minimize risk of ignition in HFTDs Butte County Rebuild | WLDFR | HFTD - Distribution - Tier 3 - 4QU CoRE ¦ 1QU LoRE | 2022 | 0.93458 | 0.011663 | 0.39863 | 0 | 0.39863 |  |  |  |  | 0.01985 | 0.67845 | 0 | 0.67845 | 0.37256 |  | 0.63407 | 0.031512 | 0.029451 | Column23: 1.0771; Column24: 1.0066; Column25: 0; Column26: 0; Column27: 1.0771; Column28: 1.0066; Column29: 0; Column30: 0; Column31: 0; Column32: 0; Column33: 0 | WLDFR | HFTD - Distribution - Tier 3 - 4QU CoRE ¦ 5QU LoRE | Red Flag Warning - Catastrophic Fires | 2037 | 5.2059e-09 | 5.2059e-09 | 16044.1264 | 263.1074 | 9721.74 | 6059.2791 | 0 | 0 | 5.3665e-06 | 8.3525e-05 | 0 | 8.3525e-05 | 8.3525e-05 | 0 | 8.3525e-05 | 0 | 1.4109e-05 | 3.0928e-05 | 0 | 3.0928e-05 | [17 empty] | 7.3.3.17.5 (Remote Grid) Updates to grid topology to minimize risk of ignition in HFTDs Remote GridWLDFRContact from objectAggregated | WLDFR | HFTD - Distribution - Tier 2 - 3QU CoRE ¦ 2QU LoRE | Non-Red Flag Warning - Small Fires | Contact from object | Aggregated | 2037 | 0.00089409 | 791.1377 | 0.70735 | 2037 | Mitigation | 0.95 | 45 | 0 | esc | 0.00097009 | 8.6735e-07 | 0.00097009 | 8.6735e-07
[35 empty] | 7.3.3.17.6 Updates to grid topology to minimize risk of ignition in HFTDs Butte County Rebuild | WLDFR | HFTD - Distribution - Tier 3 - 4QU CoRE ¦ 1QU LoRE | 2023 | 0.87344 | 0.011663 | 0.41324 | 0 | 0.41324 |  |  |  |  | 0.01985 | 0.70331 | 0 | 0.70331 | 0.36094 |  | 0.6143 | 0.031512 | 0.027524 | Column23: 1.1165; Column24: 0.97524; Column25: 0; Column26: 0; Column27: 1.1165; Column28: 0.97524; Column29: 0.025035; Column30: 0.88705; Column31: 0; Column32: 0.88705; Column33: 0.77479 | WLDFR | HFTD - Distribution - Tier 3 - 4QU CoRE ¦ 5QU LoRE | Red Flag Warning - Catastrophic Fires | 2038 | 5.2059e-09 | 5.2059e-09 | 16832.3912 | 280.5544 | 10192.2718 | 6359.5651 | 0 | 0 | 5.3665e-06 | 8.7628e-05 | 0 | 8.7628e-05 | 8.7628e-05 | 0 | 8.7628e-05 | 0 | 1.4109e-05 | 3.0928e-05 | 0 | 3.0928e-05 | [17 empty] | 7.3.3.17.5 (Remote Grid) Updates to grid topology to minimize risk of ignition in HFTDs Remote GridWLDFRContact from objectAggregated | WLDFR | HFTD - Distribution - Tier 2 - 3QU CoRE ¦ 2QU LoRE | Non-Red Flag Warning - Small Fires | Contact from object | Aggregated | 2038 | 0.00089409 | 791.1377 | 0.70735 | 2038 | Mitigation | 0.95 | 45 | 0 | esc | 0.00097009 | 8.6735e-07 | 0.00097009 | 8.6735e-07
[35 empty] | 7.3.3.17.6 Updates to grid topology to minimize risk of ignition in HFTDs Butte County Rebuild | WLDFR | HFTD - Distribution - Tier 3 - 4QU CoRE ¦ 1QU LoRE | 2024 | 0.8163 | 0.011663 | 0.41324 | 0 | 0.41324 |  |  |  |  | 0.01985 | 0.70331 | 0 | 0.70331 | 0.33733 |  | 0.57411 | 0.031512 | 0.025723 | Column23: 1.1165; Column24: 0.91143; Column25: 0; Column26: 0; Column27: 1.1165; Column28: 0.91143; Column29: 0.025035; Column30: 0.88705; Column31: 0; Column32: 0.88705; Column33: 0.7241 | WLDFR | HFTD - Distribution - Tier 3 - 4QU CoRE ¦ 5QU LoRE | Red Flag Warning - Catastrophic Fires | 2039 | 5.2059e-09 | 5.2059e-09 | 16832.3912 | 280.5544 | 10192.2718 | 6359.5651 | 0 | 0 | 5.3665e-06 | 8.7628e-05 | 0 | 8.7628e-05 | 8.7628e-05 | 0 | 8.7628e-05 | 0 | 1.4809e-05 | 3.2461e-05 | 0 | 3.2461e-05 | [17 empty] | 7.3.3.17.5 (Remote Grid) Updates to grid topology to minimize risk of ignition in HFTDs Remote GridWLDFRContact from objectAggregated | WLDFR | HFTD - Distribution - Tier 2 - 3QU CoRE ¦ 2QU LoRE | Non-Red Flag Warning - Small Fires | Contact from object | Aggregated | 2039 | 0.00089409 | 791.1377 | 0.70735 | 2039 | Mitigation | 0.95 | 45 | 0 | esc | 0.00097009 | 8.6735e-07 | 0.00097009 | 8.6735e-07
[35 empty] | 7.3.3.17.6 Updates to grid topology to minimize risk of ignition in HFTDs Butte County Rebuild | WLDFR | HFTD - Distribution - Tier 3 - 4QU CoRE ¦ 1QU LoRE | 2025 | 0.7629 | 0.011663 | 0.41324 | 0 | 0.41324 |  |  |  |  | 0.01985 | 0.70331 | 0 | 0.70331 | 0.31526 |  | 0.53655 | 0.031512 | 0.024041 | Column23: 1.1165; Column24: 0.85181; Column25: 0; Column26: 0; Column27: 1.1165; Column28: 0.85181; Column29: 0.025035; Column30: 0.88705; Column31: 0; Column32: 0.88705; Column33: 0.67673 | WLDFR | HFTD - Distribution - Tier 3 - 4QU CoRE ¦ 5QU LoRE | Red Flag Warning - Catastrophic Fires | 2040 | 5.2059e-09 | 5.2059e-09 | 16832.3912 | 280.5544 | 10192.2718 | 6359.5651 | 0 | 0 | 5.3665e-06 | 8.7628e-05 | 0 | 8.7628e-05 | 8.7628e-05 | 0 | 8.7628e-05 | 0 | 1.4809e-05 | 3.2461e-05 | 0 | 3.2461e-05 | [17 empty] | 7.3.3.17.5 (Remote Grid) Updates to grid topology to minimize risk of ignition in HFTDs Remote GridWLDFRContact from objectAggregated | WLDFR | HFTD - Distribution - Tier 2 - 3QU CoRE ¦ 2QU LoRE | Non-Red Flag Warning - Small Fires | Contact from object | Aggregated | 2040 | 0.00089409 | 791.1377 | 0.70735 | 2040 | Mitigation | 0.95 | 45 | 0 | esc | 0.00097009 | 8.6735e-07 | 0.00097009 | 8.6735e-07
[35 empty] | 7.3.3.17.6 Updates to grid topology to minimize risk of ignition in HFTDs Butte County Rebuild | WLDFR | HFTD - Distribution - Tier 3 - 4QU CoRE ¦ 1QU LoRE | 2026 | 0.71299 | 0.011663 | 0.41324 | 0 | 0.41324 |  |  |  |  | 0.01985 | 0.70331 | 0 | 0.70331 | 0.29463 |  | 0.50145 | 0.031512 | 0.022468 | Column23: 1.1165; Column24: 0.79608; Column25: 0; Column26: 0; Column27: 1.1165; Column28: 0.79608; Column29: 0.025035; Column30: 0.88705; Column31: 0; Column32: 0.88705; Column33: 0.63246 | WLDFR | HFTD - Distribution - Tier 3 - 4QU CoRE ¦ 5QU LoRE | Red Flag Warning - Catastrophic Fires | 2041 | 5.2059e-09 | 5.2059e-09 | 16832.3912 | 280.5544 | 10192.2718 | 6359.5651 | 0 | 0 | 5.3665e-06 | 8.7628e-05 | 0 | 8.7628e-05 | 8.7628e-05 | 0 | 8.7628e-05 | 0 | 1.4809e-05 | 3.2461e-05 | 0 | 3.2461e-05 | [17 empty] | 7.3.3.17.5 (Remote Grid) Updates to grid topology to minimize risk of ignition in HFTDs Remote GridWLDFRContact from objectAggregated | WLDFR | HFTD - Distribution - Tier 2 - 3QU CoRE ¦ 2QU LoRE | Non-Red Flag Warning - Small Fires | Contact from object | Aggregated | 2041 | 0.00089409 | 791.1377 | 0.70735 | 2041 | Mitigation | 0.95 | 45 | 0 | esc | 0.00097009 | 8.6735e-07 | 0.00097009 | 8.6735e-07
[35 empty] | 7.3.3.17.6 Updates to grid topology to minimize risk of ignition in HFTDs Butte County Rebuild | WLDFR | HFTD - Distribution - Tier 3 - 4QU CoRE ¦ 1QU LoRE | 2027 | 0.66634 | 0.011663 | 0.41324 | 0 | 0.41324 |  |  |  |  | 0.01985 | 0.70331 | 0 | 0.70331 | 0.27536 |  | 0.46864 | 0.031512 | 0.020998 | Column23: 1.1165; Column24: 0.744; Column25: 0; Column26: 0; Column27: 1.1165; Column28: 0.744; Column29: 0.025035; Column30: 0.88705; Column31: 0; Column32: 0.88705; Column33: 0.59108 | WLDFR | HFTD - Distribution - Tier 3 - 4QU CoRE ¦ 5QU LoRE | Red Flag Warning - Catastrophic Fires | 2042 | 5.2059e-09 | 5.2059e-09 | 16832.3912 | 280.5544 | 10192.2718 | 6359.5651 | 0 | 0 | 5.3665e-06 | 8.7628e-05 | 0 | 8.7628e-05 | 8.7628e-05 | 0 | 8.7628e-05 | 0 | 1.4809e-05 | 3.2461e-05 | 0 | 3.2461e-05 | [17 empty] | 7.3.3.17.5 (Remote Grid) Updates to grid topology to minimize risk of ignition in HFTDs Remote GridWLDFRContact from objectAggregated | WLDFR | HFTD - Distribution - Tier 2 - 3QU CoRE ¦ 2QU LoRE | Non-Red Flag Warning - Small Fires | Contact from object | Aggregated | 2042 | 0.00089409 | 791.1377 | 0.70735 | 2042 | Mitigation | 0.95 | 45 | 0 | esc | 0.00097009 | 8.6735e-07 | 0.00097009 | 8.6735e-07
[35 empty] | 7.3.3.17.6 Updates to grid topology to minimize risk of ignition in HFTDs Butte County Rebuild | WLDFR | HFTD - Distribution - Tier 3 - 4QU CoRE ¦ 1QU LoRE | 2028 | 0.62275 | 0.011663 | 0.43164 | 0 | 0.43164 |  |  |  |  | 0.01985 | 0.73463 | 0 | 0.73463 | 0.2688 |  | 0.45749 | 0.031512 | 0.019624 | Column23: 1.1663; Column24: 0.72629; Column25: 0; Column26: 0; Column27: 1.1663; Column28: 0.72629; Column29: 0.025035; Column30: 0.92656; Column31: 0; Column32: 0.92656; Column33: 0.57701 | WLDFR | HFTD - Distribution - Tier 3 - 4QU CoRE ¦ 5QU LoRE | Red Flag Warning - Catastrophic Fires | 2043 | 5.2059e-09 | 5.2059e-09 | 17672.0852 | 299.42 | 10692.7362 | 6679.929 | 0 | 0 | 5.3665e-06 | 9.2e-05 | 0 | 9.2e-05 | 9.2e-05 | 0 | 9.2e-05 | 0 | 1.4809e-05 | 3.2461e-05 | 0 | 3.2461e-05 | [17 empty] | 7.3.3.17.5 (Remote Grid) Updates to grid topology to minimize risk of ignition in HFTDs Remote GridWLDFRContact from objectAggregated | WLDFR | HFTD - Distribution - Tier 2 - 3QU CoRE ¦ 2QU LoRE | Non-Red Flag Warning - Small Fires | Contact from object | Aggregated | 2043 | 0.00089409 | 791.1377 | 0.70735 | 2043 | Mitigation | 0.95 | 45 | 0 | esc | 0.00097009 | 8.6735e-07 | 0.00097009 | 8.6735e-07
[35 empty] | 7.3.3.17.6 Updates to grid topology to minimize risk of ignition in HFTDs Butte County Rebuild | WLDFR | HFTD - Distribution - Tier 3 - 4QU CoRE ¦ 1QU LoRE | 2029 | 0.58201 | 0.011663 | 0.43164 | 0 | 0.43164 |  |  |  |  | 0.01985 | 0.73463 | 0 | 0.73463 | 0.25122 |  | 0.42756 | 0.031512 | 0.01834 | Column23: 1.1663; Column24: 0.67878; Column25: 0; Column26: 0; Column27: 1.1663; Column28: 0.67878; Column29: 0.025035; Column30: 0.92656; Column31: 0; Column32: 0.92656; Column33: 0.53926 | WLDFR | HFTD - Distribution - Tier 3 - 4QU CoRE ¦ 5QU LoRE | Red Flag Warning - Catastrophic Fires | 2044 | 5.2059e-09 | 5.2059e-09 | 17672.0852 | 299.42 | 10692.7362 | 6679.929 | 0 | 0 | 5.3665e-06 | 9.2e-05 | 0 | 9.2e-05 | 9.2e-05 | 0 | 9.2e-05 | 0 | 1.5542e-05 | 3.4067e-05 | 0 | 3.4067e-05 | [17 empty] | 7.3.3.17.5 (Remote Grid) Updates to grid topology to minimize risk of ignition in HFTDs Remote GridWLDFRContact from objectAggregated | WLDFR | HFTD - Distribution - Tier 2 - 3QU CoRE ¦ 2QU LoRE | Non-Red Flag Warning - Small Fires | Contact from object | Aggregated | 2044 | 0.00089409 | 791.1377 | 0.70735 | 2044 | Mitigation | 0.95 | 45 | 0 | esc | 0.00097009 | 8.6735e-07 | 0.00097009 | 8.6735e-07
[35 empty] | 7.3.3.17.6 Updates to grid topology to minimize risk of ignition in HFTDs Butte County Rebuild | WLDFR | HFTD - Distribution - Tier 3 - 4QU CoRE ¦ 1QU LoRE | 2030 | 0.54393 | 0.011663 | 0.43164 | 0 | 0.43164 |  |  |  |  | 0.01985 | 0.73463 | 0 | 0.73463 | 0.23478 |  | 0.39959 | 0.031512 | 0.017141 | Column23: 1.1663; Column24: 0.63437; Column25: 0; Column26: 0; Column27: 1.1663; Column28: 0.63437; Column29: 0.025035; Column30: 0.92656; Column31: 0; Column32: 0.92656; Column33: 0.50399 | WLDFR | HFTD - Distribution - Tier 3 - 4QU CoRE ¦ 5QU LoRE | Red Flag Warning - Catastrophic Fires | 2045 | 5.2059e-09 | 5.2059e-09 | 17672.0852 | 299.42 | 10692.7362 | 6679.929 | 0 | 0 | 5.3665e-06 | 9.2e-05 | 0 | 9.2e-05 | 9.2e-05 | 0 | 9.2e-05 | 0 | 1.5542e-05 | 3.4067e-05 | 0 | 3.4067e-05 | [17 empty] | 7.3.3.17.5 (Remote Grid) Updates to grid topology to minimize risk of ignition in HFTDs Remote GridWLDFRContact from objectAggregated | WLDFR | HFTD - Distribution - Tier 2 - 3QU CoRE ¦ 2QU LoRE | Non-Red Flag Warning - Small Fires | Contact from object | Aggregated | 2045 | 0.00089409 | 791.1377 | 0.70735 | 2045 | Mitigation | 0.95 | 45 | 0 | esc | 0.00097009 | 8.6735e-07 | 0.00097009 | 8.6735e-07
[35 empty] | 7.3.3.17.6 Updates to grid topology to minimize risk of ignition in HFTDs Butte County Rebuild | WLDFR | HFTD - Distribution - Tier 3 - 4QU CoRE ¦ 1QU LoRE | 2031 | 0.50835 | 0.011663 | 0.43164 | 0 | 0.43164 |  |  |  |  | 0.01985 | 0.73463 | 0 | 0.73463 | 0.21942 |  | 0.37345 | 0.031512 | 0.016019 | Column23: 1.1663; Column24: 0.59287; Column25: 0; Column26: 0; Column27: 1.1663; Column28: 0.59287; Column29: 0.025035; Column30: 0.92656; Column31: 0; Column32: 0.92656; Column33: 0.47101 | WLDFR | HFTD - Distribution - Tier 3 - 4QU CoRE ¦ 5QU LoRE | Red Flag Warning - Catastrophic Fires | 2046 | 5.2059e-09 | 5.2059e-09 | 17672.0852 | 299.42 | 10692.7362 | 6679.929 | 0 | 0 | 5.3665e-06 | 9.2e-05 | 0 | 9.2e-05 | 9.2e-05 | 0 | 9.2e-05 | 0 | 1.5542e-05 | 3.4067e-05 | 0 | 3.4067e-05 | [17 empty] | 7.3.3.17.5 (Remote Grid) Updates to grid topology to minimize risk of ignition in HFTDs Remote GridWLDFRContact from objectAggregated | WLDFR | HFTD - Distribution - Tier 2 - 3QU CoRE ¦ 2QU LoRE | Non-Red Flag Warning - Small Fires | Contact from object | Aggregated | 2046 | 0.00089409 | 791.1377 | 0.70735 | 2046 | Mitigation | 0.95 | 45 | 0 | esc | 0.00097009 | 8.6735e-07 | 0.00097009 | 8.6735e-07
[35 empty] | 7.3.3.17.6 Updates to grid topology to minimize risk of ignition in HFTDs Butte County Rebuild | WLDFR | HFTD - Distribution - Tier 3 - 4QU CoRE ¦ 1QU LoRE | 2032 | 0.47509 | 0.011663 | 0.43164 | 0 | 0.43164 |  |  |  |  | 0.01985 | 0.73463 | 0 | 0.73463 | 0.20507 |  | 0.34902 | 0.031512 | 0.014971 | Column23: 1.1663; Column24: 0.55409; Column25: 0; Column26: 0; Column27: 1.1663; Column28: 0.55409; Column29: 0.025035; Column30: 0.92656; Column31: 0; Column32: 0.92656; Column33: 0.4402 | WLDFR | HFTD - Distribution - Tier 3 - 4QU CoRE ¦ 5QU LoRE | Red Flag Warning - Catastrophic Fires | 2047 | 5.2059e-09 | 5.2059e-09 | 17672.0852 | 299.42 | 10692.7362 | 6679.929 | 0 | 0 | 5.3665e-06 | 9.2e-05 | 0 | 9.2e-05 | 9.2e-05 | 0 | 9.2e-05 | 0 | 1.5542e-05 | 3.4067e-05 | 0 | 3.4067e-05 | [17 empty] | 7.3.3.17.5 (Remote Grid) Updates to grid topology to minimize risk of ignition in HFTDs Remote GridWLDFRContact from objectAggregated | WLDFR | HFTD - Distribution - Tier 2 - 3QU CoRE ¦ 2QU LoRE | Non-Red Flag Warning - Small Fires | Contact from object | Aggregated | 2047 | 0.00089409 | 791.1377 | 0.70735 | 2047 | Mitigation | 0.95 | 45 | 0 | esc | 0.00097009 | 8.6735e-07 | 0.00097009 | 8.6735e-07
[35 empty] | 7.3.3.17.6 Updates to grid topology to minimize risk of ignition in HFTDs Butte County Rebuild | WLDFR | HFTD - Distribution - Tier 3 - 4QU CoRE ¦ 1QU LoRE | 2033 | 0.44401 | 0.011663 | 0.45209 | 0 | 0.45209 |  |  |  |  | 0.01985 | 0.76943 | 0 | 0.76943 | 0.20073 |  | 0.34164 | 0.031512 | 0.013992 | Column23: 1.2215; Column24: 0.54237; Column25: 0; Column26: 0; Column27: 1.2215; Column28: 0.54237; Column29: 0.025035; Column30: 0.97046; Column31: 0; Column32: 0.97046; Column33: 0.43089 | WLDFR | HFTD - Distribution - Tier 3 - 4QU CoRE ¦ 5QU LoRE | Red Flag Warning - Catastrophic Fires | 2048 | 5.2059e-09 | 5.2059e-09 | 18552.3348 | 319.4911 | 11216.5626 | 7016.281 | 0 | 0 | 5.3665e-06 | 9.6582e-05 | 0 | 9.6582e-05 | 9.6582e-05 | 0 | 9.6582e-05 | 0 | 1.5542e-05 | 3.4067e-05 | 0 | 3.4067e-05 | [17 empty] | 7.3.3.17.5 (Remote Grid) Updates to grid topology to minimize risk of ignition in HFTDs Remote GridWLDFRContact from objectAggregated | WLDFR | HFTD - Distribution - Tier 2 - 3QU CoRE ¦ 2QU LoRE | Non-Red Flag Warning - Small Fires | Contact from object | Aggregated | 2048 | 0.00089409 | 791.1377 | 0.70735 | 2048 | Mitigation | 0.95 | 45 | 0 | esc | 0.00097009 | 8.6735e-07 | 0.00097009 | 8.6735e-07
[35 empty] | 7.3.3.17.6 Updates to grid topology to minimize risk of ignition in HFTDs Butte County Rebuild | WLDFR | HFTD - Distribution - Tier 3 - 4QU CoRE ¦ 1QU LoRE | 2034 | 0.41496 | 0.011663 | 0.45209 | 0 | 0.45209 |  |  |  |  | 0.01985 | 0.76943 | 0 | 0.76943 | 0.1876 |  | 0.31929 | 0.031512 | 0.013077 | Column23: 1.2215; Column24: 0.50689; Column25: 0; Column26: 0; Column27: 1.2215; Column28: 0.50689; Column29: 0.025035; Column30: 0.97046; Column31: 0; Column32: 0.97046; Column33: 0.40271 | WLDFR | HFTD - Distribution - Tier 3 - 4QU CoRE ¦ 5QU LoRE | Red Flag Warning - Catastrophic Fires | 2049 | 5.2059e-09 | 5.2059e-09 | 18552.3348 | 319.4911 | 11216.5626 | 7016.281 | 0 | 0 | 5.3665e-06 | 9.6582e-05 | 0 | 9.6582e-05 | 9.6582e-05 | 0 | 9.6582e-05 | 0 | 1.6298e-05 | 3.5726e-05 | 0 | 3.5726e-05 | [17 empty] | 7.3.3.17.5 (Remote Grid) Updates to grid topology to minimize risk of ignition in HFTDs Remote GridWLDFRContact from objectAggregated | WLDFR | HFTD - Distribution - Tier 2 - 3QU CoRE ¦ 2QU LoRE | Non-Red Flag Warning - Small Fires | Contact from object | Aggregated | 2049 | 0.00089409 | 791.1377 | 0.70735 | 2049 | Mitigation | 0.95 | 45 | 0 | esc | 0.00097009 | 8.6735e-07 | 0.00097009 | 8.6735e-07
[35 empty] | 7.3.3.17.6 Updates to grid topology to minimize risk of ignition in HFTDs Butte County Rebuild | WLDFR | HFTD - Distribution - Tier 3 - 4QU CoRE ¦ 1QU LoRE | 2035 | 0.38782 | 0.011663 | 0.45209 | 0 | 0.45209 |  |  |  |  | 0.01985 | 0.76943 | 0 | 0.76943 | 0.17533 |  | 0.2984 | 0.031512 | 0.012221 | Column23: 1.2215; Column24: 0.47373; Column25: 0; Column26: 0; Column27: 1.2215; Column28: 0.47373; Column29: 0.025035; Column30: 0.97046; Column31: 0; Column32: 0.97046; Column33: 0.37636 | WLDFR | HFTD - Distribution - Tier 3 - 4QU CoRE ¦ 5QU LoRE | Red Flag Warning - Catastrophic Fires | 2050 | 5.2059e-09 | 5.2059e-09 | 18552.3348 | 319.4911 | 11216.5626 | 7016.281 | 0 | 0 | 5.3665e-06 | 9.6582e-05 | 0 | 9.6582e-05 | 9.6582e-05 | 0 | 9.6582e-05 | 0 | 1.6298e-05 | 3.5726e-05 | 0 | 3.5726e-05 | [17 empty] | 7.3.3.17.5 (Remote Grid) Updates to grid topology to minimize risk of ignition in HFTDs Remote GridWLDFRContact from objectAggregated | WLDFR | HFTD - Distribution - Tier 2 - 3QU CoRE ¦ 2QU LoRE | Non-Red Flag Warning - Small Fires | Contact from object | Aggregated | 2050 | 0.00089409 | 791.1377 | 0.70735 | 2050 | Mitigation | 0.95 | 45 | 0 | esc | 0.00097009 | 8.6735e-07 | 0.00097009 | 8.6735e-07
[35 empty] | 7.3.3.17.6 Updates to grid topology to minimize risk of ignition in HFTDs Butte County Rebuild | WLDFR | HFTD - Distribution - Tier 3 - 4QU CoRE ¦ 1QU LoRE | 2036 | 0.36245 | 0.011663 | 0.45209 | 0 | 0.45209 |  |  |  |  | 0.01985 | 0.76943 | 0 | 0.76943 | 0.16386 |  | 0.27888 | 0.031512 | 0.011422 | Column23: 1.2215; Column24: 0.44274; Column25: 0; Column26: 0; Column27: 1.2215; Column28: 0.44274; Column29: 0.025035; Column30: 0.97046; Column31: 0; Column32: 0.97046; Column33: 0.35174 | WLDFR | HFTD - Distribution - Tier 3 - 4QU CoRE ¦ 5QU LoRE | Red Flag Warning - Catastrophic Fires | 2051 | 5.2059e-09 | 5.2059e-09 | 18552.3348 | 319.4911 | 11216.5626 | 7016.281 | 0 | 0 | 5.3665e-06 | 9.6582e-05 | 0 | 9.6582e-05 | 9.6582e-05 | 0 | 9.6582e-05 | 0 | 1.6298e-05 | 3.5726e-05 | 0 | 3.5726e-05 | [17 empty] | 7.3.3.17.5 (Remote Grid) Updates to grid topology to minimize risk of ignition in HFTDs Remote GridWLDFRContact from objectAggregated | WLDFR | HFTD - Distribution - Tier 2 - 3QU CoRE ¦ 2QU LoRE | Non-Red Flag Warning - Small Fires | Contact from object | Aggregated | 2051 | 0.00089409 | 791.1377 | 0.70735 | 2051 | Mitigation | 0.95 | 45 | 0 | esc | 0.00097009 | 8.6735e-07 | 0.00097009 | 8.6735e-07
[35 empty] | 7.3.3.17.6 Updates to grid topology to minimize risk of ignition in HFTDs Butte County Rebuild | WLDFR | HFTD - Distribution - Tier 3 - 4QU CoRE ¦ 1QU LoRE | 2037 | 0.33873 | 0.011663 | 0.45209 | 0 | 0.45209 |  |  |  |  | 0.01985 | 0.76943 | 0 | 0.76943 | 0.15314 |  | 0.26063 | 0.031512 | 0.010674 | Column23: 1.2215; Column24: 0.41377; Column25: 0; Column26: 0; Column27: 1.2215; Column28: 0.41377; Column29: 0.025035; Column30: 0.97046; Column31: 0; Column32: 0.97046; Column33: 0.32873 | WLDFR | HFTD - Distribution - Tier 3 - 4QU CoRE ¦ 5QU LoRE | Red Flag Warning - Catastrophic Fires | 2052 | 5.2059e-09 | 5.2059e-09 | 18552.3348 | 319.4911 | 11216.5626 | 7016.281 | 0 | 0 | 5.3665e-06 | 9.6582e-05 | 0 | 9.6582e-05 | 9.6582e-05 | 0 | 9.6582e-05 | 0 | 1.6298e-05 | 3.5726e-05 | 0 | 3.5726e-05 | [17 empty] | 7.3.3.17.5 (Remote Grid) Updates to grid topology to minimize risk of ignition in HFTDs Remote GridWLDFRContact from objectAggregated | WLDFR | HFTD - Distribution - Tier 2 - 3QU CoRE ¦ 2QU LoRE | Non-Red Flag Warning - Small Fires | Contact from object | Aggregated | 2052 | 0.00089409 | 791.1377 | 0.70735 | 2052 | Mitigation | 0.95 | 45 | 0 | esc | 0.00097009 | 8.6735e-07 | 0.00097009 | 8.6735e-07
[35 empty] | 7.3.3.17.6 Updates to grid topology to minimize risk of ignition in HFTDs Butte County Rebuild | WLDFR | HFTD - Distribution - Tier 3 - 4QU CoRE ¦ 1QU LoRE | 2038 | 0.31657 | 0.011663 | 0.47429 | 0 | 0.47429 |  |  |  |  | 0.01985 | 0.80722 | 0 | 0.80722 | 0.15015 |  | 0.25554 | 0.031512 | 0.009976 | Column23: 1.2815; Column24: 0.40569; Column25: 0; Column26: 0; Column27: 1.2815; Column28: 0.40569; Column29: 0.025035; Column30: 1.0181; Column31: 0; Column32: 1.0181; Column33: 0.32231 | WLDFR | HFTD - Distribution - Tier 3 - 4QU CoRE ¦ 5QU LoRE | Red Flag Warning - Catastrophic Fires | 2053 | 5.2059e-09 | 5.2059e-09 | 19462.1283 | 340.5356 | 11757.1413 | 7364.4514 | 0 | 0 | 5.3665e-06 | 0.00010132 | 0 | 0.00010132 | 0.00010132 | 0 | 0.00010132 | 0 | 1.6298e-05 | 3.5726e-05 | 0 | 3.5726e-05 | [17 empty] | 7.3.3.17.5 (Remote Grid) Updates to grid topology to minimize risk of ignition in HFTDs Remote GridWLDFRContact from objectAggregated | WLDFR | HFTD - Distribution - Tier 2 - 3QU CoRE ¦ 2QU LoRE | Non-Red Flag Warning - Small Fires | Contact from object | Aggregated | 2053 | 0.00089409 | 791.1377 | 0.70735 | 2053 | Mitigation | 0.95 | 45 | 0 | esc | 0.00097009 | 8.6735e-07 | 0.00097009 | 8.6735e-07
[35 empty] | 7.3.3.17.6 Updates to grid topology to minimize risk of ignition in HFTDs Butte County Rebuild | WLDFR | HFTD - Distribution - Tier 3 - 4QU CoRE ¦ 1QU LoRE | 2039 | 0.29586 | 0.011663 | 0.47429 | 0 | 0.47429 |  |  |  |  | 0.01985 | 0.80722 | 0 | 0.80722 | 0.14033 |  | 0.23883 | 0.031512 | 0.0093234 | Column23: 1.2815; Column24: 0.37915; Column25: 0; Column26: 0; Column27: 1.2815; Column28: 0.37915; Column29: 0.025035; Column30: 1.0181; Column31: 0; Column32: 1.0181; Column33: 0.30122 | WLDFR | HFTD - Distribution - Tier 3 - 4QU CoRE ¦ 5QU LoRE | Red Flag Warning - Catastrophic Fires | 2054 | 5.2059e-09 | 5.2059e-09 | 19462.1283 | 340.5356 | 11757.1413 | 7364.4514 | 0 | 0 | 5.3665e-06 | 0.00010132 | 0 | 0.00010132 | 0.00010132 | 0 | 0.00010132 | 0 | 1.7069e-05 | 3.7417e-05 | 0 | 3.7417e-05 | [17 empty] | 7.3.3.17.5 (Remote Grid) Updates to grid topology to minimize risk of ignition in HFTDs Remote GridWLDFRContact from objectAggregated | WLDFR | HFTD - Distribution - Tier 2 - 3QU CoRE ¦ 2QU LoRE | Non-Red Flag Warning - Small Fires | Contact from object | Aggregated | 2054 | 0.00089409 | 791.1377 | 0.70735 | 2054 | Mitigation | 0.95 | 45 | 0 | esc | 0.00097009 | 8.6735e-07 | 0.00097009 | 8.6735e-07
[35 empty] | 7.3.3.17.6 Updates to grid topology to minimize risk of ignition in HFTDs Butte County Rebuild | WLDFR | HFTD - Distribution - Tier 3 - 4QU CoRE ¦ 1QU LoRE | 2040 | 0.27651 | 0.011663 | 0.47429 | 0 | 0.47429 |  |  |  |  | 0.01985 | 0.80722 | 0 | 0.80722 | 0.13115 |  | 0.2232 | 0.031512 | 0.0087134 | Column23: 1.2815; Column24: 0.35435; Column25: 0; Column26: 0; Column27: 1.2815; Column28: 0.35435; Column29: 0.025035; Column30: 1.0181; Column31: 0; Column32: 1.0181; Column33: 0.28152 | WLDFR | HFTD - Distribution - Tier 3 - 4QU CoRE ¦ 5QU LoRE | Red Flag Warning - Catastrophic Fires | 2055 | 5.2059e-09 | 5.2059e-09 | 19462.1283 | 340.5356 | 11757.1413 | 7364.4514 | 0 | 0 | 5.3665e-06 | 0.00010132 | 0 | 0.00010132 | 0.00010132 | 0 | 0.00010132 | 0 | 1.7069e-05 | 3.7417e-05 | 0 | 3.7417e-05 | [17 empty] | 7.3.3.17.5 (Remote Grid) Updates to grid topology to minimize risk of ignition in HFTDs Remote GridWLDFRContact from objectAggregated | WLDFR | HFTD - Distribution - Tier 2 - 3QU CoRE ¦ 2QU LoRE | Non-Red Flag Warning - Small Fires | Contact from object | Aggregated | 2055 | 0.00089409 | 791.1377 | 0.70735 | 2055 | Mitigation | 0.95 | 45 | 0 | esc | 0.00097009 | 8.6735e-07 | 0.00097009 | 8.6735e-07
[35 empty] | 7.3.3.17.6 Updates to grid topology to minimize risk of ignition in HFTDs Butte County Rebuild | WLDFR | HFTD - Distribution - Tier 3 - 4QU CoRE ¦ 1QU LoRE | 2041 | 0.25842 | 0.011663 | 0.47429 | 0 | 0.47429 |  |  |  |  | 0.01985 | 0.80722 | 0 | 0.80722 | 0.12257 |  | 0.2086 | 0.031512 | 0.0081434 | Column23: 1.2815; Column24: 0.33117; Column25: 0; Column26: 0; Column27: 1.2815; Column28: 0.33117; Column29: 0.025035; Column30: 1.0181; Column31: 0; Column32: 1.0181; Column33: 0.2631 | WLDFR | HFTD - Distribution - Tier 3 - 4QU CoRE ¦ 5QU LoRE | Red Flag Warning - Catastrophic Fires | 2056 | 5.2059e-09 | 5.2059e-09 | 19462.1283 | 340.5356 | 11757.1413 | 7364.4514 | 0 | 0 | 5.3665e-06 | 0.00010132 | 0 | 0.00010132 | 0.00010132 | 0 | 0.00010132 | 0 | 1.7069e-05 | 3.7417e-05 | 0 | 3.7417e-05 | [17 empty] | 7.3.3.17.5 (Remote Grid) Updates to grid topology to minimize risk of ignition in HFTDs Remote GridWLDFRContact from objectAggregated | WLDFR | HFTD - Distribution - Tier 2 - 3QU CoRE ¦ 2QU LoRE | Non-Red Flag Warning - Small Fires | Contact from object | Aggregated | 2056 | 0.00089409 | 791.1377 | 0.70735 | 2056 | Mitigation | 0.95 | 45 | 0 | esc | 0.00097009 | 8.6735e-07 | 0.00097009 | 8.6735e-07
[35 empty] | 7.3.3.17.6 Updates to grid topology to minimize risk of ignition in HFTDs Butte County Rebuild | WLDFR | HFTD - Distribution - Tier 3 - 4QU CoRE ¦ 1QU LoRE | 2042 | 0.24151 | 0.011663 | 0.47429 | 0 | 0.47429 |  |  |  |  | 0.01985 | 0.80722 | 0 | 0.80722 | 0.11455 |  | 0.19495 | 0.031512 | 0.0076107 | Column23: 1.2815; Column24: 0.3095; Column25: 0; Column26: 0; Column27: 1.2815; Column28: 0.3095; Column29: 0.025035; Column30: 1.0181; Column31: 0; Column32: 1.0181; Column33: 0.24589 | WLDFR | HFTD - Distribution - Tier 3 - 4QU CoRE ¦ 5QU LoRE | Red Flag Warning - Catastrophic Fires | 2057 | 5.2059e-09 | 5.2059e-09 | 19462.1283 | 340.5356 | 11757.1413 | 7364.4514 | 0 | 0 | 5.3665e-06 | 0.00010132 | 0 | 0.00010132 | 0.00010132 | 0 | 0.00010132 | 0 | 1.7069e-05 | 3.7417e-05 | 0 | 3.7417e-05 | [17 empty] | 7.3.3.17.5 (Remote Grid) Updates to grid topology to minimize risk of ignition in HFTDs Remote GridWLDFRContact from objectAggregated | WLDFR | HFTD - Distribution - Tier 2 - 3QU CoRE ¦ 2QU LoRE | Non-Red Flag Warning - Small Fires | Contact from object | Aggregated | 2057 | 0.00089409 | 791.1377 | 0.70735 | 2057 | Mitigation | 0.95 | 45 | 0 | esc | 0.00097009 | 8.6735e-07 | 0.00097009 | 8.6735e-07
[35 empty] | 7.3.3.17.6 Updates to grid topology to minimize risk of ignition in HFTDs Butte County Rebuild | WLDFR | HFTD - Distribution - Tier 3 - 4QU CoRE ¦ 1QU LoRE | 2043 | 0.22571 | 0.011663 | 0.49794 | 0 | 0.49794 |  |  |  |  | 0.01985 | 0.84747 | 0 | 0.84747 | 0.11239 |  | 0.19128 | 0.031512 | 0.0071128 | Column23: 1.3454; Column24: 0.30368; Column25: 0; Column26: 0; Column27: 1.3454; Column28: 0.30368; Column29: 0.025035; Column30: 1.0689; Column31: 0; Column32: 1.0689; Column33: 0.24126 | WLDFR | HFTD - Distribution - Tier 3 - 4QU CoRE ¦ 5QU LoRE | Red Flag Warning - Catastrophic Fires | 2058 | 5.2059e-09 | 5.2059e-09 | 20390.4035 | 362.3049 | 12307.8747 | 7720.2238 | 0 | 0 | 5.3665e-06 | 0.00010615 | 0 | 0.00010615 | 0.00010615 | 0 | 0.00010615 | 0 | 1.7069e-05 | 3.7417e-05 | 0 | 3.7417e-05 | [17 empty] | 7.3.3.17.5 (Remote Grid) Updates to grid topology to minimize risk of ignition in HFTDs Remote GridWLDFRContact from objectAggregated | WLDFR | HFTD - Distribution - Tier 2 - 3QU CoRE ¦ 2QU LoRE | Non-Red Flag Warning - Small Fires | Contact from object | Aggregated | 2058 | 0.00089409 | 791.1377 | 0.70735 | 2058 | Mitigation | 0.95 | 45 | 0 | esc | 0.00097009 | 8.6735e-07 | 0.00097009 | 8.6735e-07
[35 empty] | 7.3.3.17.6 Updates to grid topology to minimize risk of ignition in HFTDs Butte County Rebuild | WLDFR | HFTD - Distribution - Tier 3 - 4QU CoRE ¦ 1QU LoRE | 2044 | 0.21095 | 0.011663 | 0.49794 | 0 | 0.49794 |  |  |  |  | 0.01985 | 0.84747 | 0 | 0.84747 | 0.10504 |  | 0.17877 | 0.031512 | 0.0066474 | Column23: 1.3454; Column24: 0.28381; Column25: 0; Column26: 0; Column27: 1.3454; Column28: 0.28381; Column29: 0.025035; Column30: 1.0689; Column31: 0; Column32: 1.0689; Column33: 0.22548 | WLDFR | HFTD - Distribution - Tier 3 - 4QU CoRE ¦ 5QU LoRE | Red Flag Warning - Catastrophic Fires | 2059 | 5.2059e-09 | 5.2059e-09 | 20390.4035 | 362.3049 | 12307.8747 | 7720.2238 | 0 | 0 | 5.3665e-06 | 0.00010615 | 0 | 0.00010615 | 0.00010615 | 0 | 0.00010615 | 0 | 1.7846e-05 | 3.9119e-05 | 0 | 3.9119e-05 | [17 empty] | 7.3.3.17.5 (Remote Grid) Updates to grid topology to minimize risk of ignition in HFTDs Remote GridWLDFRContact from objectAggregated | WLDFR | HFTD - Distribution - Tier 2 - 3QU CoRE ¦ 2QU LoRE | Non-Red Flag Warning - Small Fires | Contact from object | Aggregated | 2059 | 0.00089409 | 791.1377 | 0.70735 | 2059 | Mitigation | 0.95 | 45 | 0 | esc | 0.00097009 | 8.6735e-07 | 0.00097009 | 8.6735e-07
[35 empty] | 7.3.3.17.6 Updates to grid topology to minimize risk of ignition in HFTDs Butte County Rebuild | WLDFR | HFTD - Distribution - Tier 3 - 4QU CoRE ¦ 1QU LoRE | 2045 | 0.19715 | 0.011663 | 0.49794 | 0 | 0.49794 |  |  |  |  | 0.01985 | 0.84747 | 0 | 0.84747 | 0.098167 |  | 0.16707 | 0.031512 | 0.0062126 | Column23: 1.3454; Column24: 0.26524; Column25: 0; Column26: 0; Column27: 1.3454; Column28: 0.26524; Column29: 0.025035; Column30: 1.0689; Column31: 0; Column32: 1.0689; Column33: 0.21073 | WLDFR | HFTD - Distribution - Tier 3 - 4QU CoRE ¦ 5QU LoRE | Red Flag Warning - Catastrophic Fires | 2060 | 5.2059e-09 | 5.2059e-09 | 20390.4035 | 362.3049 | 12307.8747 | 7720.2238 | 0 | 0 | 5.3665e-06 | 0.00010615 | 0 | 0.00010615 | 0.00010615 | 0 | 0.00010615 | 0 | 1.7846e-05 | 3.9119e-05 | 0 | 3.9119e-05 | [17 empty] | 7.3.3.17.5 (Remote Grid) Updates to grid topology to minimize risk of ignition in HFTDs Remote GridWLDFRContact from objectAggregated | WLDFR | HFTD - Distribution - Tier 2 - 3QU CoRE ¦ 2QU LoRE | Non-Red Flag Warning - Small Fires | Contact from object | Aggregated | 2060 | 0.00089409 | 791.1377 | 0.70735 | 2060 | Mitigation | 0.95 | 45 | 0 | esc | 0.00097009 | 8.6735e-07 | 0.00097009 | 8.6735e-07
[35 empty] | 7.3.3.17.6 Updates to grid topology to minimize risk of ignition in HFTDs Butte County Rebuild | WLDFR | HFTD - Distribution - Tier 3 - 4QU CoRE ¦ 1QU LoRE | 2046 | 0.18425 | 0.011663 | 0.49794 | 0 | 0.49794 |  |  |  |  | 0.01985 | 0.84747 | 0 | 0.84747 | 0.091745 |  | 0.15614 | 0.031512 | 0.0058061 | Column23: 1.3454; Column24: 0.24789; Column25: 0; Column26: 0; Column27: 1.3454; Column28: 0.24789; Column29: 0.025035; Column30: 1.0689; Column31: 0; Column32: 1.0689; Column33: 0.19694 | WLDFR | HFTD - Distribution - Tier 3 - 4QU CoRE ¦ 5QU LoRE | Red Flag Warning - Catastrophic Fires | 2061 | 5.2059e-09 | 5.2059e-09 | 20390.4035 | 362.3049 | 12307.8747 | 7720.2238 | 0 | 0 | 5.3665e-06 | 0.00010615 | 0 | 0.00010615 | 0.00010615 | 0 | 0.00010615 | 0 | 1.7846e-05 | 3.9119e-05 | 0 | 3.9119e-05 | [17 empty] | 7.3.3.17.5 (Remote Grid) Updates to grid topology to minimize risk of ignition in HFTDs Remote GridWLDFRContact from objectAggregated | WLDFR | HFTD - Distribution - Tier 2 - 3QU CoRE ¦ 2QU LoRE | Non-Red Flag Warning - Small Fires | Contact from object | Aggregated | 2061 | 0.00089409 | 791.1377 | 0.70735 | 2061 | Mitigation | 0.95 | 45 | 0 | esc | 0.00097009 | 8.6735e-07 | 0.00097009 | 8.6735e-07
[35 empty] | 7.3.3.17.6 Updates to grid topology to minimize risk of ignition in HFTDs Butte County Rebuild | WLDFR | HFTD - Distribution - Tier 3 - 4QU CoRE ¦ 1QU LoRE | 2047 | 0.1722 | 0.011663 | 0.49794 | 0 | 0.49794 |  |  |  |  | 0.01985 | 0.84747 | 0 | 0.84747 | 0.085743 |  | 0.14593 | 0.031512 | 0.0054263 | Column23: 1.3454; Column24: 0.23167; Column25: 0; Column26: 0; Column27: 1.3454; Column28: 0.23167; Column29: 0.025035; Column30: 1.0689; Column31: 0; Column32: 1.0689; Column33: 0.18406 | WLDFR | HFTD - Distribution - Tier 3 - 4QU CoRE ¦ 5QU LoRE | Red Flag Warning - Catastrophic Fires | 2062 | 5.2059e-09 | 5.2059e-09 | 20390.4035 | 362.3049 | 12307.8747 | 7720.2238 | 0 | 0 | 5.3665e-06 | 0.00010615 | 0 | 0.00010615 | 0.00010615 | 0 | 0.00010615 | 0 | 1.7846e-05 | 3.9119e-05 | 0 | 3.9119e-05 | [17 empty] | 7.3.3.17.5 (Remote Grid) Updates to grid topology to minimize risk of ignition in HFTDs Remote GridWLDFRContact from objectAggregated | WLDFR | HFTD - Distribution - Tier 2 - 3QU CoRE ¦ 2QU LoRE | Non-Red Flag Warning - Small Fires | Contact from object | Aggregated | 2062 | 0.00089409 | 791.1377 | 0.70735 | 2062 | Mitigation | 0.95 | 45 | 0 | esc | 0.00097009 | 8.6735e-07 | 0.00097009 | 8.6735e-07
[35 empty] | 7.3.3.17.6 Updates to grid topology to minimize risk of ignition in HFTDs Butte County Rebuild | WLDFR | HFTD - Distribution - Tier 3 - 4QU CoRE ¦ 1QU LoRE | 2048 | 0.16093 | 0.011663 | 0.52273 | 0 | 0.52273 |  |  |  |  | 0.01985 | 0.88966 | 0 | 0.88966 | 0.084123 |  | 0.14317 | 0.031512 | 0.0050713 | Column23: 1.4124; Column24: 0.2273; Column25: 0; Column26: 0; Column27: 1.4124; Column28: 0.2273; Column29: 0.025035; Column30: 1.1221; Column31: 0; Column32: 1.1221; Column33: 0.18058 | WLDFR | HFTD - Distribution - Tier 3 - 4QU CoRE ¦ 5QU LoRE | Red Flag Warning - Catastrophic Fires | 2063 | 5.2059e-09 | 5.2059e-09 | 21325.9188 | 384.5316 | 12862.0997 | 8079.2876 | 0 | 0 | 5.3665e-06 | 0.00011102 | 0 | 0.00011102 | 0.00011102 | 0 | 0.00011102 | 0 | 1.7846e-05 | 3.9119e-05 | 0 | 3.9119e-05 | [17 empty] | 7.3.3.17.5 (Remote Grid) Updates to grid topology to minimize risk of ignition in HFTDs Remote GridWLDFRContact from objectAggregated | WLDFR | HFTD - Distribution - Tier 2 - 3QU CoRE ¦ 2QU LoRE | Non-Red Flag Warning - Small Fires | Contact from object | Aggregated | 2063 | 0.00089409 | 791.1377 | 0.70735 | 2063 | Mitigation | 0.95 | 45 | 0 | esc | 0.00097009 | 8.6735e-07 | 0.00097009 | 8.6735e-07
[35 empty] | 7.3.3.17.6 Updates to grid topology to minimize risk of ignition in HFTDs Butte County Rebuild | WLDFR | HFTD - Distribution - Tier 3 - 4QU CoRE ¦ 1QU LoRE | 2049 | 0.1504 | 0.011663 | 0.52273 | 0 | 0.52273 |  |  |  |  | 0.01985 | 0.88966 | 0 | 0.88966 | 0.07862 |  | 0.13381 | 0.031512 | 0.0047395 | Column23: 1.4124; Column24: 0.21243; Column25: 0; Column26: 0; Column27: 1.4124; Column28: 0.21243; Column29: 0.025035; Column30: 1.1221; Column31: 0; Column32: 1.1221; Column33: 0.16876 | WLDFR | HFTD - Distribution - Tier 3 - 4QU CoRE ¦ 5QU LoRE | Red Flag Warning - Catastrophic Fires | 2064 | 5.2059e-09 | 5.2059e-09 | 21325.9188 | 384.5316 | 12862.0997 | 8079.2876 | 0 | 0 | 5.3665e-06 | 0.00011102 | 0 | 0.00011102 | 0.00011102 | 0 | 0.00011102 | 0 | 1.8619e-05 | 4.0812e-05 | 0 | 4.0812e-05 | [17 empty] | 7.3.3.17.5 (Remote Grid) Updates to grid topology to minimize risk of ignition in HFTDs Remote GridWLDFRContact from objectAggregated | WLDFR | HFTD - Distribution - Tier 2 - 3QU CoRE ¦ 2QU LoRE | Non-Red Flag Warning - Small Fires | Contact from object | Aggregated | 2064 | 0.00089409 | 791.1377 | 0.70735 | 2064 | Mitigation | 0.95 | 45 | 0 | esc | 0.00097009 | 8.6735e-07 | 0.00097009 | 8.6735e-07
[35 empty] | 7.3.3.17.6 Updates to grid topology to minimize risk of ignition in HFTDs Butte County Rebuild | WLDFR | HFTD - Distribution - Tier 3 - 4QU CoRE ¦ 1QU LoRE | 2050 | 0.14056 | 0.011663 | 0.52273 | 0 | 0.52273 |  |  |  |  | 0.01985 | 0.88966 | 0 | 0.88966 | 0.073476 |  | 0.12505 | 0.031512 | 0.0044295 | Column23: 1.4124; Column24: 0.19853; Column25: 0; Column26: 0; Column27: 1.4124; Column28: 0.19853; Column29: 0.025035; Column30: 1.1221; Column31: 0; Column32: 1.1221; Column33: 0.15772 | WLDFR | HFTD - Distribution - Tier 3 - 4QU CoRE ¦ 5QU LoRE | Red Flag Warning - Catastrophic Fires | 2065 | 5.2059e-09 | 5.2059e-09 | 21325.9188 | 384.5316 | 12862.0997 | 8079.2876 | 0 | 0 | 5.3665e-06 | 0.00011102 | 0 | 0.00011102 | 0.00011102 | 0 | 0.00011102 | 0 | 1.8619e-05 | 4.0812e-05 | 0 | 4.0812e-05 | [17 empty] | 7.3.3.17.5 (Remote Grid) Updates to grid topology to minimize risk of ignition in HFTDs Remote GridWLDFRContact from objectAggregated | WLDFR | HFTD - Distribution - Tier 2 - 3QU CoRE ¦ 2QU LoRE | Non-Red Flag Warning - Small Fires | Contact from object | Aggregated | 2065 | 0.00089409 | 791.1377 | 0.70735 | 2065 | Mitigation | 0.95 | 45 | 0 | esc | 0.00097009 | 8.6735e-07 | 0.00097009 | 8.6735e-07
[35 empty] | 7.3.3.17.6 Updates to grid topology to minimize risk of ignition in HFTDs Butte County Rebuild | WLDFR | HFTD - Distribution - Tier 3 - 4QU CoRE ¦ 1QU LoRE | 2051 | 0.13137 | 0.011663 | 0.52273 | 0 | 0.52273 |  |  |  |  | 0.01985 | 0.88966 | 0 | 0.88966 | 0.06867 |  | 0.11687 | 0.031512 | 0.0041397 | Column23: 1.4124; Column24: 0.18554; Column25: 0; Column26: 0; Column27: 1.4124; Column28: 0.18554; Column29: 0.025035; Column30: 1.1221; Column31: 0; Column32: 1.1221; Column33: 0.14741 | WLDFR | HFTD - Distribution - Tier 3 - 4QU CoRE ¦ 5QU LoRE | Red Flag Warning - Catastrophic Fires | 2066 | 5.2059e-09 | 5.2059e-09 | 21325.9188 | 384.5316 | 12862.0997 | 8079.2876 | 0 | 0 | 5.3665e-06 | 0.00011102 | 0 | 0.00011102 | 0.00011102 | 0 | 0.00011102 | 0 | 1.8619e-05 | 4.0812e-05 | 0 | 4.0812e-05 | [17 empty] | 7.3.3.17.5 (Remote Grid) Updates to grid topology to minimize risk of ignition in HFTDs Remote GridWLDFRContact from objectAggregated | WLDFR | HFTD - Distribution - Tier 2 - 3QU CoRE ¦ 2QU LoRE | Non-Red Flag Warning - Small Fires | Contact from object | Aggregated | 2066 | 0.00089409 | 791.1377 | 0.70735 | 2066 | Mitigation | 0.95 | 45 | 0 | esc | 0.00097009 | 8.6735e-07 | 0.00097009 | 8.6735e-07
[35 empty] | 7.3.3.17.6 Updates to grid topology to minimize risk of ignition in HFTDs Butte County Rebuild | WLDFR | HFTD - Distribution - Tier 3 - 4QU CoRE ¦ 1QU LoRE | 2052 | 0.12277 | 0.011663 | 0.52273 | 0 | 0.52273 |  |  |  |  | 0.01985 | 0.88966 | 0 | 0.88966 | 0.064177 |  | 0.10923 | 0.031512 | 0.0038689 | Column23: 1.4124; Column24: 0.1734; Column25: 0; Column26: 0; Column27: 1.4124; Column28: 0.1734; Column29: 0.025035; Column30: 1.1221; Column31: 0; Column32: 1.1221; Column33: 0.13776 | WLDFR | HFTD - Distribution - Tier 3 - 4QU CoRE ¦ 5QU LoRE | Red Flag Warning - Catastrophic Fires | 2067 | 0 | 5.2059e-09 | 21325.9188 | 384.5316 | 12862.0997 | 8079.2876 | 0 | 0 | 5.3665e-06 | 0 | 0 | 0 | 0.00011102 | 0 | 0.00011102 | 0 | 0 | 4.0812e-05 | 0 | 4.0812e-05 | [17 empty] | 7.3.3.17.5 (Remote Grid) Updates to grid topology to minimize risk of ignition in HFTDs Remote GridWLDFRContact from objectAggregated | WLDFR | HFTD - Distribution - Tier 2 - 3QU CoRE ¦ 2QU LoRE | Non-Red Flag Warning - Small Fires | Contact from object | Aggregated | 2067 | 0.00089409 | 791.1377 | 0.70735 | 2067 | Mitigation | 0.95 | 45 | 0 | esc | 0 | 0 | 0.00097009 | 8.6735e-07
[35 empty] | 7.3.3.17.6 Updates to grid topology to minimize risk of ignition in HFTDs Butte County Rebuild | WLDFR | HFTD - Distribution - Tier 3 - 4QU CoRE ¦ 1QU LoRE | 2053 | 0.11474 | 0.011663 | 0.54835 | 0 | 0.54835 |  |  |  |  | 0.01985 | 0.93326 | 0 | 0.93326 | 0.062918 |  | 0.10708 | 0.031512 | 0.0036158 | Column23: 1.4816; Column24: 0.17; Column25: 0; Column26: 0; Column27: 1.4816; Column28: 0.17; Column29: 0.025035; Column30: 1.1771; Column31: 0; Column32: 1.1771; Column33: 0.13506 | WLDFR | HFTD - Distribution - Tier 3 - 4QU CoRE ¦ 5QU LoRE | Red Flag Warning - Destructive Fires | 2022 | 7.6676e-10 | 0 | 8807.9522 | 222.2294 | 8585.7228 | 0 | 0 | 0 | 7.904e-07 | 6.7535e-06 | 0 | 6.7535e-06 | 0 | 0 | 0 | 0 | 0 | 0 | 0 | 0 | [17 empty] | 7.3.3.17.5 (Remote Grid) Updates to grid topology to minimize risk of ignition in HFTDs Remote GridWLDFRContaminationAggregated | WLDFR | HFTD - Distribution - Tier 2 - 3QU CoRE ¦ 2QU LoRE | Non-Red Flag Warning - Small Fires | Contamination | Aggregated | 2022 | 2.0185e-05 | 791.1377 | 0.015969 | 2022 | Mitigation | 0.95 | 45 | 0 | esc | 0.00097009 | 1.9581e-08 | 0 | 0
[35 empty] | 7.3.3.17.6 Updates to grid topology to minimize risk of ignition in HFTDs Butte County Rebuild | WLDFR | HFTD - Distribution - Tier 3 - 4QU CoRE ¦ 1QU LoRE | 2054 | 0.10723 | 0.011663 | 0.54835 | 0 | 0.54835 |  |  |  |  | 0.01985 | 0.93326 | 0 | 0.93326 | 0.058802 |  | 0.10008 | 0.031512 | 0.0033792 | Column23: 1.4816; Column24: 0.15888; Column25: 0; Column26: 0; Column27: 1.4816; Column28: 0.15888; Column29: 0.025035; Column30: 1.1771; Column31: 0; Column32: 1.1771; Column33: 0.12622 | WLDFR | HFTD - Distribution - Tier 3 - 4QU CoRE ¦ 5QU LoRE | Red Flag Warning - Destructive Fires | 2023 | 7.6676e-10 | 7.6676e-10 | 9129.7461 | 233.2301 | 8896.516 | 0 | 0 | 0 | 7.904e-07 | 7.0003e-06 | 0 | 7.0003e-06 | 7.0003e-06 | 0 | 7.0003e-06 | 0 | 1.4683e-07 | 0 | 0 | 0 | [17 empty] | 7.3.3.17.5 (Remote Grid) Updates to grid topology to minimize risk of ignition in HFTDs Remote GridWLDFRContaminationAggregated | WLDFR | HFTD - Distribution - Tier 2 - 3QU CoRE ¦ 2QU LoRE | Non-Red Flag Warning - Small Fires | Contamination | Aggregated | 2023 | 2.0185e-05 | 791.1377 | 0.015969 | 2023 | Mitigation | 0.95 | 45 | 0 | esc | 0.00097009 | 1.9581e-08 | 0.00097009 | 1.9581e-08
[35 empty] | 7.3.3.17.6 Updates to grid topology to minimize risk of ignition in HFTDs Butte County Rebuild | WLDFR | HFTD - Distribution - Tier 3 - 4QU CoRE ¦ 1QU LoRE | 2055 | 0.10022 | 0.011663 | 0.54835 | 0 | 0.54835 |  |  |  |  | 0.01985 | 0.93326 | 0 | 0.93326 | 0.054955 |  | 0.093531 | 0.031512 | 0.0031582 | Column23: 1.4816; Column24: 0.14849; Column25: 0; Column26: 0; Column27: 1.4816; Column28: 0.14849; Column29: 0.025035; Column30: 1.1771; Column31: 0; Column32: 1.1771; Column33: 0.11797 | WLDFR | HFTD - Distribution - Tier 3 - 4QU CoRE ¦ 5QU LoRE | Red Flag Warning - Destructive Fires | 2024 | 7.6676e-10 | 7.6676e-10 | 9129.7461 | 233.2301 | 8896.516 | 0 | 0 | 0 | 7.904e-07 | 7.0003e-06 | 0 | 7.0003e-06 | 7.0003e-06 | 0 | 7.0003e-06 | 0 | 1.534e-07 | 3.3625e-07 | 0 | 3.3625e-07 | [17 empty] | 7.3.3.17.5 (Remote Grid) Updates to grid topology to minimize risk of ignition in HFTDs Remote GridWLDFRContaminationAggregated | WLDFR | HFTD - Distribution - Tier 2 - 3QU CoRE ¦ 2QU LoRE | Non-Red Flag Warning - Small Fires | Contamination | Aggregated | 2024 | 2.0185e-05 | 791.1377 | 0.015969 | 2024 | Mitigation | 0.95 | 45 | 0 | esc | 0.00097009 | 1.9581e-08 | 0.00097009 | 1.9581e-08
[35 empty] | 7.3.3.17.6 Updates to grid topology to minimize risk of ignition in HFTDs Butte County Rebuild | WLDFR | HFTD - Distribution - Tier 3 - 4QU CoRE ¦ 1QU LoRE | 2056 | 0.093663 | 0.011663 | 0.54835 | 0 | 0.54835 |  |  |  |  | 0.01985 | 0.93326 | 0 | 0.93326 | 0.05136 |  | 0.087412 | 0.031512 | 0.0029515 | Column23: 1.4816; Column24: 0.13877; Column25: 0; Column26: 0; Column27: 1.4816; Column28: 0.13877; Column29: 0.025035; Column30: 1.1771; Column31: 0; Column32: 1.1771; Column33: 0.11025 | WLDFR | HFTD - Distribution - Tier 3 - 4QU CoRE ¦ 5QU LoRE | Red Flag Warning - Destructive Fires | 2025 | 7.6676e-10 | 7.6676e-10 | 9129.7461 | 233.2301 | 8896.516 | 0 | 0 | 0 | 7.904e-07 | 7.0003e-06 | 0 | 7.0003e-06 | 7.0003e-06 | 0 | 7.0003e-06 | 0 | 1.534e-07 | 3.3625e-07 | 0 | 3.3625e-07 | [17 empty] | 7.3.3.17.5 (Remote Grid) Updates to grid topology to minimize risk of ignition in HFTDs Remote GridWLDFRContaminationAggregated | WLDFR | HFTD - Distribution - Tier 2 - 3QU CoRE ¦ 2QU LoRE | Non-Red Flag Warning - Small Fires | Contamination | Aggregated | 2025 | 2.0185e-05 | 791.1377 | 0.015969 | 2025 | Mitigation | 0.95 | 45 | 0 | esc | 0.00097009 | 1.9581e-08 | 0.00097009 | 1.9581e-08
[35 empty] | 7.3.3.17.6 Updates to grid topology to minimize risk of ignition in HFTDs Butte County Rebuild | WLDFR | HFTD - Distribution - Tier 3 - 4QU CoRE ¦ 1QU LoRE | 2057 | 0.087535 | 0.011663 | 0.54835 | 0 | 0.54835 |  |  |  |  | 0.01985 | 0.93326 | 0 | 0.93326 | 0.048 |  | 0.081693 | 0.031512 | 0.0027585 | Column23: 1.4816; Column24: 0.12969; Column25: 0; Column26: 0; Column27: 1.4816; Column28: 0.12969; Column29: 0.025035; Column30: 1.1771; Column31: 0; Column32: 1.1771; Column33: 0.10304 | WLDFR | HFTD - Distribution - Tier 3 - 4QU CoRE ¦ 5QU LoRE | Red Flag Warning - Destructive Fires | 2026 | 7.6676e-10 | 7.6676e-10 | 9129.7461 | 233.2301 | 8896.516 | 0 | 0 | 0 | 7.904e-07 | 7.0003e-06 | 0 | 7.0003e-06 | 7.0003e-06 | 0 | 7.0003e-06 | 0 | 1.534e-07 | 3.3625e-07 | 0 | 3.3625e-07 | [17 empty] | 7.3.3.17.5 (Remote Grid) Updates to grid topology to minimize risk of ignition in HFTDs Remote GridWLDFRContaminationAggregated | WLDFR | HFTD - Distribution - Tier 2 - 3QU CoRE ¦ 2QU LoRE | Non-Red Flag Warning - Small Fires | Contamination | Aggregated | 2026 | 2.0185e-05 | 791.1377 | 0.015969 | 2026 | Mitigation | 0.95 | 45 | 0 | esc | 0.00097009 | 1.9581e-08 | 0.00097009 | 1.9581e-08
[35 empty] | 7.3.3.17.6 Updates to grid topology to minimize risk of ignition in HFTDs Butte County Rebuild | WLDFR | HFTD - Distribution - Tier 3 - 4QU CoRE ¦ 1QU LoRE | 2058 | 0.081809 | 0.011663 | 0.57449 | 0 | 0.57449 |  |  |  |  | 0.01985 | 0.97775 | 0 | 0.97775 | 0.046999 |  | 0.079989 | 0.031512 | 0.002578 | Column23: 1.5522; Column24: 0.12699; Column25: 0; Column26: 0; Column27: 1.5522; Column28: 0.12699; Column29: 0.025035; Column30: 1.2332; Column31: 0; Column32: 1.2332; Column33: 0.10089 | WLDFR | HFTD - Distribution - Tier 3 - 4QU CoRE ¦ 5QU LoRE | Red Flag Warning - Destructive Fires | 2027 | 7.6676e-10 | 7.6676e-10 | 9129.7461 | 233.2301 | 8896.516 | 0 | 0 | 0 | 7.904e-07 | 7.0003e-06 | 0 | 7.0003e-06 | 7.0003e-06 | 0 | 7.0003e-06 | 0 | 1.534e-07 | 3.3625e-07 | 0 | 3.3625e-07 | [17 empty] | 7.3.3.17.5 (Remote Grid) Updates to grid topology to minimize risk of ignition in HFTDs Remote GridWLDFRContaminationAggregated | WLDFR | HFTD - Distribution - Tier 2 - 3QU CoRE ¦ 2QU LoRE | Non-Red Flag Warning - Small Fires | Contamination | Aggregated | 2027 | 2.0185e-05 | 791.1377 | 0.015969 | 2027 | Mitigation | 0.95 | 45 | 0 | esc | 0.00097009 | 1.9581e-08 | 0.00097009 | 1.9581e-08
[35 empty] | 7.3.3.17.6 Updates to grid topology to minimize risk of ignition in HFTDs Butte County Rebuild | WLDFR | HFTD - Distribution - Tier 3 - 4QU CoRE ¦ 1QU LoRE | 2059 | 0.076457 | 0.011663 | 0.57449 | 0 | 0.57449 |  |  |  |  | 0.01985 | 0.97775 | 0 | 0.97775 | 0.043924 |  | 0.074756 | 0.031512 | 0.0024093 | Column23: 1.5522; Column24: 0.11868; Column25: 0; Column26: 0; Column27: 1.5522; Column28: 0.11868; Column29: 0.025035; Column30: 1.2332; Column31: 0; Column32: 1.2332; Column33: 0.094286 | WLDFR | HFTD - Distribution - Tier 3 - 4QU CoRE ¦ 5QU LoRE | Red Flag Warning - Destructive Fires | 2028 | 7.6676e-10 | 7.6676e-10 | 9534.9221 | 247.273 | 9287.6491 | 0 | 0 | 0 | 7.904e-07 | 7.311e-06 | 0 | 7.311e-06 | 7.311e-06 | 0 | 7.311e-06 | 0 | 1.534e-07 | 3.3625e-07 | 0 | 3.3625e-07 | [17 empty] | 7.3.3.17.5 (Remote Grid) Updates to grid topology to minimize risk of ignition in HFTDs Remote GridWLDFRContaminationAggregated | WLDFR | HFTD - Distribution - Tier 2 - 3QU CoRE ¦ 2QU LoRE | Non-Red Flag Warning - Small Fires | Contamination | Aggregated | 2028 | 2.0185e-05 | 791.1377 | 0.015969 | 2028 | Mitigation | 0.95 | 45 | 0 | esc | 0.00097009 | 1.9581e-08 | 0.00097009 | 1.9581e-08
[35 empty] | 7.3.3.17.6 Updates to grid topology to minimize risk of ignition in HFTDs Butte County Rebuild | WLDFR | HFTD - Distribution - Tier 3 - 4QU CoRE ¦ 1QU LoRE | 2060 | 0.071455 | 0.011663 | 0.57449 | 0 | 0.57449 |  |  |  |  | 0.01985 | 0.97775 | 0 | 0.97775 | 0.04105 |  | 0.069865 | 0.031512 | 0.0022517 | Column23: 1.5522; Column24: 0.11092; Column25: 0; Column26: 0; Column27: 1.5522; Column28: 0.11092; Column29: 0.025035; Column30: 1.2332; Column31: 0; Column32: 1.2332; Column33: 0.088118 | WLDFR | HFTD - Distribution - Tier 3 - 4QU CoRE ¦ 5QU LoRE | Red Flag Warning - Destructive Fires | 2029 | 7.6676e-10 | 7.6676e-10 | 9534.9221 | 247.273 | 9287.6491 | 0 | 0 | 0 | 7.904e-07 | 7.311e-06 | 0 | 7.311e-06 | 7.311e-06 | 0 | 7.311e-06 | 0 | 1.6186e-07 | 3.548e-07 | 0 | 3.548e-07 | [17 empty] | 7.3.3.17.5 (Remote Grid) Updates to grid topology to minimize risk of ignition in HFTDs Remote GridWLDFRContaminationAggregated | WLDFR | HFTD - Distribution - Tier 2 - 3QU CoRE ¦ 2QU LoRE | Non-Red Flag Warning - Small Fires | Contamination | Aggregated | 2029 | 2.0185e-05 | 791.1377 | 0.015969 | 2029 | Mitigation | 0.95 | 45 | 0 | esc | 0.00097009 | 1.9581e-08 | 0.00097009 | 1.9581e-08
[35 empty] | 7.3.3.17.6 Updates to grid topology to minimize risk of ignition in HFTDs Butte County Rebuild | WLDFR | HFTD - Distribution - Tier 3 - 4QU CoRE ¦ 1QU LoRE | 2061 | 0.06678 | 0.011663 | 0.57449 | 0 | 0.57449 |  |  |  |  | 0.01985 | 0.97775 | 0 | 0.97775 | 0.038365 |  | 0.065295 | 0.031512 | 0.0021044 | Column23: 1.5522; Column24: 0.10366; Column25: 0; Column26: 0; Column27: 1.5522; Column28: 0.10366; Column29: 0.025035; Column30: 1.2332; Column31: 0; Column32: 1.2332; Column33: 0.082353 | WLDFR | HFTD - Distribution - Tier 3 - 4QU CoRE ¦ 5QU LoRE | Red Flag Warning - Destructive Fires | 2030 | 7.6676e-10 | 7.6676e-10 | 9534.9221 | 247.273 | 9287.6491 | 0 | 0 | 0 | 7.904e-07 | 7.311e-06 | 0 | 7.311e-06 | 7.311e-06 | 0 | 7.311e-06 | 0 | 1.6186e-07 | 3.548e-07 | 0 | 3.548e-07 | [17 empty] | 7.3.3.17.5 (Remote Grid) Updates to grid topology to minimize risk of ignition in HFTDs Remote GridWLDFRContaminationAggregated | WLDFR | HFTD - Distribution - Tier 2 - 3QU CoRE ¦ 2QU LoRE | Non-Red Flag Warning - Small Fires | Contamination | Aggregated | 2030 | 2.0185e-05 | 791.1377 | 0.015969 | 2030 | Mitigation | 0.95 | 45 | 0 | esc | 0.00097009 | 1.9581e-08 | 0.00097009 | 1.9581e-08
[35 empty] | 7.3.3.17.6 Updates to grid topology to minimize risk of ignition in HFTDs Butte County Rebuild | WLDFR | HFTD - Distribution - Tier 3 - 4QU CoRE ¦ 1QU LoRE | 2062 | 0.062412 | 0.011663 | 0.57449 | 0 | 0.57449 |  |  |  |  | 0.01985 | 0.97775 | 0 | 0.97775 | 0.035855 |  | 0.061023 | 0.031512 | 0.0019667 | Column23: 1.5522; Column24: 0.096878; Column25: 0; Column26: 0; Column27: 1.5522; Column28: 0.096878; Column29: 0.025035; Column30: 1.2332; Column31: 0; Column32: 1.2332; Column33: 0.076966 | WLDFR | HFTD - Distribution - Tier 3 - 4QU CoRE ¦ 5QU LoRE | Red Flag Warning - Destructive Fires | 2031 | 7.6676e-10 | 7.6676e-10 | 9534.9221 | 247.273 | 9287.6491 | 0 | 0 | 0 | 7.904e-07 | 7.311e-06 | 0 | 7.311e-06 | 7.311e-06 | 0 | 7.311e-06 | 0 | 1.6186e-07 | 3.548e-07 | 0 | 3.548e-07 | [17 empty] | 7.3.3.17.5 (Remote Grid) Updates to grid topology to minimize risk of ignition in HFTDs Remote GridWLDFRContaminationAggregated | WLDFR | HFTD - Distribution - Tier 2 - 3QU CoRE ¦ 2QU LoRE | Non-Red Flag Warning - Small Fires | Contamination | Aggregated | 2031 | 2.0185e-05 | 791.1377 | 0.015969 | 2031 | Mitigation | 0.95 | 45 | 0 | esc | 0.00097009 | 1.9581e-08 | 0.00097009 | 1.9581e-08
[35 empty] | 7.3.3.17.6 Updates to grid topology to minimize risk of ignition in HFTDs Butte County Rebuild | WLDFR | HFTD - Distribution - Tier 3 - 4QU CoRE ¦ 1QU LoRE | 2063 | 0.058329 | 0.011663 | 0.60084 | 0 | 0.60084 |  |  |  |  | 0.01985 | 1.0226 | 0 | 1.0226 | 0.035046 |  | 0.059646 | 0.031512 | 0.0018381 | Column23: 1.6234; Column24: 0.094692; Column25: 0; Column26: 0; Column27: 1.6234; Column28: 0.094692; Column29: 0.025035; Column30: 1.2897; Column31: 0; Column32: 1.2897; Column33: 0.075229 | WLDFR | HFTD - Distribution - Tier 3 - 4QU CoRE ¦ 5QU LoRE | Red Flag Warning - Destructive Fires | 2032 | 7.6676e-10 | 7.6676e-10 | 9534.9221 | 247.273 | 9287.6491 | 0 | 0 | 0 | 7.904e-07 | 7.311e-06 | 0 | 7.311e-06 | 7.311e-06 | 0 | 7.311e-06 | 0 | 1.6186e-07 | 3.548e-07 | 0 | 3.548e-07 | [17 empty] | 7.3.3.17.5 (Remote Grid) Updates to grid topology to minimize risk of ignition in HFTDs Remote GridWLDFRContaminationAggregated | WLDFR | HFTD - Distribution - Tier 2 - 3QU CoRE ¦ 2QU LoRE | Non-Red Flag Warning - Small Fires | Contamination | Aggregated | 2032 | 2.0185e-05 | 791.1377 | 0.015969 | 2032 | Mitigation | 0.95 | 45 | 0 | esc | 0.00097009 | 1.9581e-08 | 0.00097009 | 1.9581e-08
[35 empty] | 7.3.3.17.6 Updates to grid topology to minimize risk of ignition in HFTDs Butte County Rebuild | WLDFR | HFTD - Distribution - Tier 3 - 4QU CoRE ¦ 1QU LoRE | 2064 | 0.054513 | 0.011663 | 0.60084 | 0 | 0.60084 |  |  |  |  | 0.01985 | 1.0226 | 0 | 1.0226 | 0.032753 |  | 0.055744 | 0.031512 | 0.0017178 | Column23: 1.6234; Column24: 0.088497; Column25: 0; Column26: 0; Column27: 1.6234; Column28: 0.088497; Column29: 0.025035; Column30: 1.2897; Column31: 0; Column32: 1.2897; Column33: 0.070308 | WLDFR | HFTD - Distribution - Tier 3 - 4QU CoRE ¦ 5QU LoRE | Red Flag Warning - Destructive Fires | 2033 | 7.6676e-10 | 7.6676e-10 | 9984.8474 | 263.1074 | 9721.74 | 0 | 0 | 0 | 7.904e-07 | 7.6559e-06 | 0 | 7.6559e-06 | 7.6559e-06 | 0 | 7.6559e-06 | 0 | 1.6186e-07 | 3.548e-07 | 0 | 3.548e-07 | [17 empty] | 7.3.3.17.5 (Remote Grid) Updates to grid topology to minimize risk of ignition in HFTDs Remote GridWLDFRContaminationAggregated | WLDFR | HFTD - Distribution - Tier 2 - 3QU CoRE ¦ 2QU LoRE | Non-Red Flag Warning - Small Fires | Contamination | Aggregated | 2033 | 2.0185e-05 | 791.1377 | 0.015969 | 2033 | Mitigation | 0.95 | 45 | 0 | esc | 0.00097009 | 1.9581e-08 | 0.00097009 | 1.9581e-08
[35 empty] | 7.3.3.17.6 Updates to grid topology to minimize risk of ignition in HFTDs Butte County Rebuild | WLDFR | HFTD - Distribution - Tier 3 - 4QU CoRE ¦ 1QU LoRE | 2065 | 0.050946 | 0.011663 | 0.60084 | 0 | 0.60084 |  |  |  |  | 0.01985 | 1.0226 | 0 | 1.0226 | 0.03061 |  | 0.052097 | 0.031512 | 0.0016054 | Column23: 1.6234; Column24: 0.082708; Column25: 0; Column26: 0; Column27: 1.6234; Column28: 0.082708; Column29: 0.025035; Column30: 1.2897; Column31: 0; Column32: 1.2897; Column33: 0.065708 | WLDFR | HFTD - Distribution - Tier 3 - 4QU CoRE ¦ 5QU LoRE | Red Flag Warning - Destructive Fires | 2034 | 7.6676e-10 | 7.6676e-10 | 9984.8474 | 263.1074 | 9721.74 | 0 | 0 | 0 | 7.904e-07 | 7.6559e-06 | 0 | 7.6559e-06 | 7.6559e-06 | 0 | 7.6559e-06 | 0 | 1.7148e-07 | 3.7589e-07 | 0 | 3.7589e-07 | [17 empty] | 7.3.3.17.5 (Remote Grid) Updates to grid topology to minimize risk of ignition in HFTDs Remote GridWLDFRContaminationAggregated | WLDFR | HFTD - Distribution - Tier 2 - 3QU CoRE ¦ 2QU LoRE | Non-Red Flag Warning - Small Fires | Contamination | Aggregated | 2034 | 2.0185e-05 | 791.1377 | 0.015969 | 2034 | Mitigation | 0.95 | 45 | 0 | esc | 0.00097009 | 1.9581e-08 | 0.00097009 | 1.9581e-08
[35 empty] | 7.3.3.17.6 Updates to grid topology to minimize risk of ignition in HFTDs Butte County Rebuild | WLDFR | HFTD - Distribution - Tier 3 - 4QU CoRE ¦ 1QU LoRE | 2066 | 0.047613 | 0.011663 | 0.60084 | 0 | 0.60084 |  |  |  |  | 0.01985 | 1.0226 | 0 | 1.0226 | 0.028608 |  | 0.048689 | 0.031512 | 0.0015004 | Column23: 1.6234; Column24: 0.077297; Column25: 0; Column26: 0; Column27: 1.6234; Column28: 0.077297; Column29: 0.025035; Column30: 1.2897; Column31: 0; Column32: 1.2897; Column33: 0.061409 | WLDFR | HFTD - Distribution - Tier 3 - 4QU CoRE ¦ 5QU LoRE | Red Flag Warning - Destructive Fires | 2035 | 7.6676e-10 | 7.6676e-10 | 9984.8474 | 263.1074 | 9721.74 | 0 | 0 | 0 | 7.904e-07 | 7.6559e-06 | 0 | 7.6559e-06 | 7.6559e-06 | 0 | 7.6559e-06 | 0 | 1.7148e-07 | 3.7589e-07 | 0 | 3.7589e-07 | [17 empty] | 7.3.3.17.5 (Remote Grid) Updates to grid topology to minimize risk of ignition in HFTDs Remote GridWLDFRContaminationAggregated | WLDFR | HFTD - Distribution - Tier 2 - 3QU CoRE ¦ 2QU LoRE | Non-Red Flag Warning - Small Fires | Contamination | Aggregated | 2035 | 2.0185e-05 | 791.1377 | 0.015969 | 2035 | Mitigation | 0.95 | 45 | 0 | esc | 0.00097009 | 1.9581e-08 | 0.00097009 | 1.9581e-08
[35 empty] | 7.3.3.17.6 Updates to grid topology to minimize risk of ignition in HFTDs Butte County Rebuild | WLDFR | HFTD - Distribution - Tier 3 - 4QU CoRE ¦ 1QU LoRE | 2067 | 0.044499 | 0.011663 | 0.60084 | 0 | 0.60084 |  |  |  |  | 0.01985 | 1.0226 | 0 | 1.0226 | 0.026736 |  | 0.045504 | 0.031512 | 0.0014023 | Column23: 1.6234; Column24: 0.07224; Column25: 0; Column26: 0; Column27: 1.6234; Column28: 0.07224; Column29: 0.025035; Column30: 1.2897; Column31: 0; Column32: 1.2897; Column33: 0.057392 | WLDFR | HFTD - Distribution - Tier 3 - 4QU CoRE ¦ 5QU LoRE | Red Flag Warning - Destructive Fires | 2036 | 7.6676e-10 | 7.6676e-10 | 9984.8474 | 263.1074 | 9721.74 | 0 | 0 | 0 | 7.904e-07 | 7.6559e-06 | 0 | 7.6559e-06 | 7.6559e-06 | 0 | 7.6559e-06 | 0 | 1.7148e-07 | 3.7589e-07 | 0 | 3.7589e-07 | [17 empty] | 7.3.3.17.5 (Remote Grid) Updates to grid topology to minimize risk of ignition in HFTDs Remote GridWLDFRContaminationAggregated | WLDFR | HFTD - Distribution - Tier 2 - 3QU CoRE ¦ 2QU LoRE | Non-Red Flag Warning - Small Fires | Contamination | Aggregated | 2036 | 2.0185e-05 | 791.1377 | 0.015969 | 2036 | Mitigation | 0.95 | 45 | 0 | esc | 0.00097009 | 1.9581e-08 | 0.00097009 | 1.9581e-08
[35 empty] | 7.3.3.17.6 Updates to grid topology to minimize risk of ignition in HFTDs Butte County Rebuild | WLDFR | HFTD - Distribution - Tier 3 - 4QU CoRE ¦ 1QU LoRE | 2068 | 0.041587 | 0.011663 | 0.62707 | 0 | 0.62707 |  |  |  |  | 0.01985 | 1.0672 | 0 | 1.0672 | 0.026078 |  | 0.044383 | 0.031512 | 0.0013105 | Column23: 1.6943; Column24: 0.070461; Column25: 0; Column26: 0; Column27: 1.6943; Column28: 0.070461; Column29: 0.025035; Column30: 1.3461; Column31: 0; Column32: 1.3461; Column33: 0.055979 | WLDFR | HFTD - Distribution - Tier 3 - 4QU CoRE ¦ 5QU LoRE | Red Flag Warning - Destructive Fires | 2037 | 7.6676e-10 | 7.6676e-10 | 9984.8474 | 263.1074 | 9721.74 | 0 | 0 | 0 | 7.904e-07 | 7.6559e-06 | 0 | 7.6559e-06 | 7.6559e-06 | 0 | 7.6559e-06 | 0 | 1.7148e-07 | 3.7589e-07 | 0 | 3.7589e-07 | [17 empty] | 7.3.3.17.5 (Remote Grid) Updates to grid topology to minimize risk of ignition in HFTDs Remote GridWLDFRContaminationAggregated | WLDFR | HFTD - Distribution - Tier 2 - 3QU CoRE ¦ 2QU LoRE | Non-Red Flag Warning - Small Fires | Contamination | Aggregated | 2037 | 2.0185e-05 | 791.1377 | 0.015969 | 2037 | Mitigation | 0.95 | 45 | 0 | esc | 0.00097009 | 1.9581e-08 | 0.00097009 | 1.9581e-08
[35 empty] | 7.3.3.17.6 Updates to grid topology to minimize risk of ignition in HFTDs Butte County Rebuild | WLDFR | HFTD - Distribution - Tier 3 - 4QU CoRE ¦ 1QU LoRE | 2069 | 0.038867 | 0.011663 | 0.62707 | 0 | 0.62707 |  |  |  |  | 0.01985 | 1.0672 | 0 | 1.0672 | 0.024372 |  | 0.04148 | 0.031512 | 0.0012248 | Column23: 1.6943; Column24: 0.065852; Column25: 0; Column26: 0; Column27: 1.6943; Column28: 0.065852; Column29: 0.025035; Column30: 1.3461; Column31: 0; Column32: 1.3461; Column33: 0.052317 | WLDFR | HFTD - Distribution - Tier 3 - 4QU CoRE ¦ 5QU LoRE | Red Flag Warning - Destructive Fires | 2038 | 7.6676e-10 | 7.6676e-10 | 10472.8261 | 280.5544 | 10192.2718 | 0 | 0 | 0 | 7.904e-07 | 8.0301e-06 | 0 | 8.0301e-06 | 8.0301e-06 | 0 | 8.0301e-06 | 0 | 1.7148e-07 | 3.7589e-07 | 0 | 3.7589e-07 | [17 empty] | 7.3.3.17.5 (Remote Grid) Updates to grid topology to minimize risk of ignition in HFTDs Remote GridWLDFRContaminationAggregated | WLDFR | HFTD - Distribution - Tier 2 - 3QU CoRE ¦ 2QU LoRE | Non-Red Flag Warning - Small Fires | Contamination | Aggregated | 2038 | 2.0185e-05 | 791.1377 | 0.015969 | 2038 | Mitigation | 0.95 | 45 | 0 | esc | 0.00097009 | 1.9581e-08 | 0.00097009 | 1.9581e-08
[35 empty] | 7.3.3.17.6 Updates to grid topology to minimize risk of ignition in HFTDs Butte County Rebuild | WLDFR | HFTD - Distribution - Tier 3 - 4QU CoRE ¦ 1QU LoRE | 2070 | 0.036324 | 0.011663 | 0.62707 | 0 | 0.62707 |  |  |  |  | 0.01985 | 1.0672 | 0 | 1.0672 | 0.022778 |  | 0.038766 | 0.031512 | 0.0011447 | Column23: 1.6943; Column24: 0.061544; Column25: 0; Column26: 0; Column27: 1.6943; Column28: 0.061544; Column29: 0.025035; Column30: 1.3461; Column31: 0; Column32: 1.3461; Column33: 0.048894 | WLDFR | HFTD - Distribution - Tier 3 - 4QU CoRE ¦ 5QU LoRE | Red Flag Warning - Destructive Fires | 2039 | 7.6676e-10 | 7.6676e-10 | 10472.8261 | 280.5544 | 10192.2718 | 0 | 0 | 0 | 7.904e-07 | 8.0301e-06 | 0 | 8.0301e-06 | 8.0301e-06 | 0 | 8.0301e-06 | 0 | 1.8219e-07 | 3.9937e-07 | 0 | 3.9937e-07 | [17 empty] | 7.3.3.17.5 (Remote Grid) Updates to grid topology to minimize risk of ignition in HFTDs Remote GridWLDFRContaminationAggregated | WLDFR | HFTD - Distribution - Tier 2 - 3QU CoRE ¦ 2QU LoRE | Non-Red Flag Warning - Small Fires | Contamination | Aggregated | 2039 | 2.0185e-05 | 791.1377 | 0.015969 | 2039 | Mitigation | 0.95 | 45 | 0 | esc | 0.00097009 | 1.9581e-08 | 0.00097009 | 1.9581e-08
[35 empty] | 7.3.3.17.6 Updates to grid topology to minimize risk of ignition in HFTDs Butte County Rebuild | WLDFR | HFTD - Distribution - Tier 3 - 4QU CoRE ¦ 1QU LoRE | 2071 | 0.033948 | 0.011663 | 0.62707 | 0 | 0.62707 |  |  |  |  | 0.01985 | 1.0672 | 0 | 1.0672 | 0.021287 |  | 0.03623 | 0.031512 | 0.0010698 | Column23: 1.6943; Column24: 0.057518; Column25: 0; Column26: 0; Column27: 1.6943; Column28: 0.057518; Column29: 0.025035; Column30: 1.3461; Column31: 0; Column32: 1.3461; Column33: 0.045696 | WLDFR | HFTD - Distribution - Tier 3 - 4QU CoRE ¦ 5QU LoRE | Red Flag Warning - Destructive Fires | 2040 | 7.6676e-10 | 7.6676e-10 | 10472.8261 | 280.5544 | 10192.2718 | 0 | 0 | 0 | 7.904e-07 | 8.0301e-06 | 0 | 8.0301e-06 | 8.0301e-06 | 0 | 8.0301e-06 | 0 | 1.8219e-07 | 3.9937e-07 | 0 | 3.9937e-07 | [17 empty] | 7.3.3.17.5 (Remote Grid) Updates to grid topology to minimize risk of ignition in HFTDs Remote GridWLDFRContaminationAggregated | WLDFR | HFTD - Distribution - Tier 2 - 3QU CoRE ¦ 2QU LoRE | Non-Red Flag Warning - Small Fires | Contamination | Aggregated | 2040 | 2.0185e-05 | 791.1377 | 0.015969 | 2040 | Mitigation | 0.95 | 45 | 0 | esc | 0.00097009 | 1.9581e-08 | 0.00097009 | 1.9581e-08
[35 empty] | 7.3.3.17.6 Updates to grid topology to minimize risk of ignition in HFTDs Butte County Rebuild | WLDFR | HFTD - Distribution - Tier 3 - 4QU CoRE ¦ 1QU LoRE | 2072 | 0.031727 | 0.011663 | 0.62707 | 0 | 0.62707 |  |  |  |  | 0.01985 | 1.0672 | 0 | 1.0672 | 0.019895 |  | 0.03386 | 0.031512 | 0.00099979 | Column23: 1.6943; Column24: 0.053755; Column25: 0; Column26: 0; Column27: 1.6943; Column28: 0.053755; Column29: 0.025035; Column30: 1.3461; Column31: 0; Column32: 1.3461; Column33: 0.042706 | WLDFR | HFTD - Distribution - Tier 3 - 4QU CoRE ¦ 5QU LoRE | Red Flag Warning - Destructive Fires | 2041 | 7.6676e-10 | 7.6676e-10 | 10472.8261 | 280.5544 | 10192.2718 | 0 | 0 | 0 | 7.904e-07 | 8.0301e-06 | 0 | 8.0301e-06 | 8.0301e-06 | 0 | 8.0301e-06 | 0 | 1.8219e-07 | 3.9937e-07 | 0 | 3.9937e-07 | [17 empty] | 7.3.3.17.5 (Remote Grid) Updates to grid topology to minimize risk of ignition in HFTDs Remote GridWLDFRContaminationAggregated | WLDFR | HFTD - Distribution - Tier 2 - 3QU CoRE ¦ 2QU LoRE | Non-Red Flag Warning - Small Fires | Contamination | Aggregated | 2041 | 2.0185e-05 | 791.1377 | 0.015969 | 2041 | Mitigation | 0.95 | 45 | 0 | esc | 0.00097009 | 1.9581e-08 | 0.00097009 | 1.9581e-08
[35 empty] | 7.3.3.17.6 Updates to grid topology to minimize risk of ignition in HFTDs Butte County Rebuild | WLDFR | HFTD - Distribution - Tier 3 - 4QU CoRE ¦ 1QU LoRE | 2073 | 0.029651 | 0.011663 | 0.65286 | 0 | 0.65286 |  |  |  |  | 0.01985 | 1.1111 | 0 | 1.1111 | 0.019358 |  | 0.032947 | 0.031512 | 0.00093438 | Column23: 1.764; Column24: 0.052305; Column25: 0; Column26: 0; Column27: 1.764; Column28: 0.052305; Column29: 0.025035; Column30: 1.4014; Column31: 0; Column32: 1.4014; Column33: 0.041554 | WLDFR | HFTD - Distribution - Tier 3 - 4QU CoRE ¦ 5QU LoRE | Red Flag Warning - Destructive Fires | 2042 | 7.6676e-10 | 7.6676e-10 | 10472.8261 | 280.5544 | 10192.2718 | 0 | 0 | 0 | 7.904e-07 | 8.0301e-06 | 0 | 8.0301e-06 | 8.0301e-06 | 0 | 8.0301e-06 | 0 | 1.8219e-07 | 3.9937e-07 | 0 | 3.9937e-07 | [17 empty] | 7.3.3.17.5 (Remote Grid) Updates to grid topology to minimize risk of ignition in HFTDs Remote GridWLDFRContaminationAggregated | WLDFR | HFTD - Distribution - Tier 2 - 3QU CoRE ¦ 2QU LoRE | Non-Red Flag Warning - Small Fires | Contamination | Aggregated | 2042 | 2.0185e-05 | 791.1377 | 0.015969 | 2042 | Mitigation | 0.95 | 45 | 0 | esc | 0.00097009 | 1.9581e-08 | 0.00097009 | 1.9581e-08
[35 empty] | 7.3.3.17.6 Updates to grid topology to minimize risk of ignition in HFTDs Butte County Rebuild | WLDFR | HFTD - Distribution - Tier 3 - 4QU CoRE ¦ 1QU LoRE | 2074 | 0.027711 | 0.011663 | 0.65286 | 0 | 0.65286 |  |  |  |  | 0.01985 | 1.1111 | 0 | 1.1111 | 0.018092 |  | 0.030791 | 0.031512 | 0.00087325 | Column23: 1.764; Column24: 0.048883; Column25: 0; Column26: 0; Column27: 1.764; Column28: 0.048883; Column29: 0.025035; Column30: 1.4014; Column31: 0; Column32: 1.4014; Column33: 0.038836 | WLDFR | HFTD - Distribution - Tier 3 - 4QU CoRE ¦ 5QU LoRE | Red Flag Warning - Destructive Fires | 2043 | 7.6676e-10 | 7.6676e-10 | 10992.1562 | 299.42 | 10692.7362 | 0 | 0 | 0 | 7.904e-07 | 8.4283e-06 | 0 | 8.4283e-06 | 8.4283e-06 | 0 | 8.4283e-06 | 0 | 1.8219e-07 | 3.9937e-07 | 0 | 3.9937e-07 | [17 empty] | 7.3.3.17.5 (Remote Grid) Updates to grid topology to minimize risk of ignition in HFTDs Remote GridWLDFRContaminationAggregated | WLDFR | HFTD - Distribution - Tier 2 - 3QU CoRE ¦ 2QU LoRE | Non-Red Flag Warning - Small Fires | Contamination | Aggregated | 2043 | 2.0185e-05 | 791.1377 | 0.015969 | 2043 | Mitigation | 0.95 | 45 | 0 | esc | 0.00097009 | 1.9581e-08 | 0.00097009 | 1.9581e-08
[35 empty] | 7.3.3.17.6 Updates to grid topology to minimize risk of ignition in HFTDs Butte County Rebuild | WLDFR | HFTD - Distribution - Tier 3 - 4QU CoRE ¦ 1QU LoRE | 2075 | 0.025899 | 0 | 0 | 0 | 0 |  |  |  |  | 0.01985 | 1.1111 | 0 | 1.1111 | 0 |  | 0.028777 | 0.01985 | 0.00051407 | Column23: 1.1111; Column24: 0.028777; Column25: 0; Column26: 0; Column27: 1.1111; Column28: 0.028777; Column29: 0.025035; Column30: 1.4014; Column31: 0; Column32: 1.4014; Column33: 0.036295 | WLDFR | HFTD - Distribution - Tier 3 - 4QU CoRE ¦ 5QU LoRE | Red Flag Warning - Destructive Fires | 2044 | 7.6676e-10 | 7.6676e-10 | 10992.1562 | 299.42 | 10692.7362 | 0 | 0 | 0 | 7.904e-07 | 8.4283e-06 | 0 | 8.4283e-06 | 8.4283e-06 | 0 | 8.4283e-06 | 0 | 1.9391e-07 | 4.2505e-07 | 0 | 4.2505e-07 | [17 empty] | 7.3.3.17.5 (Remote Grid) Updates to grid topology to minimize risk of ignition in HFTDs Remote GridWLDFRContaminationAggregated | WLDFR | HFTD - Distribution - Tier 2 - 3QU CoRE ¦ 2QU LoRE | Non-Red Flag Warning - Small Fires | Contamination | Aggregated | 2044 | 2.0185e-05 | 791.1377 | 0.015969 | 2044 | Mitigation | 0.95 | 45 | 0 | esc | 0.00097009 | 1.9581e-08 | 0.00097009 | 1.9581e-08
[35 empty] | 7.3.3.17.6 Updates to grid topology to minimize risk of ignition in HFTDs Butte County Rebuild | WLDFR | HFTD - Distribution - Tier 3 - 4QU CoRE ¦ 1QU LoRE | 2076 | 0.024204 | 0 | 0 | 0 | 0 |  |  |  |  | 0.01985 | 1.1111 | 0 | 1.1111 | 0 |  | 0.026894 | 0.01985 | 0.00048044 | Column23: 1.1111; Column24: 0.026894; Column25: 0; Column26: 0; Column27: 1.1111; Column28: 0.026894; Column29: 0.025035; Column30: 1.4014; Column31: 0; Column32: 1.4014; Column33: 0.033921 | WLDFR | HFTD - Distribution - Tier 3 - 4QU CoRE ¦ 5QU LoRE | Red Flag Warning - Destructive Fires | 2045 | 7.6676e-10 | 7.6676e-10 | 10992.1562 | 299.42 | 10692.7362 | 0 | 0 | 0 | 7.904e-07 | 8.4283e-06 | 0 | 8.4283e-06 | 8.4283e-06 | 0 | 8.4283e-06 | 0 | 1.9391e-07 | 4.2505e-07 | 0 | 4.2505e-07 | [17 empty] | 7.3.3.17.5 (Remote Grid) Updates to grid topology to minimize risk of ignition in HFTDs Remote GridWLDFRContaminationAggregated | WLDFR | HFTD - Distribution - Tier 2 - 3QU CoRE ¦ 2QU LoRE | Non-Red Flag Warning - Small Fires | Contamination | Aggregated | 2045 | 2.0185e-05 | 791.1377 | 0.015969 | 2045 | Mitigation | 0.95 | 45 | 0 | esc | 0.00097009 | 1.9581e-08 | 0.00097009 | 1.9581e-08
[35 empty] | 7.3.3.17.6 Updates to grid topology to minimize risk of ignition in HFTDs Butte County Rebuild | WLDFR | HFTD - Distribution - Tier 3 - 4QU CoRE ¦ 1QU LoRE | 2077 | 0.022621 | 0 | 0 | 0 | 0 |  |  |  |  | 0 | 0 | 0 | 0 | 0 |  | 0 | 0 | 0 | Column23: 0; Column24: 0; Column25: 0; Column26: 0; Column27: 0; Column28: 0; Column29: 0.025035; Column30: 1.4014; Column31: 0; Column32: 1.4014; Column33: 0.031701 | WLDFR | HFTD - Distribution - Tier 3 - 4QU CoRE ¦ 5QU LoRE | Red Flag Warning - Destructive Fires | 2046 | 7.6676e-10 | 7.6676e-10 | 10992.1562 | 299.42 | 10692.7362 | 0 | 0 | 0 | 7.904e-07 | 8.4283e-06 | 0 | 8.4283e-06 | 8.4283e-06 | 0 | 8.4283e-06 | 0 | 1.9391e-07 | 4.2505e-07 | 0 | 4.2505e-07 | [17 empty] | 7.3.3.17.5 (Remote Grid) Updates to grid topology to minimize risk of ignition in HFTDs Remote GridWLDFRContaminationAggregated | WLDFR | HFTD - Distribution - Tier 2 - 3QU CoRE ¦ 2QU LoRE | Non-Red Flag Warning - Small Fires | Contamination | Aggregated | 2046 | 2.0185e-05 | 791.1377 | 0.015969 | 2046 | Mitigation | 0.95 | 45 | 0 | esc | 0.00097009 | 1.9581e-08 | 0.00097009 | 1.9581e-08
[35 empty] | 7.3.3.17.6 Updates to grid topology to minimize risk of ignition in HFTDs Butte County Rebuild | WLDFR | HFTD - Distribution - Tier 3 - 4QU CoRE ¦ 2QU LoRE | 2020 | 1 | 0.0075309 | 0.22228 | 0 | 0.22228 |  |  |  |  | 0 | 0 | 0 | 0 | 0.22228 |  | 0 | 0.0075309 | 0.0075309 | Column23: 0.22228; Column24: 0.22228; Column25: 0; Column26: 0; Column27: 0.22228; Column28: 0.22228; Column29: 0; Column30: 0; Column31: 0; Column32: 0; Column33: 0 | WLDFR | HFTD - Distribution - Tier 3 - 4QU CoRE ¦ 5QU LoRE | Red Flag Warning - Destructive Fires | 2047 | 7.6676e-10 | 7.6676e-10 | 10992.1562 | 299.42 | 10692.7362 | 0 | 0 | 0 | 7.904e-07 | 8.4283e-06 | 0 | 8.4283e-06 | 8.4283e-06 | 0 | 8.4283e-06 | 0 | 1.9391e-07 | 4.2505e-07 | 0 | 4.2505e-07 | [17 empty] | 7.3.3.17.5 (Remote Grid) Updates to grid topology to minimize risk of ignition in HFTDs Remote GridWLDFRContaminationAggregated | WLDFR | HFTD - Distribution - Tier 2 - 3QU CoRE ¦ 2QU LoRE | Non-Red Flag Warning - Small Fires | Contamination | Aggregated | 2047 | 2.0185e-05 | 791.1377 | 0.015969 | 2047 | Mitigation | 0.95 | 45 | 0 | esc | 0.00097009 | 1.9581e-08 | 0.00097009 | 1.9581e-08
[35 empty] | 7.3.3.17.6 Updates to grid topology to minimize risk of ignition in HFTDs Butte County Rebuild | WLDFR | HFTD - Distribution - Tier 3 - 4QU CoRE ¦ 2QU LoRE | 2021 | 1 | 0.0075309 | 0.22228 | 0 | 0.22228 |  |  |  |  | 0 | 0 | 0 | 0 | 0.22228 |  | 0 | 0.0075309 | 0.0075309 | Column23: 0.22228; Column24: 0.22228; Column25: 0; Column26: 0; Column27: 0.22228; Column28: 0.22228; Column29: 0; Column30: 0; Column31: 0; Column32: 0; Column33: 0 | WLDFR | HFTD - Distribution - Tier 3 - 4QU CoRE ¦ 5QU LoRE | Red Flag Warning - Destructive Fires | 2048 | 7.6676e-10 | 7.6676e-10 | 11536.0538 | 319.4911 | 11216.5626 | 0 | 0 | 0 | 7.904e-07 | 8.8453e-06 | 0 | 8.8453e-06 | 8.8453e-06 | 0 | 8.8453e-06 | 0 | 1.9391e-07 | 4.2505e-07 | 0 | 4.2505e-07 | [17 empty] | 7.3.3.17.5 (Remote Grid) Updates to grid topology to minimize risk of ignition in HFTDs Remote GridWLDFRContaminationAggregated | WLDFR | HFTD - Distribution - Tier 2 - 3QU CoRE ¦ 2QU LoRE | Non-Red Flag Warning - Small Fires | Contamination | Aggregated | 2048 | 2.0185e-05 | 791.1377 | 0.015969 | 2048 | Mitigation | 0.95 | 45 | 0 | esc | 0.00097009 | 1.9581e-08 | 0.00097009 | 1.9581e-08
[35 empty] | 7.3.3.17.6 Updates to grid topology to minimize risk of ignition in HFTDs Butte County Rebuild | WLDFR | HFTD - Distribution - Tier 3 - 4QU CoRE ¦ 2QU LoRE | 2022 | 0.93458 | 0.0073842 | 0.21577 | 0 | 0.21577 |  |  |  |  | 0.013047 | 0.38125 | 0 | 0.38125 | 0.20165 |  | 0.35631 | 0.020432 | 0.019095 | Column23: 0.59702; Column24: 0.55796; Column25: 0; Column26: 0; Column27: 0.59702; Column28: 0.55796; Column29: 0; Column30: 0; Column31: 0; Column32: 0; Column33: 0 | WLDFR | HFTD - Distribution - Tier 3 - 4QU CoRE ¦ 5QU LoRE | Red Flag Warning - Destructive Fires | 2049 | 7.6676e-10 | 7.6676e-10 | 11536.0538 | 319.4911 | 11216.5626 | 0 | 0 | 0 | 7.904e-07 | 8.8453e-06 | 0 | 8.8453e-06 | 8.8453e-06 | 0 | 8.8453e-06 | 0 | 2.0653e-07 | 4.5271e-07 | 0 | 4.5271e-07 | [17 empty] | 7.3.3.17.5 (Remote Grid) Updates to grid topology to minimize risk of ignition in HFTDs Remote GridWLDFRContaminationAggregated | WLDFR | HFTD - Distribution - Tier 2 - 3QU CoRE ¦ 2QU LoRE | Non-Red Flag Warning - Small Fires | Contamination | Aggregated | 2049 | 2.0185e-05 | 791.1377 | 0.015969 | 2049 | Mitigation | 0.95 | 45 | 0 | esc | 0.00097009 | 1.9581e-08 | 0.00097009 | 1.9581e-08
[35 empty] | 7.3.3.17.6 Updates to grid topology to minimize risk of ignition in HFTDs Butte County Rebuild | WLDFR | HFTD - Distribution - Tier 3 - 4QU CoRE ¦ 2QU LoRE | 2023 | 0.87344 | 0.0073842 | 0.22367 | 0 | 0.22367 |  |  |  |  | 0.013047 | 0.39521 | 0 | 0.39521 | 0.19536 |  | 0.3452 | 0.020432 | 0.017846 | Column23: 0.61889; Column24: 0.54056; Column25: 0; Column26: 0; Column27: 0.61889; Column28: 0.54056; Column29: 0.016456; Column30: 0.49847; Column31: 0; Column32: 0.49847; Column33: 0.43538 | WLDFR | HFTD - Distribution - Tier 3 - 4QU CoRE ¦ 5QU LoRE | Red Flag Warning - Destructive Fires | 2050 | 7.6676e-10 | 7.6676e-10 | 11536.0538 | 319.4911 | 11216.5626 | 0 | 0 | 0 | 7.904e-07 | 8.8453e-06 | 0 | 8.8453e-06 | 8.8453e-06 | 0 | 8.8453e-06 | 0 | 2.0653e-07 | 4.5271e-07 | 0 | 4.5271e-07 | [17 empty] | 7.3.3.17.5 (Remote Grid) Updates to grid topology to minimize risk of ignition in HFTDs Remote GridWLDFRContaminationAggregated | WLDFR | HFTD - Distribution - Tier 2 - 3QU CoRE ¦ 2QU LoRE | Non-Red Flag Warning - Small Fires | Contamination | Aggregated | 2050 | 2.0185e-05 | 791.1377 | 0.015969 | 2050 | Mitigation | 0.95 | 45 | 0 | esc | 0.00097009 | 1.9581e-08 | 0.00097009 | 1.9581e-08
[35 empty] | 7.3.3.17.6 Updates to grid topology to minimize risk of ignition in HFTDs Butte County Rebuild | WLDFR | HFTD - Distribution - Tier 3 - 4QU CoRE ¦ 2QU LoRE | 2024 | 0.8163 | 0.0073842 | 0.22367 | 0 | 0.22367 |  |  |  |  | 0.013047 | 0.39521 | 0 | 0.39521 | 0.18258 |  | 0.32261 | 0.020432 | 0.016678 | Column23: 0.61889; Column24: 0.5052; Column25: 0; Column26: 0; Column27: 0.61889; Column28: 0.5052; Column29: 0.016456; Column30: 0.49847; Column31: 0; Column32: 0.49847; Column33: 0.4069 | WLDFR | HFTD - Distribution - Tier 3 - 4QU CoRE ¦ 5QU LoRE | Red Flag Warning - Destructive Fires | 2051 | 7.6676e-10 | 7.6676e-10 | 11536.0538 | 319.4911 | 11216.5626 | 0 | 0 | 0 | 7.904e-07 | 8.8453e-06 | 0 | 8.8453e-06 | 8.8453e-06 | 0 | 8.8453e-06 | 0 | 2.0653e-07 | 4.5271e-07 | 0 | 4.5271e-07 | [17 empty] | 7.3.3.17.5 (Remote Grid) Updates to grid topology to minimize risk of ignition in HFTDs Remote GridWLDFRContaminationAggregated | WLDFR | HFTD - Distribution - Tier 2 - 3QU CoRE ¦ 2QU LoRE | Non-Red Flag Warning - Small Fires | Contamination | Aggregated | 2051 | 2.0185e-05 | 791.1377 | 0.015969 | 2051 | Mitigation | 0.95 | 45 | 0 | esc | 0.00097009 | 1.9581e-08 | 0.00097009 | 1.9581e-08
[35 empty] | 7.3.3.17.6 Updates to grid topology to minimize risk of ignition in HFTDs Butte County Rebuild | WLDFR | HFTD - Distribution - Tier 3 - 4QU CoRE ¦ 2QU LoRE | 2025 | 0.7629 | 0.0073842 | 0.22367 | 0 | 0.22367 |  |  |  |  | 0.013047 | 0.39521 | 0 | 0.39521 | 0.17064 |  | 0.30151 | 0.020432 | 0.015587 | Column23: 0.61889; Column24: 0.47215; Column25: 0; Column26: 0; Column27: 0.61889; Column28: 0.47215; Column29: 0.016456; Column30: 0.49847; Column31: 0; Column32: 0.49847; Column33: 0.38028 | WLDFR | HFTD - Distribution - Tier 3 - 4QU CoRE ¦ 5QU LoRE | Red Flag Warning - Destructive Fires | 2052 | 7.6676e-10 | 7.6676e-10 | 11536.0538 | 319.4911 | 11216.5626 | 0 | 0 | 0 | 7.904e-07 | 8.8453e-06 | 0 | 8.8453e-06 | 8.8453e-06 | 0 | 8.8453e-06 | 0 | 2.0653e-07 | 4.5271e-07 | 0 | 4.5271e-07 | [17 empty] | 7.3.3.17.5 (Remote Grid) Updates to grid topology to minimize risk of ignition in HFTDs Remote GridWLDFRContaminationAggregated | WLDFR | HFTD - Distribution - Tier 2 - 3QU CoRE ¦ 2QU LoRE | Non-Red Flag Warning - Small Fires | Contamination | Aggregated | 2052 | 2.0185e-05 | 791.1377 | 0.015969 | 2052 | Mitigation | 0.95 | 45 | 0 | esc | 0.00097009 | 1.9581e-08 | 0.00097009 | 1.9581e-08
[35 empty] | 7.3.3.17.6 Updates to grid topology to minimize risk of ignition in HFTDs Butte County Rebuild | WLDFR | HFTD - Distribution - Tier 3 - 4QU CoRE ¦ 2QU LoRE | 2026 | 0.71299 | 0.0073842 | 0.22367 | 0 | 0.22367 |  |  |  |  | 0.013047 | 0.39521 | 0 | 0.39521 | 0.15948 |  | 0.28178 | 0.020432 | 0.014567 | Column23: 0.61889; Column24: 0.44126; Column25: 0; Column26: 0; Column27: 0.61889; Column28: 0.44126; Column29: 0.016456; Column30: 0.49847; Column31: 0; Column32: 0.49847; Column33: 0.3554 | WLDFR | HFTD - Distribution - Tier 3 - 4QU CoRE ¦ 5QU LoRE | Red Flag Warning - Destructive Fires | 2053 | 7.6676e-10 | 7.6676e-10 | 12097.6769 | 340.5356 | 11757.1413 | 0 | 0 | 0 | 7.904e-07 | 9.276e-06 | 0 | 9.276e-06 | 9.276e-06 | 0 | 9.276e-06 | 0 | 2.0653e-07 | 4.5271e-07 | 0 | 4.5271e-07 | [17 empty] | 7.3.3.17.5 (Remote Grid) Updates to grid topology to minimize risk of ignition in HFTDs Remote GridWLDFRContaminationAggregated | WLDFR | HFTD - Distribution - Tier 2 - 3QU CoRE ¦ 2QU LoRE | Non-Red Flag Warning - Small Fires | Contamination | Aggregated | 2053 | 2.0185e-05 | 791.1377 | 0.015969 | 2053 | Mitigation | 0.95 | 45 | 0 | esc | 0.00097009 | 1.9581e-08 | 0.00097009 | 1.9581e-08
[35 empty] | 7.3.3.17.6 Updates to grid topology to minimize risk of ignition in HFTDs Butte County Rebuild | WLDFR | HFTD - Distribution - Tier 3 - 4QU CoRE ¦ 2QU LoRE | 2027 | 0.66634 | 0.0073842 | 0.22367 | 0 | 0.22367 |  |  |  |  | 0.013047 | 0.39521 | 0 | 0.39521 | 0.14904 |  | 0.26335 | 0.020432 | 0.013614 | Column23: 0.61889; Column24: 0.41239; Column25: 0; Column26: 0; Column27: 0.61889; Column28: 0.41239; Column29: 0.016456; Column30: 0.49847; Column31: 0; Column32: 0.49847; Column33: 0.33215 | WLDFR | HFTD - Distribution - Tier 3 - 4QU CoRE ¦ 5QU LoRE | Red Flag Warning - Destructive Fires | 2054 | 7.6676e-10 | 7.6676e-10 | 12097.6769 | 340.5356 | 11757.1413 | 0 | 0 | 0 | 7.904e-07 | 9.276e-06 | 0 | 9.276e-06 | 9.276e-06 | 0 | 9.276e-06 | 0 | 2.1995e-07 | 4.8213e-07 | 0 | 4.8213e-07 | [17 empty] | 7.3.3.17.5 (Remote Grid) Updates to grid topology to minimize risk of ignition in HFTDs Remote GridWLDFRContaminationAggregated | WLDFR | HFTD - Distribution - Tier 2 - 3QU CoRE ¦ 2QU LoRE | Non-Red Flag Warning - Small Fires | Contamination | Aggregated | 2054 | 2.0185e-05 | 791.1377 | 0.015969 | 2054 | Mitigation | 0.95 | 45 | 0 | esc | 0.00097009 | 1.9581e-08 | 0.00097009 | 1.9581e-08
[35 empty] | 7.3.3.17.6 Updates to grid topology to minimize risk of ignition in HFTDs Butte County Rebuild | WLDFR | HFTD - Distribution - Tier 3 - 4QU CoRE ¦ 2QU LoRE | 2028 | 0.62275 | 0.0073842 | 0.23363 | 0 | 0.23363 |  |  |  |  | 0.013047 | 0.41281 | 0 | 0.41281 | 0.1455 |  | 0.25708 | 0.020432 | 0.012724 | Column23: 0.64645; Column24: 0.40258; Column25: 0; Column26: 0; Column27: 0.64645; Column28: 0.40258; Column29: 0.016456; Column30: 0.52067; Column31: 0; Column32: 0.52067; Column33: 0.32425 | WLDFR | HFTD - Distribution - Tier 3 - 4QU CoRE ¦ 5QU LoRE | Red Flag Warning - Destructive Fires | 2055 | 7.6676e-10 | 7.6676e-10 | 12097.6769 | 340.5356 | 11757.1413 | 0 | 0 | 0 | 7.904e-07 | 9.276e-06 | 0 | 9.276e-06 | 9.276e-06 | 0 | 9.276e-06 | 0 | 2.1995e-07 | 4.8213e-07 | 0 | 4.8213e-07 | [17 empty] | 7.3.3.17.5 (Remote Grid) Updates to grid topology to minimize risk of ignition in HFTDs Remote GridWLDFRContaminationAggregated | WLDFR | HFTD - Distribution - Tier 2 - 3QU CoRE ¦ 2QU LoRE | Non-Red Flag Warning - Small Fires | Contamination | Aggregated | 2055 | 2.0185e-05 | 791.1377 | 0.015969 | 2055 | Mitigation | 0.95 | 45 | 0 | esc | 0.00097009 | 1.9581e-08 | 0.00097009 | 1.9581e-08
[35 empty] | 7.3.3.17.6 Updates to grid topology to minimize risk of ignition in HFTDs Butte County Rebuild | WLDFR | HFTD - Distribution - Tier 3 - 4QU CoRE ¦ 2QU LoRE | 2029 | 0.58201 | 0.0073842 | 0.23363 | 0 | 0.23363 |  |  |  |  | 0.013047 | 0.41281 | 0 | 0.41281 | 0.13598 |  | 0.24026 | 0.020432 | 0.011891 | Column23: 0.64645; Column24: 0.37624; Column25: 0; Column26: 0; Column27: 0.64645; Column28: 0.37624; Column29: 0.016456; Column30: 0.52067; Column31: 0; Column32: 0.52067; Column33: 0.30303 | WLDFR | HFTD - Distribution - Tier 3 - 4QU CoRE ¦ 5QU LoRE | Red Flag Warning - Destructive Fires | 2056 | 7.6676e-10 | 7.6676e-10 | 12097.6769 | 340.5356 | 11757.1413 | 0 | 0 | 0 | 7.904e-07 | 9.276e-06 | 0 | 9.276e-06 | 9.276e-06 | 0 | 9.276e-06 | 0 | 2.1995e-07 | 4.8213e-07 | 0 | 4.8213e-07 | [17 empty] | 7.3.3.17.5 (Remote Grid) Updates to grid topology to minimize risk of ignition in HFTDs Remote GridWLDFRContaminationAggregated | WLDFR | HFTD - Distribution - Tier 2 - 3QU CoRE ¦ 2QU LoRE | Non-Red Flag Warning - Small Fires | Contamination | Aggregated | 2056 | 2.0185e-05 | 791.1377 | 0.015969 | 2056 | Mitigation | 0.95 | 45 | 0 | esc | 0.00097009 | 1.9581e-08 | 0.00097009 | 1.9581e-08
[35 empty] | 7.3.3.17.6 Updates to grid topology to minimize risk of ignition in HFTDs Butte County Rebuild | WLDFR | HFTD - Distribution - Tier 3 - 4QU CoRE ¦ 2QU LoRE | 2030 | 0.54393 | 0.0073842 | 0.23363 | 0 | 0.23363 |  |  |  |  | 0.013047 | 0.41281 | 0 | 0.41281 | 0.12708 |  | 0.22454 | 0.020432 | 0.011113 | Column23: 0.64645; Column24: 0.35162; Column25: 0; Column26: 0; Column27: 0.64645; Column28: 0.35162; Column29: 0.016456; Column30: 0.52067; Column31: 0; Column32: 0.52067; Column33: 0.28321 | WLDFR | HFTD - Distribution - Tier 3 - 4QU CoRE ¦ 5QU LoRE | Red Flag Warning - Destructive Fires | 2057 | 7.6676e-10 | 7.6676e-10 | 12097.6769 | 340.5356 | 11757.1413 | 0 | 0 | 0 | 7.904e-07 | 9.276e-06 | 0 | 9.276e-06 | 9.276e-06 | 0 | 9.276e-06 | 0 | 2.1995e-07 | 4.8213e-07 | 0 | 4.8213e-07 | [17 empty] | 7.3.3.17.5 (Remote Grid) Updates to grid topology to minimize risk of ignition in HFTDs Remote GridWLDFRContaminationAggregated | WLDFR | HFTD - Distribution - Tier 2 - 3QU CoRE ¦ 2QU LoRE | Non-Red Flag Warning - Small Fires | Contamination | Aggregated | 2057 | 2.0185e-05 | 791.1377 | 0.015969 | 2057 | Mitigation | 0.95 | 45 | 0 | esc | 0.00097009 | 1.9581e-08 | 0.00097009 | 1.9581e-08
[35 empty] | 7.3.3.17.6 Updates to grid topology to minimize risk of ignition in HFTDs Butte County Rebuild | WLDFR | HFTD - Distribution - Tier 3 - 4QU CoRE ¦ 2QU LoRE | 2031 | 0.50835 | 0.0073842 | 0.23363 | 0 | 0.23363 |  |  |  |  | 0.013047 | 0.41281 | 0 | 0.41281 | 0.11877 |  | 0.20985 | 0.020432 | 0.010386 | Column23: 0.64645; Column24: 0.32862; Column25: 0; Column26: 0; Column27: 0.64645; Column28: 0.32862; Column29: 0.016456; Column30: 0.52067; Column31: 0; Column32: 0.52067; Column33: 0.26468 | WLDFR | HFTD - Distribution - Tier 3 - 4QU CoRE ¦ 5QU LoRE | Red Flag Warning - Destructive Fires | 2058 | 7.6676e-10 | 7.6676e-10 | 12670.1796 | 362.3049 | 12307.8747 | 0 | 0 | 0 | 7.904e-07 | 9.7149e-06 | 0 | 9.7149e-06 | 9.7149e-06 | 0 | 9.7149e-06 | 0 | 2.1995e-07 | 4.8213e-07 | 0 | 4.8213e-07 | [17 empty] | 7.3.3.17.5 (Remote Grid) Updates to grid topology to minimize risk of ignition in HFTDs Remote GridWLDFRContaminationAggregated | WLDFR | HFTD - Distribution - Tier 2 - 3QU CoRE ¦ 2QU LoRE | Non-Red Flag Warning - Small Fires | Contamination | Aggregated | 2058 | 2.0185e-05 | 791.1377 | 0.015969 | 2058 | Mitigation | 0.95 | 45 | 0 | esc | 0.00097009 | 1.9581e-08 | 0.00097009 | 1.9581e-08
[35 empty] | 7.3.3.17.6 Updates to grid topology to minimize risk of ignition in HFTDs Butte County Rebuild | WLDFR | HFTD - Distribution - Tier 3 - 4QU CoRE ¦ 2QU LoRE | 2032 | 0.47509 | 0.0073842 | 0.23363 | 0 | 0.23363 |  |  |  |  | 0.013047 | 0.41281 | 0 | 0.41281 | 0.111 |  | 0.19613 | 0.020432 | 0.0097069 | Column23: 0.64645; Column24: 0.30712; Column25: 0; Column26: 0; Column27: 0.64645; Column28: 0.30712; Column29: 0.016456; Column30: 0.52067; Column31: 0; Column32: 0.52067; Column33: 0.24737 | WLDFR | HFTD - Distribution - Tier 3 - 4QU CoRE ¦ 5QU LoRE | Red Flag Warning - Destructive Fires | 2059 | 7.6676e-10 | 7.6676e-10 | 12670.1796 | 362.3049 | 12307.8747 | 0 | 0 | 0 | 7.904e-07 | 9.7149e-06 | 0 | 9.7149e-06 | 9.7149e-06 | 0 | 9.7149e-06 | 0 | 2.3401e-07 | 5.1296e-07 | 0 | 5.1296e-07 | [17 empty] | 7.3.3.17.5 (Remote Grid) Updates to grid topology to minimize risk of ignition in HFTDs Remote GridWLDFRContaminationAggregated | WLDFR | HFTD - Distribution - Tier 2 - 3QU CoRE ¦ 2QU LoRE | Non-Red Flag Warning - Small Fires | Contamination | Aggregated | 2059 | 2.0185e-05 | 791.1377 | 0.015969 | 2059 | Mitigation | 0.95 | 45 | 0 | esc | 0.00097009 | 1.9581e-08 | 0.00097009 | 1.9581e-08
[35 empty] | 7.3.3.17.6 Updates to grid topology to minimize risk of ignition in HFTDs Butte County Rebuild | WLDFR | HFTD - Distribution - Tier 3 - 4QU CoRE ¦ 2QU LoRE | 2033 | 0.44401 | 0.0073842 | 0.2447 | 0 | 0.2447 |  |  |  |  | 0.013047 | 0.43237 | 0 | 0.43237 | 0.10865 |  | 0.19198 | 0.020432 | 0.0090719 | Column23: 0.67708; Column24: 0.30063; Column25: 0; Column26: 0; Column27: 0.67708; Column28: 0.30063; Column29: 0.016456; Column30: 0.54534; Column31: 0; Column32: 0.54534; Column33: 0.24214 | WLDFR | HFTD - Distribution - Tier 3 - 4QU CoRE ¦ 5QU LoRE | Red Flag Warning - Destructive Fires | 2060 | 7.6676e-10 | 7.6676e-10 | 12670.1796 | 362.3049 | 12307.8747 | 0 | 0 | 0 | 7.904e-07 | 9.7149e-06 | 0 | 9.7149e-06 | 9.7149e-06 | 0 | 9.7149e-06 | 0 | 2.3401e-07 | 5.1296e-07 | 0 | 5.1296e-07 | [17 empty] | 7.3.3.17.5 (Remote Grid) Updates to grid topology to minimize risk of ignition in HFTDs Remote GridWLDFRContaminationAggregated | WLDFR | HFTD - Distribution - Tier 2 - 3QU CoRE ¦ 2QU LoRE | Non-Red Flag Warning - Small Fires | Contamination | Aggregated | 2060 | 2.0185e-05 | 791.1377 | 0.015969 | 2060 | Mitigation | 0.95 | 45 | 0 | esc | 0.00097009 | 1.9581e-08 | 0.00097009 | 1.9581e-08
[35 empty] | 7.3.3.17.6 Updates to grid topology to minimize risk of ignition in HFTDs Butte County Rebuild | WLDFR | HFTD - Distribution - Tier 3 - 4QU CoRE ¦ 2QU LoRE | 2034 | 0.41496 | 0.0073842 | 0.2447 | 0 | 0.2447 |  |  |  |  | 0.013047 | 0.43237 | 0 | 0.43237 | 0.10154 |  | 0.17942 | 0.020432 | 0.0084784 | Column23: 0.67708; Column24: 0.28096; Column25: 0; Column26: 0; Column27: 0.67708; Column28: 0.28096; Column29: 0.016456; Column30: 0.54534; Column31: 0; Column32: 0.54534; Column33: 0.2263 | WLDFR | HFTD - Distribution - Tier 3 - 4QU CoRE ¦ 5QU LoRE | Red Flag Warning - Destructive Fires | 2061 | 7.6676e-10 | 7.6676e-10 | 12670.1796 | 362.3049 | 12307.8747 | 0 | 0 | 0 | 7.904e-07 | 9.7149e-06 | 0 | 9.7149e-06 | 9.7149e-06 | 0 | 9.7149e-06 | 0 | 2.3401e-07 | 5.1296e-07 | 0 | 5.1296e-07 | [17 empty] | 7.3.3.17.5 (Remote Grid) Updates to grid topology to minimize risk of ignition in HFTDs Remote GridWLDFRContaminationAggregated | WLDFR | HFTD - Distribution - Tier 2 - 3QU CoRE ¦ 2QU LoRE | Non-Red Flag Warning - Small Fires | Contamination | Aggregated | 2061 | 2.0185e-05 | 791.1377 | 0.015969 | 2061 | Mitigation | 0.95 | 45 | 0 | esc | 0.00097009 | 1.9581e-08 | 0.00097009 | 1.9581e-08
[35 empty] | 7.3.3.17.6 Updates to grid topology to minimize risk of ignition in HFTDs Butte County Rebuild | WLDFR | HFTD - Distribution - Tier 3 - 4QU CoRE ¦ 2QU LoRE | 2035 | 0.38782 | 0.0073842 | 0.2447 | 0 | 0.2447 |  |  |  |  | 0.013047 | 0.43237 | 0 | 0.43237 | 0.0949 |  | 0.16768 | 0.020432 | 0.0079237 | Column23: 0.67708; Column24: 0.26258; Column25: 0; Column26: 0; Column27: 0.67708; Column28: 0.26258; Column29: 0.016456; Column30: 0.54534; Column31: 0; Column32: 0.54534; Column33: 0.21149 | WLDFR | HFTD - Distribution - Tier 3 - 4QU CoRE ¦ 5QU LoRE | Red Flag Warning - Destructive Fires | 2062 | 7.6676e-10 | 7.6676e-10 | 12670.1796 | 362.3049 | 12307.8747 | 0 | 0 | 0 | 7.904e-07 | 9.7149e-06 | 0 | 9.7149e-06 | 9.7149e-06 | 0 | 9.7149e-06 | 0 | 2.3401e-07 | 5.1296e-07 | 0 | 5.1296e-07 | [17 empty] | 7.3.3.17.5 (Remote Grid) Updates to grid topology to minimize risk of ignition in HFTDs Remote GridWLDFRContaminationAggregated | WLDFR | HFTD - Distribution - Tier 2 - 3QU CoRE ¦ 2QU LoRE | Non-Red Flag Warning - Small Fires | Contamination | Aggregated | 2062 | 2.0185e-05 | 791.1377 | 0.015969 | 2062 | Mitigation | 0.95 | 45 | 0 | esc | 0.00097009 | 1.9581e-08 | 0.00097009 | 1.9581e-08
[35 empty] | 7.3.3.17.6 Updates to grid topology to minimize risk of ignition in HFTDs Butte County Rebuild | WLDFR | HFTD - Distribution - Tier 3 - 4QU CoRE ¦ 2QU LoRE | 2036 | 0.36245 | 0.0073842 | 0.2447 | 0 | 0.2447 |  |  |  |  | 0.013047 | 0.43237 | 0 | 0.43237 | 0.088692 |  | 0.15671 | 0.020432 | 0.0074054 | Column23: 0.67708; Column24: 0.2454; Column25: 0; Column26: 0; Column27: 0.67708; Column28: 0.2454; Column29: 0.016456; Column30: 0.54534; Column31: 0; Column32: 0.54534; Column33: 0.19766 | WLDFR | HFTD - Distribution - Tier 3 - 4QU CoRE ¦ 5QU LoRE | Red Flag Warning - Destructive Fires | 2063 | 7.6676e-10 | 7.6676e-10 | 13246.6313 | 384.5316 | 12862.0997 | 0 | 0 | 0 | 7.904e-07 | 1.0157e-05 | 0 | 1.0157e-05 | 1.0157e-05 | 0 | 1.0157e-05 | 0 | 2.3401e-07 | 5.1296e-07 | 0 | 5.1296e-07 | [17 empty] | 7.3.3.17.5 (Remote Grid) Updates to grid topology to minimize risk of ignition in HFTDs Remote GridWLDFRContaminationAggregated | WLDFR | HFTD - Distribution - Tier 2 - 3QU CoRE ¦ 2QU LoRE | Non-Red Flag Warning - Small Fires | Contamination | Aggregated | 2063 | 2.0185e-05 | 791.1377 | 0.015969 | 2063 | Mitigation | 0.95 | 45 | 0 | esc | 0.00097009 | 1.9581e-08 | 0.00097009 | 1.9581e-08
[35 empty] | 7.3.3.17.6 Updates to grid topology to minimize risk of ignition in HFTDs Butte County Rebuild | WLDFR | HFTD - Distribution - Tier 3 - 4QU CoRE ¦ 2QU LoRE | 2037 | 0.33873 | 0.0073842 | 0.2447 | 0 | 0.2447 |  |  |  |  | 0.013047 | 0.43237 | 0 | 0.43237 | 0.082889 |  | 0.14646 | 0.020432 | 0.0069209 | Column23: 0.67708; Column24: 0.22935; Column25: 0; Column26: 0; Column27: 0.67708; Column28: 0.22935; Column29: 0.016456; Column30: 0.54534; Column31: 0; Column32: 0.54534; Column33: 0.18472 | WLDFR | HFTD - Distribution - Tier 3 - 4QU CoRE ¦ 5QU LoRE | Red Flag Warning - Destructive Fires | 2064 | 7.6676e-10 | 7.6676e-10 | 13246.6313 | 384.5316 | 12862.0997 | 0 | 0 | 0 | 7.904e-07 | 1.0157e-05 | 0 | 1.0157e-05 | 1.0157e-05 | 0 | 1.0157e-05 | 0 | 2.4857e-07 | 5.4488e-07 | 0 | 5.4488e-07 | [17 empty] | 7.3.3.17.5 (Remote Grid) Updates to grid topology to minimize risk of ignition in HFTDs Remote GridWLDFRContaminationAggregated | WLDFR | HFTD - Distribution - Tier 2 - 3QU CoRE ¦ 2QU LoRE | Non-Red Flag Warning - Small Fires | Contamination | Aggregated | 2064 | 2.0185e-05 | 791.1377 | 0.015969 | 2064 | Mitigation | 0.95 | 45 | 0 | esc | 0.00097009 | 1.9581e-08 | 0.00097009 | 1.9581e-08
[35 empty] | 7.3.3.17.6 Updates to grid topology to minimize risk of ignition in HFTDs Butte County Rebuild | WLDFR | HFTD - Distribution - Tier 3 - 4QU CoRE ¦ 2QU LoRE | 2038 | 0.31657 | 0.0073842 | 0.25672 | 0 | 0.25672 |  |  |  |  | 0.013047 | 0.45361 | 0 | 0.45361 | 0.081271 |  | 0.1436 | 0.020432 | 0.0064681 | Column23: 0.71033; Column24: 0.22487; Column25: 0; Column26: 0; Column27: 0.71033; Column28: 0.22487; Column29: 0.016456; Column30: 0.57212; Column31: 0; Column32: 0.57212; Column33: 0.18112 | WLDFR | HFTD - Distribution - Tier 3 - 4QU CoRE ¦ 5QU LoRE | Red Flag Warning - Destructive Fires | 2065 | 7.6676e-10 | 7.6676e-10 | 13246.6313 | 384.5316 | 12862.0997 | 0 | 0 | 0 | 7.904e-07 | 1.0157e-05 | 0 | 1.0157e-05 | 1.0157e-05 | 0 | 1.0157e-05 | 0 | 2.4857e-07 | 5.4488e-07 | 0 | 5.4488e-07 | [17 empty] | 7.3.3.17.5 (Remote Grid) Updates to grid topology to minimize risk of ignition in HFTDs Remote GridWLDFRContaminationAggregated | WLDFR | HFTD - Distribution - Tier 2 - 3QU CoRE ¦ 2QU LoRE | Non-Red Flag Warning - Small Fires | Contamination | Aggregated | 2065 | 2.0185e-05 | 791.1377 | 0.015969 | 2065 | Mitigation | 0.95 | 45 | 0 | esc | 0.00097009 | 1.9581e-08 | 0.00097009 | 1.9581e-08
[35 empty] | 7.3.3.17.6 Updates to grid topology to minimize risk of ignition in HFTDs Butte County Rebuild | WLDFR | HFTD - Distribution - Tier 3 - 4QU CoRE ¦ 2QU LoRE | 2039 | 0.29586 | 0.0073842 | 0.25672 | 0 | 0.25672 |  |  |  |  | 0.013047 | 0.45361 | 0 | 0.45361 | 0.075954 |  | 0.13421 | 0.020432 | 0.006045 | Column23: 0.71033; Column24: 0.21016; Column25: 0; Column26: 0; Column27: 0.71033; Column28: 0.21016; Column29: 0.016456; Column30: 0.57212; Column31: 0; Column32: 0.57212; Column33: 0.16927 | WLDFR | HFTD - Distribution - Tier 3 - 4QU CoRE ¦ 5QU LoRE | Red Flag Warning - Destructive Fires | 2066 | 7.6676e-10 | 7.6676e-10 | 13246.6313 | 384.5316 | 12862.0997 | 0 | 0 | 0 | 7.904e-07 | 1.0157e-05 | 0 | 1.0157e-05 | 1.0157e-05 | 0 | 1.0157e-05 | 0 | 2.4857e-07 | 5.4488e-07 | 0 | 5.4488e-07 | [17 empty] | 7.3.3.17.5 (Remote Grid) Updates to grid topology to minimize risk of ignition in HFTDs Remote GridWLDFRContaminationAggregated | WLDFR | HFTD - Distribution - Tier 2 - 3QU CoRE ¦ 2QU LoRE | Non-Red Flag Warning - Small Fires | Contamination | Aggregated | 2066 | 2.0185e-05 | 791.1377 | 0.015969 | 2066 | Mitigation | 0.95 | 45 | 0 | esc | 0.00097009 | 1.9581e-08 | 0.00097009 | 1.9581e-08
[35 empty] | 7.3.3.17.6 Updates to grid topology to minimize risk of ignition in HFTDs Butte County Rebuild | WLDFR | HFTD - Distribution - Tier 3 - 4QU CoRE ¦ 2QU LoRE | 2040 | 0.27651 | 0.0073842 | 0.25672 | 0 | 0.25672 |  |  |  |  | 0.013047 | 0.45361 | 0 | 0.45361 | 0.070985 |  | 0.12543 | 0.020432 | 0.0056495 | Column23: 0.71033; Column24: 0.19641; Column25: 0; Column26: 0; Column27: 0.71033; Column28: 0.19641; Column29: 0.016456; Column30: 0.57212; Column31: 0; Column32: 0.57212; Column33: 0.15819 | WLDFR | HFTD - Distribution - Tier 3 - 4QU CoRE ¦ 5QU LoRE | Red Flag Warning - Destructive Fires | 2067 | 0 | 7.6676e-10 | 13246.6313 | 384.5316 | 12862.0997 | 0 | 0 | 0 | 7.904e-07 | 0 | 0 | 0 | 1.0157e-05 | 0 | 1.0157e-05 | 0 | 2.4857e-07 | 5.4488e-07 | 0 | 5.4488e-07 | [17 empty] | 7.3.3.17.5 (Remote Grid) Updates to grid topology to minimize risk of ignition in HFTDs Remote GridWLDFRContaminationAggregated | WLDFR | HFTD - Distribution - Tier 2 - 3QU CoRE ¦ 2QU LoRE | Non-Red Flag Warning - Small Fires | Contamination | Aggregated | 2067 | 2.0185e-05 | 791.1377 | 0.015969 | 2067 | Mitigation | 0.95 | 45 | 0 | esc | 0 | 0 | 0.00097009 | 1.9581e-08
[35 empty] | 7.3.3.17.6 Updates to grid topology to minimize risk of ignition in HFTDs Butte County Rebuild | WLDFR | HFTD - Distribution - Tier 3 - 4QU CoRE ¦ 2QU LoRE | 2041 | 0.25842 | 0.0073842 | 0.25672 | 0 | 0.25672 |  |  |  |  | 0.013047 | 0.45361 | 0 | 0.45361 | 0.066341 |  | 0.11722 | 0.020432 | 0.0052799 | Column23: 0.71033; Column24: 0.18356; Column25: 0; Column26: 0; Column27: 0.71033; Column28: 0.18356; Column29: 0.016456; Column30: 0.57212; Column31: 0; Column32: 0.57212; Column33: 0.14785 | WLDFR | HFTD - Distribution - Tier 3 - 4QU CoRE ¦ 5QU LoRE | Red Flag Warning - Large Fires | 2022 | 1.2056e-08 | 0 | 5.2406 | 0.69642 | 2.942 | 1.6022 | 0 | 0 | 1.2427e-05 | 6.3179e-08 | 0 | 6.3179e-08 | 0 | 0 | 0 | 0 | 2.4857e-07 | 5.4488e-07 | 0 | 5.4488e-07 | [17 empty] | 7.3.3.17.5 (Remote Grid) Updates to grid topology to minimize risk of ignition in HFTDs Remote GridWLDFREquipment / facility failureAggregated | WLDFR | HFTD - Distribution - Tier 2 - 3QU CoRE ¦ 2QU LoRE | Non-Red Flag Warning - Small Fires | Equipment / facility failure | Aggregated | 2022 | 0.00093306 | 791.1377 | 0.73818 | 2022 | Mitigation | 0.95 | 45 | 0 | esc | 0.00097009 | 9.0515e-07 | 0 | 0
[35 empty] | 7.3.3.17.6 Updates to grid topology to minimize risk of ignition in HFTDs Butte County Rebuild | WLDFR | HFTD - Distribution - Tier 3 - 4QU CoRE ¦ 2QU LoRE | 2042 | 0.24151 | 0.0073842 | 0.25672 | 0 | 0.25672 |  |  |  |  | 0.013047 | 0.45361 | 0 | 0.45361 | 0.062001 |  | 0.10955 | 0.020432 | 0.0049345 | Column23: 0.71033; Column24: 0.17155; Column25: 0; Column26: 0; Column27: 0.71033; Column28: 0.17155; Column29: 0.016456; Column30: 0.57212; Column31: 0; Column32: 0.57212; Column33: 0.13817 | WLDFR | HFTD - Distribution - Tier 3 - 4QU CoRE ¦ 5QU LoRE | Red Flag Warning - Large Fires | 2023 | 1.2056e-08 | 1.2056e-08 | 5.475 | 0.71896 | 3.0715 | 1.6846 | 0 | 0 | 1.2427e-05 | 6.6005e-08 | 0 | 6.6005e-08 | 6.6005e-08 | 0 | 6.6005e-08 | 0 | 2.6346e-07 | 5.775e-07 | 0 | 5.775e-07 | [17 empty] | 7.3.3.17.5 (Remote Grid) Updates to grid topology to minimize risk of ignition in HFTDs Remote GridWLDFREquipment / facility failureAggregated | WLDFR | HFTD - Distribution - Tier 2 - 3QU CoRE ¦ 2QU LoRE | Non-Red Flag Warning - Small Fires | Equipment / facility failure | Aggregated | 2023 | 0.00093306 | 791.1377 | 0.73818 | 2023 | Mitigation | 0.95 | 45 | 0 | esc | 0.00097009 | 9.0515e-07 | 0.00097009 | 9.0515e-07
[35 empty] | 7.3.3.17.6 Updates to grid topology to minimize risk of ignition in HFTDs Butte County Rebuild | WLDFR | HFTD - Distribution - Tier 3 - 4QU CoRE ¦ 2QU LoRE | 2043 | 0.22571 | 0.0073842 | 0.26952 | 0 | 0.26952 |  |  |  |  | 0.013047 | 0.47622 | 0 | 0.47622 | 0.060834 |  | 0.10749 | 0.020432 | 0.0046117 | Column23: 0.74574; Column24: 0.16832; Column25: 0; Column26: 0; Column27: 0.74574; Column28: 0.16832; Column29: 0.016456; Column30: 0.60064; Column31: 0; Column32: 0.60064; Column33: 0.13557 | WLDFR | HFTD - Distribution - Tier 3 - 4QU CoRE ¦ 5QU LoRE | Red Flag Warning - Large Fires | 2024 | 1.2056e-08 | 1.2056e-08 | 5.475 | 0.71896 | 3.0715 | 1.6846 | 0 | 0 | 1.2427e-05 | 6.6005e-08 | 0 | 6.6005e-08 | 6.6005e-08 | 0 | 6.6005e-08 | 0 | 2.6346e-07 | 5.775e-07 | 0 | 5.775e-07 | [17 empty] | 7.3.3.17.5 (Remote Grid) Updates to grid topology to minimize risk of ignition in HFTDs Remote GridWLDFREquipment / facility failureAggregated | WLDFR | HFTD - Distribution - Tier 2 - 3QU CoRE ¦ 2QU LoRE | Non-Red Flag Warning - Small Fires | Equipment / facility failure | Aggregated | 2024 | 0.00093306 | 791.1377 | 0.73818 | 2024 | Mitigation | 0.95 | 45 | 0 | esc | 0.00097009 | 9.0515e-07 | 0.00097009 | 9.0515e-07
[35 empty] | 7.3.3.17.6 Updates to grid topology to minimize risk of ignition in HFTDs Butte County Rebuild | WLDFR | HFTD - Distribution - Tier 3 - 4QU CoRE ¦ 2QU LoRE | 2044 | 0.21095 | 0.0073842 | 0.26952 | 0 | 0.26952 |  |  |  |  | 0.013047 | 0.47622 | 0 | 0.47622 | 0.056854 |  | 0.10046 | 0.020432 | 0.00431 | Column23: 0.74574; Column24: 0.15731; Column25: 0; Column26: 0; Column27: 0.74574; Column28: 0.15731; Column29: 0.016456; Column30: 0.60064; Column31: 0; Column32: 0.60064; Column33: 0.1267 | WLDFR | HFTD - Distribution - Tier 3 - 4QU CoRE ¦ 5QU LoRE | Red Flag Warning - Large Fires | 2025 | 1.2056e-08 | 1.2056e-08 | 5.475 | 0.71896 | 3.0715 | 1.6846 | 0 | 0 | 1.2427e-05 | 6.6005e-08 | 0 | 6.6005e-08 | 6.6005e-08 | 0 | 6.6005e-08 | 0 | 2.6346e-07 | 5.775e-07 | 0 | 5.775e-07 | [17 empty] | 7.3.3.17.5 (Remote Grid) Updates to grid topology to minimize risk of ignition in HFTDs Remote GridWLDFREquipment / facility failureAggregated | WLDFR | HFTD - Distribution - Tier 2 - 3QU CoRE ¦ 2QU LoRE | Non-Red Flag Warning - Small Fires | Equipment / facility failure | Aggregated | 2025 | 0.00093306 | 791.1377 | 0.73818 | 2025 | Mitigation | 0.95 | 45 | 0 | esc | 0.00097009 | 9.0515e-07 | 0.00097009 | 9.0515e-07
[35 empty] | 7.3.3.17.6 Updates to grid topology to minimize risk of ignition in HFTDs Butte County Rebuild | WLDFR | HFTD - Distribution - Tier 3 - 4QU CoRE ¦ 2QU LoRE | 2045 | 0.19715 | 0.0073842 | 0.26952 | 0 | 0.26952 |  |  |  |  | 0.013047 | 0.47622 | 0 | 0.47622 | 0.053135 |  | 0.093886 | 0.020432 | 0.004028 | Column23: 0.74574; Column24: 0.14702; Column25: 0; Column26: 0; Column27: 0.74574; Column28: 0.14702; Column29: 0.016456; Column30: 0.60064; Column31: 0; Column32: 0.60064; Column33: 0.11841 | WLDFR | HFTD - Distribution - Tier 3 - 4QU CoRE ¦ 5QU LoRE | Red Flag Warning - Large Fires | 2026 | 1.2056e-08 | 1.2056e-08 | 5.475 | 0.71896 | 3.0715 | 1.6846 | 0 | 0 | 1.2427e-05 | 6.6005e-08 | 0 | 6.6005e-08 | 6.6005e-08 | 0 | 6.6005e-08 | 0 | 0 | 5.775e-07 | 0 | 5.775e-07 | [17 empty] | 7.3.3.17.5 (Remote Grid) Updates to grid topology to minimize risk of ignition in HFTDs Remote GridWLDFREquipment / facility failureAggregated | WLDFR | HFTD - Distribution - Tier 2 - 3QU CoRE ¦ 2QU LoRE | Non-Red Flag Warning - Small Fires | Equipment / facility failure | Aggregated | 2026 | 0.00093306 | 791.1377 | 0.73818 | 2026 | Mitigation | 0.95 | 45 | 0 | esc | 0.00097009 | 9.0515e-07 | 0.00097009 | 9.0515e-07
[35 empty] | 7.3.3.17.6 Updates to grid topology to minimize risk of ignition in HFTDs Butte County Rebuild | WLDFR | HFTD - Distribution - Tier 3 - 4QU CoRE ¦ 2QU LoRE | 2046 | 0.18425 | 0.0073842 | 0.26952 | 0 | 0.26952 |  |  |  |  | 0.013047 | 0.47622 | 0 | 0.47622 | 0.049659 |  | 0.087744 | 0.020432 | 0.0037645 | Column23: 0.74574; Column24: 0.1374; Column25: 0; Column26: 0; Column27: 0.74574; Column28: 0.1374; Column29: 0.016456; Column30: 0.60064; Column31: 0; Column32: 0.60064; Column33: 0.11067 | WLDFR | HFTD - Distribution - Tier 3 - 4QU CoRE ¦ 5QU LoRE | Red Flag Warning - Large Fires | 2027 | 1.2056e-08 | 1.2056e-08 | 5.475 | 0.71896 | 3.0715 | 1.6846 | 0 | 0 | 1.2427e-05 | 6.6005e-08 | 0 | 6.6005e-08 | 6.6005e-08 | 0 | 6.6005e-08 | 0 | 0 | 0 | 0 | 0 | [17 empty] | 7.3.3.17.5 (Remote Grid) Updates to grid topology to minimize risk of ignition in HFTDs Remote GridWLDFREquipment / facility failureAggregated | WLDFR | HFTD - Distribution - Tier 2 - 3QU CoRE ¦ 2QU LoRE | Non-Red Flag Warning - Small Fires | Equipment / facility failure | Aggregated | 2027 | 0.00093306 | 791.1377 | 0.73818 | 2027 | Mitigation | 0.95 | 45 | 0 | esc | 0.00097009 | 9.0515e-07 | 0.00097009 | 9.0515e-07
[35 empty] | 7.3.3.17.6 Updates to grid topology to minimize risk of ignition in HFTDs Butte County Rebuild | WLDFR | HFTD - Distribution - Tier 3 - 4QU CoRE ¦ 2QU LoRE | 2047 | 0.1722 | 0.0073842 | 0.26952 | 0 | 0.26952 |  |  |  |  | 0.013047 | 0.47622 | 0 | 0.47622 | 0.04641 |  | 0.082004 | 0.020432 | 0.0035182 | Column23: 0.74574; Column24: 0.12841; Column25: 0; Column26: 0; Column27: 0.74574; Column28: 0.12841; Column29: 0.016456; Column30: 0.60064; Column31: 0; Column32: 0.60064; Column33: 0.10343 | WLDFR | HFTD - Distribution - Tier 3 - 4QU CoRE ¦ 5QU LoRE | Red Flag Warning - Large Fires | 2028 | 1.2056e-08 | 1.2056e-08 | 5.777 | 0.74734 | 3.238 | 1.7917 | 0 | 0 | 1.2427e-05 | 6.9646e-08 | 0 | 6.9646e-08 | 6.9646e-08 | 0 | 6.9646e-08 | 0 | 8.0477e-07 | 0 | 0 | 0 | [17 empty] | 7.3.3.17.5 (Remote Grid) Updates to grid topology to minimize risk of ignition in HFTDs Remote GridWLDFREquipment / facility failureAggregated | WLDFR | HFTD - Distribution - Tier 2 - 3QU CoRE ¦ 2QU LoRE | Non-Red Flag Warning - Small Fires | Equipment / facility failure | Aggregated | 2028 | 0.00093306 | 791.1377 | 0.73818 | 2028 | Mitigation | 0.95 | 45 | 0 | esc | 0.00097009 | 9.0515e-07 | 0.00097009 | 9.0515e-07
[35 empty] | 7.3.3.17.6 Updates to grid topology to minimize risk of ignition in HFTDs Butte County Rebuild | WLDFR | HFTD - Distribution - Tier 3 - 4QU CoRE ¦ 2QU LoRE | 2048 | 0.16093 | 0.0073842 | 0.28294 | 0 | 0.28294 |  |  |  |  | 0.013047 | 0.49993 | 0 | 0.49993 | 0.045533 |  | 0.080454 | 0.020432 | 0.0032881 | Column23: 0.78287; Column24: 0.12599; Column25: 0; Column26: 0; Column27: 0.78287; Column28: 0.12599; Column29: 0.016456; Column30: 0.63055; Column31: 0; Column32: 0.63055; Column33: 0.10147 | WLDFR | HFTD - Distribution - Tier 3 - 4QU CoRE ¦ 5QU LoRE | Red Flag Warning - Large Fires | 2029 | 1.2056e-08 | 1.2056e-08 | 5.777 | 0.74734 | 3.238 | 1.7917 | 0 | 0 | 1.2427e-05 | 6.9646e-08 | 0 | 6.9646e-08 | 6.9646e-08 | 0 | 6.9646e-08 | 0 | 8.3068e-07 | 1.8209e-06 | 0 | 1.8209e-06 | [17 empty] | 7.3.3.17.5 (Remote Grid) Updates to grid topology to minimize risk of ignition in HFTDs Remote GridWLDFREquipment / facility failureAggregated | WLDFR | HFTD - Distribution - Tier 2 - 3QU CoRE ¦ 2QU LoRE | Non-Red Flag Warning - Small Fires | Equipment / facility failure | Aggregated | 2029 | 0.00093306 | 791.1377 | 0.73818 | 2029 | Mitigation | 0.95 | 45 | 0 | esc | 0.00097009 | 9.0515e-07 | 0.00097009 | 9.0515e-07
[35 empty] | 7.3.3.17.6 Updates to grid topology to minimize risk of ignition in HFTDs Butte County Rebuild | WLDFR | HFTD - Distribution - Tier 3 - 4QU CoRE ¦ 2QU LoRE | 2049 | 0.1504 | 0.0073842 | 0.28294 | 0 | 0.28294 |  |  |  |  | 0.013047 | 0.49993 | 0 | 0.49993 | 0.042555 |  | 0.075191 | 0.020432 | 0.003073 | Column23: 0.78287; Column24: 0.11775; Column25: 0; Column26: 0; Column27: 0.78287; Column28: 0.11775; Column29: 0.016456; Column30: 0.63055; Column31: 0; Column32: 0.63055; Column33: 0.094836 | WLDFR | HFTD - Distribution - Tier 3 - 4QU CoRE ¦ 5QU LoRE | Red Flag Warning - Large Fires | 2030 | 1.2056e-08 | 1.2056e-08 | 5.777 | 0.74734 | 3.238 | 1.7917 | 0 | 0 | 1.2427e-05 | 6.9646e-08 | 0 | 6.9646e-08 | 6.9646e-08 | 0 | 6.9646e-08 | 0 | 8.3068e-07 | 1.8209e-06 | 0 | 1.8209e-06 | [17 empty] | 7.3.3.17.5 (Remote Grid) Updates to grid topology to minimize risk of ignition in HFTDs Remote GridWLDFREquipment / facility failureAggregated | WLDFR | HFTD - Distribution - Tier 2 - 3QU CoRE ¦ 2QU LoRE | Non-Red Flag Warning - Small Fires | Equipment / facility failure | Aggregated | 2030 | 0.00093306 | 791.1377 | 0.73818 | 2030 | Mitigation | 0.95 | 45 | 0 | esc | 0.00097009 | 9.0515e-07 | 0.00097009 | 9.0515e-07
[35 empty] | 7.3.3.17.6 Updates to grid topology to minimize risk of ignition in HFTDs Butte County Rebuild | WLDFR | HFTD - Distribution - Tier 3 - 4QU CoRE ¦ 2QU LoRE | 2050 | 0.14056 | 0.0073842 | 0.28294 | 0 | 0.28294 |  |  |  |  | 0.013047 | 0.49993 | 0 | 0.49993 | 0.039771 |  | 0.070272 | 0.020432 | 0.0028719 | Column23: 0.78287; Column24: 0.11004; Column25: 0; Column26: 0; Column27: 0.78287; Column28: 0.11004; Column29: 0.016456; Column30: 0.63055; Column31: 0; Column32: 0.63055; Column33: 0.088631 | WLDFR | HFTD - Distribution - Tier 3 - 4QU CoRE ¦ 5QU LoRE | Red Flag Warning - Large Fires | 2031 | 1.2056e-08 | 1.2056e-08 | 5.777 | 0.74734 | 3.238 | 1.7917 | 0 | 0 | 1.2427e-05 | 6.9646e-08 | 0 | 6.9646e-08 | 6.9646e-08 | 0 | 6.9646e-08 | 0 | 8.3068e-07 | 1.8209e-06 | 0 | 1.8209e-06 | [17 empty] | 7.3.3.17.5 (Remote Grid) Updates to grid topology to minimize risk of ignition in HFTDs Remote GridWLDFREquipment / facility failureAggregated | WLDFR | HFTD - Distribution - Tier 2 - 3QU CoRE ¦ 2QU LoRE | Non-Red Flag Warning - Small Fires | Equipment / facility failure | Aggregated | 2031 | 0.00093306 | 791.1377 | 0.73818 | 2031 | Mitigation | 0.95 | 45 | 0 | esc | 0.00097009 | 9.0515e-07 | 0.00097009 | 9.0515e-07
[35 empty] | 7.3.3.17.6 Updates to grid topology to minimize risk of ignition in HFTDs Butte County Rebuild | WLDFR | HFTD - Distribution - Tier 3 - 4QU CoRE ¦ 2QU LoRE | 2051 | 0.13137 | 0.0073842 | 0.28294 | 0 | 0.28294 |  |  |  |  | 0.013047 | 0.49993 | 0 | 0.49993 | 0.037169 |  | 0.065675 | 0.020432 | 0.002684 | Column23: 0.78287; Column24: 0.10284; Column25: 0; Column26: 0; Column27: 0.78287; Column28: 0.10284; Column29: 0.016456; Column30: 0.63055; Column31: 0; Column32: 0.63055; Column33: 0.082833 | WLDFR | HFTD - Distribution - Tier 3 - 4QU CoRE ¦ 5QU LoRE | Red Flag Warning - Large Fires | 2032 | 1.2056e-08 | 1.2056e-08 | 5.777 | 0.74734 | 3.238 | 1.7917 | 0 | 0 | 1.2427e-05 | 6.9646e-08 | 0 | 6.9646e-08 | 6.9646e-08 | 0 | 6.9646e-08 | 0 | 8.3068e-07 | 1.8209e-06 | 0 | 1.8209e-06 | [17 empty] | 7.3.3.17.5 (Remote Grid) Updates to grid topology to minimize risk of ignition in HFTDs Remote GridWLDFREquipment / facility failureAggregated | WLDFR | HFTD - Distribution - Tier 2 - 3QU CoRE ¦ 2QU LoRE | Non-Red Flag Warning - Small Fires | Equipment / facility failure | Aggregated | 2032 | 0.00093306 | 791.1377 | 0.73818 | 2032 | Mitigation | 0.95 | 45 | 0 | esc | 0.00097009 | 9.0515e-07 | 0.00097009 | 9.0515e-07
[35 empty] | 7.3.3.17.6 Updates to grid topology to minimize risk of ignition in HFTDs Butte County Rebuild | WLDFR | HFTD - Distribution - Tier 3 - 4QU CoRE ¦ 2QU LoRE | 2052 | 0.12277 | 0.0073842 | 0.28294 | 0 | 0.28294 |  |  |  |  | 0.013047 | 0.49993 | 0 | 0.49993 | 0.034737 |  | 0.061378 | 0.020432 | 0.0025084 | Column23: 0.78287; Column24: 0.096115; Column25: 0; Column26: 0; Column27: 0.78287; Column28: 0.096115; Column29: 0.016456; Column30: 0.63055; Column31: 0; Column32: 0.63055; Column33: 0.077414 | WLDFR | HFTD - Distribution - Tier 3 - 4QU CoRE ¦ 5QU LoRE | Red Flag Warning - Large Fires | 2033 | 1.2056e-08 | 1.2056e-08 | 6.1205 | 0.77885 | 3.4265 | 1.9151 | 0 | 0 | 1.2427e-05 | 7.3787e-08 | 0 | 7.3787e-08 | 7.3787e-08 | 0 | 7.3787e-08 | 0 | 8.3068e-07 | 1.8209e-06 | 0 | 1.8209e-06 | [17 empty] | 7.3.3.17.5 (Remote Grid) Updates to grid topology to minimize risk of ignition in HFTDs Remote GridWLDFREquipment / facility failureAggregated | WLDFR | HFTD - Distribution - Tier 2 - 3QU CoRE ¦ 2QU LoRE | Non-Red Flag Warning - Small Fires | Equipment / facility failure | Aggregated | 2033 | 0.00093306 | 791.1377 | 0.73818 | 2033 | Mitigation | 0.95 | 45 | 0 | esc | 0.00097009 | 9.0515e-07 | 0.00097009 | 9.0515e-07
[35 empty] | 7.3.3.17.6 Updates to grid topology to minimize risk of ignition in HFTDs Butte County Rebuild | WLDFR | HFTD - Distribution - Tier 3 - 4QU CoRE ¦ 2QU LoRE | 2053 | 0.11474 | 0.0073842 | 0.29681 | 0 | 0.29681 |  |  |  |  | 0.013047 | 0.52444 | 0 | 0.52444 | 0.034056 |  | 0.060175 | 0.020432 | 0.0023443 | Column23: 0.82124; Column24: 0.094231; Column25: 0; Column26: 0; Column27: 0.82124; Column28: 0.094231; Column29: 0.016456; Column30: 0.66145; Column31: 0; Column32: 0.66145; Column33: 0.075896 | WLDFR | HFTD - Distribution - Tier 3 - 4QU CoRE ¦ 5QU LoRE | Red Flag Warning - Large Fires | 2034 | 1.2056e-08 | 1.2056e-08 | 6.1205 | 0.77885 | 3.4265 | 1.9151 | 0 | 0 | 1.2427e-05 | 7.3787e-08 | 0 | 7.3787e-08 | 7.3787e-08 | 0 | 7.3787e-08 | 0 | 8.6372e-07 | 1.8933e-06 | 0 | 1.8933e-06 | [17 empty] | 7.3.3.17.5 (Remote Grid) Updates to grid topology to minimize risk of ignition in HFTDs Remote GridWLDFREquipment / facility failureAggregated | WLDFR | HFTD - Distribution - Tier 2 - 3QU CoRE ¦ 2QU LoRE | Non-Red Flag Warning - Small Fires | Equipment / facility failure | Aggregated | 2034 | 0.00093306 | 791.1377 | 0.73818 | 2034 | Mitigation | 0.95 | 45 | 0 | esc | 0.00097009 | 9.0515e-07 | 0.00097009 | 9.0515e-07
[35 empty] | 7.3.3.17.6 Updates to grid topology to minimize risk of ignition in HFTDs Butte County Rebuild | WLDFR | HFTD - Distribution - Tier 3 - 4QU CoRE ¦ 2QU LoRE | 2054 | 0.10723 | 0.0073842 | 0.29681 | 0 | 0.29681 |  |  |  |  | 0.013047 | 0.52444 | 0 | 0.52444 | 0.031828 |  | 0.056238 | 0.020432 | 0.002191 | Column23: 0.82124; Column24: 0.088066; Column25: 0; Column26: 0; Column27: 0.82124; Column28: 0.088066; Column29: 0.016456; Column30: 0.66145; Column31: 0; Column32: 0.66145; Column33: 0.070931 | WLDFR | HFTD - Distribution - Tier 3 - 4QU CoRE ¦ 5QU LoRE | Red Flag Warning - Large Fires | 2035 | 1.2056e-08 | 1.2056e-08 | 6.1205 | 0.77885 | 3.4265 | 1.9151 | 0 | 0 | 1.2427e-05 | 7.3787e-08 | 0 | 7.3787e-08 | 7.3787e-08 | 0 | 7.3787e-08 | 0 | 8.6372e-07 | 1.8933e-06 | 0 | 1.8933e-06 | [17 empty] | 7.3.3.17.5 (Remote Grid) Updates to grid topology to minimize risk of ignition in HFTDs Remote GridWLDFREquipment / facility failureAggregated | WLDFR | HFTD - Distribution - Tier 2 - 3QU CoRE ¦ 2QU LoRE | Non-Red Flag Warning - Small Fires | Equipment / facility failure | Aggregated | 2035 | 0.00093306 | 791.1377 | 0.73818 | 2035 | Mitigation | 0.95 | 45 | 0 | esc | 0.00097009 | 9.0515e-07 | 0.00097009 | 9.0515e-07
[35 empty] | 7.3.3.17.6 Updates to grid topology to minimize risk of ignition in HFTDs Butte County Rebuild | WLDFR | HFTD - Distribution - Tier 3 - 4QU CoRE ¦ 2QU LoRE | 2055 | 0.10022 | 0.0073842 | 0.29681 | 0 | 0.29681 |  |  |  |  | 0.013047 | 0.52444 | 0 | 0.52444 | 0.029746 |  | 0.052559 | 0.020432 | 0.0020476 | Column23: 0.82124; Column24: 0.082305; Column25: 0; Column26: 0; Column27: 0.82124; Column28: 0.082305; Column29: 0.016456; Column30: 0.66145; Column31: 0; Column32: 0.66145; Column33: 0.06629 | WLDFR | HFTD - Distribution - Tier 3 - 4QU CoRE ¦ 5QU LoRE | Red Flag Warning - Large Fires | 2036 | 1.2056e-08 | 1.2056e-08 | 6.1205 | 0.77885 | 3.4265 | 1.9151 | 0 | 0 | 1.2427e-05 | 7.3787e-08 | 0 | 7.3787e-08 | 7.3787e-08 | 0 | 7.3787e-08 | 0 | 8.6372e-07 | 1.8933e-06 | 0 | 1.8933e-06 | [17 empty] | 7.3.3.17.5 (Remote Grid) Updates to grid topology to minimize risk of ignition in HFTDs Remote GridWLDFREquipment / facility failureAggregated | WLDFR | HFTD - Distribution - Tier 2 - 3QU CoRE ¦ 2QU LoRE | Non-Red Flag Warning - Small Fires | Equipment / facility failure | Aggregated | 2036 | 0.00093306 | 791.1377 | 0.73818 | 2036 | Mitigation | 0.95 | 45 | 0 | esc | 0.00097009 | 9.0515e-07 | 0.00097009 | 9.0515e-07
[35 empty] | 7.3.3.17.6 Updates to grid topology to minimize risk of ignition in HFTDs Butte County Rebuild | WLDFR | HFTD - Distribution - Tier 3 - 4QU CoRE ¦ 2QU LoRE | 2056 | 0.093663 | 0.0073842 | 0.29681 | 0 | 0.29681 |  |  |  |  | 0.013047 | 0.52444 | 0 | 0.52444 | 0.0278 |  | 0.04912 | 0.020432 | 0.0019137 | Column23: 0.82124; Column24: 0.07692; Column25: 0; Column26: 0; Column27: 0.82124; Column28: 0.07692; Column29: 0.016456; Column30: 0.66145; Column31: 0; Column32: 0.66145; Column33: 0.061954 | WLDFR | HFTD - Distribution - Tier 3 - 4QU CoRE ¦ 5QU LoRE | Red Flag Warning - Large Fires | 2037 | 1.2056e-08 | 1.2056e-08 | 6.1205 | 0.77885 | 3.4265 | 1.9151 | 0 | 0 | 1.2427e-05 | 7.3787e-08 | 0 | 7.3787e-08 | 7.3787e-08 | 0 | 7.3787e-08 | 0 | 8.6372e-07 | 1.8933e-06 | 0 | 1.8933e-06 | [17 empty] | 7.3.3.17.5 (Remote Grid) Updates to grid topology to minimize risk of ignition in HFTDs Remote GridWLDFREquipment / facility failureAggregated | WLDFR | HFTD - Distribution - Tier 2 - 3QU CoRE ¦ 2QU LoRE | Non-Red Flag Warning - Small Fires | Equipment / facility failure | Aggregated | 2037 | 0.00093306 | 791.1377 | 0.73818 | 2037 | Mitigation | 0.95 | 45 | 0 | esc | 0.00097009 | 9.0515e-07 | 0.00097009 | 9.0515e-07
[35 empty] | 7.3.3.17.6 Updates to grid topology to minimize risk of ignition in HFTDs Butte County Rebuild | WLDFR | HFTD - Distribution - Tier 3 - 4QU CoRE ¦ 2QU LoRE | 2057 | 0.087535 | 0.0073842 | 0.29681 | 0 | 0.29681 |  |  |  |  | 0.013047 | 0.52444 | 0 | 0.52444 | 0.025981 |  | 0.045907 | 0.020432 | 0.0017885 | Column23: 0.82124; Column24: 0.071888; Column25: 0; Column26: 0; Column27: 0.82124; Column28: 0.071888; Column29: 0.016456; Column30: 0.66145; Column31: 0; Column32: 0.66145; Column33: 0.057901 | WLDFR | HFTD - Distribution - Tier 3 - 4QU CoRE ¦ 5QU LoRE | Red Flag Warning - Large Fires | 2038 | 1.2056e-08 | 1.2056e-08 | 6.5028 | 0.81304 | 3.6355 | 2.0543 | 0 | 0 | 1.2427e-05 | 7.8396e-08 | 0 | 7.8396e-08 | 7.8396e-08 | 0 | 7.8396e-08 | 0 | 8.6372e-07 | 1.8933e-06 | 0 | 1.8933e-06 | [17 empty] | 7.3.3.17.5 (Remote Grid) Updates to grid topology to minimize risk of ignition in HFTDs Remote GridWLDFREquipment / facility failureAggregated | WLDFR | HFTD - Distribution - Tier 2 - 3QU CoRE ¦ 2QU LoRE | Non-Red Flag Warning - Small Fires | Equipment / facility failure | Aggregated | 2038 | 0.00093306 | 791.1377 | 0.73818 | 2038 | Mitigation | 0.95 | 45 | 0 | esc | 0.00097009 | 9.0515e-07 | 0.00097009 | 9.0515e-07
[35 empty] | 7.3.3.17.6 Updates to grid topology to minimize risk of ignition in HFTDs Butte County Rebuild | WLDFR | HFTD - Distribution - Tier 3 - 4QU CoRE ¦ 2QU LoRE | 2058 | 0.081809 | 0.0073842 | 0.31096 | 0 | 0.31096 |  |  |  |  | 0.013047 | 0.54944 | 0 | 0.54944 | 0.025439 |  | 0.044949 | 0.020432 | 0.0016715 | Column23: 0.8604; Column24: 0.070388; Column25: 0; Column26: 0; Column27: 0.8604; Column28: 0.070388; Column29: 0.016456; Column30: 0.69299; Column31: 0; Column32: 0.69299; Column33: 0.056692 | WLDFR | HFTD - Distribution - Tier 3 - 4QU CoRE ¦ 5QU LoRE | Red Flag Warning - Large Fires | 2039 | 1.2056e-08 | 1.2056e-08 | 6.5028 | 0.81304 | 3.6355 | 2.0543 | 0 | 0 | 1.2427e-05 | 7.8396e-08 | 0 | 7.8396e-08 | 7.8396e-08 | 0 | 7.8396e-08 | 0 | 9.0096e-07 | 1.9749e-06 | 0 | 1.9749e-06 | [17 empty] | 7.3.3.17.5 (Remote Grid) Updates to grid topology to minimize risk of ignition in HFTDs Remote GridWLDFREquipment / facility failureAggregated | WLDFR | HFTD - Distribution - Tier 2 - 3QU CoRE ¦ 2QU LoRE | Non-Red Flag Warning - Small Fires | Equipment / facility failure | Aggregated | 2039 | 0.00093306 | 791.1377 | 0.73818 | 2039 | Mitigation | 0.95 | 45 | 0 | esc | 0.00097009 | 9.0515e-07 | 0.00097009 | 9.0515e-07
[35 empty] | 7.3.3.17.6 Updates to grid topology to minimize risk of ignition in HFTDs Butte County Rebuild | WLDFR | HFTD - Distribution - Tier 3 - 4QU CoRE ¦ 2QU LoRE | 2059 | 0.076457 | 0.0073842 | 0.31096 | 0 | 0.31096 |  |  |  |  | 0.013047 | 0.54944 | 0 | 0.54944 | 0.023775 |  | 0.042008 | 0.020432 | 0.0015621 | Column23: 0.8604; Column24: 0.065783; Column25: 0; Column26: 0; Column27: 0.8604; Column28: 0.065783; Column29: 0.016456; Column30: 0.69299; Column31: 0; Column32: 0.69299; Column33: 0.052984 | WLDFR | HFTD - Distribution - Tier 3 - 4QU CoRE ¦ 5QU LoRE | Red Flag Warning - Large Fires | 2040 | 1.2056e-08 | 1.2056e-08 | 6.5028 | 0.81304 | 3.6355 | 2.0543 | 0 | 0 | 1.2427e-05 | 7.8396e-08 | 0 | 7.8396e-08 | 7.8396e-08 | 0 | 7.8396e-08 | 0 | 9.0096e-07 | 1.9749e-06 | 0 | 1.9749e-06 | [17 empty] | 7.3.3.17.5 (Remote Grid) Updates to grid topology to minimize risk of ignition in HFTDs Remote GridWLDFREquipment / facility failureAggregated | WLDFR | HFTD - Distribution - Tier 2 - 3QU CoRE ¦ 2QU LoRE | Non-Red Flag Warning - Small Fires | Equipment / facility failure | Aggregated | 2040 | 0.00093306 | 791.1377 | 0.73818 | 2040 | Mitigation | 0.95 | 45 | 0 | esc | 0.00097009 | 9.0515e-07 | 0.00097009 | 9.0515e-07
[35 empty] | 7.3.3.17.6 Updates to grid topology to minimize risk of ignition in HFTDs Butte County Rebuild | WLDFR | HFTD - Distribution - Tier 3 - 4QU CoRE ¦ 2QU LoRE | 2060 | 0.071455 | 0.0073842 | 0.31096 | 0 | 0.31096 |  |  |  |  | 0.013047 | 0.54944 | 0 | 0.54944 | 0.022219 |  | 0.03926 | 0.020432 | 0.0014599 | Column23: 0.8604; Column24: 0.06148; Column25: 0; Column26: 0; Column27: 0.8604; Column28: 0.06148; Column29: 0.016456; Column30: 0.69299; Column31: 0; Column32: 0.69299; Column33: 0.049517 | WLDFR | HFTD - Distribution - Tier 3 - 4QU CoRE ¦ 5QU LoRE | Red Flag Warning - Large Fires | 2041 | 1.2056e-08 | 1.2056e-08 | 6.5028 | 0.81304 | 3.6355 | 2.0543 | 0 | 0 | 1.2427e-05 | 7.8396e-08 | 0 | 7.8396e-08 | 7.8396e-08 | 0 | 7.8396e-08 | 0 | 9.0096e-07 | 1.9749e-06 | 0 | 1.9749e-06 | [17 empty] | 7.3.3.17.5 (Remote Grid) Updates to grid topology to minimize risk of ignition in HFTDs Remote GridWLDFREquipment / facility failureAggregated | WLDFR | HFTD - Distribution - Tier 2 - 3QU CoRE ¦ 2QU LoRE | Non-Red Flag Warning - Small Fires | Equipment / facility failure | Aggregated | 2041 | 0.00093306 | 791.1377 | 0.73818 | 2041 | Mitigation | 0.95 | 45 | 0 | esc | 0.00097009 | 9.0515e-07 | 0.00097009 | 9.0515e-07
[35 empty] | 7.3.3.17.6 Updates to grid topology to minimize risk of ignition in HFTDs Butte County Rebuild | WLDFR | HFTD - Distribution - Tier 3 - 4QU CoRE ¦ 2QU LoRE | 2061 | 0.06678 | 0.0073842 | 0.31096 | 0 | 0.31096 |  |  |  |  | 0.013047 | 0.54944 | 0 | 0.54944 | 0.020766 |  | 0.036692 | 0.020432 | 0.0013644 | Column23: 0.8604; Column24: 0.057458; Column25: 0; Column26: 0; Column27: 0.8604; Column28: 0.057458; Column29: 0.016456; Column30: 0.69299; Column31: 0; Column32: 0.69299; Column33: 0.046278 | WLDFR | HFTD - Distribution - Tier 3 - 4QU CoRE ¦ 5QU LoRE | Red Flag Warning - Large Fires | 2042 | 1.2056e-08 | 1.2056e-08 | 6.5028 | 0.81304 | 3.6355 | 2.0543 | 0 | 0 | 1.2427e-05 | 7.8396e-08 | 0 | 7.8396e-08 | 7.8396e-08 | 0 | 7.8396e-08 | 0 | 9.0096e-07 | 1.9749e-06 | 0 | 1.9749e-06 | [17 empty] | 7.3.3.17.5 (Remote Grid) Updates to grid topology to minimize risk of ignition in HFTDs Remote GridWLDFREquipment / facility failureAggregated | WLDFR | HFTD - Distribution - Tier 2 - 3QU CoRE ¦ 2QU LoRE | Non-Red Flag Warning - Small Fires | Equipment / facility failure | Aggregated | 2042 | 0.00093306 | 791.1377 | 0.73818 | 2042 | Mitigation | 0.95 | 45 | 0 | esc | 0.00097009 | 9.0515e-07 | 0.00097009 | 9.0515e-07
[35 empty] | 7.3.3.17.6 Updates to grid topology to minimize risk of ignition in HFTDs Butte County Rebuild | WLDFR | HFTD - Distribution - Tier 3 - 4QU CoRE ¦ 2QU LoRE | 2062 | 0.062412 | 0.0073842 | 0.31096 | 0 | 0.31096 |  |  |  |  | 0.013047 | 0.54944 | 0 | 0.54944 | 0.019407 |  | 0.034291 | 0.020432 | 0.0012752 | Column23: 0.8604; Column24: 0.053699; Column25: 0; Column26: 0; Column27: 0.8604; Column28: 0.053699; Column29: 0.016456; Column30: 0.69299; Column31: 0; Column32: 0.69299; Column33: 0.04325 | WLDFR | HFTD - Distribution - Tier 3 - 4QU CoRE ¦ 5QU LoRE | Red Flag Warning - Large Fires | 2043 | 1.2056e-08 | 1.2056e-08 | 6.9209 | 0.84944 | 3.8632 | 2.2083 | 0 | 0 | 1.2427e-05 | 8.3437e-08 | 0 | 8.3437e-08 | 8.3437e-08 | 0 | 8.3437e-08 | 0 | 9.0096e-07 | 1.9749e-06 | 0 | 1.9749e-06 | [17 empty] | 7.3.3.17.5 (Remote Grid) Updates to grid topology to minimize risk of ignition in HFTDs Remote GridWLDFREquipment / facility failureAggregated | WLDFR | HFTD - Distribution - Tier 2 - 3QU CoRE ¦ 2QU LoRE | Non-Red Flag Warning - Small Fires | Equipment / facility failure | Aggregated | 2043 | 0.00093306 | 791.1377 | 0.73818 | 2043 | Mitigation | 0.95 | 45 | 0 | esc | 0.00097009 | 9.0515e-07 | 0.00097009 | 9.0515e-07
[35 empty] | 7.3.3.17.6 Updates to grid topology to minimize risk of ignition in HFTDs Butte County Rebuild | WLDFR | HFTD - Distribution - Tier 3 - 4QU CoRE ¦ 2QU LoRE | 2063 | 0.058329 | 0.0073842 | 0.32522 | 0 | 0.32522 |  |  |  |  | 0.013047 | 0.57464 | 0 | 0.57464 | 0.018969 |  | 0.033518 | 0.020432 | 0.0011917 | Column23: 0.89985; Column24: 0.052487; Column25: 0; Column26: 0; Column27: 0.89985; Column28: 0.052487; Column29: 0.016456; Column30: 0.72477; Column31: 0; Column32: 0.72477; Column33: 0.042275 | WLDFR | HFTD - Distribution - Tier 3 - 4QU CoRE ¦ 5QU LoRE | Red Flag Warning - Large Fires | 2044 | 1.2056e-08 | 1.2056e-08 | 6.9209 | 0.84944 | 3.8632 | 2.2083 | 0 | 0 | 1.2427e-05 | 8.3437e-08 | 0 | 8.3437e-08 | 8.3437e-08 | 0 | 8.3437e-08 | 0 | 9.42e-07 | 2.0649e-06 | 0 | 2.0649e-06 | [17 empty] | 7.3.3.17.5 (Remote Grid) Updates to grid topology to minimize risk of ignition in HFTDs Remote GridWLDFREquipment / facility failureAggregated | WLDFR | HFTD - Distribution - Tier 2 - 3QU CoRE ¦ 2QU LoRE | Non-Red Flag Warning - Small Fires | Equipment / facility failure | Aggregated | 2044 | 0.00093306 | 791.1377 | 0.73818 | 2044 | Mitigation | 0.95 | 45 | 0 | esc | 0.00097009 | 9.0515e-07 | 0.00097009 | 9.0515e-07
[35 empty] | 7.3.3.17.6 Updates to grid topology to minimize risk of ignition in HFTDs Butte County Rebuild | WLDFR | HFTD - Distribution - Tier 3 - 4QU CoRE ¦ 2QU LoRE | 2064 | 0.054513 | 0.0073842 | 0.32522 | 0 | 0.32522 |  |  |  |  | 0.013047 | 0.57464 | 0 | 0.57464 | 0.017728 |  | 0.031325 | 0.020432 | 0.0011138 | Column23: 0.89985; Column24: 0.049053; Column25: 0; Column26: 0; Column27: 0.89985; Column28: 0.049053; Column29: 0.016456; Column30: 0.72477; Column31: 0; Column32: 0.72477; Column33: 0.039509 | WLDFR | HFTD - Distribution - Tier 3 - 4QU CoRE ¦ 5QU LoRE | Red Flag Warning - Large Fires | 2045 | 1.2056e-08 | 1.2056e-08 | 6.9209 | 0.84944 | 3.8632 | 2.2083 | 0 | 0 | 1.2427e-05 | 8.3437e-08 | 0 | 8.3437e-08 | 8.3437e-08 | 0 | 8.3437e-08 | 0 | 9.42e-07 | 2.0649e-06 | 0 | 2.0649e-06 | [17 empty] | 7.3.3.17.5 (Remote Grid) Updates to grid topology to minimize risk of ignition in HFTDs Remote GridWLDFREquipment / facility failureAggregated | WLDFR | HFTD - Distribution - Tier 2 - 3QU CoRE ¦ 2QU LoRE | Non-Red Flag Warning - Small Fires | Equipment / facility failure | Aggregated | 2045 | 0.00093306 | 791.1377 | 0.73818 | 2045 | Mitigation | 0.95 | 45 | 0 | esc | 0.00097009 | 9.0515e-07 | 0.00097009 | 9.0515e-07
[35 empty] | 7.3.3.17.6 Updates to grid topology to minimize risk of ignition in HFTDs Butte County Rebuild | WLDFR | HFTD - Distribution - Tier 3 - 4QU CoRE ¦ 2QU LoRE | 2065 | 0.050946 | 0.0073842 | 0.32522 | 0 | 0.32522 |  |  |  |  | 0.013047 | 0.57464 | 0 | 0.57464 | 0.016569 |  | 0.029276 | 0.020432 | 0.0010409 | Column23: 0.89985; Column24: 0.045844; Column25: 0; Column26: 0; Column27: 0.89985; Column28: 0.045844; Column29: 0.016456; Column30: 0.72477; Column31: 0; Column32: 0.72477; Column33: 0.036924 | WLDFR | HFTD - Distribution - Tier 3 - 4QU CoRE ¦ 5QU LoRE | Red Flag Warning - Large Fires | 2046 | 1.2056e-08 | 1.2056e-08 | 6.9209 | 0.84944 | 3.8632 | 2.2083 | 0 | 0 | 1.2427e-05 | 8.3437e-08 | 0 | 8.3437e-08 | 8.3437e-08 | 0 | 8.3437e-08 | 0 | 9.42e-07 | 2.0649e-06 | 0 | 2.0649e-06 | [17 empty] | 7.3.3.17.5 (Remote Grid) Updates to grid topology to minimize risk of ignition in HFTDs Remote GridWLDFREquipment / facility failureAggregated | WLDFR | HFTD - Distribution - Tier 2 - 3QU CoRE ¦ 2QU LoRE | Non-Red Flag Warning - Small Fires | Equipment / facility failure | Aggregated | 2046 | 0.00093306 | 791.1377 | 0.73818 | 2046 | Mitigation | 0.95 | 45 | 0 | esc | 0.00097009 | 9.0515e-07 | 0.00097009 | 9.0515e-07
[35 empty] | 7.3.3.17.6 Updates to grid topology to minimize risk of ignition in HFTDs Butte County Rebuild | WLDFR | HFTD - Distribution - Tier 3 - 4QU CoRE ¦ 2QU LoRE | 2066 | 0.047613 | 0.0073842 | 0.32522 | 0 | 0.32522 |  |  |  |  | 0.013047 | 0.57464 | 0 | 0.57464 | 0.015485 |  | 0.02736 | 0.020432 | 0.00097282 | Column23: 0.89985; Column24: 0.042845; Column25: 0; Column26: 0; Column27: 0.89985; Column28: 0.042845; Column29: 0.016456; Column30: 0.72477; Column31: 0; Column32: 0.72477; Column33: 0.034509 | WLDFR | HFTD - Distribution - Tier 3 - 4QU CoRE ¦ 5QU LoRE | Red Flag Warning - Large Fires | 2047 | 1.2056e-08 | 1.2056e-08 | 6.9209 | 0.84944 | 3.8632 | 2.2083 | 0 | 0 | 1.2427e-05 | 8.3437e-08 | 0 | 8.3437e-08 | 8.3437e-08 | 0 | 8.3437e-08 | 0 | 9.42e-07 | 2.0649e-06 | 0 | 2.0649e-06 | [17 empty] | 7.3.3.17.5 (Remote Grid) Updates to grid topology to minimize risk of ignition in HFTDs Remote GridWLDFREquipment / facility failureAggregated | WLDFR | HFTD - Distribution - Tier 2 - 3QU CoRE ¦ 2QU LoRE | Non-Red Flag Warning - Small Fires | Equipment / facility failure | Aggregated | 2047 | 0.00093306 | 791.1377 | 0.73818 | 2047 | Mitigation | 0.95 | 45 | 0 | esc | 0.00097009 | 9.0515e-07 | 0.00097009 | 9.0515e-07
[35 empty] | 7.3.3.17.6 Updates to grid topology to minimize risk of ignition in HFTDs Butte County Rebuild | WLDFR | HFTD - Distribution - Tier 3 - 4QU CoRE ¦ 2QU LoRE | 2067 | 0.044499 | 0.0073842 | 0.32522 | 0 | 0.32522 |  |  |  |  | 0.013047 | 0.57464 | 0 | 0.57464 | 0.014472 |  | 0.025571 | 0.020432 | 0.00090918 | Column23: 0.89985; Column24: 0.040042; Column25: 0; Column26: 0; Column27: 0.89985; Column28: 0.040042; Column29: 0.016456; Column30: 0.72477; Column31: 0; Column32: 0.72477; Column33: 0.032251 | WLDFR | HFTD - Distribution - Tier 3 - 4QU CoRE ¦ 5QU LoRE | Red Flag Warning - Large Fires | 2048 | 1.2056e-08 | 1.2056e-08 | 7.3713 | 0.88759 | 4.1075 | 2.3763 | 0 | 0 | 1.2427e-05 | 8.8867e-08 | 0 | 8.8867e-08 | 8.8867e-08 | 0 | 8.8867e-08 | 0 | 9.42e-07 | 2.0649e-06 | 0 | 2.0649e-06 | [17 empty] | 7.3.3.17.5 (Remote Grid) Updates to grid topology to minimize risk of ignition in HFTDs Remote GridWLDFREquipment / facility failureAggregated | WLDFR | HFTD - Distribution - Tier 2 - 3QU CoRE ¦ 2QU LoRE | Non-Red Flag Warning - Small Fires | Equipment / facility failure | Aggregated | 2048 | 0.00093306 | 791.1377 | 0.73818 | 2048 | Mitigation | 0.95 | 45 | 0 | esc | 0.00097009 | 9.0515e-07 | 0.00097009 | 9.0515e-07
[35 empty] | 7.3.3.17.6 Updates to grid topology to minimize risk of ignition in HFTDs Butte County Rebuild | WLDFR | HFTD - Distribution - Tier 3 - 4QU CoRE ¦ 2QU LoRE | 2068 | 0.041587 | 0.0073842 | 0.33942 | 0 | 0.33942 |  |  |  |  | 0.013047 | 0.59973 | 0 | 0.59973 | 0.014115 |  | 0.024941 | 0.020432 | 0.0008497 | Column23: 0.93914; Column24: 0.039057; Column25: 0; Column26: 0; Column27: 0.93914; Column28: 0.039057; Column29: 0.016456; Column30: 0.75641; Column31: 0; Column32: 0.75641; Column33: 0.031457 | WLDFR | HFTD - Distribution - Tier 3 - 4QU CoRE ¦ 5QU LoRE | Red Flag Warning - Large Fires | 2049 | 1.2056e-08 | 1.2056e-08 | 7.3713 | 0.88759 | 4.1075 | 2.3763 | 0 | 0 | 1.2427e-05 | 8.8867e-08 | 0 | 8.8867e-08 | 8.8867e-08 | 0 | 8.8867e-08 | 0 | 9.8644e-07 | 2.1623e-06 | 0 | 2.1623e-06 | [17 empty] | 7.3.3.17.5 (Remote Grid) Updates to grid topology to minimize risk of ignition in HFTDs Remote GridWLDFREquipment / facility failureAggregated | WLDFR | HFTD - Distribution - Tier 2 - 3QU CoRE ¦ 2QU LoRE | Non-Red Flag Warning - Small Fires | Equipment / facility failure | Aggregated | 2049 | 0.00093306 | 791.1377 | 0.73818 | 2049 | Mitigation | 0.95 | 45 | 0 | esc | 0.00097009 | 9.0515e-07 | 0.00097009 | 9.0515e-07
[35 empty] | 7.3.3.17.6 Updates to grid topology to minimize risk of ignition in HFTDs Butte County Rebuild | WLDFR | HFTD - Distribution - Tier 3 - 4QU CoRE ¦ 2QU LoRE | 2069 | 0.038867 | 0.0073842 | 0.33942 | 0 | 0.33942 |  |  |  |  | 0.013047 | 0.59973 | 0 | 0.59973 | 0.013192 |  | 0.023309 | 0.020432 | 0.00079411 | Column23: 0.93914; Column24: 0.036501; Column25: 0; Column26: 0; Column27: 0.93914; Column28: 0.036501; Column29: 0.016456; Column30: 0.75641; Column31: 0; Column32: 0.75641; Column33: 0.029399 | WLDFR | HFTD - Distribution - Tier 3 - 4QU CoRE ¦ 5QU LoRE | Red Flag Warning - Large Fires | 2050 | 1.2056e-08 | 1.2056e-08 | 7.3713 | 0.88759 | 4.1075 | 2.3763 | 0 | 0 | 1.2427e-05 | 8.8867e-08 | 0 | 8.8867e-08 | 8.8867e-08 | 0 | 8.8867e-08 | 0 | 9.8644e-07 | 2.1623e-06 | 0 | 2.1623e-06 | [17 empty] | 7.3.3.17.5 (Remote Grid) Updates to grid topology to minimize risk of ignition in HFTDs Remote GridWLDFREquipment / facility failureAggregated | WLDFR | HFTD - Distribution - Tier 2 - 3QU CoRE ¦ 2QU LoRE | Non-Red Flag Warning - Small Fires | Equipment / facility failure | Aggregated | 2050 | 0.00093306 | 791.1377 | 0.73818 | 2050 | Mitigation | 0.95 | 45 | 0 | esc | 0.00097009 | 9.0515e-07 | 0.00097009 | 9.0515e-07
[35 empty] | 7.3.3.17.6 Updates to grid topology to minimize risk of ignition in HFTDs Butte County Rebuild | WLDFR | HFTD - Distribution - Tier 3 - 4QU CoRE ¦ 2QU LoRE | 2070 | 0.036324 | 0.0073842 | 0.33942 | 0 | 0.33942 |  |  |  |  | 0.013047 | 0.59973 | 0 | 0.59973 | 0.012329 |  | 0.021784 | 0.020432 | 0.00074216 | Column23: 0.93914; Column24: 0.034113; Column25: 0; Column26: 0; Column27: 0.93914; Column28: 0.034113; Column29: 0.016456; Column30: 0.75641; Column31: 0; Column32: 0.75641; Column33: 0.027476 | WLDFR | HFTD - Distribution - Tier 3 - 4QU CoRE ¦ 5QU LoRE | Red Flag Warning - Large Fires | 2051 | 1.2056e-08 | 1.2056e-08 | 7.3713 | 0.88759 | 4.1075 | 2.3763 | 0 | 0 | 1.2427e-05 | 8.8867e-08 | 0 | 8.8867e-08 | 8.8867e-08 | 0 | 8.8867e-08 | 0 | 9.8644e-07 | 2.1623e-06 | 0 | 2.1623e-06 | [17 empty] | 7.3.3.17.5 (Remote Grid) Updates to grid topology to minimize risk of ignition in HFTDs Remote GridWLDFREquipment / facility failureAggregated | WLDFR | HFTD - Distribution - Tier 2 - 3QU CoRE ¦ 2QU LoRE | Non-Red Flag Warning - Small Fires | Equipment / facility failure | Aggregated | 2051 | 0.00093306 | 791.1377 | 0.73818 | 2051 | Mitigation | 0.95 | 45 | 0 | esc | 0.00097009 | 9.0515e-07 | 0.00097009 | 9.0515e-07
[35 empty] | 7.3.3.17.6 Updates to grid topology to minimize risk of ignition in HFTDs Butte County Rebuild | WLDFR | HFTD - Distribution - Tier 3 - 4QU CoRE ¦ 2QU LoRE | 2071 | 0.033948 | 0.0073842 | 0.33942 | 0 | 0.33942 |  |  |  |  | 0.013047 | 0.59973 | 0 | 0.59973 | 0.011522 |  | 0.020359 | 0.020432 | 0.00069361 | Column23: 0.93914; Column24: 0.031882; Column25: 0; Column26: 0; Column27: 0.93914; Column28: 0.031882; Column29: 0.016456; Column30: 0.75641; Column31: 0; Column32: 0.75641; Column33: 0.025678 | WLDFR | HFTD - Distribution - Tier 3 - 4QU CoRE ¦ 5QU LoRE | Red Flag Warning - Large Fires | 2052 | 1.2056e-08 | 1.2056e-08 | 7.3713 | 0.88759 | 4.1075 | 2.3763 | 0 | 0 | 1.2427e-05 | 8.8867e-08 | 0 | 8.8867e-08 | 8.8867e-08 | 0 | 8.8867e-08 | 0 | 9.8644e-07 | 2.1623e-06 | 0 | 2.1623e-06 | [17 empty] | 7.3.3.17.5 (Remote Grid) Updates to grid topology to minimize risk of ignition in HFTDs Remote GridWLDFREquipment / facility failureAggregated | WLDFR | HFTD - Distribution - Tier 2 - 3QU CoRE ¦ 2QU LoRE | Non-Red Flag Warning - Small Fires | Equipment / facility failure | Aggregated | 2052 | 0.00093306 | 791.1377 | 0.73818 | 2052 | Mitigation | 0.95 | 45 | 0 | esc | 0.00097009 | 9.0515e-07 | 0.00097009 | 9.0515e-07
[35 empty] | 7.3.3.17.6 Updates to grid topology to minimize risk of ignition in HFTDs Butte County Rebuild | WLDFR | HFTD - Distribution - Tier 3 - 4QU CoRE ¦ 2QU LoRE | 2072 | 0.031727 | 0.0073842 | 0.33942 | 0 | 0.33942 |  |  |  |  | 0.013047 | 0.59973 | 0 | 0.59973 | 0.010769 |  | 0.019027 | 0.020432 | 0.00064823 | Column23: 0.93914; Column24: 0.029796; Column25: 0; Column26: 0; Column27: 0.93914; Column28: 0.029796; Column29: 0.016456; Column30: 0.75641; Column31: 0; Column32: 0.75641; Column33: 0.023999 | WLDFR | HFTD - Distribution - Tier 3 - 4QU CoRE ¦ 5QU LoRE | Red Flag Warning - Large Fires | 2053 | 1.2056e-08 | 1.2056e-08 | 7.8503 | 0.92702 | 4.3664 | 2.5569 | 0 | 0 | 1.2427e-05 | 9.4641e-08 | 0 | 9.4641e-08 | 9.4641e-08 | 0 | 9.4641e-08 | 0 | 9.8644e-07 | 2.1623e-06 | 0 | 2.1623e-06 | [17 empty] | 7.3.3.17.5 (Remote Grid) Updates to grid topology to minimize risk of ignition in HFTDs Remote GridWLDFREquipment / facility failureAggregated | WLDFR | HFTD - Distribution - Tier 2 - 3QU CoRE ¦ 2QU LoRE | Non-Red Flag Warning - Small Fires | Equipment / facility failure | Aggregated | 2053 | 0.00093306 | 791.1377 | 0.73818 | 2053 | Mitigation | 0.95 | 45 | 0 | esc | 0.00097009 | 9.0515e-07 | 0.00097009 | 9.0515e-07
[35 empty] | 7.3.3.17.6 Updates to grid topology to minimize risk of ignition in HFTDs Butte County Rebuild | WLDFR | HFTD - Distribution - Tier 3 - 4QU CoRE ¦ 2QU LoRE | 2073 | 0.029651 | 0.0073842 | 0.35338 | 0 | 0.35338 |  |  |  |  | 0.013047 | 0.6244 | 0 | 0.6244 | 0.010478 |  | 0.018514 | 0.020432 | 0.00060582 | Column23: 0.97778; Column24: 0.028992; Column25: 0; Column26: 0; Column27: 0.97778; Column28: 0.028992; Column29: 0.016456; Column30: 0.78753; Column31: 0; Column32: 0.78753; Column33: 0.023351 | WLDFR | HFTD - Distribution - Tier 3 - 4QU CoRE ¦ 5QU LoRE | Red Flag Warning - Large Fires | 2054 | 1.2056e-08 | 1.2056e-08 | 7.8503 | 0.92702 | 4.3664 | 2.5569 | 0 | 0 | 1.2427e-05 | 9.4641e-08 | 0 | 9.4641e-08 | 9.4641e-08 | 0 | 9.4641e-08 | 0 | 1.0338e-06 | 2.2662e-06 | 0 | 2.2662e-06 | [17 empty] | 7.3.3.17.5 (Remote Grid) Updates to grid topology to minimize risk of ignition in HFTDs Remote GridWLDFREquipment / facility failureAggregated | WLDFR | HFTD - Distribution - Tier 2 - 3QU CoRE ¦ 2QU LoRE | Non-Red Flag Warning - Small Fires | Equipment / facility failure | Aggregated | 2054 | 0.00093306 | 791.1377 | 0.73818 | 2054 | Mitigation | 0.95 | 45 | 0 | esc | 0.00097009 | 9.0515e-07 | 0.00097009 | 9.0515e-07
[35 empty] | 7.3.3.17.6 Updates to grid topology to minimize risk of ignition in HFTDs Butte County Rebuild | WLDFR | HFTD - Distribution - Tier 3 - 4QU CoRE ¦ 2QU LoRE | 2074 | 0.027711 | 0.0073842 | 0.35338 | 0 | 0.35338 |  |  |  |  | 0.013047 | 0.6244 | 0 | 0.6244 | 0.0097927 |  | 0.017303 | 0.020432 | 0.00056619 | Column23: 0.97778; Column24: 0.027096; Column25: 0; Column26: 0; Column27: 0.97778; Column28: 0.027096; Column29: 0.016456; Column30: 0.78753; Column31: 0; Column32: 0.78753; Column33: 0.021824 | WLDFR | HFTD - Distribution - Tier 3 - 4QU CoRE ¦ 5QU LoRE | Red Flag Warning - Large Fires | 2055 | 1.2056e-08 | 1.2056e-08 | 7.8503 | 0.92702 | 4.3664 | 2.5569 | 0 | 0 | 1.2427e-05 | 9.4641e-08 | 0 | 9.4641e-08 | 9.4641e-08 | 0 | 9.4641e-08 | 0 | 1.0338e-06 | 2.2662e-06 | 0 | 2.2662e-06 | [17 empty] | 7.3.3.17.5 (Remote Grid) Updates to grid topology to minimize risk of ignition in HFTDs Remote GridWLDFREquipment / facility failureAggregated | WLDFR | HFTD - Distribution - Tier 2 - 3QU CoRE ¦ 2QU LoRE | Non-Red Flag Warning - Small Fires | Equipment / facility failure | Aggregated | 2055 | 0.00093306 | 791.1377 | 0.73818 | 2055 | Mitigation | 0.95 | 45 | 0 | esc | 0.00097009 | 9.0515e-07 | 0.00097009 | 9.0515e-07
[35 empty] | 7.3.3.17.6 Updates to grid topology to minimize risk of ignition in HFTDs Butte County Rebuild | WLDFR | HFTD - Distribution - Tier 3 - 4QU CoRE ¦ 2QU LoRE | 2075 | 0.025899 | 0 | 0 | 0 | 0 |  |  |  |  | 0.013047 | 0.6244 | 0 | 0.6244 | 0 |  | 0.016171 | 0.013047 | 0.00033791 | Column23: 0.6244; Column24: 0.016171; Column25: 0; Column26: 0; Column27: 0.6244; Column28: 0.016171; Column29: 0.016456; Column30: 0.78753; Column31: 0; Column32: 0.78753; Column33: 0.020396 | WLDFR | HFTD - Distribution - Tier 3 - 4QU CoRE ¦ 5QU LoRE | Red Flag Warning - Large Fires | 2056 | 1.2056e-08 | 1.2056e-08 | 7.8503 | 0.92702 | 4.3664 | 2.5569 | 0 | 0 | 1.2427e-05 | 9.4641e-08 | 0 | 9.4641e-08 | 9.4641e-08 | 0 | 9.4641e-08 | 0 | 1.0338e-06 | 2.2662e-06 | 0 | 2.2662e-06 | [17 empty] | 7.3.3.17.5 (Remote Grid) Updates to grid topology to minimize risk of ignition in HFTDs Remote GridWLDFREquipment / facility failureAggregated | WLDFR | HFTD - Distribution - Tier 2 - 3QU CoRE ¦ 2QU LoRE | Non-Red Flag Warning - Small Fires | Equipment / facility failure | Aggregated | 2056 | 0.00093306 | 791.1377 | 0.73818 | 2056 | Mitigation | 0.95 | 45 | 0 | esc | 0.00097009 | 9.0515e-07 | 0.00097009 | 9.0515e-07
[35 empty] | 7.3.3.17.6 Updates to grid topology to minimize risk of ignition in HFTDs Butte County Rebuild | WLDFR | HFTD - Distribution - Tier 3 - 4QU CoRE ¦ 2QU LoRE | 2076 | 0.024204 | 0 | 0 | 0 | 0 |  |  |  |  | 0.013047 | 0.6244 | 0 | 0.6244 | 0 |  | 0.015113 | 0.013047 | 0.0003158 | Column23: 0.6244; Column24: 0.015113; Column25: 0; Column26: 0; Column27: 0.6244; Column28: 0.015113; Column29: 0.016456; Column30: 0.78753; Column31: 0; Column32: 0.78753; Column33: 0.019062 | WLDFR | HFTD - Distribution - Tier 3 - 4QU CoRE ¦ 5QU LoRE | Red Flag Warning - Large Fires | 2057 | 1.2056e-08 | 1.2056e-08 | 7.8503 | 0.92702 | 4.3664 | 2.5569 | 0 | 0 | 1.2427e-05 | 9.4641e-08 | 0 | 9.4641e-08 | 9.4641e-08 | 0 | 9.4641e-08 | 0 | 1.0338e-06 | 2.2662e-06 | 0 | 2.2662e-06 | [17 empty] | 7.3.3.17.5 (Remote Grid) Updates to grid topology to minimize risk of ignition in HFTDs Remote GridWLDFREquipment / facility failureAggregated | WLDFR | HFTD - Distribution - Tier 2 - 3QU CoRE ¦ 2QU LoRE | Non-Red Flag Warning - Small Fires | Equipment / facility failure | Aggregated | 2057 | 0.00093306 | 791.1377 | 0.73818 | 2057 | Mitigation | 0.95 | 45 | 0 | esc | 0.00097009 | 9.0515e-07 | 0.00097009 | 9.0515e-07
[35 empty] | 7.3.3.17.6 Updates to grid topology to minimize risk of ignition in HFTDs Butte County Rebuild | WLDFR | HFTD - Distribution - Tier 3 - 4QU CoRE ¦ 2QU LoRE | 2077 | 0.022621 | 0 | 0 | 0 | 0 |  |  |  |  | 0 | 0 | 0 | 0 | 0 |  | 0 | 0 | 0 | Column23: 0; Column24: 0; Column25: 0; Column26: 0; Column27: 0; Column28: 0; Column29: 0.016456; Column30: 0.78753; Column31: 0; Column32: 0.78753; Column33: 0.017815 | WLDFR | HFTD - Distribution - Tier 3 - 4QU CoRE ¦ 5QU LoRE | Red Flag Warning - Large Fires | 2058 | 1.2056e-08 | 1.2056e-08 | 8.3524 | 0.96727 | 4.6367 | 2.7484 | 0 | 0 | 1.2427e-05 | 1.0069e-07 | 0 | 1.0069e-07 | 1.0069e-07 | 0 | 1.0069e-07 | 0 | 1.0338e-06 | 2.2662e-06 | 0 | 2.2662e-06 | [17 empty] | 7.3.3.17.5 (Remote Grid) Updates to grid topology to minimize risk of ignition in HFTDs Remote GridWLDFREquipment / facility failureAggregated | WLDFR | HFTD - Distribution - Tier 2 - 3QU CoRE ¦ 2QU LoRE | Non-Red Flag Warning - Small Fires | Equipment / facility failure | Aggregated | 2058 | 0.00093306 | 791.1377 | 0.73818 | 2058 | Mitigation | 0.95 | 45 | 0 | esc | 0.00097009 | 9.0515e-07 | 0.00097009 | 9.0515e-07
[35 empty] | 7.3.3.17.6 Updates to grid topology to minimize risk of ignition in HFTDs Butte County Rebuild | WLDFR | HFTD - Distribution - Tier 3 - 4QU CoRE ¦ 3QU LoRE | 2020 | 1 | 0.0042841 | 0.12051 | 0 | 0.12051 |  |  |  |  | 0 | 0 | 0 | 0 | 0.12051 |  | 0 | 0.0042841 | 0.0042841 | Column23: 0.12051; Column24: 0.12051; Column25: 0; Column26: 0; Column27: 0.12051; Column28: 0.12051; Column29: 0; Column30: 0; Column31: 0; Column32: 0; Column33: 0 | WLDFR | HFTD - Distribution - Tier 3 - 4QU CoRE ¦ 5QU LoRE | Red Flag Warning - Large Fires | 2059 | 1.2056e-08 | 1.2056e-08 | 8.3524 | 0.96727 | 4.6367 | 2.7484 | 0 | 0 | 1.2427e-05 | 1.0069e-07 | 0 | 1.0069e-07 | 1.0069e-07 | 0 | 1.0069e-07 | 0 | 1.0836e-06 | 2.3754e-06 | 0 | 2.3754e-06 | [17 empty] | 7.3.3.17.5 (Remote Grid) Updates to grid topology to minimize risk of ignition in HFTDs Remote GridWLDFREquipment / facility failureAggregated | WLDFR | HFTD - Distribution - Tier 2 - 3QU CoRE ¦ 2QU LoRE | Non-Red Flag Warning - Small Fires | Equipment / facility failure | Aggregated | 2059 | 0.00093306 | 791.1377 | 0.73818 | 2059 | Mitigation | 0.95 | 45 | 0 | esc | 0.00097009 | 9.0515e-07 | 0.00097009 | 9.0515e-07
[35 empty] | 7.3.3.17.6 Updates to grid topology to minimize risk of ignition in HFTDs Butte County Rebuild | WLDFR | HFTD - Distribution - Tier 3 - 4QU CoRE ¦ 3QU LoRE | 2021 | 1 | 0.0042841 | 0.12051 | 0 | 0.12051 |  |  |  |  | 0 | 0 | 0 | 0 | 0.12051 |  | 0 | 0.0042841 | 0.0042841 | Column23: 0.12051; Column24: 0.12051; Column25: 0; Column26: 0; Column27: 0.12051; Column28: 0.12051; Column29: 0; Column30: 0; Column31: 0; Column32: 0; Column33: 0 | WLDFR | HFTD - Distribution - Tier 3 - 4QU CoRE ¦ 5QU LoRE | Red Flag Warning - Large Fires | 2060 | 1.2056e-08 | 1.2056e-08 | 8.3524 | 0.96727 | 4.6367 | 2.7484 | 0 | 0 | 1.2427e-05 | 1.0069e-07 | 0 | 1.0069e-07 | 1.0069e-07 | 0 | 1.0069e-07 | 0 | 1.0836e-06 | 2.3754e-06 | 0 | 2.3754e-06 | [17 empty] | 7.3.3.17.5 (Remote Grid) Updates to grid topology to minimize risk of ignition in HFTDs Remote GridWLDFREquipment / facility failureAggregated | WLDFR | HFTD - Distribution - Tier 2 - 3QU CoRE ¦ 2QU LoRE | Non-Red Flag Warning - Small Fires | Equipment / facility failure | Aggregated | 2060 | 0.00093306 | 791.1377 | 0.73818 | 2060 | Mitigation | 0.95 | 45 | 0 | esc | 0.00097009 | 9.0515e-07 | 0.00097009 | 9.0515e-07
[35 empty] | 7.3.3.17.6 Updates to grid topology to minimize risk of ignition in HFTDs Butte County Rebuild | WLDFR | HFTD - Distribution - Tier 3 - 4QU CoRE ¦ 3QU LoRE | 2022 | 0.93458 | 0.0042084 | 0.12055 | 0 | 0.12055 |  |  |  |  | 0.006892 | 0.19743 | 0 | 0.19743 | 0.11267 |  | 0.18451 | 0.0111 | 0.010374 | Column23: 0.31798; Column24: 0.29718; Column25: 0; Column26: 0; Column27: 0.31798; Column28: 0.29718; Column29: 0; Column30: 0; Column31: 0; Column32: 0; Column33: 0 | WLDFR | HFTD - Distribution - Tier 3 - 4QU CoRE ¦ 5QU LoRE | Red Flag Warning - Large Fires | 2061 | 1.2056e-08 | 1.2056e-08 | 8.3524 | 0.96727 | 4.6367 | 2.7484 | 0 | 0 | 1.2427e-05 | 1.0069e-07 | 0 | 1.0069e-07 | 1.0069e-07 | 0 | 1.0069e-07 | 0 | 1.0836e-06 | 2.3754e-06 | 0 | 2.3754e-06 | [17 empty] | 7.3.3.17.5 (Remote Grid) Updates to grid topology to minimize risk of ignition in HFTDs Remote GridWLDFREquipment / facility failureAggregated | WLDFR | HFTD - Distribution - Tier 2 - 3QU CoRE ¦ 2QU LoRE | Non-Red Flag Warning - Small Fires | Equipment / facility failure | Aggregated | 2061 | 0.00093306 | 791.1377 | 0.73818 | 2061 | Mitigation | 0.95 | 45 | 0 | esc | 0.00097009 | 9.0515e-07 | 0.00097009 | 9.0515e-07
[35 empty] | 7.3.3.17.6 Updates to grid topology to minimize risk of ignition in HFTDs Butte County Rebuild | WLDFR | HFTD - Distribution - Tier 3 - 4QU CoRE ¦ 3QU LoRE | 2023 | 0.87344 | 0.0042084 | 0.12497 | 0 | 0.12497 |  |  |  |  | 0.006892 | 0.20466 | 0 | 0.20466 | 0.10915 |  | 0.17876 | 0.0111 | 0.0096955 | Column23: 0.32963; Column24: 0.28791; Column25: 0; Column26: 0; Column27: 0.32963; Column28: 0.28791; Column29: 0.0086926; Column30: 0.25813; Column31: 0; Column32: 0.25813; Column33: 0.22546 | WLDFR | HFTD - Distribution - Tier 3 - 4QU CoRE ¦ 5QU LoRE | Red Flag Warning - Large Fires | 2062 | 1.2056e-08 | 1.2056e-08 | 8.3524 | 0.96727 | 4.6367 | 2.7484 | 0 | 0 | 1.2427e-05 | 1.0069e-07 | 0 | 1.0069e-07 | 1.0069e-07 | 0 | 1.0069e-07 | 0 | 1.0836e-06 | 2.3754e-06 | 0 | 2.3754e-06 | [17 empty] | 7.3.3.17.5 (Remote Grid) Updates to grid topology to minimize risk of ignition in HFTDs Remote GridWLDFREquipment / facility failureAggregated | WLDFR | HFTD - Distribution - Tier 2 - 3QU CoRE ¦ 2QU LoRE | Non-Red Flag Warning - Small Fires | Equipment / facility failure | Aggregated | 2062 | 0.00093306 | 791.1377 | 0.73818 | 2062 | Mitigation | 0.95 | 45 | 0 | esc | 0.00097009 | 9.0515e-07 | 0.00097009 | 9.0515e-07
[35 empty] | 7.3.3.17.6 Updates to grid topology to minimize risk of ignition in HFTDs Butte County Rebuild | WLDFR | HFTD - Distribution - Tier 3 - 4QU CoRE ¦ 3QU LoRE | 2024 | 0.8163 | 0.0042084 | 0.12497 | 0 | 0.12497 |  |  |  |  | 0.006892 | 0.20466 | 0 | 0.20466 | 0.10201 |  | 0.16707 | 0.0111 | 0.0090612 | Column23: 0.32963; Column24: 0.26908; Column25: 0; Column26: 0; Column27: 0.32963; Column28: 0.26908; Column29: 0.0086926; Column30: 0.25813; Column31: 0; Column32: 0.25813; Column33: 0.21071 | WLDFR | HFTD - Distribution - Tier 3 - 4QU CoRE ¦ 5QU LoRE | Red Flag Warning - Large Fires | 2063 | 1.2056e-08 | 1.2056e-08 | 8.872 | 1.0079 | 4.9153 | 2.9488 | 0 | 0 | 1.2427e-05 | 1.0696e-07 | 0 | 1.0696e-07 | 1.0696e-07 | 0 | 1.0696e-07 | 0 | 1.0836e-06 | 2.3754e-06 | 0 | 2.3754e-06 | [17 empty] | 7.3.3.17.5 (Remote Grid) Updates to grid topology to minimize risk of ignition in HFTDs Remote GridWLDFREquipment / facility failureAggregated | WLDFR | HFTD - Distribution - Tier 2 - 3QU CoRE ¦ 2QU LoRE | Non-Red Flag Warning - Small Fires | Equipment / facility failure | Aggregated | 2063 | 0.00093306 | 791.1377 | 0.73818 | 2063 | Mitigation | 0.95 | 45 | 0 | esc | 0.00097009 | 9.0515e-07 | 0.00097009 | 9.0515e-07
[35 empty] | 7.3.3.17.6 Updates to grid topology to minimize risk of ignition in HFTDs Butte County Rebuild | WLDFR | HFTD - Distribution - Tier 3 - 4QU CoRE ¦ 3QU LoRE | 2025 | 0.7629 | 0.0042084 | 0.12497 | 0 | 0.12497 |  |  |  |  | 0.006892 | 0.20466 | 0 | 0.20466 | 0.09534 |  | 0.15614 | 0.0111 | 0.0084684 | Column23: 0.32963; Column24: 0.25148; Column25: 0; Column26: 0; Column27: 0.32963; Column28: 0.25148; Column29: 0.0086926; Column30: 0.25813; Column31: 0; Column32: 0.25813; Column33: 0.19693 | WLDFR | HFTD - Distribution - Tier 3 - 4QU CoRE ¦ 5QU LoRE | Red Flag Warning - Large Fires | 2064 | 1.2056e-08 | 1.2056e-08 | 8.872 | 1.0079 | 4.9153 | 2.9488 | 0 | 0 | 1.2427e-05 | 1.0696e-07 | 0 | 1.0696e-07 | 1.0696e-07 | 0 | 1.0696e-07 | 0 | 1.1354e-06 | 2.4888e-06 | 0 | 2.4888e-06 | [17 empty] | 7.3.3.17.5 (Remote Grid) Updates to grid topology to minimize risk of ignition in HFTDs Remote GridWLDFREquipment / facility failureAggregated | WLDFR | HFTD - Distribution - Tier 2 - 3QU CoRE ¦ 2QU LoRE | Non-Red Flag Warning - Small Fires | Equipment / facility failure | Aggregated | 2064 | 0.00093306 | 791.1377 | 0.73818 | 2064 | Mitigation | 0.95 | 45 | 0 | esc | 0.00097009 | 9.0515e-07 | 0.00097009 | 9.0515e-07
[35 empty] | 7.3.3.17.6 Updates to grid topology to minimize risk of ignition in HFTDs Butte County Rebuild | WLDFR | HFTD - Distribution - Tier 3 - 4QU CoRE ¦ 3QU LoRE | 2026 | 0.71299 | 0.0042084 | 0.12497 | 0 | 0.12497 |  |  |  |  | 0.006892 | 0.20466 | 0 | 0.20466 | 0.089102 |  | 0.14592 | 0.0111 | 0.0079144 | Column23: 0.32963; Column24: 0.23502; Column25: 0; Column26: 0; Column27: 0.32963; Column28: 0.23502; Column29: 0.0086926; Column30: 0.25813; Column31: 0; Column32: 0.25813; Column33: 0.18405 | WLDFR | HFTD - Distribution - Tier 3 - 4QU CoRE ¦ 5QU LoRE | Red Flag Warning - Large Fires | 2065 | 1.2056e-08 | 1.2056e-08 | 8.872 | 1.0079 | 4.9153 | 2.9488 | 0 | 0 | 1.2427e-05 | 1.0696e-07 | 0 | 1.0696e-07 | 1.0696e-07 | 0 | 1.0696e-07 | 0 | 1.1354e-06 | 2.4888e-06 | 0 | 2.4888e-06 | [17 empty] | 7.3.3.17.5 (Remote Grid) Updates to grid topology to minimize risk of ignition in HFTDs Remote GridWLDFREquipment / facility failureAggregated | WLDFR | HFTD - Distribution - Tier 2 - 3QU CoRE ¦ 2QU LoRE | Non-Red Flag Warning - Small Fires | Equipment / facility failure | Aggregated | 2065 | 0.00093306 | 791.1377 | 0.73818 | 2065 | Mitigation | 0.95 | 45 | 0 | esc | 0.00097009 | 9.0515e-07 | 0.00097009 | 9.0515e-07
[35 empty] | 7.3.3.17.6 Updates to grid topology to minimize risk of ignition in HFTDs Butte County Rebuild | WLDFR | HFTD - Distribution - Tier 3 - 4QU CoRE ¦ 3QU LoRE | 2027 | 0.66634 | 0.0042084 | 0.12497 | 0 | 0.12497 |  |  |  |  | 0.006892 | 0.20466 | 0 | 0.20466 | 0.083273 |  | 0.13638 | 0.0111 | 0.0073966 | Column23: 0.32963; Column24: 0.21965; Column25: 0; Column26: 0; Column27: 0.32963; Column28: 0.21965; Column29: 0.0086926; Column30: 0.25813; Column31: 0; Column32: 0.25813; Column33: 0.172 | WLDFR | HFTD - Distribution - Tier 3 - 4QU CoRE ¦ 5QU LoRE | Red Flag Warning - Large Fires | 2066 | 1.2056e-08 | 1.2056e-08 | 8.872 | 1.0079 | 4.9153 | 2.9488 | 0 | 0 | 1.2427e-05 | 1.0696e-07 | 0 | 1.0696e-07 | 1.0696e-07 | 0 | 1.0696e-07 | 0 | 1.1354e-06 | 2.4888e-06 | 0 | 2.4888e-06 | [17 empty] | 7.3.3.17.5 (Remote Grid) Updates to grid topology to minimize risk of ignition in HFTDs Remote GridWLDFREquipment / facility failureAggregated | WLDFR | HFTD - Distribution - Tier 2 - 3QU CoRE ¦ 2QU LoRE | Non-Red Flag Warning - Small Fires | Equipment / facility failure | Aggregated | 2066 | 0.00093306 | 791.1377 | 0.73818 | 2066 | Mitigation | 0.95 | 45 | 0 | esc | 0.00097009 | 9.0515e-07 | 0.00097009 | 9.0515e-07
[35 empty] | 7.3.3.17.6 Updates to grid topology to minimize risk of ignition in HFTDs Butte County Rebuild | WLDFR | HFTD - Distribution - Tier 3 - 4QU CoRE ¦ 3QU LoRE | 2028 | 0.62275 | 0.0042084 | 0.13054 | 0 | 0.13054 |  |  |  |  | 0.006892 | 0.21378 | 0 | 0.21378 | 0.081291 |  | 0.13313 | 0.0111 | 0.0069127 | Column23: 0.34431; Column24: 0.21442; Column25: 0; Column26: 0; Column27: 0.34431; Column28: 0.21442; Column29: 0.0086926; Column30: 0.26963; Column31: 0; Column32: 0.26963; Column33: 0.16791 | WLDFR | HFTD - Distribution - Tier 3 - 4QU CoRE ¦ 5QU LoRE | Red Flag Warning - Large Fires | 2067 | 0 | 1.2056e-08 | 8.872 | 1.0079 | 4.9153 | 2.9488 | 0 | 0 | 1.2427e-05 | 0 | 0 | 0 | 1.0696e-07 | 0 | 1.0696e-07 | 0 | 1.1354e-06 | 2.4888e-06 | 0 | 2.4888e-06 | [17 empty] | 7.3.3.17.5 (Remote Grid) Updates to grid topology to minimize risk of ignition in HFTDs Remote GridWLDFREquipment / facility failureAggregated | WLDFR | HFTD - Distribution - Tier 2 - 3QU CoRE ¦ 2QU LoRE | Non-Red Flag Warning - Small Fires | Equipment / facility failure | Aggregated | 2067 | 0.00093306 | 791.1377 | 0.73818 | 2067 | Mitigation | 0.95 | 45 | 0 | esc | 0 | 0 | 0.00097009 | 9.0515e-07
[35 empty] | 7.3.3.17.6 Updates to grid topology to minimize risk of ignition in HFTDs Butte County Rebuild | WLDFR | HFTD - Distribution - Tier 3 - 4QU CoRE ¦ 3QU LoRE | 2029 | 0.58201 | 0.0042084 | 0.13054 | 0 | 0.13054 |  |  |  |  | 0.006892 | 0.21378 | 0 | 0.21378 | 0.075973 |  | 0.12442 | 0.0111 | 0.0064605 | Column23: 0.34431; Column24: 0.20039; Column25: 0; Column26: 0; Column27: 0.34431; Column28: 0.20039; Column29: 0.0086926; Column30: 0.26963; Column31: 0; Column32: 0.26963; Column33: 0.15693 | WLDFR | HFTD - Distribution - Tier 3 - 4QU CoRE ¦ 5QU LoRE | Red Flag Warning - Small Fires | 2022 | 3.4494e-07 | 0 | 0.077901 | 0.036425 | 0.0015809 | 0.039895 | 0 | 0 | 0.00035779 | 2.6871e-08 | 0 | 2.6871e-08 | 0 | 0 | 0 | 0 | 1.1354e-06 | 2.4888e-06 | 0 | 2.4888e-06 | [17 empty] | 7.3.3.17.5 (Remote Grid) Updates to grid topology to minimize risk of ignition in HFTDs Remote GridWLDFRVegetation ContactAggregated | WLDFR | HFTD - Distribution - Tier 2 - 3QU CoRE ¦ 2QU LoRE | Non-Red Flag Warning - Small Fires | Vegetation Contact | Aggregated | 2022 | 0.0026432 | 791.1377 | 2.0911 | 2022 | Mitigation | 0.95 | 45 | 0 | esc | 0.00097009 | 2.5641e-06 | 0 | 0
[35 empty] | 7.3.3.17.6 Updates to grid topology to minimize risk of ignition in HFTDs Butte County Rebuild | WLDFR | HFTD - Distribution - Tier 3 - 4QU CoRE ¦ 3QU LoRE | 2030 | 0.54393 | 0.0042084 | 0.13054 | 0 | 0.13054 |  |  |  |  | 0.006892 | 0.21378 | 0 | 0.21378 | 0.071003 |  | 0.11628 | 0.0111 | 0.0060379 | Column23: 0.34431; Column24: 0.18728; Column25: 0; Column26: 0; Column27: 0.34431; Column28: 0.18728; Column29: 0.0086926; Column30: 0.26963; Column31: 0; Column32: 0.26963; Column33: 0.14666 | WLDFR | HFTD - Distribution - Tier 3 - 4QU CoRE ¦ 5QU LoRE | Red Flag Warning - Small Fires | 2023 | 3.4494e-07 | 3.4494e-07 | 0.080408 | 0.03759 | 0.0016314 | 0.041187 | 0 | 0 | 0.00035779 | 2.7736e-08 | 0 | 2.7736e-08 | 2.7736e-08 | 0 | 2.7736e-08 | 0 | 1.1884e-06 | 2.6051e-06 | 0 | 2.6051e-06 | [17 empty] | 7.3.3.17.5 (Remote Grid) Updates to grid topology to minimize risk of ignition in HFTDs Remote GridWLDFRVegetation ContactAggregated | WLDFR | HFTD - Distribution - Tier 2 - 3QU CoRE ¦ 2QU LoRE | Non-Red Flag Warning - Small Fires | Vegetation Contact | Aggregated | 2023 | 0.0026432 | 791.1377 | 2.0911 | 2023 | Mitigation | 0.95 | 45 | 0 | esc | 0.00097009 | 2.5641e-06 | 0.00097009 | 2.5641e-06
[35 empty] | 7.3.3.17.6 Updates to grid topology to minimize risk of ignition in HFTDs Butte County Rebuild | WLDFR | HFTD - Distribution - Tier 3 - 4QU CoRE ¦ 3QU LoRE | 2031 | 0.50835 | 0.0042084 | 0.13054 | 0 | 0.13054 |  |  |  |  | 0.006892 | 0.21378 | 0 | 0.21378 | 0.066358 |  | 0.10867 | 0.0111 | 0.0056429 | Column23: 0.34431; Column24: 0.17503; Column25: 0; Column26: 0; Column27: 0.34431; Column28: 0.17503; Column29: 0.0086926; Column30: 0.26963; Column31: 0; Column32: 0.26963; Column33: 0.13707 | WLDFR | HFTD - Distribution - Tier 3 - 4QU CoRE ¦ 5QU LoRE | Red Flag Warning - Small Fires | 2024 | 3.4494e-07 | 3.4494e-07 | 0.080408 | 0.03759 | 0.0016314 | 0.041187 | 0 | 0 | 0.00035779 | 2.7736e-08 | 0 | 2.7736e-08 | 2.7736e-08 | 0 | 2.7736e-08 | 0 | 1.1884e-06 | 2.6051e-06 | 0 | 2.6051e-06 | [17 empty] | 7.3.3.17.5 (Remote Grid) Updates to grid topology to minimize risk of ignition in HFTDs Remote GridWLDFRVegetation ContactAggregated | WLDFR | HFTD - Distribution - Tier 2 - 3QU CoRE ¦ 2QU LoRE | Non-Red Flag Warning - Small Fires | Vegetation Contact | Aggregated | 2024 | 0.0026432 | 791.1377 | 2.0911 | 2024 | Mitigation | 0.95 | 45 | 0 | esc | 0.00097009 | 2.5641e-06 | 0.00097009 | 2.5641e-06
[35 empty] | 7.3.3.17.6 Updates to grid topology to minimize risk of ignition in HFTDs Butte County Rebuild | WLDFR | HFTD - Distribution - Tier 3 - 4QU CoRE ¦ 3QU LoRE | 2032 | 0.47509 | 0.0042084 | 0.13054 | 0 | 0.13054 |  |  |  |  | 0.006892 | 0.21378 | 0 | 0.21378 | 0.062017 |  | 0.10156 | 0.0111 | 0.0052737 | Column23: 0.34431; Column24: 0.16358; Column25: 0; Column26: 0; Column27: 0.34431; Column28: 0.16358; Column29: 0.0086926; Column30: 0.26963; Column31: 0; Column32: 0.26963; Column33: 0.1281 | WLDFR | HFTD - Distribution - Tier 3 - 4QU CoRE ¦ 5QU LoRE | Red Flag Warning - Small Fires | 2025 | 3.4494e-07 | 3.4494e-07 | 0.080408 | 0.03759 | 0.0016314 | 0.041187 | 0 | 0 | 0.00035779 | 2.7736e-08 | 0 | 2.7736e-08 | 2.7736e-08 | 0 | 2.7736e-08 | 0 | 1.1884e-06 | 2.6051e-06 | 0 | 2.6051e-06 | [17 empty] | 7.3.3.17.5 (Remote Grid) Updates to grid topology to minimize risk of ignition in HFTDs Remote GridWLDFRVegetation ContactAggregated | WLDFR | HFTD - Distribution - Tier 2 - 3QU CoRE ¦ 2QU LoRE | Non-Red Flag Warning - Small Fires | Vegetation Contact | Aggregated | 2025 | 0.0026432 | 791.1377 | 2.0911 | 2025 | Mitigation | 0.95 | 45 | 0 | esc | 0.00097009 | 2.5641e-06 | 0.00097009 | 2.5641e-06
[35 empty] | 7.3.3.17.6 Updates to grid topology to minimize risk of ignition in HFTDs Butte County Rebuild | WLDFR | HFTD - Distribution - Tier 3 - 4QU CoRE ¦ 3QU LoRE | 2033 | 0.44401 | 0.0042084 | 0.13672 | 0 | 0.13672 |  |  |  |  | 0.006892 | 0.22391 | 0 | 0.22391 | 0.060706 |  | 0.099417 | 0.0111 | 0.0049287 | Column23: 0.36063; Column24: 0.16012; Column25: 0; Column26: 0; Column27: 0.36063; Column28: 0.16012; Column29: 0.0086926; Column30: 0.2824; Column31: 0; Column32: 0.2824; Column33: 0.12539 | WLDFR | HFTD - Distribution - Tier 3 - 4QU CoRE ¦ 5QU LoRE | Red Flag Warning - Small Fires | 2026 | 3.4494e-07 | 3.4494e-07 | 0.080408 | 0.03759 | 0.0016314 | 0.041187 | 0 | 0 | 0.00035779 | 2.7736e-08 | 0 | 2.7736e-08 | 2.7736e-08 | 0 | 2.7736e-08 | 0 | 1.1884e-06 | 2.6051e-06 | 0 | 2.6051e-06 | [17 empty] | 7.3.3.17.5 (Remote Grid) Updates to grid topology to minimize risk of ignition in HFTDs Remote GridWLDFRVegetation ContactAggregated | WLDFR | HFTD - Distribution - Tier 2 - 3QU CoRE ¦ 2QU LoRE | Non-Red Flag Warning - Small Fires | Vegetation Contact | Aggregated | 2026 | 0.0026432 | 791.1377 | 2.0911 | 2026 | Mitigation | 0.95 | 45 | 0 | esc | 0.00097009 | 2.5641e-06 | 0.00097009 | 2.5641e-06
[35 empty] | 7.3.3.17.6 Updates to grid topology to minimize risk of ignition in HFTDs Butte County Rebuild | WLDFR | HFTD - Distribution - Tier 3 - 4QU CoRE ¦ 3QU LoRE | 2034 | 0.41496 | 0.0042084 | 0.13672 | 0 | 0.13672 |  |  |  |  | 0.006892 | 0.22391 | 0 | 0.22391 | 0.056734 |  | 0.092913 | 0.0111 | 0.0046063 | Column23: 0.36063; Column24: 0.14965; Column25: 0; Column26: 0; Column27: 0.36063; Column28: 0.14965; Column29: 0.0086926; Column30: 0.2824; Column31: 0; Column32: 0.2824; Column33: 0.11719 | WLDFR | HFTD - Distribution - Tier 3 - 4QU CoRE ¦ 5QU LoRE | Red Flag Warning - Small Fires | 2027 | 3.4494e-07 | 3.4494e-07 | 0.080408 | 0.03759 | 0.0016314 | 0.041187 | 0 | 0 | 0.00035779 | 2.7736e-08 | 0 | 2.7736e-08 | 2.7736e-08 | 0 | 2.7736e-08 | 0 | 1.1884e-06 | 2.6051e-06 | 0 | 2.6051e-06 | [17 empty] | 7.3.3.17.5 (Remote Grid) Updates to grid topology to minimize risk of ignition in HFTDs Remote GridWLDFRVegetation ContactAggregated | WLDFR | HFTD - Distribution - Tier 2 - 3QU CoRE ¦ 2QU LoRE | Non-Red Flag Warning - Small Fires | Vegetation Contact | Aggregated | 2027 | 0.0026432 | 791.1377 | 2.0911 | 2027 | Mitigation | 0.95 | 45 | 0 | esc | 0.00097009 | 2.5641e-06 | 0.00097009 | 2.5641e-06
[35 empty] | 7.3.3.17.6 Updates to grid topology to minimize risk of ignition in HFTDs Butte County Rebuild | WLDFR | HFTD - Distribution - Tier 3 - 4QU CoRE ¦ 3QU LoRE | 2035 | 0.38782 | 0.0042084 | 0.13672 | 0 | 0.13672 |  |  |  |  | 0.006892 | 0.22391 | 0 | 0.22391 | 0.053023 |  | 0.086834 | 0.0111 | 0.0043049 | Column23: 0.36063; Column24: 0.13986; Column25: 0; Column26: 0; Column27: 0.36063; Column28: 0.13986; Column29: 0.0086926; Column30: 0.2824; Column31: 0; Column32: 0.2824; Column33: 0.10952 | WLDFR | HFTD - Distribution - Tier 3 - 4QU CoRE ¦ 5QU LoRE | Red Flag Warning - Small Fires | 2028 | 3.4494e-07 | 3.4494e-07 | 0.083606 | 0.039055 | 0.001695 | 0.042856 | 0 | 0 | 0.00035779 | 2.8839e-08 | 0 | 2.8839e-08 | 2.8839e-08 | 0 | 2.8839e-08 | 0 | 1.2422e-06 | 2.7229e-06 | 0 | 2.7229e-06 | [17 empty] | 7.3.3.17.5 (Remote Grid) Updates to grid topology to minimize risk of ignition in HFTDs Remote GridWLDFRVegetation ContactAggregated | WLDFR | HFTD - Distribution - Tier 2 - 3QU CoRE ¦ 2QU LoRE | Non-Red Flag Warning - Small Fires | Vegetation Contact | Aggregated | 2028 | 0.0026432 | 791.1377 | 2.0911 | 2028 | Mitigation | 0.95 | 45 | 0 | esc | 0.00097009 | 2.5641e-06 | 0.00097009 | 2.5641e-06
[35 empty] | 7.3.3.17.6 Updates to grid topology to minimize risk of ignition in HFTDs Butte County Rebuild | WLDFR | HFTD - Distribution - Tier 3 - 4QU CoRE ¦ 3QU LoRE | 2036 | 0.36245 | 0.0042084 | 0.13672 | 0 | 0.13672 |  |  |  |  | 0.006892 | 0.22391 | 0 | 0.22391 | 0.049554 |  | 0.081154 | 0.0111 | 0.0040233 | Column23: 0.36063; Column24: 0.13071; Column25: 0; Column26: 0; Column27: 0.36063; Column28: 0.13071; Column29: 0.0086926; Column30: 0.2824; Column31: 0; Column32: 0.2824; Column33: 0.10236 | WLDFR | HFTD - Distribution - Tier 3 - 4QU CoRE ¦ 5QU LoRE | Red Flag Warning - Small Fires | 2029 | 3.4494e-07 | 3.4494e-07 | 0.083606 | 0.039055 | 0.001695 | 0.042856 | 0 | 0 | 0.00035779 | 2.8839e-08 | 0 | 2.8839e-08 | 2.8839e-08 | 0 | 2.8839e-08 | 0 | 1.2422e-06 | 2.7229e-06 | 0 | 2.7229e-06 | [17 empty] | 7.3.3.17.5 (Remote Grid) Updates to grid topology to minimize risk of ignition in HFTDs Remote GridWLDFRVegetation ContactAggregated | WLDFR | HFTD - Distribution - Tier 2 - 3QU CoRE ¦ 2QU LoRE | Non-Red Flag Warning - Small Fires | Vegetation Contact | Aggregated | 2029 | 0.0026432 | 791.1377 | 2.0911 | 2029 | Mitigation | 0.95 | 45 | 0 | esc | 0.00097009 | 2.5641e-06 | 0.00097009 | 2.5641e-06
[35 empty] | 7.3.3.17.6 Updates to grid topology to minimize risk of ignition in HFTDs Butte County Rebuild | WLDFR | HFTD - Distribution - Tier 3 - 4QU CoRE ¦ 3QU LoRE | 2037 | 0.33873 | 0.0042084 | 0.13672 | 0 | 0.13672 |  |  |  |  | 0.006892 | 0.22391 | 0 | 0.22391 | 0.046312 |  | 0.075844 | 0.0111 | 0.0037601 | Column23: 0.36063; Column24: 0.12216; Column25: 0; Column26: 0; Column27: 0.36063; Column28: 0.12216; Column29: 0.0086926; Column30: 0.2824; Column31: 0; Column32: 0.2824; Column33: 0.09566 | WLDFR | HFTD - Distribution - Tier 3 - 4QU CoRE ¦ 5QU LoRE | Red Flag Warning - Small Fires | 2030 | 3.4494e-07 | 3.4494e-07 | 0.083606 | 0.039055 | 0.001695 | 0.042856 | 0 | 0 | 0.00035779 | 2.8839e-08 | 0 | 2.8839e-08 | 2.8839e-08 | 0 | 2.8839e-08 | 0 | 1.2422e-06 | 2.7229e-06 | 0 | 2.7229e-06 | [17 empty] | 7.3.3.17.5 (Remote Grid) Updates to grid topology to minimize risk of ignition in HFTDs Remote GridWLDFRVegetation ContactAggregated | WLDFR | HFTD - Distribution - Tier 2 - 3QU CoRE ¦ 2QU LoRE | Non-Red Flag Warning - Small Fires | Vegetation Contact | Aggregated | 2030 | 0.0026432 | 791.1377 | 2.0911 | 2030 | Mitigation | 0.95 | 45 | 0 | esc | 0.00097009 | 2.5641e-06 | 0.00097009 | 2.5641e-06
[35 empty] | 7.3.3.17.6 Updates to grid topology to minimize risk of ignition in HFTDs Butte County Rebuild | WLDFR | HFTD - Distribution - Tier 3 - 4QU CoRE ¦ 3QU LoRE | 2038 | 0.31657 | 0.0042084 | 0.14343 | 0 | 0.14343 |  |  |  |  | 0.006892 | 0.2349 | 0 | 0.2349 | 0.045408 |  | 0.074363 | 0.0111 | 0.0035141 | Column23: 0.37833; Column24: 0.11977; Column25: 0; Column26: 0; Column27: 0.37833; Column28: 0.11977; Column29: 0.0086926; Column30: 0.29627; Column31: 0; Column32: 0.29627; Column33: 0.093792 | WLDFR | HFTD - Distribution - Tier 3 - 4QU CoRE ¦ 5QU LoRE | Red Flag Warning - Small Fires | 2031 | 3.4494e-07 | 3.4494e-07 | 0.083606 | 0.039055 | 0.001695 | 0.042856 | 0 | 0 | 0.00035779 | 2.8839e-08 | 0 | 2.8839e-08 | 2.8839e-08 | 0 | 2.8839e-08 | 0 | 0 | 2.7229e-06 | 0 | 2.7229e-06 | [17 empty] | 7.3.3.17.5 (Remote Grid) Updates to grid topology to minimize risk of ignition in HFTDs Remote GridWLDFRVegetation ContactAggregated | WLDFR | HFTD - Distribution - Tier 2 - 3QU CoRE ¦ 2QU LoRE | Non-Red Flag Warning - Small Fires | Vegetation Contact | Aggregated | 2031 | 0.0026432 | 791.1377 | 2.0911 | 2031 | Mitigation | 0.95 | 45 | 0 | esc | 0.00097009 | 2.5641e-06 | 0.00097009 | 2.5641e-06
[35 empty] | 7.3.3.17.6 Updates to grid topology to minimize risk of ignition in HFTDs Butte County Rebuild | WLDFR | HFTD - Distribution - Tier 3 - 4QU CoRE ¦ 3QU LoRE | 2039 | 0.29586 | 0.0042084 | 0.14343 | 0 | 0.14343 |  |  |  |  | 0.006892 | 0.2349 | 0 | 0.2349 | 0.042437 |  | 0.069498 | 0.0111 | 0.0032842 | Column23: 0.37833; Column24: 0.11194; Column25: 0; Column26: 0; Column27: 0.37833; Column28: 0.11194; Column29: 0.0086926; Column30: 0.29627; Column31: 0; Column32: 0.29627; Column33: 0.087656 | WLDFR | HFTD - Distribution - Tier 3 - 4QU CoRE ¦ 5QU LoRE | Red Flag Warning - Small Fires | 2032 | 3.4494e-07 | 3.4494e-07 | 0.083606 | 0.039055 | 0.001695 | 0.042856 | 0 | 0 | 0.00035779 | 2.8839e-08 | 0 | 2.8839e-08 | 2.8839e-08 | 0 | 2.8839e-08 | 0 | 0 | 0 | 0 | 0 | [17 empty] | 7.3.3.17.5 (Remote Grid) Updates to grid topology to minimize risk of ignition in HFTDs Remote GridWLDFRVegetation ContactAggregated | WLDFR | HFTD - Distribution - Tier 2 - 3QU CoRE ¦ 2QU LoRE | Non-Red Flag Warning - Small Fires | Vegetation Contact | Aggregated | 2032 | 0.0026432 | 791.1377 | 2.0911 | 2032 | Mitigation | 0.95 | 45 | 0 | esc | 0.00097009 | 2.5641e-06 | 0.00097009 | 2.5641e-06
[35 empty] | 7.3.3.17.6 Updates to grid topology to minimize risk of ignition in HFTDs Butte County Rebuild | WLDFR | HFTD - Distribution - Tier 3 - 4QU CoRE ¦ 3QU LoRE | 2040 | 0.27651 | 0.0042084 | 0.14343 | 0 | 0.14343 |  |  |  |  | 0.006892 | 0.2349 | 0 | 0.2349 | 0.039661 |  | 0.064952 | 0.0111 | 0.0030693 | Column23: 0.37833; Column24: 0.10461; Column25: 0; Column26: 0; Column27: 0.37833; Column28: 0.10461; Column29: 0.0086926; Column30: 0.29627; Column31: 0; Column32: 0.29627; Column33: 0.081921 | WLDFR | HFTD - Distribution - Tier 3 - 4QU CoRE ¦ 5QU LoRE | Red Flag Warning - Small Fires | 2033 | 3.4494e-07 | 3.4494e-07 | 0.087211 | 0.040679 | 0.0017655 | 0.044766 | 0 | 0 | 0.00035779 | 3.0083e-08 | 0 | 3.0083e-08 | 3.0083e-08 | 0 | 3.0083e-08 | 0 | 0.00034561 | 0 | 0 | 0 | [17 empty] | 7.3.3.17.5 (Remote Grid) Updates to grid topology to minimize risk of ignition in HFTDs Remote GridWLDFRVegetation ContactAggregated | WLDFR | HFTD - Distribution - Tier 2 - 3QU CoRE ¦ 2QU LoRE | Non-Red Flag Warning - Small Fires | Vegetation Contact | Aggregated | 2033 | 0.0026432 | 791.1377 | 2.0911 | 2033 | Mitigation | 0.95 | 45 | 0 | esc | 0.00097009 | 2.5641e-06 | 0.00097009 | 2.5641e-06
[35 empty] | 7.3.3.17.6 Updates to grid topology to minimize risk of ignition in HFTDs Butte County Rebuild | WLDFR | HFTD - Distribution - Tier 3 - 4QU CoRE ¦ 3QU LoRE | 2041 | 0.25842 | 0.0042084 | 0.14343 | 0 | 0.14343 |  |  |  |  | 0.006892 | 0.2349 | 0 | 0.2349 | 0.037066 |  | 0.060703 | 0.0111 | 0.0028685 | Column23: 0.37833; Column24: 0.097769; Column25: 0; Column26: 0; Column27: 0.37833; Column28: 0.097769; Column29: 0.0086926; Column30: 0.29627; Column31: 0; Column32: 0.29627; Column33: 0.076562 | WLDFR | HFTD - Distribution - Tier 3 - 4QU CoRE ¦ 5QU LoRE | Red Flag Warning - Small Fires | 2034 | 3.4494e-07 | 3.4494e-07 | 0.087211 | 0.040679 | 0.0017655 | 0.044766 | 0 | 0 | 0.00035779 | 3.0083e-08 | 0 | 3.0083e-08 | 3.0083e-08 | 0 | 3.0083e-08 | 0 | 0.00035828 | 0.00078536 | 0 | 0.00078536 | [17 empty] | 7.3.3.17.5 (Remote Grid) Updates to grid topology to minimize risk of ignition in HFTDs Remote GridWLDFRVegetation ContactAggregated | WLDFR | HFTD - Distribution - Tier 2 - 3QU CoRE ¦ 2QU LoRE | Non-Red Flag Warning - Small Fires | Vegetation Contact | Aggregated | 2034 | 0.0026432 | 791.1377 | 2.0911 | 2034 | Mitigation | 0.95 | 45 | 0 | esc | 0.00097009 | 2.5641e-06 | 0.00097009 | 2.5641e-06
[35 empty] | 7.3.3.17.6 Updates to grid topology to minimize risk of ignition in HFTDs Butte County Rebuild | WLDFR | HFTD - Distribution - Tier 3 - 4QU CoRE ¦ 3QU LoRE | 2042 | 0.24151 | 0.0042084 | 0.14343 | 0 | 0.14343 |  |  |  |  | 0.006892 | 0.2349 | 0 | 0.2349 | 0.034641 |  | 0.056731 | 0.0111 | 0.0026809 | Column23: 0.37833; Column24: 0.091373; Column25: 0; Column26: 0; Column27: 0.37833; Column28: 0.091373; Column29: 0.0086926; Column30: 0.29627; Column31: 0; Column32: 0.29627; Column33: 0.071553 | WLDFR | HFTD - Distribution - Tier 3 - 4QU CoRE ¦ 5QU LoRE | Red Flag Warning - Small Fires | 2035 | 3.4494e-07 | 3.4494e-07 | 0.087211 | 0.040679 | 0.0017655 | 0.044766 | 0 | 0 | 0.00035779 | 3.0083e-08 | 0 | 3.0083e-08 | 3.0083e-08 | 0 | 3.0083e-08 | 0 | 0.00035828 | 0.00078536 | 0 | 0.00078536 | [17 empty] | 7.3.3.17.5 (Remote Grid) Updates to grid topology to minimize risk of ignition in HFTDs Remote GridWLDFRVegetation ContactAggregated | WLDFR | HFTD - Distribution - Tier 2 - 3QU CoRE ¦ 2QU LoRE | Non-Red Flag Warning - Small Fires | Vegetation Contact | Aggregated | 2035 | 0.0026432 | 791.1377 | 2.0911 | 2035 | Mitigation | 0.95 | 45 | 0 | esc | 0.00097009 | 2.5641e-06 | 0.00097009 | 2.5641e-06
[35 empty] | 7.3.3.17.6 Updates to grid topology to minimize risk of ignition in HFTDs Butte County Rebuild | WLDFR | HFTD - Distribution - Tier 3 - 4QU CoRE ¦ 3QU LoRE | 2043 | 0.22571 | 0.0042084 | 0.15059 | 0 | 0.15059 |  |  |  |  | 0.006892 | 0.24661 | 0 | 0.24661 | 0.033989 |  | 0.055664 | 0.0111 | 0.0025055 | Column23: 0.3972; Column24: 0.089653; Column25: 0; Column26: 0; Column27: 0.3972; Column28: 0.089653; Column29: 0.0086926; Column30: 0.31104; Column31: 0; Column32: 0.31104; Column33: 0.070206 | WLDFR | HFTD - Distribution - Tier 3 - 4QU CoRE ¦ 5QU LoRE | Red Flag Warning - Small Fires | 2036 | 3.4494e-07 | 3.4494e-07 | 0.087211 | 0.040679 | 0.0017655 | 0.044766 | 0 | 0 | 0.00035779 | 3.0083e-08 | 0 | 3.0083e-08 | 3.0083e-08 | 0 | 3.0083e-08 | 0 | 0.00035828 | 0.00078536 | 0 | 0.00078536 | [17 empty] | 7.3.3.17.5 (Remote Grid) Updates to grid topology to minimize risk of ignition in HFTDs Remote GridWLDFRVegetation ContactAggregated | WLDFR | HFTD - Distribution - Tier 2 - 3QU CoRE ¦ 2QU LoRE | Non-Red Flag Warning - Small Fires | Vegetation Contact | Aggregated | 2036 | 0.0026432 | 791.1377 | 2.0911 | 2036 | Mitigation | 0.95 | 45 | 0 | esc | 0.00097009 | 2.5641e-06 | 0.00097009 | 2.5641e-06
[35 empty] | 7.3.3.17.6 Updates to grid topology to minimize risk of ignition in HFTDs Butte County Rebuild | WLDFR | HFTD - Distribution - Tier 3 - 4QU CoRE ¦ 3QU LoRE | 2044 | 0.21095 | 0.0042084 | 0.15059 | 0 | 0.15059 |  |  |  |  | 0.006892 | 0.24661 | 0 | 0.24661 | 0.031766 |  | 0.052022 | 0.0111 | 0.0023416 | Column23: 0.3972; Column24: 0.083788; Column25: 0; Column26: 0; Column27: 0.3972; Column28: 0.083788; Column29: 0.0086926; Column30: 0.31104; Column31: 0; Column32: 0.31104; Column33: 0.065613 | WLDFR | HFTD - Distribution - Tier 3 - 4QU CoRE ¦ 5QU LoRE | Red Flag Warning - Small Fires | 2037 | 3.4494e-07 | 3.4494e-07 | 0.087211 | 0.040679 | 0.0017655 | 0.044766 | 0 | 0 | 0.00035779 | 3.0083e-08 | 0 | 3.0083e-08 | 3.0083e-08 | 0 | 3.0083e-08 | 0 | 0.00035828 | 0.00078536 | 0 | 0.00078536 | [17 empty] | 7.3.3.17.5 (Remote Grid) Updates to grid topology to minimize risk of ignition in HFTDs Remote GridWLDFRVegetation ContactAggregated | WLDFR | HFTD - Distribution - Tier 2 - 3QU CoRE ¦ 2QU LoRE | Non-Red Flag Warning - Small Fires | Vegetation Contact | Aggregated | 2037 | 0.0026432 | 791.1377 | 2.0911 | 2037 | Mitigation | 0.95 | 45 | 0 | esc | 0.00097009 | 2.5641e-06 | 0.00097009 | 2.5641e-06
[35 empty] | 7.3.3.17.6 Updates to grid topology to minimize risk of ignition in HFTDs Butte County Rebuild | WLDFR | HFTD - Distribution - Tier 3 - 4QU CoRE ¦ 3QU LoRE | 2045 | 0.19715 | 0.0042084 | 0.15059 | 0 | 0.15059 |  |  |  |  | 0.006892 | 0.24661 | 0 | 0.24661 | 0.029688 |  | 0.048619 | 0.0111 | 0.0021884 | Column23: 0.3972; Column24: 0.078306; Column25: 0; Column26: 0; Column27: 0.3972; Column28: 0.078306; Column29: 0.0086926; Column30: 0.31104; Column31: 0; Column32: 0.31104; Column33: 0.061321 | WLDFR | HFTD - Distribution - Tier 3 - 4QU CoRE ¦ 5QU LoRE | Red Flag Warning - Small Fires | 2038 | 3.4494e-07 | 3.4494e-07 | 0.091184 | 0.042438 | 0.0018418 | 0.046905 | 0 | 0 | 0.00035779 | 3.1453e-08 | 0 | 3.1453e-08 | 3.1453e-08 | 0 | 3.1453e-08 | 0 | 0.00035828 | 0.00078536 | 0 | 0.00078536 | [17 empty] | 7.3.3.17.5 (Remote Grid) Updates to grid topology to minimize risk of ignition in HFTDs Remote GridWLDFRVegetation ContactAggregated | WLDFR | HFTD - Distribution - Tier 2 - 3QU CoRE ¦ 2QU LoRE | Non-Red Flag Warning - Small Fires | Vegetation Contact | Aggregated | 2038 | 0.0026432 | 791.1377 | 2.0911 | 2038 | Mitigation | 0.95 | 45 | 0 | esc | 0.00097009 | 2.5641e-06 | 0.00097009 | 2.5641e-06
[35 empty] | 7.3.3.17.6 Updates to grid topology to minimize risk of ignition in HFTDs Butte County Rebuild | WLDFR | HFTD - Distribution - Tier 3 - 4QU CoRE ¦ 3QU LoRE | 2046 | 0.18425 | 0.0042084 | 0.15059 | 0 | 0.15059 |  |  |  |  | 0.006892 | 0.24661 | 0 | 0.24661 | 0.027745 |  | 0.045438 | 0.0111 | 0.0020452 | Column23: 0.3972; Column24: 0.073183; Column25: 0; Column26: 0; Column27: 0.3972; Column28: 0.073183; Column29: 0.0086926; Column30: 0.31104; Column31: 0; Column32: 0.31104; Column33: 0.057309 | WLDFR | HFTD - Distribution - Tier 3 - 4QU CoRE ¦ 5QU LoRE | Red Flag Warning - Small Fires | 2039 | 3.4494e-07 | 3.4494e-07 | 0.091184 | 0.042438 | 0.0018418 | 0.046905 | 0 | 0 | 0.00035779 | 3.1453e-08 | 0 | 3.1453e-08 | 3.1453e-08 | 0 | 3.1453e-08 | 0 | 0.00037424 | 0.00082035 | 0 | 0.00082035 | [17 empty] | 7.3.3.17.5 (Remote Grid) Updates to grid topology to minimize risk of ignition in HFTDs Remote GridWLDFRVegetation ContactAggregated | WLDFR | HFTD - Distribution - Tier 2 - 3QU CoRE ¦ 2QU LoRE | Non-Red Flag Warning - Small Fires | Vegetation Contact | Aggregated | 2039 | 0.0026432 | 791.1377 | 2.0911 | 2039 | Mitigation | 0.95 | 45 | 0 | esc | 0.00097009 | 2.5641e-06 | 0.00097009 | 2.5641e-06
[35 empty] | 7.3.3.17.6 Updates to grid topology to minimize risk of ignition in HFTDs Butte County Rebuild | WLDFR | HFTD - Distribution - Tier 3 - 4QU CoRE ¦ 3QU LoRE | 2047 | 0.1722 | 0.0042084 | 0.15059 | 0 | 0.15059 |  |  |  |  | 0.006892 | 0.24661 | 0 | 0.24661 | 0.02593 |  | 0.042466 | 0.0111 | 0.0019114 | Column23: 0.3972; Column24: 0.068396; Column25: 0; Column26: 0; Column27: 0.3972; Column28: 0.068396; Column29: 0.0086926; Column30: 0.31104; Column31: 0; Column32: 0.31104; Column33: 0.05356 | WLDFR | HFTD - Distribution - Tier 3 - 4QU CoRE ¦ 5QU LoRE | Red Flag Warning - Small Fires | 2040 | 3.4494e-07 | 3.4494e-07 | 0.091184 | 0.042438 | 0.0018418 | 0.046905 | 0 | 0 | 0.00035779 | 3.1453e-08 | 0 | 3.1453e-08 | 3.1453e-08 | 0 | 3.1453e-08 | 0 | 0.00037424 | 0.00082035 | 0 | 0.00082035 | [17 empty] | 7.3.3.17.5 (Remote Grid) Updates to grid topology to minimize risk of ignition in HFTDs Remote GridWLDFRVegetation ContactAggregated | WLDFR | HFTD - Distribution - Tier 2 - 3QU CoRE ¦ 2QU LoRE | Non-Red Flag Warning - Small Fires | Vegetation Contact | Aggregated | 2040 | 0.0026432 | 791.1377 | 2.0911 | 2040 | Mitigation | 0.95 | 45 | 0 | esc | 0.00097009 | 2.5641e-06 | 0.00097009 | 2.5641e-06
[35 empty] | 7.3.3.17.6 Updates to grid topology to minimize risk of ignition in HFTDs Butte County Rebuild | WLDFR | HFTD - Distribution - Tier 3 - 4QU CoRE ¦ 3QU LoRE | 2048 | 0.16093 | 0.0042084 | 0.15808 | 0 | 0.15808 |  |  |  |  | 0.006892 | 0.25889 | 0 | 0.25889 | 0.02544 |  | 0.041663 | 0.0111 | 0.0017864 | Column23: 0.41697; Column24: 0.067104; Column25: 0; Column26: 0; Column27: 0.41697; Column28: 0.067104; Column29: 0.0086926; Column30: 0.32653; Column31: 0; Column32: 0.32653; Column33: 0.052548 | WLDFR | HFTD - Distribution - Tier 3 - 4QU CoRE ¦ 5QU LoRE | Red Flag Warning - Small Fires | 2041 | 3.4494e-07 | 3.4494e-07 | 0.091184 | 0.042438 | 0.0018418 | 0.046905 | 0 | 0 | 0.00035779 | 3.1453e-08 | 0 | 3.1453e-08 | 3.1453e-08 | 0 | 3.1453e-08 | 0 | 0.00037424 | 0.00082035 | 0 | 0.00082035 | [17 empty] | 7.3.3.17.5 (Remote Grid) Updates to grid topology to minimize risk of ignition in HFTDs Remote GridWLDFRVegetation ContactAggregated | WLDFR | HFTD - Distribution - Tier 2 - 3QU CoRE ¦ 2QU LoRE | Non-Red Flag Warning - Small Fires | Vegetation Contact | Aggregated | 2041 | 0.0026432 | 791.1377 | 2.0911 | 2041 | Mitigation | 0.95 | 45 | 0 | esc | 0.00097009 | 2.5641e-06 | 0.00097009 | 2.5641e-06
[35 empty] | 7.3.3.17.6 Updates to grid topology to minimize risk of ignition in HFTDs Butte County Rebuild | WLDFR | HFTD - Distribution - Tier 3 - 4QU CoRE ¦ 3QU LoRE | 2049 | 0.1504 | 0.0042084 | 0.15808 | 0 | 0.15808 |  |  |  |  | 0.006892 | 0.25889 | 0 | 0.25889 | 0.023776 |  | 0.038938 | 0.0111 | 0.0016695 | Column23: 0.41697; Column24: 0.062714; Column25: 0; Column26: 0; Column27: 0.41697; Column28: 0.062714; Column29: 0.0086926; Column30: 0.32653; Column31: 0; Column32: 0.32653; Column33: 0.04911 | WLDFR | HFTD - Distribution - Tier 3 - 4QU CoRE ¦ 5QU LoRE | Red Flag Warning - Small Fires | 2042 | 3.4494e-07 | 3.4494e-07 | 0.091184 | 0.042438 | 0.0018418 | 0.046905 | 0 | 0 | 0.00035779 | 3.1453e-08 | 0 | 3.1453e-08 | 3.1453e-08 | 0 | 3.1453e-08 | 0 | 0.00037424 | 0.00082035 | 0 | 0.00082035 | [17 empty] | 7.3.3.17.5 (Remote Grid) Updates to grid topology to minimize risk of ignition in HFTDs Remote GridWLDFRVegetation ContactAggregated | WLDFR | HFTD - Distribution - Tier 2 - 3QU CoRE ¦ 2QU LoRE | Non-Red Flag Warning - Small Fires | Vegetation Contact | Aggregated | 2042 | 0.0026432 | 791.1377 | 2.0911 | 2042 | Mitigation | 0.95 | 45 | 0 | esc | 0.00097009 | 2.5641e-06 | 0.00097009 | 2.5641e-06
[35 empty] | 7.3.3.17.6 Updates to grid topology to minimize risk of ignition in HFTDs Butte County Rebuild | WLDFR | HFTD - Distribution - Tier 3 - 4QU CoRE ¦ 3QU LoRE | 2050 | 0.14056 | 0.0042084 | 0.15808 | 0 | 0.15808 |  |  |  |  | 0.006892 | 0.25889 | 0 | 0.25889 | 0.022221 |  | 0.03639 | 0.0111 | 0.0015603 | Column23: 0.41697; Column24: 0.058611; Column25: 0; Column26: 0; Column27: 0.41697; Column28: 0.058611; Column29: 0.0086926; Column30: 0.32653; Column31: 0; Column32: 0.32653; Column33: 0.045898 | WLDFR | HFTD - Distribution - Tier 3 - 4QU CoRE ¦ 5QU LoRE | Red Flag Warning - Small Fires | 2043 | 3.4494e-07 | 3.4494e-07 | 0.095486 | 0.044306 | 0.0019228 | 0.049257 | 0 | 0 | 0.00035779 | 3.2937e-08 | 0 | 3.2937e-08 | 3.2937e-08 | 0 | 3.2937e-08 | 0 | 0.00037424 | 0.00082035 | 0 | 0.00082035 | [17 empty] | 7.3.3.17.5 (Remote Grid) Updates to grid topology to minimize risk of ignition in HFTDs Remote GridWLDFRVegetation ContactAggregated | WLDFR | HFTD - Distribution - Tier 2 - 3QU CoRE ¦ 2QU LoRE | Non-Red Flag Warning - Small Fires | Vegetation Contact | Aggregated | 2043 | 0.0026432 | 791.1377 | 2.0911 | 2043 | Mitigation | 0.95 | 45 | 0 | esc | 0.00097009 | 2.5641e-06 | 0.00097009 | 2.5641e-06
[35 empty] | 7.3.3.17.6 Updates to grid topology to minimize risk of ignition in HFTDs Butte County Rebuild | WLDFR | HFTD - Distribution - Tier 3 - 4QU CoRE ¦ 3QU LoRE | 2051 | 0.13137 | 0.0042084 | 0.15808 | 0 | 0.15808 |  |  |  |  | 0.006892 | 0.25889 | 0 | 0.25889 | 0.020767 |  | 0.03401 | 0.0111 | 0.0014582 | Column23: 0.41697; Column24: 0.054776; Column25: 0; Column26: 0; Column27: 0.41697; Column28: 0.054776; Column29: 0.0086926; Column30: 0.32653; Column31: 0; Column32: 0.32653; Column33: 0.042895 | WLDFR | HFTD - Distribution - Tier 3 - 4QU CoRE ¦ 5QU LoRE | Red Flag Warning - Small Fires | 2044 | 3.4494e-07 | 3.4494e-07 | 0.095486 | 0.044306 | 0.0019228 | 0.049257 | 0 | 0 | 0.00035779 | 3.2937e-08 | 0 | 3.2937e-08 | 3.2937e-08 | 0 | 3.2937e-08 | 0 | 0.00039198 | 0.00085923 | 0 | 0.00085923 | [17 empty] | 7.3.3.17.5 (Remote Grid) Updates to grid topology to minimize risk of ignition in HFTDs Remote GridWLDFRVegetation ContactAggregated | WLDFR | HFTD - Distribution - Tier 2 - 3QU CoRE ¦ 2QU LoRE | Non-Red Flag Warning - Small Fires | Vegetation Contact | Aggregated | 2044 | 0.0026432 | 791.1377 | 2.0911 | 2044 | Mitigation | 0.95 | 45 | 0 | esc | 0.00097009 | 2.5641e-06 | 0.00097009 | 2.5641e-06
[35 empty] | 7.3.3.17.6 Updates to grid topology to minimize risk of ignition in HFTDs Butte County Rebuild | WLDFR | HFTD - Distribution - Tier 3 - 4QU CoRE ¦ 3QU LoRE | 2052 | 0.12277 | 0.0042084 | 0.15808 | 0 | 0.15808 |  |  |  |  | 0.006892 | 0.25889 | 0 | 0.25889 | 0.019408 |  | 0.031785 | 0.0111 | 0.0013628 | Column23: 0.41697; Column24: 0.051193; Column25: 0; Column26: 0; Column27: 0.41697; Column28: 0.051193; Column29: 0.0086926; Column30: 0.32653; Column31: 0; Column32: 0.32653; Column33: 0.040089 | WLDFR | HFTD - Distribution - Tier 3 - 4QU CoRE ¦ 5QU LoRE | Red Flag Warning - Small Fires | 2045 | 3.4494e-07 | 3.4494e-07 | 0.095486 | 0.044306 | 0.0019228 | 0.049257 | 0 | 0 | 0.00035779 | 3.2937e-08 | 0 | 3.2937e-08 | 3.2937e-08 | 0 | 3.2937e-08 | 0 | 0.00039198 | 0.00085923 | 0 | 0.00085923 | [17 empty] | 7.3.3.17.5 (Remote Grid) Updates to grid topology to minimize risk of ignition in HFTDs Remote GridWLDFRVegetation ContactAggregated | WLDFR | HFTD - Distribution - Tier 2 - 3QU CoRE ¦ 2QU LoRE | Non-Red Flag Warning - Small Fires | Vegetation Contact | Aggregated | 2045 | 0.0026432 | 791.1377 | 2.0911 | 2045 | Mitigation | 0.95 | 45 | 0 | esc | 0.00097009 | 2.5641e-06 | 0.00097009 | 2.5641e-06
[35 empty] | 7.3.3.17.6 Updates to grid topology to minimize risk of ignition in HFTDs Butte County Rebuild | WLDFR | HFTD - Distribution - Tier 3 - 4QU CoRE ¦ 3QU LoRE | 2053 | 0.11474 | 0.0042084 | 0.16583 | 0 | 0.16583 |  |  |  |  | 0.006892 | 0.27158 | 0 | 0.27158 | 0.019028 |  | 0.031161 | 0.0111 | 0.0012737 | Column23: 0.43741; Column24: 0.050189; Column25: 0; Column26: 0; Column27: 0.43741; Column28: 0.050189; Column29: 0.0086926; Column30: 0.34253; Column31: 0; Column32: 0.34253; Column33: 0.039303 | WLDFR | HFTD - Distribution - Tier 3 - 4QU CoRE ¦ 5QU LoRE | Red Flag Warning - Small Fires | 2046 | 3.4494e-07 | 3.4494e-07 | 0.095486 | 0.044306 | 0.0019228 | 0.049257 | 0 | 0 | 0.00035779 | 3.2937e-08 | 0 | 3.2937e-08 | 3.2937e-08 | 0 | 3.2937e-08 | 0 | 0.00039198 | 0.00085923 | 0 | 0.00085923 | [17 empty] | 7.3.3.17.5 (Remote Grid) Updates to grid topology to minimize risk of ignition in HFTDs Remote GridWLDFRVegetation ContactAggregated | WLDFR | HFTD - Distribution - Tier 2 - 3QU CoRE ¦ 2QU LoRE | Non-Red Flag Warning - Small Fires | Vegetation Contact | Aggregated | 2046 | 0.0026432 | 791.1377 | 2.0911 | 2046 | Mitigation | 0.95 | 45 | 0 | esc | 0.00097009 | 2.5641e-06 | 0.00097009 | 2.5641e-06
[35 empty] | 7.3.3.17.6 Updates to grid topology to minimize risk of ignition in HFTDs Butte County Rebuild | WLDFR | HFTD - Distribution - Tier 3 - 4QU CoRE ¦ 3QU LoRE | 2054 | 0.10723 | 0.0042084 | 0.16583 | 0 | 0.16583 |  |  |  |  | 0.006892 | 0.27158 | 0 | 0.27158 | 0.017783 |  | 0.029123 | 0.0111 | 0.0011903 | Column23: 0.43741; Column24: 0.046906; Column25: 0; Column26: 0; Column27: 0.43741; Column28: 0.046906; Column29: 0.0086926; Column30: 0.34253; Column31: 0; Column32: 0.34253; Column33: 0.036731 | WLDFR | HFTD - Distribution - Tier 3 - 4QU CoRE ¦ 5QU LoRE | Red Flag Warning - Small Fires | 2047 | 3.4494e-07 | 3.4494e-07 | 0.095486 | 0.044306 | 0.0019228 | 0.049257 | 0 | 0 | 0.00035779 | 3.2937e-08 | 0 | 3.2937e-08 | 3.2937e-08 | 0 | 3.2937e-08 | 0 | 0.00039198 | 0.00085923 | 0 | 0.00085923 | [17 empty] | 7.3.3.17.5 (Remote Grid) Updates to grid topology to minimize risk of ignition in HFTDs Remote GridWLDFRVegetation ContactAggregated | WLDFR | HFTD - Distribution - Tier 2 - 3QU CoRE ¦ 2QU LoRE | Non-Red Flag Warning - Small Fires | Vegetation Contact | Aggregated | 2047 | 0.0026432 | 791.1377 | 2.0911 | 2047 | Mitigation | 0.95 | 45 | 0 | esc | 0.00097009 | 2.5641e-06 | 0.00097009 | 2.5641e-06
[35 empty] | 7.3.3.17.6 Updates to grid topology to minimize risk of ignition in HFTDs Butte County Rebuild | WLDFR | HFTD - Distribution - Tier 3 - 4QU CoRE ¦ 3QU LoRE | 2055 | 0.10022 | 0.0042084 | 0.16583 | 0 | 0.16583 |  |  |  |  | 0.006892 | 0.27158 | 0 | 0.27158 | 0.016619 |  | 0.027217 | 0.0111 | 0.0011125 | Column23: 0.43741; Column24: 0.043837; Column25: 0; Column26: 0; Column27: 0.43741; Column28: 0.043837; Column29: 0.0086926; Column30: 0.34253; Column31: 0; Column32: 0.34253; Column33: 0.034328 | WLDFR | HFTD - Distribution - Tier 3 - 4QU CoRE ¦ 5QU LoRE | Red Flag Warning - Small Fires | 2048 | 3.4494e-07 | 3.4494e-07 | 0.10007 | 0.04626 | 0.0020076 | 0.051804 | 0 | 0 | 0.00035779 | 3.4519e-08 | 0 | 3.4519e-08 | 3.4519e-08 | 0 | 3.4519e-08 | 0 | 0.00039198 | 0.00085923 | 0 | 0.00085923 | [17 empty] | 7.3.3.17.5 (Remote Grid) Updates to grid topology to minimize risk of ignition in HFTDs Remote GridWLDFRVegetation ContactAggregated | WLDFR | HFTD - Distribution - Tier 2 - 3QU CoRE ¦ 2QU LoRE | Non-Red Flag Warning - Small Fires | Vegetation Contact | Aggregated | 2048 | 0.0026432 | 791.1377 | 2.0911 | 2048 | Mitigation | 0.95 | 45 | 0 | esc | 0.00097009 | 2.5641e-06 | 0.00097009 | 2.5641e-06
[35 empty] | 7.3.3.17.6 Updates to grid topology to minimize risk of ignition in HFTDs Butte County Rebuild | WLDFR | HFTD - Distribution - Tier 3 - 4QU CoRE ¦ 3QU LoRE | 2056 | 0.093663 | 0.0042084 | 0.16583 | 0 | 0.16583 |  |  |  |  | 0.006892 | 0.27158 | 0 | 0.27158 | 0.015532 |  | 0.025437 | 0.0111 | 0.0010397 | Column23: 0.43741; Column24: 0.040969; Column25: 0; Column26: 0; Column27: 0.43741; Column28: 0.040969; Column29: 0.0086926; Column30: 0.34253; Column31: 0; Column32: 0.34253; Column33: 0.032083 | WLDFR | HFTD - Distribution - Tier 3 - 4QU CoRE ¦ 5QU LoRE | Red Flag Warning - Small Fires | 2049 | 3.4494e-07 | 3.4494e-07 | 0.10007 | 0.04626 | 0.0020076 | 0.051804 | 0 | 0 | 0.00035779 | 3.4519e-08 | 0 | 3.4519e-08 | 3.4519e-08 | 0 | 3.4519e-08 | 0 | 0.00041124 | 0.00090145 | 0 | 0.00090145 | [17 empty] | 7.3.3.17.5 (Remote Grid) Updates to grid topology to minimize risk of ignition in HFTDs Remote GridWLDFRVegetation ContactAggregated | WLDFR | HFTD - Distribution - Tier 2 - 3QU CoRE ¦ 2QU LoRE | Non-Red Flag Warning - Small Fires | Vegetation Contact | Aggregated | 2049 | 0.0026432 | 791.1377 | 2.0911 | 2049 | Mitigation | 0.95 | 45 | 0 | esc | 0.00097009 | 2.5641e-06 | 0.00097009 | 2.5641e-06
[35 empty] | 7.3.3.17.6 Updates to grid topology to minimize risk of ignition in HFTDs Butte County Rebuild | WLDFR | HFTD - Distribution - Tier 3 - 4QU CoRE ¦ 3QU LoRE | 2057 | 0.087535 | 0.0042084 | 0.16583 | 0 | 0.16583 |  |  |  |  | 0.006892 | 0.27158 | 0 | 0.27158 | 0.014516 |  | 0.023773 | 0.0111 | 0.00097167 | Column23: 0.43741; Column24: 0.038289; Column25: 0; Column26: 0; Column27: 0.43741; Column28: 0.038289; Column29: 0.0086926; Column30: 0.34253; Column31: 0; Column32: 0.34253; Column33: 0.029984 | WLDFR | HFTD - Distribution - Tier 3 - 4QU CoRE ¦ 5QU LoRE | Red Flag Warning - Small Fires | 2050 | 3.4494e-07 | 3.4494e-07 | 0.10007 | 0.04626 | 0.0020076 | 0.051804 | 0 | 0 | 0.00035779 | 3.4519e-08 | 0 | 3.4519e-08 | 3.4519e-08 | 0 | 3.4519e-08 | 0 | 0.00041124 | 0.00090145 | 0 | 0.00090145 | [17 empty] | 7.3.3.17.5 (Remote Grid) Updates to grid topology to minimize risk of ignition in HFTDs Remote GridWLDFRVegetation ContactAggregated | WLDFR | HFTD - Distribution - Tier 2 - 3QU CoRE ¦ 2QU LoRE | Non-Red Flag Warning - Small Fires | Vegetation Contact | Aggregated | 2050 | 0.0026432 | 791.1377 | 2.0911 | 2050 | Mitigation | 0.95 | 45 | 0 | esc | 0.00097009 | 2.5641e-06 | 0.00097009 | 2.5641e-06
[35 empty] | 7.3.3.17.6 Updates to grid topology to minimize risk of ignition in HFTDs Butte County Rebuild | WLDFR | HFTD - Distribution - Tier 3 - 4QU CoRE ¦ 3QU LoRE | 2058 | 0.081809 | 0.0042084 | 0.17374 | 0 | 0.17374 |  |  |  |  | 0.006892 | 0.28453 | 0 | 0.28453 | 0.014213 |  | 0.023277 | 0.0111 | 0.00090811 | Column23: 0.45826; Column24: 0.03749; Column25: 0; Column26: 0; Column27: 0.45826; Column28: 0.03749; Column29: 0.0086926; Column30: 0.35886; Column31: 0; Column32: 0.35886; Column33: 0.029358 | WLDFR | HFTD - Distribution - Tier 3 - 4QU CoRE ¦ 5QU LoRE | Red Flag Warning - Small Fires | 2051 | 3.4494e-07 | 3.4494e-07 | 0.10007 | 0.04626 | 0.0020076 | 0.051804 | 0 | 0 | 0.00035779 | 3.4519e-08 | 0 | 3.4519e-08 | 3.4519e-08 | 0 | 3.4519e-08 | 0 | 0.00041124 | 0.00090145 | 0 | 0.00090145 | [17 empty] | 7.3.3.17.5 (Remote Grid) Updates to grid topology to minimize risk of ignition in HFTDs Remote GridWLDFRVegetation ContactAggregated | WLDFR | HFTD - Distribution - Tier 2 - 3QU CoRE ¦ 2QU LoRE | Non-Red Flag Warning - Small Fires | Vegetation Contact | Aggregated | 2051 | 0.0026432 | 791.1377 | 2.0911 | 2051 | Mitigation | 0.95 | 45 | 0 | esc | 0.00097009 | 2.5641e-06 | 0.00097009 | 2.5641e-06
[35 empty] | 7.3.3.17.6 Updates to grid topology to minimize risk of ignition in HFTDs Butte County Rebuild | WLDFR | HFTD - Distribution - Tier 3 - 4QU CoRE ¦ 3QU LoRE | 2059 | 0.076457 | 0.0042084 | 0.17374 | 0 | 0.17374 |  |  |  |  | 0.006892 | 0.28453 | 0 | 0.28453 | 0.013283 |  | 0.021754 | 0.0111 | 0.0008487 | Column23: 0.45826; Column24: 0.035037; Column25: 0; Column26: 0; Column27: 0.45826; Column28: 0.035037; Column29: 0.0086926; Column30: 0.35886; Column31: 0; Column32: 0.35886; Column33: 0.027437 | WLDFR | HFTD - Distribution - Tier 3 - 4QU CoRE ¦ 5QU LoRE | Red Flag Warning - Small Fires | 2052 | 3.4494e-07 | 3.4494e-07 | 0.10007 | 0.04626 | 0.0020076 | 0.051804 | 0 | 0 | 0.00035779 | 3.4519e-08 | 0 | 3.4519e-08 | 3.4519e-08 | 0 | 3.4519e-08 | 0 | 0.00041124 | 0.00090145 | 0 | 0.00090145 | [17 empty] | 7.3.3.17.5 (Remote Grid) Updates to grid topology to minimize risk of ignition in HFTDs Remote GridWLDFRVegetation ContactAggregated | WLDFR | HFTD - Distribution - Tier 2 - 3QU CoRE ¦ 2QU LoRE | Non-Red Flag Warning - Small Fires | Vegetation Contact | Aggregated | 2052 | 0.0026432 | 791.1377 | 2.0911 | 2052 | Mitigation | 0.95 | 45 | 0 | esc | 0.00097009 | 2.5641e-06 | 0.00097009 | 2.5641e-06
[35 empty] | 7.3.3.17.6 Updates to grid topology to minimize risk of ignition in HFTDs Butte County Rebuild | WLDFR | HFTD - Distribution - Tier 3 - 4QU CoRE ¦ 3QU LoRE | 2060 | 0.071455 | 0.0042084 | 0.17374 | 0 | 0.17374 |  |  |  |  | 0.006892 | 0.28453 | 0 | 0.28453 | 0.012414 |  | 0.020331 | 0.0111 | 0.00079318 | Column23: 0.45826; Column24: 0.032745; Column25: 0; Column26: 0; Column27: 0.45826; Column28: 0.032745; Column29: 0.0086926; Column30: 0.35886; Column31: 0; Column32: 0.35886; Column33: 0.025642 | WLDFR | HFTD - Distribution - Tier 3 - 4QU CoRE ¦ 5QU LoRE | Red Flag Warning - Small Fires | 2053 | 3.4494e-07 | 3.4494e-07 | 0.10489 | 0.048274 | 0.002095 | 0.054525 | 0 | 0 | 0.00035779 | 3.6183e-08 | 0 | 3.6183e-08 | 3.6183e-08 | 0 | 3.6183e-08 | 0 | 0.00041124 | 0.00090145 | 0 | 0.00090145 | [17 empty] | 7.3.3.17.5 (Remote Grid) Updates to grid topology to minimize risk of ignition in HFTDs Remote GridWLDFRVegetation ContactAggregated | WLDFR | HFTD - Distribution - Tier 2 - 3QU CoRE ¦ 2QU LoRE | Non-Red Flag Warning - Small Fires | Vegetation Contact | Aggregated | 2053 | 0.0026432 | 791.1377 | 2.0911 | 2053 | Mitigation | 0.95 | 45 | 0 | esc | 0.00097009 | 2.5641e-06 | 0.00097009 | 2.5641e-06
[35 empty] | 7.3.3.17.6 Updates to grid topology to minimize risk of ignition in HFTDs Butte County Rebuild | WLDFR | HFTD - Distribution - Tier 3 - 4QU CoRE ¦ 3QU LoRE | 2061 | 0.06678 | 0.0042084 | 0.17374 | 0 | 0.17374 |  |  |  |  | 0.006892 | 0.28453 | 0 | 0.28453 | 0.011602 |  | 0.019001 | 0.0111 | 0.00074129 | Column23: 0.45826; Column24: 0.030603; Column25: 0; Column26: 0; Column27: 0.45826; Column28: 0.030603; Column29: 0.0086926; Column30: 0.35886; Column31: 0; Column32: 0.35886; Column33: 0.023965 | WLDFR | HFTD - Distribution - Tier 3 - 4QU CoRE ¦ 5QU LoRE | Red Flag Warning - Small Fires | 2054 | 3.4494e-07 | 3.4494e-07 | 0.10489 | 0.048274 | 0.002095 | 0.054525 | 0 | 0 | 0.00035779 | 3.6183e-08 | 0 | 3.6183e-08 | 3.6183e-08 | 0 | 3.6183e-08 | 0 | 0.00043176 | 0.00094642 | 0 | 0.00094642 | [17 empty] | 7.3.3.17.5 (Remote Grid) Updates to grid topology to minimize risk of ignition in HFTDs Remote GridWLDFRVegetation ContactAggregated | WLDFR | HFTD - Distribution - Tier 2 - 3QU CoRE ¦ 2QU LoRE | Non-Red Flag Warning - Small Fires | Vegetation Contact | Aggregated | 2054 | 0.0026432 | 791.1377 | 2.0911 | 2054 | Mitigation | 0.95 | 45 | 0 | esc | 0.00097009 | 2.5641e-06 | 0.00097009 | 2.5641e-06
[35 empty] | 7.3.3.17.6 Updates to grid topology to minimize risk of ignition in HFTDs Butte County Rebuild | WLDFR | HFTD - Distribution - Tier 3 - 4QU CoRE ¦ 3QU LoRE | 2062 | 0.062412 | 0.0042084 | 0.17374 | 0 | 0.17374 |  |  |  |  | 0.006892 | 0.28453 | 0 | 0.28453 | 0.010843 |  | 0.017758 | 0.0111 | 0.00069279 | Column23: 0.45826; Column24: 0.028601; Column25: 0; Column26: 0; Column27: 0.45826; Column28: 0.028601; Column29: 0.0086926; Column30: 0.35886; Column31: 0; Column32: 0.35886; Column33: 0.022397 | WLDFR | HFTD - Distribution - Tier 3 - 4QU CoRE ¦ 5QU LoRE | Red Flag Warning - Small Fires | 2055 | 3.4494e-07 | 3.4494e-07 | 0.10489 | 0.048274 | 0.002095 | 0.054525 | 0 | 0 | 0.00035779 | 3.6183e-08 | 0 | 3.6183e-08 | 3.6183e-08 | 0 | 3.6183e-08 | 0 | 0.00043176 | 0.00094642 | 0 | 0.00094642 | [17 empty] | 7.3.3.17.5 (Remote Grid) Updates to grid topology to minimize risk of ignition in HFTDs Remote GridWLDFRVegetation ContactAggregated | WLDFR | HFTD - Distribution - Tier 2 - 3QU CoRE ¦ 2QU LoRE | Non-Red Flag Warning - Small Fires | Vegetation Contact | Aggregated | 2055 | 0.0026432 | 791.1377 | 2.0911 | 2055 | Mitigation | 0.95 | 45 | 0 | esc | 0.00097009 | 2.5641e-06 | 0.00097009 | 2.5641e-06
[35 empty] | 7.3.3.17.6 Updates to grid topology to minimize risk of ignition in HFTDs Butte County Rebuild | WLDFR | HFTD - Distribution - Tier 3 - 4QU CoRE ¦ 3QU LoRE | 2063 | 0.058329 | 0.0042084 | 0.1817 | 0 | 0.1817 |  |  |  |  | 0.006892 | 0.29757 | 0 | 0.29757 | 0.010599 |  | 0.017357 | 0.0111 | 0.00064747 | Column23: 0.47928; Column24: 0.027956; Column25: 0; Column26: 0; Column27: 0.47928; Column28: 0.027956; Column29: 0.0086926; Column30: 0.37532; Column31: 0; Column32: 0.37532; Column33: 0.021892 | WLDFR | HFTD - Distribution - Tier 3 - 4QU CoRE ¦ 5QU LoRE | Red Flag Warning - Small Fires | 2056 | 3.4494e-07 | 3.4494e-07 | 0.10489 | 0.048274 | 0.002095 | 0.054525 | 0 | 0 | 0.00035779 | 3.6183e-08 | 0 | 3.6183e-08 | 3.6183e-08 | 0 | 3.6183e-08 | 0 | 0.00043176 | 0.00094642 | 0 | 0.00094642 | [17 empty] | 7.3.3.17.5 (Remote Grid) Updates to grid topology to minimize risk of ignition in HFTDs Remote GridWLDFRVegetation ContactAggregated | WLDFR | HFTD - Distribution - Tier 2 - 3QU CoRE ¦ 2QU LoRE | Non-Red Flag Warning - Small Fires | Vegetation Contact | Aggregated | 2056 | 0.0026432 | 791.1377 | 2.0911 | 2056 | Mitigation | 0.95 | 45 | 0 | esc | 0.00097009 | 2.5641e-06 | 0.00097009 | 2.5641e-06
[35 empty] | 7.3.3.17.6 Updates to grid topology to minimize risk of ignition in HFTDs Butte County Rebuild | WLDFR | HFTD - Distribution - Tier 3 - 4QU CoRE ¦ 3QU LoRE | 2064 | 0.054513 | 0.0042084 | 0.1817 | 0 | 0.1817 |  |  |  |  | 0.006892 | 0.29757 | 0 | 0.29757 | 0.0099052 |  | 0.016222 | 0.0111 | 0.00060511 | Column23: 0.47928; Column24: 0.026127; Column25: 0; Column26: 0; Column27: 0.47928; Column28: 0.026127; Column29: 0.0086926; Column30: 0.37532; Column31: 0; Column32: 0.37532; Column33: 0.02046 | WLDFR | HFTD - Distribution - Tier 3 - 4QU CoRE ¦ 5QU LoRE | Red Flag Warning - Small Fires | 2057 | 3.4494e-07 | 3.4494e-07 | 0.10489 | 0.048274 | 0.002095 | 0.054525 | 0 | 0 | 0.00035779 | 3.6183e-08 | 0 | 3.6183e-08 | 3.6183e-08 | 0 | 3.6183e-08 | 0 | 0.00043176 | 0.00094642 | 0 | 0.00094642 | [17 empty] | 7.3.3.17.5 (Remote Grid) Updates to grid topology to minimize risk of ignition in HFTDs Remote GridWLDFRVegetation ContactAggregated | WLDFR | HFTD - Distribution - Tier 2 - 3QU CoRE ¦ 2QU LoRE | Non-Red Flag Warning - Small Fires | Vegetation Contact | Aggregated | 2057 | 0.0026432 | 791.1377 | 2.0911 | 2057 | Mitigation | 0.95 | 45 | 0 | esc | 0.00097009 | 2.5641e-06 | 0.00097009 | 2.5641e-06
[35 empty] | 7.3.3.17.6 Updates to grid topology to minimize risk of ignition in HFTDs Butte County Rebuild | WLDFR | HFTD - Distribution - Tier 3 - 4QU CoRE ¦ 3QU LoRE | 2065 | 0.050946 | 0.0042084 | 0.1817 | 0 | 0.1817 |  |  |  |  | 0.006892 | 0.29757 | 0 | 0.29757 | 0.0092572 |  | 0.01516 | 0.0111 | 0.00056552 | Column23: 0.47928; Column24: 0.024418; Column25: 0; Column26: 0; Column27: 0.47928; Column28: 0.024418; Column29: 0.0086926; Column30: 0.37532; Column31: 0; Column32: 0.37532; Column33: 0.019121 | WLDFR | HFTD - Distribution - Tier 3 - 4QU CoRE ¦ 5QU LoRE | Red Flag Warning - Small Fires | 2058 | 3.4494e-07 | 3.4494e-07 | 0.1099 | 0.050325 | 0.0021839 | 0.057393 | 0 | 0 | 0.00035779 | 3.791e-08 | 0 | 3.791e-08 | 3.791e-08 | 0 | 3.791e-08 | 0 | 0.00043176 | 0.00094642 | 0 | 0.00094642 | [17 empty] | 7.3.3.17.5 (Remote Grid) Updates to grid topology to minimize risk of ignition in HFTDs Remote GridWLDFRVegetation ContactAggregated | WLDFR | HFTD - Distribution - Tier 2 - 3QU CoRE ¦ 2QU LoRE | Non-Red Flag Warning - Small Fires | Vegetation Contact | Aggregated | 2058 | 0.0026432 | 791.1377 | 2.0911 | 2058 | Mitigation | 0.95 | 45 | 0 | esc | 0.00097009 | 2.5641e-06 | 0.00097009 | 2.5641e-06
[35 empty] | 7.3.3.17.6 Updates to grid topology to minimize risk of ignition in HFTDs Butte County Rebuild | WLDFR | HFTD - Distribution - Tier 3 - 4QU CoRE ¦ 3QU LoRE | 2066 | 0.047613 | 0.0042084 | 0.1817 | 0 | 0.1817 |  |  |  |  | 0.006892 | 0.29757 | 0 | 0.29757 | 0.0086516 |  | 0.014169 | 0.0111 | 0.00052853 | Column23: 0.47928; Column24: 0.02282; Column25: 0; Column26: 0; Column27: 0.47928; Column28: 0.02282; Column29: 0.0086926; Column30: 0.37532; Column31: 0; Column32: 0.37532; Column33: 0.01787 | WLDFR | HFTD - Distribution - Tier 3 - 4QU CoRE ¦ 5QU LoRE | Red Flag Warning - Small Fires | 2059 | 3.4494e-07 | 3.4494e-07 | 0.1099 | 0.050325 | 0.0021839 | 0.057393 | 0 | 0 | 0.00035779 | 3.791e-08 | 0 | 3.791e-08 | 3.791e-08 | 0 | 3.791e-08 | 0 | 0.00045326 | 0.00099356 | 0 | 0.00099356 | [17 empty] | 7.3.3.17.5 (Remote Grid) Updates to grid topology to minimize risk of ignition in HFTDs Remote GridWLDFRVegetation ContactAggregated | WLDFR | HFTD - Distribution - Tier 2 - 3QU CoRE ¦ 2QU LoRE | Non-Red Flag Warning - Small Fires | Vegetation Contact | Aggregated | 2059 | 0.0026432 | 791.1377 | 2.0911 | 2059 | Mitigation | 0.95 | 45 | 0 | esc | 0.00097009 | 2.5641e-06 | 0.00097009 | 2.5641e-06
[35 empty] | 7.3.3.17.6 Updates to grid topology to minimize risk of ignition in HFTDs Butte County Rebuild | WLDFR | HFTD - Distribution - Tier 3 - 4QU CoRE ¦ 3QU LoRE | 2067 | 0.044499 | 0.0042084 | 0.1817 | 0 | 0.1817 |  |  |  |  | 0.006892 | 0.29757 | 0 | 0.29757 | 0.0080856 |  | 0.013242 | 0.0111 | 0.00049395 | Column23: 0.47928; Column24: 0.021327; Column25: 0; Column26: 0; Column27: 0.47928; Column28: 0.021327; Column29: 0.0086926; Column30: 0.37532; Column31: 0; Column32: 0.37532; Column33: 0.016701 | WLDFR | HFTD - Distribution - Tier 3 - 4QU CoRE ¦ 5QU LoRE | Red Flag Warning - Small Fires | 2060 | 3.4494e-07 | 3.4494e-07 | 0.1099 | 0.050325 | 0.0021839 | 0.057393 | 0 | 0 | 0.00035779 | 3.791e-08 | 0 | 3.791e-08 | 3.791e-08 | 0 | 3.791e-08 | 0 | 0.00045326 | 0.00099356 | 0 | 0.00099356 | [17 empty] | 7.3.3.17.5 (Remote Grid) Updates to grid topology to minimize risk of ignition in HFTDs Remote GridWLDFRVegetation ContactAggregated | WLDFR | HFTD - Distribution - Tier 2 - 3QU CoRE ¦ 2QU LoRE | Non-Red Flag Warning - Small Fires | Vegetation Contact | Aggregated | 2060 | 0.0026432 | 791.1377 | 2.0911 | 2060 | Mitigation | 0.95 | 45 | 0 | esc | 0.00097009 | 2.5641e-06 | 0.00097009 | 2.5641e-06
[35 empty] | 7.3.3.17.6 Updates to grid topology to minimize risk of ignition in HFTDs Butte County Rebuild | WLDFR | HFTD - Distribution - Tier 3 - 4QU CoRE ¦ 3QU LoRE | 2068 | 0.041587 | 0.0042084 | 0.18964 | 0 | 0.18964 |  |  |  |  | 0.006892 | 0.31057 | 0 | 0.31057 | 0.0078865 |  | 0.012916 | 0.0111 | 0.00046164 | Column23: 0.5002; Column24: 0.020802; Column25: 0; Column26: 0; Column27: 0.5002; Column28: 0.020802; Column29: 0.0086926; Column30: 0.39171; Column31: 0; Column32: 0.39171; Column33: 0.01629 | WLDFR | HFTD - Distribution - Tier 3 - 4QU CoRE ¦ 5QU LoRE | Red Flag Warning - Small Fires | 2061 | 3.4494e-07 | 3.4494e-07 | 0.1099 | 0.050325 | 0.0021839 | 0.057393 | 0 | 0 | 0.00035779 | 3.791e-08 | 0 | 3.791e-08 | 3.791e-08 | 0 | 3.791e-08 | 0 | 0.00045326 | 0.00099356 | 0 | 0.00099356 | [17 empty] | 7.3.3.17.5 (Remote Grid) Updates to grid topology to minimize risk of ignition in HFTDs Remote GridWLDFRVegetation ContactAggregated | WLDFR | HFTD - Distribution - Tier 2 - 3QU CoRE ¦ 2QU LoRE | Non-Red Flag Warning - Small Fires | Vegetation Contact | Aggregated | 2061 | 0.0026432 | 791.1377 | 2.0911 | 2061 | Mitigation | 0.95 | 45 | 0 | esc | 0.00097009 | 2.5641e-06 | 0.00097009 | 2.5641e-06
[35 empty] | 7.3.3.17.6 Updates to grid topology to minimize risk of ignition in HFTDs Butte County Rebuild | WLDFR | HFTD - Distribution - Tier 3 - 4QU CoRE ¦ 3QU LoRE | 2069 | 0.038867 | 0.0042084 | 0.18964 | 0 | 0.18964 |  |  |  |  | 0.006892 | 0.31057 | 0 | 0.31057 | 0.0073706 |  | 0.012071 | 0.0111 | 0.00043143 | Column23: 0.5002; Column24: 0.019441; Column25: 0; Column26: 0; Column27: 0.5002; Column28: 0.019441; Column29: 0.0086926; Column30: 0.39171; Column31: 0; Column32: 0.39171; Column33: 0.015224 | WLDFR | HFTD - Distribution - Tier 3 - 4QU CoRE ¦ 5QU LoRE | Red Flag Warning - Small Fires | 2062 | 3.4494e-07 | 3.4494e-07 | 0.1099 | 0.050325 | 0.0021839 | 0.057393 | 0 | 0 | 0.00035779 | 3.791e-08 | 0 | 3.791e-08 | 3.791e-08 | 0 | 3.791e-08 | 0 | 0.00045326 | 0.00099356 | 0 | 0.00099356 | [17 empty] | 7.3.3.17.5 (Remote Grid) Updates to grid topology to minimize risk of ignition in HFTDs Remote GridWLDFRVegetation ContactAggregated | WLDFR | HFTD - Distribution - Tier 2 - 3QU CoRE ¦ 2QU LoRE | Non-Red Flag Warning - Small Fires | Vegetation Contact | Aggregated | 2062 | 0.0026432 | 791.1377 | 2.0911 | 2062 | Mitigation | 0.95 | 45 | 0 | esc | 0.00097009 | 2.5641e-06 | 0.00097009 | 2.5641e-06
[35 empty] | 7.3.3.17.6 Updates to grid topology to minimize risk of ignition in HFTDs Butte County Rebuild | WLDFR | HFTD - Distribution - Tier 3 - 4QU CoRE ¦ 3QU LoRE | 2070 | 0.036324 | 0.0042084 | 0.18964 | 0 | 0.18964 |  |  |  |  | 0.006892 | 0.31057 | 0 | 0.31057 | 0.0068884 |  | 0.011281 | 0.0111 | 0.00040321 | Column23: 0.5002; Column24: 0.018169; Column25: 0; Column26: 0; Column27: 0.5002; Column28: 0.018169; Column29: 0.0086926; Column30: 0.39171; Column31: 0; Column32: 0.39171; Column33: 0.014228 | WLDFR | HFTD - Distribution - Tier 3 - 4QU CoRE ¦ 5QU LoRE | Red Flag Warning - Small Fires | 2063 | 3.4494e-07 | 3.4494e-07 | 0.11504 | 0.052388 | 0.0022734 | 0.060377 | 0 | 0 | 0.00035779 | 3.9682e-08 | 0 | 3.9682e-08 | 3.9682e-08 | 0 | 3.9682e-08 | 0 | 0.00045326 | 0.00099356 | 0 | 0.00099356 | [17 empty] | 7.3.3.17.5 (Remote Grid) Updates to grid topology to minimize risk of ignition in HFTDs Remote GridWLDFRVegetation ContactAggregated | WLDFR | HFTD - Distribution - Tier 2 - 3QU CoRE ¦ 2QU LoRE | Non-Red Flag Warning - Small Fires | Vegetation Contact | Aggregated | 2063 | 0.0026432 | 791.1377 | 2.0911 | 2063 | Mitigation | 0.95 | 45 | 0 | esc | 0.00097009 | 2.5641e-06 | 0.00097009 | 2.5641e-06
[35 empty] | 7.3.3.17.6 Updates to grid topology to minimize risk of ignition in HFTDs Butte County Rebuild | WLDFR | HFTD - Distribution - Tier 3 - 4QU CoRE ¦ 3QU LoRE | 2071 | 0.033948 | 0.0042084 | 0.18964 | 0 | 0.18964 |  |  |  |  | 0.006892 | 0.31057 | 0 | 0.31057 | 0.0064378 |  | 0.010543 | 0.0111 | 0.00037683 | Column23: 0.5002; Column24: 0.016981; Column25: 0; Column26: 0; Column27: 0.5002; Column28: 0.016981; Column29: 0.0086926; Column30: 0.39171; Column31: 0; Column32: 0.39171; Column33: 0.013298 | WLDFR | HFTD - Distribution - Tier 3 - 4QU CoRE ¦ 5QU LoRE | Red Flag Warning - Small Fires | 2064 | 3.4494e-07 | 3.4494e-07 | 0.11504 | 0.052388 | 0.0022734 | 0.060377 | 0 | 0 | 0.00035779 | 3.9682e-08 | 0 | 3.9682e-08 | 3.9682e-08 | 0 | 3.9682e-08 | 0 | 0.00047549 | 0.0010423 | 0 | 0.0010423 | [17 empty] | 7.3.3.17.5 (Remote Grid) Updates to grid topology to minimize risk of ignition in HFTDs Remote GridWLDFRVegetation ContactAggregated | WLDFR | HFTD - Distribution - Tier 2 - 3QU CoRE ¦ 2QU LoRE | Non-Red Flag Warning - Small Fires | Vegetation Contact | Aggregated | 2064 | 0.0026432 | 791.1377 | 2.0911 | 2064 | Mitigation | 0.95 | 45 | 0 | esc | 0.00097009 | 2.5641e-06 | 0.00097009 | 2.5641e-06
[35 empty] | 7.3.3.17.6 Updates to grid topology to minimize risk of ignition in HFTDs Butte County Rebuild | WLDFR | HFTD - Distribution - Tier 3 - 4QU CoRE ¦ 3QU LoRE | 2072 | 0.031727 | 0.0042084 | 0.18964 | 0 | 0.18964 |  |  |  |  | 0.006892 | 0.31057 | 0 | 0.31057 | 0.0060166 |  | 0.0098533 | 0.0111 | 0.00035218 | Column23: 0.5002; Column24: 0.01587; Column25: 0; Column26: 0; Column27: 0.5002; Column28: 0.01587; Column29: 0.0086926; Column30: 0.39171; Column31: 0; Column32: 0.39171; Column33: 0.012428 | WLDFR | HFTD - Distribution - Tier 3 - 4QU CoRE ¦ 5QU LoRE | Red Flag Warning - Small Fires | 2065 | 3.4494e-07 | 3.4494e-07 | 0.11504 | 0.052388 | 0.0022734 | 0.060377 | 0 | 0 | 0.00035779 | 3.9682e-08 | 0 | 3.9682e-08 | 3.9682e-08 | 0 | 3.9682e-08 | 0 | 0.00047549 | 0.0010423 | 0 | 0.0010423 | [17 empty] | 7.3.3.17.5 (Remote Grid) Updates to grid topology to minimize risk of ignition in HFTDs Remote GridWLDFRVegetation ContactAggregated | WLDFR | HFTD - Distribution - Tier 2 - 3QU CoRE ¦ 2QU LoRE | Non-Red Flag Warning - Small Fires | Vegetation Contact | Aggregated | 2065 | 0.0026432 | 791.1377 | 2.0911 | 2065 | Mitigation | 0.95 | 45 | 0 | esc | 0.00097009 | 2.5641e-06 | 0.00097009 | 2.5641e-06
[35 empty] | 7.3.3.17.6 Updates to grid topology to minimize risk of ignition in HFTDs Butte County Rebuild | WLDFR | HFTD - Distribution - Tier 3 - 4QU CoRE ¦ 3QU LoRE | 2073 | 0.029651 | 0.0042084 | 0.19744 | 0 | 0.19744 |  |  |  |  | 0.006892 | 0.32334 | 0 | 0.32334 | 0.0058543 |  | 0.0095875 | 0.0111 | 0.00032914 | Column23: 0.52078; Column24: 0.015442; Column25: 0; Column26: 0; Column27: 0.52078; Column28: 0.015442; Column29: 0.0086926; Column30: 0.40782; Column31: 0; Column32: 0.40782; Column33: 0.012092 | WLDFR | HFTD - Distribution - Tier 3 - 4QU CoRE ¦ 5QU LoRE | Red Flag Warning - Small Fires | 2066 | 3.4494e-07 | 3.4494e-07 | 0.11504 | 0.052388 | 0.0022734 | 0.060377 | 0 | 0 | 0.00035779 | 3.9682e-08 | 0 | 3.9682e-08 | 3.9682e-08 | 0 | 3.9682e-08 | 0 | 0.00047549 | 0.0010423 | 0 | 0.0010423 | [17 empty] | 7.3.3.17.5 (Remote Grid) Updates to grid topology to minimize risk of ignition in HFTDs Remote GridWLDFRVegetation ContactAggregated | WLDFR | HFTD - Distribution - Tier 2 - 3QU CoRE ¦ 2QU LoRE | Non-Red Flag Warning - Small Fires | Vegetation Contact | Aggregated | 2066 | 0.0026432 | 791.1377 | 2.0911 | 2066 | Mitigation | 0.95 | 45 | 0 | esc | 0.00097009 | 2.5641e-06 | 0.00097009 | 2.5641e-06
[35 empty] | 7.3.3.17.6 Updates to grid topology to minimize risk of ignition in HFTDs Butte County Rebuild | WLDFR | HFTD - Distribution - Tier 3 - 4QU CoRE ¦ 3QU LoRE | 2074 | 0.027711 | 0.0042084 | 0.19744 | 0 | 0.19744 |  |  |  |  | 0.006892 | 0.32334 | 0 | 0.32334 | 0.0054713 |  | 0.0089603 | 0.0111 | 0.00030761 | Column23: 0.52078; Column24: 0.014432; Column25: 0; Column26: 0; Column27: 0.52078; Column28: 0.014432; Column29: 0.0086926; Column30: 0.40782; Column31: 0; Column32: 0.40782; Column33: 0.011301 | WLDFR | HFTD - Distribution - Tier 3 - 4QU CoRE ¦ 5QU LoRE | Red Flag Warning - Small Fires | 2067 | 0 | 3.4494e-07 | 0.11504 | 0.052388 | 0.0022734 | 0.060377 | 0 | 0 | 0.00035779 | 0 | 0 | 0 | 3.9682e-08 | 0 | 3.9682e-08 | 0 | 0.00047549 | 0.0010423 | 0 | 0.0010423 | [17 empty] | 7.3.3.17.5 (Remote Grid) Updates to grid topology to minimize risk of ignition in HFTDs Remote GridWLDFRVegetation ContactAggregated | WLDFR | HFTD - Distribution - Tier 2 - 3QU CoRE ¦ 2QU LoRE | Non-Red Flag Warning - Small Fires | Vegetation Contact | Aggregated | 2067 | 0.0026432 | 791.1377 | 2.0911 | 2067 | Mitigation | 0.95 | 45 | 0 | esc | 0 | 0 | 0.00097009 | 2.5641e-06
[35 empty] | 7.3.3.17.6 Updates to grid topology to minimize risk of ignition in HFTDs Butte County Rebuild | WLDFR | HFTD - Distribution - Tier 3 - 4QU CoRE ¦ 3QU LoRE | 2075 | 0.025899 | 0 | 0 | 0 | 0 |  |  |  |  | 0.006892 | 0.32334 | 0 | 0.32334 | 0 |  | 0.0083741 | 0.006892 | 0.00017849 | Column23: 0.32334; Column24: 0.0083741; Column25: 0; Column26: 0; Column27: 0.32334; Column28: 0.0083741; Column29: 0.0086926; Column30: 0.40782; Column31: 0; Column32: 0.40782; Column33: 0.010562 | WLDFR | HFTD - Distribution - Tier 3 - 5QU CoRE ¦ 1QU LoRE | Non-Red Flag Warning - Catastrophic Fires | 2022 | 8.7869e-11 | 0 | 14146.1306 | 222.2294 | 8585.7228 | 5338.1784 | 0 | 0 | 1.1064e-07 | 1.243e-06 | 0 | 1.243e-06 | 0 | 0 | 0 | 0 | 0.00047549 | 0.0010423 | 0 | 0.0010423 | [17 empty] | 7.3.3.17.5 (Remote Grid) Updates to grid topology to minimize risk of ignition in HFTDs Remote GridWLDFRWire-to-wire contactAggregated | WLDFR | HFTD - Distribution - Tier 2 - 3QU CoRE ¦ 2QU LoRE | Non-Red Flag Warning - Small Fires | Wire-to-wire contact | Aggregated | 2022 | 0.0004216 | 791.1377 | 0.33354 | 2022 | Mitigation | 0.95 | 45 | 0 | esc | 0.00097009 | 4.0899e-07 | 0 | 0
[35 empty] | 7.3.3.17.6 Updates to grid topology to minimize risk of ignition in HFTDs Butte County Rebuild | WLDFR | HFTD - Distribution - Tier 3 - 4QU CoRE ¦ 3QU LoRE | 2076 | 0.024204 | 0 | 0 | 0 | 0 |  |  |  |  | 0.006892 | 0.32334 | 0 | 0.32334 | 0 |  | 0.0078263 | 0.006892 | 0.00016682 | Column23: 0.32334; Column24: 0.0078263; Column25: 0; Column26: 0; Column27: 0.32334; Column28: 0.0078263; Column29: 0.0086926; Column30: 0.40782; Column31: 0; Column32: 0.40782; Column33: 0.009871 | WLDFR | HFTD - Distribution - Tier 3 - 5QU CoRE ¦ 1QU LoRE | Non-Red Flag Warning - Catastrophic Fires | 2023 | 8.7869e-11 | 8.7869e-11 | 14664.6376 | 233.2301 | 8896.516 | 5534.8915 | 0 | 0 | 1.1064e-07 | 1.2886e-06 | 0 | 1.2886e-06 | 1.2886e-06 | 0 | 1.2886e-06 | 0 | 0.00049817 | 0.001092 | 0 | 0.001092 | [17 empty] | 7.3.3.17.5 (Remote Grid) Updates to grid topology to minimize risk of ignition in HFTDs Remote GridWLDFRWire-to-wire contactAggregated | WLDFR | HFTD - Distribution - Tier 2 - 3QU CoRE ¦ 2QU LoRE | Non-Red Flag Warning - Small Fires | Wire-to-wire contact | Aggregated | 2023 | 0.0004216 | 791.1377 | 0.33354 | 2023 | Mitigation | 0.95 | 45 | 0 | esc | 0.00097009 | 4.0899e-07 | 0.00097009 | 4.0899e-07
[35 empty] | 7.3.3.17.6 Updates to grid topology to minimize risk of ignition in HFTDs Butte County Rebuild | WLDFR | HFTD - Distribution - Tier 3 - 4QU CoRE ¦ 3QU LoRE | 2077 | 0.022621 | 0 | 0 | 0 | 0 |  |  |  |  | 0 | 0 | 0 | 0 | 0 |  | 0 | 0 | 0 | Column23: 0; Column24: 0; Column25: 0; Column26: 0; Column27: 0; Column28: 0; Column29: 0.0086926; Column30: 0.40782; Column31: 0; Column32: 0.40782; Column33: 0.0092252 | WLDFR | HFTD - Distribution - Tier 3 - 5QU CoRE ¦ 1QU LoRE | Non-Red Flag Warning - Catastrophic Fires | 2024 | 8.7869e-11 | 8.7869e-11 | 14664.6376 | 233.2301 | 8896.516 | 5534.8915 | 0 | 0 | 1.1064e-07 | 1.2886e-06 | 0 | 1.2886e-06 | 1.2886e-06 | 0 | 1.2886e-06 | 0 | 0.00049817 | 0.001092 | 0 | 0.001092 | [17 empty] | 7.3.3.17.5 (Remote Grid) Updates to grid topology to minimize risk of ignition in HFTDs Remote GridWLDFRWire-to-wire contactAggregated | WLDFR | HFTD - Distribution - Tier 2 - 3QU CoRE ¦ 2QU LoRE | Non-Red Flag Warning - Small Fires | Wire-to-wire contact | Aggregated | 2024 | 0.0004216 | 791.1377 | 0.33354 | 2024 | Mitigation | 0.95 | 45 | 0 | esc | 0.00097009 | 4.0899e-07 | 0.00097009 | 4.0899e-07
[35 empty] | 7.3.3.17.6 Updates to grid topology to minimize risk of ignition in HFTDs Butte County Rebuild | WLDFR | HFTD - Distribution - Tier 3 - 4QU CoRE ¦ 4QU LoRE | 2020 | 1 | 0.0018414 | 0.062812 | 0 | 0.062812 |  |  |  |  | 0 | 0 | 0 | 0 | 0.062812 |  | 0 | 0.0018414 | 0.0018414 | Column23: 0.062812; Column24: 0.062812; Column25: 0; Column26: 0; Column27: 0.062812; Column28: 0.062812; Column29: 0; Column30: 0; Column31: 0; Column32: 0; Column33: 0 | WLDFR | HFTD - Distribution - Tier 3 - 5QU CoRE ¦ 1QU LoRE | Non-Red Flag Warning - Catastrophic Fires | 2025 | 8.7869e-11 | 8.7869e-11 | 14664.6376 | 233.2301 | 8896.516 | 5534.8915 | 0 | 0 | 1.1064e-07 | 1.2886e-06 | 0 | 1.2886e-06 | 1.2886e-06 | 0 | 1.2886e-06 | 0 | 0.00049817 | 0.001092 | 0 | 0.001092 | [17 empty] | 7.3.3.17.5 (Remote Grid) Updates to grid topology to minimize risk of ignition in HFTDs Remote GridWLDFRWire-to-wire contactAggregated | WLDFR | HFTD - Distribution - Tier 2 - 3QU CoRE ¦ 2QU LoRE | Non-Red Flag Warning - Small Fires | Wire-to-wire contact | Aggregated | 2025 | 0.0004216 | 791.1377 | 0.33354 | 2025 | Mitigation | 0.95 | 45 | 0 | esc | 0.00097009 | 4.0899e-07 | 0.00097009 | 4.0899e-07
[35 empty] | 7.3.3.17.6 Updates to grid topology to minimize risk of ignition in HFTDs Butte County Rebuild | WLDFR | HFTD - Distribution - Tier 3 - 4QU CoRE ¦ 4QU LoRE | 2021 | 1 | 0.0018414 | 0.062812 | 0 | 0.062812 |  |  |  |  | 0 | 0 | 0 | 0 | 0.062812 |  | 0 | 0.0018414 | 0.0018414 | Column23: 0.062812; Column24: 0.062812; Column25: 0; Column26: 0; Column27: 0.062812; Column28: 0.062812; Column29: 0; Column30: 0; Column31: 0; Column32: 0; Column33: 0 | WLDFR | HFTD - Distribution - Tier 3 - 5QU CoRE ¦ 1QU LoRE | Non-Red Flag Warning - Catastrophic Fires | 2026 | 8.7869e-11 | 8.7869e-11 | 14664.6376 | 233.2301 | 8896.516 | 5534.8915 | 0 | 0 | 1.1064e-07 | 1.2886e-06 | 0 | 1.2886e-06 | 1.2886e-06 | 0 | 1.2886e-06 | 0 | 0.00049817 | 0.001092 | 0 | 0.001092 | [17 empty] | 7.3.3.17.5 (Remote Grid) Updates to grid topology to minimize risk of ignition in HFTDs Remote GridWLDFRWire-to-wire contactAggregated | WLDFR | HFTD - Distribution - Tier 2 - 3QU CoRE ¦ 2QU LoRE | Non-Red Flag Warning - Small Fires | Wire-to-wire contact | Aggregated | 2026 | 0.0004216 | 791.1377 | 0.33354 | 2026 | Mitigation | 0.95 | 45 | 0 | esc | 0.00097009 | 4.0899e-07 | 0.00097009 | 4.0899e-07
[35 empty] | 7.3.3.17.6 Updates to grid topology to minimize risk of ignition in HFTDs Butte County Rebuild | WLDFR | HFTD - Distribution - Tier 3 - 4QU CoRE ¦ 4QU LoRE | 2022 | 0.93458 | 0.0018115 | 0.063731 | 0 | 0.063731 |  |  |  |  | 0.0029398 | 0.10343 | 0 | 0.10343 | 0.059562 |  | 0.096661 | 0.0047513 | 0.0044405 | Column23: 0.16716; Column24: 0.15622; Column25: 0; Column26: 0; Column27: 0.16716; Column28: 0.15622; Column29: 0; Column30: 0; Column31: 0; Column32: 0; Column33: 0 | WLDFR | HFTD - Distribution - Tier 3 - 5QU CoRE ¦ 1QU LoRE | Non-Red Flag Warning - Catastrophic Fires | 2027 | 8.7869e-11 | 8.7869e-11 | 14664.6376 | 233.2301 | 8896.516 | 5534.8915 | 0 | 0 | 1.1064e-07 | 1.2886e-06 | 0 | 1.2886e-06 | 1.2886e-06 | 0 | 1.2886e-06 | 0 | 0.00049817 | 0.001092 | 0 | 0.001092 | [17 empty] | 7.3.3.17.5 (Remote Grid) Updates to grid topology to minimize risk of ignition in HFTDs Remote GridWLDFRWire-to-wire contactAggregated | WLDFR | HFTD - Distribution - Tier 2 - 3QU CoRE ¦ 2QU LoRE | Non-Red Flag Warning - Small Fires | Wire-to-wire contact | Aggregated | 2027 | 0.0004216 | 791.1377 | 0.33354 | 2027 | Mitigation | 0.95 | 45 | 0 | esc | 0.00097009 | 4.0899e-07 | 0.00097009 | 4.0899e-07
[35 empty] | 7.3.3.17.6 Updates to grid topology to minimize risk of ignition in HFTDs Butte County Rebuild | WLDFR | HFTD - Distribution - Tier 3 - 4QU CoRE ¦ 4QU LoRE | 2023 | 0.87344 | 0.0018115 | 0.066066 | 0 | 0.066066 |  |  |  |  | 0.0029398 | 0.10722 | 0 | 0.10722 | 0.057705 |  | 0.093647 | 0.0047513 | 0.00415 | Column23: 0.17328; Column24: 0.15135; Column25: 0; Column26: 0; Column27: 0.17328; Column28: 0.15135; Column29: 0.0037079; Column30: 0.13523; Column31: 0; Column32: 0.13523; Column33: 0.11811 | WLDFR | HFTD - Distribution - Tier 3 - 5QU CoRE ¦ 1QU LoRE | Non-Red Flag Warning - Catastrophic Fires | 2028 | 8.7869e-11 | 8.7869e-11 | 15317.9909 | 247.273 | 9287.6491 | 5783.0689 | 0 | 0 | 1.1064e-07 | 1.346e-06 | 0 | 1.346e-06 | 1.346e-06 | 0 | 1.346e-06 | 0 | 0.00052102 | 0.0011421 | 0 | 0.0011421 | [17 empty] | 7.3.3.17.5 (Remote Grid) Updates to grid topology to minimize risk of ignition in HFTDs Remote GridWLDFRWire-to-wire contactAggregated | WLDFR | HFTD - Distribution - Tier 2 - 3QU CoRE ¦ 2QU LoRE | Non-Red Flag Warning - Small Fires | Wire-to-wire contact | Aggregated | 2028 | 0.0004216 | 791.1377 | 0.33354 | 2028 | Mitigation | 0.95 | 45 | 0 | esc | 0.00097009 | 4.0899e-07 | 0.00097009 | 4.0899e-07
[35 empty] | 7.3.3.17.6 Updates to grid topology to minimize risk of ignition in HFTDs Butte County Rebuild | WLDFR | HFTD - Distribution - Tier 3 - 4QU CoRE ¦ 4QU LoRE | 2024 | 0.8163 | 0.0018115 | 0.066066 | 0 | 0.066066 |  |  |  |  | 0.0029398 | 0.10722 | 0 | 0.10722 | 0.05393 |  | 0.087521 | 0.0047513 | 0.0038785 | Column23: 0.17328; Column24: 0.14145; Column25: 0; Column26: 0; Column27: 0.17328; Column28: 0.14145; Column29: 0.0037079; Column30: 0.13523; Column31: 0; Column32: 0.13523; Column33: 0.11039 | WLDFR | HFTD - Distribution - Tier 3 - 5QU CoRE ¦ 1QU LoRE | Non-Red Flag Warning - Catastrophic Fires | 2029 | 8.7869e-11 | 8.7869e-11 | 15317.9909 | 247.273 | 9287.6491 | 5783.0689 | 0 | 0 | 1.1064e-07 | 1.346e-06 | 0 | 1.346e-06 | 1.346e-06 | 0 | 1.346e-06 | 0 | 0.00052102 | 0.0011421 | 0 | 0.0011421 | [17 empty] | 7.3.3.17.5 (Remote Grid) Updates to grid topology to minimize risk of ignition in HFTDs Remote GridWLDFRWire-to-wire contactAggregated | WLDFR | HFTD - Distribution - Tier 2 - 3QU CoRE ¦ 2QU LoRE | Non-Red Flag Warning - Small Fires | Wire-to-wire contact | Aggregated | 2029 | 0.0004216 | 791.1377 | 0.33354 | 2029 | Mitigation | 0.95 | 45 | 0 | esc | 0.00097009 | 4.0899e-07 | 0.00097009 | 4.0899e-07
[35 empty] | 7.3.3.17.6 Updates to grid topology to minimize risk of ignition in HFTDs Butte County Rebuild | WLDFR | HFTD - Distribution - Tier 3 - 4QU CoRE ¦ 4QU LoRE | 2025 | 0.7629 | 0.0018115 | 0.066066 | 0 | 0.066066 |  |  |  |  | 0.0029398 | 0.10722 | 0 | 0.10722 | 0.050402 |  | 0.081795 | 0.0047513 | 0.0036247 | Column23: 0.17328; Column24: 0.1322; Column25: 0; Column26: 0; Column27: 0.17328; Column28: 0.1322; Column29: 0.0037079; Column30: 0.13523; Column31: 0; Column32: 0.13523; Column33: 0.10316 | WLDFR | HFTD - Distribution - Tier 3 - 5QU CoRE ¦ 1QU LoRE | Non-Red Flag Warning - Catastrophic Fires | 2030 | 8.7869e-11 | 8.7869e-11 | 15317.9909 | 247.273 | 9287.6491 | 5783.0689 | 0 | 0 | 1.1064e-07 | 1.346e-06 | 0 | 1.346e-06 | 1.346e-06 | 0 | 1.346e-06 | 0 | 0.00052102 | 0.0011421 | 0 | 0.0011421 | [17 empty] | 7.3.3.17.5 (Remote Grid) Updates to grid topology to minimize risk of ignition in HFTDs Remote GridWLDFRWire-to-wire contactAggregated | WLDFR | HFTD - Distribution - Tier 2 - 3QU CoRE ¦ 2QU LoRE | Non-Red Flag Warning - Small Fires | Wire-to-wire contact | Aggregated | 2030 | 0.0004216 | 791.1377 | 0.33354 | 2030 | Mitigation | 0.95 | 45 | 0 | esc | 0.00097009 | 4.0899e-07 | 0.00097009 | 4.0899e-07
[35 empty] | 7.3.3.17.6 Updates to grid topology to minimize risk of ignition in HFTDs Butte County Rebuild | WLDFR | HFTD - Distribution - Tier 3 - 4QU CoRE ¦ 4QU LoRE | 2026 | 0.71299 | 0.0018115 | 0.066066 | 0 | 0.066066 |  |  |  |  | 0.0029398 | 0.10722 | 0 | 0.10722 | 0.047104 |  | 0.076444 | 0.0047513 | 0.0033876 | Column23: 0.17328; Column24: 0.12355; Column25: 0; Column26: 0; Column27: 0.17328; Column28: 0.12355; Column29: 0.0037079; Column30: 0.13523; Column31: 0; Column32: 0.13523; Column33: 0.096416 | WLDFR | HFTD - Distribution - Tier 3 - 5QU CoRE ¦ 1QU LoRE | Non-Red Flag Warning - Catastrophic Fires | 2031 | 8.7869e-11 | 8.7869e-11 | 15317.9909 | 247.273 | 9287.6491 | 5783.0689 | 0 | 0 | 1.1064e-07 | 1.346e-06 | 0 | 1.346e-06 | 1.346e-06 | 0 | 1.346e-06 | 0 | 0.00052102 | 0.0011421 | 0 | 0.0011421 | [17 empty] | 7.3.3.17.5 (Remote Grid) Updates to grid topology to minimize risk of ignition in HFTDs Remote GridWLDFRWire-to-wire contactAggregated | WLDFR | HFTD - Distribution - Tier 2 - 3QU CoRE ¦ 2QU LoRE | Non-Red Flag Warning - Small Fires | Wire-to-wire contact | Aggregated | 2031 | 0.0004216 | 791.1377 | 0.33354 | 2031 | Mitigation | 0.95 | 45 | 0 | esc | 0.00097009 | 4.0899e-07 | 0.00097009 | 4.0899e-07
[35 empty] | 7.3.3.17.6 Updates to grid topology to minimize risk of ignition in HFTDs Butte County Rebuild | WLDFR | HFTD - Distribution - Tier 3 - 4QU CoRE ¦ 4QU LoRE | 2027 | 0.66634 | 0.0018115 | 0.066066 | 0 | 0.066066 |  |  |  |  | 0.0029398 | 0.10722 | 0 | 0.10722 | 0.044023 |  | 0.071443 | 0.0047513 | 0.003166 | Column23: 0.17328; Column24: 0.11547; Column25: 0; Column26: 0; Column27: 0.17328; Column28: 0.11547; Column29: 0.0037079; Column30: 0.13523; Column31: 0; Column32: 0.13523; Column33: 0.090108 | WLDFR | HFTD - Distribution - Tier 3 - 5QU CoRE ¦ 1QU LoRE | Non-Red Flag Warning - Catastrophic Fires | 2032 | 8.7869e-11 | 8.7869e-11 | 15317.9909 | 247.273 | 9287.6491 | 5783.0689 | 0 | 0 | 1.1064e-07 | 1.346e-06 | 0 | 1.346e-06 | 1.346e-06 | 0 | 1.346e-06 | 0 | 0.00052102 | 0.0011421 | 0 | 0.0011421 | [17 empty] | 7.3.3.17.5 (Remote Grid) Updates to grid topology to minimize risk of ignition in HFTDs Remote GridWLDFRWire-to-wire contactAggregated | WLDFR | HFTD - Distribution - Tier 2 - 3QU CoRE ¦ 2QU LoRE | Non-Red Flag Warning - Small Fires | Wire-to-wire contact | Aggregated | 2032 | 0.0004216 | 791.1377 | 0.33354 | 2032 | Mitigation | 0.95 | 45 | 0 | esc | 0.00097009 | 4.0899e-07 | 0.00097009 | 4.0899e-07
[35 empty] | 7.3.3.17.6 Updates to grid topology to minimize risk of ignition in HFTDs Butte County Rebuild | WLDFR | HFTD - Distribution - Tier 3 - 4QU CoRE ¦ 4QU LoRE | 2028 | 0.62275 | 0.0018115 | 0.069008 | 0 | 0.069008 |  |  |  |  | 0.0029398 | 0.11199 | 0 | 0.11199 | 0.042975 |  | 0.069742 | 0.0047513 | 0.0029589 | Column23: 0.181; Column24: 0.11272; Column25: 0; Column26: 0; Column27: 0.181; Column28: 0.11272; Column29: 0.0037079; Column30: 0.14125; Column31: 0; Column32: 0.14125; Column33: 0.087963 | WLDFR | HFTD - Distribution - Tier 3 - 5QU CoRE ¦ 1QU LoRE | Non-Red Flag Warning - Catastrophic Fires | 2033 | 8.7869e-11 | 8.7869e-11 | 16044.1264 | 263.1074 | 9721.74 | 6059.2791 | 0 | 0 | 1.1064e-07 | 1.4098e-06 | 0 | 1.4098e-06 | 1.4098e-06 | 0 | 1.4098e-06 | 0 | 0.00054378 | 0.001192 | 0 | 0.001192 | [17 empty] | 7.3.3.17.5 (Remote Grid) Updates to grid topology to minimize risk of ignition in HFTDs Remote GridWLDFRWire-to-wire contactAggregated | WLDFR | HFTD - Distribution - Tier 2 - 3QU CoRE ¦ 2QU LoRE | Non-Red Flag Warning - Small Fires | Wire-to-wire contact | Aggregated | 2033 | 0.0004216 | 791.1377 | 0.33354 | 2033 | Mitigation | 0.95 | 45 | 0 | esc | 0.00097009 | 4.0899e-07 | 0.00097009 | 4.0899e-07
[35 empty] | 7.3.3.17.6 Updates to grid topology to minimize risk of ignition in HFTDs Butte County Rebuild | WLDFR | HFTD - Distribution - Tier 3 - 4QU CoRE ¦ 4QU LoRE | 2029 | 0.58201 | 0.0018115 | 0.069008 | 0 | 0.069008 |  |  |  |  | 0.0029398 | 0.11199 | 0 | 0.11199 | 0.040163 |  | 0.06518 | 0.0047513 | 0.0027653 | Column23: 0.181; Column24: 0.10534; Column25: 0; Column26: 0; Column27: 0.181; Column28: 0.10534; Column29: 0.0037079; Column30: 0.14125; Column31: 0; Column32: 0.14125; Column33: 0.082209 | WLDFR | HFTD - Distribution - Tier 3 - 5QU CoRE ¦ 1QU LoRE | Non-Red Flag Warning - Catastrophic Fires | 2034 | 8.7869e-11 | 8.7869e-11 | 16044.1264 | 263.1074 | 9721.74 | 6059.2791 | 0 | 0 | 1.1064e-07 | 1.4098e-06 | 0 | 1.4098e-06 | 1.4098e-06 | 0 | 1.4098e-06 | 0 | 0.00054378 | 0.001192 | 0 | 0.001192 | [17 empty] | 7.3.3.17.5 (Remote Grid) Updates to grid topology to minimize risk of ignition in HFTDs Remote GridWLDFRWire-to-wire contactAggregated | WLDFR | HFTD - Distribution - Tier 2 - 3QU CoRE ¦ 2QU LoRE | Non-Red Flag Warning - Small Fires | Wire-to-wire contact | Aggregated | 2034 | 0.0004216 | 791.1377 | 0.33354 | 2034 | Mitigation | 0.95 | 45 | 0 | esc | 0.00097009 | 4.0899e-07 | 0.00097009 | 4.0899e-07
[35 empty] | 7.3.3.17.6 Updates to grid topology to minimize risk of ignition in HFTDs Butte County Rebuild | WLDFR | HFTD - Distribution - Tier 3 - 4QU CoRE ¦ 4QU LoRE | 2030 | 0.54393 | 0.0018115 | 0.069008 | 0 | 0.069008 |  |  |  |  | 0.0029398 | 0.11199 | 0 | 0.11199 | 0.037536 |  | 0.060916 | 0.0047513 | 0.0025844 | Column23: 0.181; Column24: 0.098452; Column25: 0; Column26: 0; Column27: 0.181; Column28: 0.098452; Column29: 0.0037079; Column30: 0.14125; Column31: 0; Column32: 0.14125; Column33: 0.076831 | WLDFR | HFTD - Distribution - Tier 3 - 5QU CoRE ¦ 1QU LoRE | Non-Red Flag Warning - Catastrophic Fires | 2035 | 8.7869e-11 | 8.7869e-11 | 16044.1264 | 263.1074 | 9721.74 | 6059.2791 | 0 | 0 | 1.1064e-07 | 1.4098e-06 | 0 | 1.4098e-06 | 1.4098e-06 | 0 | 1.4098e-06 | 0 | 0.00054378 | 0.001192 | 0 | 0.001192 | [17 empty] | 7.3.3.17.5 (Remote Grid) Updates to grid topology to minimize risk of ignition in HFTDs Remote GridWLDFRWire-to-wire contactAggregated | WLDFR | HFTD - Distribution - Tier 2 - 3QU CoRE ¦ 2QU LoRE | Non-Red Flag Warning - Small Fires | Wire-to-wire contact | Aggregated | 2035 | 0.0004216 | 791.1377 | 0.33354 | 2035 | Mitigation | 0.95 | 45 | 0 | esc | 0.00097009 | 4.0899e-07 | 0.00097009 | 4.0899e-07
[35 empty] | 7.3.3.17.6 Updates to grid topology to minimize risk of ignition in HFTDs Butte County Rebuild | WLDFR | HFTD - Distribution - Tier 3 - 4QU CoRE ¦ 4QU LoRE | 2031 | 0.50835 | 0.0018115 | 0.069008 | 0 | 0.069008 |  |  |  |  | 0.0029398 | 0.11199 | 0 | 0.11199 | 0.03508 |  | 0.056931 | 0.0047513 | 0.0024153 | Column23: 0.181; Column24: 0.092011; Column25: 0; Column26: 0; Column27: 0.181; Column28: 0.092011; Column29: 0.0037079; Column30: 0.14125; Column31: 0; Column32: 0.14125; Column33: 0.071804 | WLDFR | HFTD - Distribution - Tier 3 - 5QU CoRE ¦ 1QU LoRE | Non-Red Flag Warning - Catastrophic Fires | 2036 | 8.7869e-11 | 8.7869e-11 | 16044.1264 | 263.1074 | 9721.74 | 6059.2791 | 0 | 0 | 1.1064e-07 | 1.4098e-06 | 0 | 1.4098e-06 | 1.4098e-06 | 0 | 1.4098e-06 | 0 | 0 | 0.001192 | 0 | 0.001192 | [17 empty] | 7.3.3.17.5 (Remote Grid) Updates to grid topology to minimize risk of ignition in HFTDs Remote GridWLDFRWire-to-wire contactAggregated | WLDFR | HFTD - Distribution - Tier 2 - 3QU CoRE ¦ 2QU LoRE | Non-Red Flag Warning - Small Fires | Wire-to-wire contact | Aggregated | 2036 | 0.0004216 | 791.1377 | 0.33354 | 2036 | Mitigation | 0.95 | 45 | 0 | esc | 0.00097009 | 4.0899e-07 | 0.00097009 | 4.0899e-07
[35 empty] | 7.3.3.17.6 Updates to grid topology to minimize risk of ignition in HFTDs Butte County Rebuild | WLDFR | HFTD - Distribution - Tier 3 - 4QU CoRE ¦ 4QU LoRE | 2032 | 0.47509 | 0.0018115 | 0.069008 | 0 | 0.069008 |  |  |  |  | 0.0029398 | 0.11199 | 0 | 0.11199 | 0.032785 |  | 0.053206 | 0.0047513 | 0.0022573 | Column23: 0.181; Column24: 0.085991; Column25: 0; Column26: 0; Column27: 0.181; Column28: 0.085991; Column29: 0.0037079; Column30: 0.14125; Column31: 0; Column32: 0.14125; Column33: 0.067107 | WLDFR | HFTD - Distribution - Tier 3 - 5QU CoRE ¦ 1QU LoRE | Non-Red Flag Warning - Catastrophic Fires | 2037 | 8.7869e-11 | 8.7869e-11 | 16044.1264 | 263.1074 | 9721.74 | 6059.2791 | 0 | 0 | 1.1064e-07 | 1.4098e-06 | 0 | 1.4098e-06 | 1.4098e-06 | 0 | 1.4098e-06 | 0 | 0 | 0 | 0 | 0 | [17 empty] | 7.3.3.17.5 (Remote Grid) Updates to grid topology to minimize risk of ignition in HFTDs Remote GridWLDFRWire-to-wire contactAggregated | WLDFR | HFTD - Distribution - Tier 2 - 3QU CoRE ¦ 2QU LoRE | Non-Red Flag Warning - Small Fires | Wire-to-wire contact | Aggregated | 2037 | 0.0004216 | 791.1377 | 0.33354 | 2037 | Mitigation | 0.95 | 45 | 0 | esc | 0.00097009 | 4.0899e-07 | 0.00097009 | 4.0899e-07
[35 empty] | 7.3.3.17.6 Updates to grid topology to minimize risk of ignition in HFTDs Butte County Rebuild | WLDFR | HFTD - Distribution - Tier 3 - 4QU CoRE ¦ 4QU LoRE | 2033 | 0.44401 | 0.0018115 | 0.072278 | 0 | 0.072278 |  |  |  |  | 0.0029398 | 0.1173 | 0 | 0.1173 | 0.032092 |  | 0.052081 | 0.0047513 | 0.0021096 | Column23: 0.18957; Column24: 0.084174; Column25: 0; Column26: 0; Column27: 0.18957; Column28: 0.084174; Column29: 0.0037079; Column30: 0.14794; Column31: 0; Column32: 0.14794; Column33: 0.065688 | WLDFR | HFTD - Distribution - Tier 3 - 5QU CoRE ¦ 1QU LoRE | Non-Red Flag Warning - Catastrophic Fires | 2038 | 8.7869e-11 | 8.7869e-11 | 16832.3912 | 280.5544 | 10192.2718 | 6359.5651 | 0 | 0 | 1.1064e-07 | 1.479e-06 | 0 | 1.479e-06 | 1.479e-06 | 0 | 1.479e-06 | 0 | 3.3667e-05 | 0 | 0 | 0 | [17 empty] | 7.3.3.17.5 (Remote Grid) Updates to grid topology to minimize risk of ignition in HFTDs Remote GridWLDFRWire-to-wire contactAggregated | WLDFR | HFTD - Distribution - Tier 2 - 3QU CoRE ¦ 2QU LoRE | Non-Red Flag Warning - Small Fires | Wire-to-wire contact | Aggregated | 2038 | 0.0004216 | 791.1377 | 0.33354 | 2038 | Mitigation | 0.95 | 45 | 0 | esc | 0.00097009 | 4.0899e-07 | 0.00097009 | 4.0899e-07
[35 empty] | 7.3.3.17.6 Updates to grid topology to minimize risk of ignition in HFTDs Butte County Rebuild | WLDFR | HFTD - Distribution - Tier 3 - 4QU CoRE ¦ 4QU LoRE | 2034 | 0.41496 | 0.0018115 | 0.072278 | 0 | 0.072278 |  |  |  |  | 0.0029398 | 0.1173 | 0 | 0.1173 | 0.029993 |  | 0.048674 | 0.0047513 | 0.0019716 | Column23: 0.18957; Column24: 0.078667; Column25: 0; Column26: 0; Column27: 0.18957; Column28: 0.078667; Column29: 0.0037079; Column30: 0.14794; Column31: 0; Column32: 0.14794; Column33: 0.061391 | WLDFR | HFTD - Distribution - Tier 3 - 5QU CoRE ¦ 1QU LoRE | Non-Red Flag Warning - Catastrophic Fires | 2039 | 8.7869e-11 | 8.7869e-11 | 16832.3912 | 280.5544 | 10192.2718 | 6359.5651 | 0 | 0 | 1.1064e-07 | 1.479e-06 | 0 | 1.479e-06 | 1.479e-06 | 0 | 1.479e-06 | 0 | 3.4897e-05 | 7.6494e-05 | 0 | 7.6494e-05 | [17 empty] | 7.3.3.17.5 (Remote Grid) Updates to grid topology to minimize risk of ignition in HFTDs Remote GridWLDFRWire-to-wire contactAggregated | WLDFR | HFTD - Distribution - Tier 2 - 3QU CoRE ¦ 2QU LoRE | Non-Red Flag Warning - Small Fires | Wire-to-wire contact | Aggregated | 2039 | 0.0004216 | 791.1377 | 0.33354 | 2039 | Mitigation | 0.95 | 45 | 0 | esc | 0.00097009 | 4.0899e-07 | 0.00097009 | 4.0899e-07
[35 empty] | 7.3.3.17.6 Updates to grid topology to minimize risk of ignition in HFTDs Butte County Rebuild | WLDFR | HFTD - Distribution - Tier 3 - 4QU CoRE ¦ 4QU LoRE | 2035 | 0.38782 | 0.0018115 | 0.072278 | 0 | 0.072278 |  |  |  |  | 0.0029398 | 0.1173 | 0 | 0.1173 | 0.028031 |  | 0.04549 | 0.0047513 | 0.0018426 | Column23: 0.18957; Column24: 0.07352; Column25: 0; Column26: 0; Column27: 0.18957; Column28: 0.07352; Column29: 0.0037079; Column30: 0.14794; Column31: 0; Column32: 0.14794; Column33: 0.057375 | WLDFR | HFTD - Distribution - Tier 3 - 5QU CoRE ¦ 1QU LoRE | Non-Red Flag Warning - Catastrophic Fires | 2040 | 8.7869e-11 | 8.7869e-11 | 16832.3912 | 280.5544 | 10192.2718 | 6359.5651 | 0 | 0 | 1.1064e-07 | 1.479e-06 | 0 | 1.479e-06 | 1.479e-06 | 0 | 1.479e-06 | 0 | 3.4897e-05 | 7.6494e-05 | 0 | 7.6494e-05 | [17 empty] | 7.3.3.17.5 (Remote Grid) Updates to grid topology to minimize risk of ignition in HFTDs Remote GridWLDFRWire-to-wire contactAggregated | WLDFR | HFTD - Distribution - Tier 2 - 3QU CoRE ¦ 2QU LoRE | Non-Red Flag Warning - Small Fires | Wire-to-wire contact | Aggregated | 2040 | 0.0004216 | 791.1377 | 0.33354 | 2040 | Mitigation | 0.95 | 45 | 0 | esc | 0.00097009 | 4.0899e-07 | 0.00097009 | 4.0899e-07
[35 empty] | 7.3.3.17.6 Updates to grid topology to minimize risk of ignition in HFTDs Butte County Rebuild | WLDFR | HFTD - Distribution - Tier 3 - 4QU CoRE ¦ 4QU LoRE | 2036 | 0.36245 | 0.0018115 | 0.072278 | 0 | 0.072278 |  |  |  |  | 0.0029398 | 0.1173 | 0 | 0.1173 | 0.026197 |  | 0.042514 | 0.0047513 | 0.0017221 | Column23: 0.18957; Column24: 0.068711; Column25: 0; Column26: 0; Column27: 0.18957; Column28: 0.068711; Column29: 0.0037079; Column30: 0.14794; Column31: 0; Column32: 0.14794; Column33: 0.053621 | WLDFR | HFTD - Distribution - Tier 3 - 5QU CoRE ¦ 1QU LoRE | Non-Red Flag Warning - Catastrophic Fires | 2041 | 8.7869e-11 | 8.7869e-11 | 16832.3912 | 280.5544 | 10192.2718 | 6359.5651 | 0 | 0 | 1.1064e-07 | 1.479e-06 | 0 | 1.479e-06 | 1.479e-06 | 0 | 1.479e-06 | 0 | 3.4897e-05 | 7.6494e-05 | 0 | 7.6494e-05 | [17 empty] | 7.3.3.17.5 (Remote Grid) Updates to grid topology to minimize risk of ignition in HFTDs Remote GridWLDFRWire-to-wire contactAggregated | WLDFR | HFTD - Distribution - Tier 2 - 3QU CoRE ¦ 2QU LoRE | Non-Red Flag Warning - Small Fires | Wire-to-wire contact | Aggregated | 2041 | 0.0004216 | 791.1377 | 0.33354 | 2041 | Mitigation | 0.95 | 45 | 0 | esc | 0.00097009 | 4.0899e-07 | 0.00097009 | 4.0899e-07
[35 empty] | 7.3.3.17.6 Updates to grid topology to minimize risk of ignition in HFTDs Butte County Rebuild | WLDFR | HFTD - Distribution - Tier 3 - 4QU CoRE ¦ 4QU LoRE | 2037 | 0.33873 | 0.0018115 | 0.072278 | 0 | 0.072278 |  |  |  |  | 0.0029398 | 0.1173 | 0 | 0.1173 | 0.024483 |  | 0.039733 | 0.0047513 | 0.0016094 | Column23: 0.18957; Column24: 0.064216; Column25: 0; Column26: 0; Column27: 0.18957; Column28: 0.064216; Column29: 0.0037079; Column30: 0.14794; Column31: 0; Column32: 0.14794; Column33: 0.050113 | WLDFR | HFTD - Distribution - Tier 3 - 5QU CoRE ¦ 1QU LoRE | Non-Red Flag Warning - Catastrophic Fires | 2042 | 8.7869e-11 | 8.7869e-11 | 16832.3912 | 280.5544 | 10192.2718 | 6359.5651 | 0 | 0 | 1.1064e-07 | 1.479e-06 | 0 | 1.479e-06 | 1.479e-06 | 0 | 1.479e-06 | 0 | 3.4897e-05 | 7.6494e-05 | 0 | 7.6494e-05 | [17 empty] | 7.3.3.17.5 (Remote Grid) Updates to grid topology to minimize risk of ignition in HFTDs Remote GridWLDFRWire-to-wire contactAggregated | WLDFR | HFTD - Distribution - Tier 2 - 3QU CoRE ¦ 2QU LoRE | Non-Red Flag Warning - Small Fires | Wire-to-wire contact | Aggregated | 2042 | 0.0004216 | 791.1377 | 0.33354 | 2042 | Mitigation | 0.95 | 45 | 0 | esc | 0.00097009 | 4.0899e-07 | 0.00097009 | 4.0899e-07
[35 empty] | 7.3.3.17.6 Updates to grid topology to minimize risk of ignition in HFTDs Butte County Rebuild | WLDFR | HFTD - Distribution - Tier 3 - 4QU CoRE ¦ 4QU LoRE | 2038 | 0.31657 | 0.0018115 | 0.075827 | 0 | 0.075827 |  |  |  |  | 0.0029398 | 0.12306 | 0 | 0.12306 | 0.024005 |  | 0.038957 | 0.0047513 | 0.0015041 | Column23: 0.19888; Column24: 0.062962; Column25: 0; Column26: 0; Column27: 0.19888; Column28: 0.062962; Column29: 0.0037079; Column30: 0.15521; Column31: 0; Column32: 0.15521; Column33: 0.049135 | WLDFR | HFTD - Distribution - Tier 3 - 5QU CoRE ¦ 1QU LoRE | Non-Red Flag Warning - Catastrophic Fires | 2043 | 8.7869e-11 | 8.7869e-11 | 17672.0852 | 299.42 | 10692.7362 | 6679.929 | 0 | 0 | 1.1064e-07 | 1.5528e-06 | 0 | 1.5528e-06 | 1.5528e-06 | 0 | 1.5528e-06 | 0 | 3.4897e-05 | 7.6494e-05 | 0 | 7.6494e-05 | [17 empty] | 7.3.3.17.5 (Remote Grid) Updates to grid topology to minimize risk of ignition in HFTDs Remote GridWLDFRWire-to-wire contactAggregated | WLDFR | HFTD - Distribution - Tier 2 - 3QU CoRE ¦ 2QU LoRE | Non-Red Flag Warning - Small Fires | Wire-to-wire contact | Aggregated | 2043 | 0.0004216 | 791.1377 | 0.33354 | 2043 | Mitigation | 0.95 | 45 | 0 | esc | 0.00097009 | 4.0899e-07 | 0.00097009 | 4.0899e-07
[35 empty] | 7.3.3.17.6 Updates to grid topology to minimize risk of ignition in HFTDs Butte County Rebuild | WLDFR | HFTD - Distribution - Tier 3 - 4QU CoRE ¦ 4QU LoRE | 2039 | 0.29586 | 0.0018115 | 0.075827 | 0 | 0.075827 |  |  |  |  | 0.0029398 | 0.12306 | 0 | 0.12306 | 0.022435 |  | 0.036408 | 0.0047513 | 0.0014057 | Column23: 0.19888; Column24: 0.058843; Column25: 0; Column26: 0; Column27: 0.19888; Column28: 0.058843; Column29: 0.0037079; Column30: 0.15521; Column31: 0; Column32: 0.15521; Column33: 0.04592 | WLDFR | HFTD - Distribution - Tier 3 - 5QU CoRE ¦ 1QU LoRE | Non-Red Flag Warning - Catastrophic Fires | 2044 | 8.7869e-11 | 8.7869e-11 | 17672.0852 | 299.42 | 10692.7362 | 6679.929 | 0 | 0 | 1.1064e-07 | 1.5528e-06 | 0 | 1.5528e-06 | 1.5528e-06 | 0 | 1.5528e-06 | 0 | 3.6445e-05 | 7.9889e-05 | 0 | 7.9889e-05 | [17 empty] | 7.3.3.17.5 (Remote Grid) Updates to grid topology to minimize risk of ignition in HFTDs Remote GridWLDFRWire-to-wire contactAggregated | WLDFR | HFTD - Distribution - Tier 2 - 3QU CoRE ¦ 2QU LoRE | Non-Red Flag Warning - Small Fires | Wire-to-wire contact | Aggregated | 2044 | 0.0004216 | 791.1377 | 0.33354 | 2044 | Mitigation | 0.95 | 45 | 0 | esc | 0.00097009 | 4.0899e-07 | 0.00097009 | 4.0899e-07
[35 empty] | 7.3.3.17.6 Updates to grid topology to minimize risk of ignition in HFTDs Butte County Rebuild | WLDFR | HFTD - Distribution - Tier 3 - 4QU CoRE ¦ 4QU LoRE | 2040 | 0.27651 | 0.0018115 | 0.075827 | 0 | 0.075827 |  |  |  |  | 0.0029398 | 0.12306 | 0 | 0.12306 | 0.020967 |  | 0.034026 | 0.0047513 | 0.0013138 | Column23: 0.19888; Column24: 0.054993; Column25: 0; Column26: 0; Column27: 0.19888; Column28: 0.054993; Column29: 0.0037079; Column30: 0.15521; Column31: 0; Column32: 0.15521; Column33: 0.042916 | WLDFR | HFTD - Distribution - Tier 3 - 5QU CoRE ¦ 1QU LoRE | Non-Red Flag Warning - Catastrophic Fires | 2045 | 8.7869e-11 | 8.7869e-11 | 17672.0852 | 299.42 | 10692.7362 | 6679.929 | 0 | 0 | 1.1064e-07 | 1.5528e-06 | 0 | 1.5528e-06 | 1.5528e-06 | 0 | 1.5528e-06 | 0 | 3.6445e-05 | 7.9889e-05 | 0 | 7.9889e-05 | [17 empty] | 7.3.3.17.5 (Remote Grid) Updates to grid topology to minimize risk of ignition in HFTDs Remote GridWLDFRWire-to-wire contactAggregated | WLDFR | HFTD - Distribution - Tier 2 - 3QU CoRE ¦ 2QU LoRE | Non-Red Flag Warning - Small Fires | Wire-to-wire contact | Aggregated | 2045 | 0.0004216 | 791.1377 | 0.33354 | 2045 | Mitigation | 0.95 | 45 | 0 | esc | 0.00097009 | 4.0899e-07 | 0.00097009 | 4.0899e-07
[35 empty] | 7.3.3.17.6 Updates to grid topology to minimize risk of ignition in HFTDs Butte County Rebuild | WLDFR | HFTD - Distribution - Tier 3 - 4QU CoRE ¦ 4QU LoRE | 2041 | 0.25842 | 0.0018115 | 0.075827 | 0 | 0.075827 |  |  |  |  | 0.0029398 | 0.12306 | 0 | 0.12306 | 0.019595 |  | 0.0318 | 0.0047513 | 0.0012278 | Column23: 0.19888; Column24: 0.051395; Column25: 0; Column26: 0; Column27: 0.19888; Column28: 0.051395; Column29: 0.0037079; Column30: 0.15521; Column31: 0; Column32: 0.15521; Column33: 0.040108 | WLDFR | HFTD - Distribution - Tier 3 - 5QU CoRE ¦ 1QU LoRE | Non-Red Flag Warning - Catastrophic Fires | 2046 | 8.7869e-11 | 8.7869e-11 | 17672.0852 | 299.42 | 10692.7362 | 6679.929 | 0 | 0 | 1.1064e-07 | 1.5528e-06 | 0 | 1.5528e-06 | 1.5528e-06 | 0 | 1.5528e-06 | 0 | 3.6445e-05 | 7.9889e-05 | 0 | 7.9889e-05 | [17 empty] | 7.3.3.17.5 (Remote Grid) Updates to grid topology to minimize risk of ignition in HFTDs Remote GridWLDFRWire-to-wire contactAggregated | WLDFR | HFTD - Distribution - Tier 2 - 3QU CoRE ¦ 2QU LoRE | Non-Red Flag Warning - Small Fires | Wire-to-wire contact | Aggregated | 2046 | 0.0004216 | 791.1377 | 0.33354 | 2046 | Mitigation | 0.95 | 45 | 0 | esc | 0.00097009 | 4.0899e-07 | 0.00097009 | 4.0899e-07
[35 empty] | 7.3.3.17.6 Updates to grid topology to minimize risk of ignition in HFTDs Butte County Rebuild | WLDFR | HFTD - Distribution - Tier 3 - 4QU CoRE ¦ 4QU LoRE | 2042 | 0.24151 | 0.0018115 | 0.075827 | 0 | 0.075827 |  |  |  |  | 0.0029398 | 0.12306 | 0 | 0.12306 | 0.018313 |  | 0.02972 | 0.0047513 | 0.0011475 | Column23: 0.19888; Column24: 0.048033; Column25: 0; Column26: 0; Column27: 0.19888; Column28: 0.048033; Column29: 0.0037079; Column30: 0.15521; Column31: 0; Column32: 0.15521; Column33: 0.037485 | WLDFR | HFTD - Distribution - Tier 3 - 5QU CoRE ¦ 1QU LoRE | Non-Red Flag Warning - Catastrophic Fires | 2047 | 8.7869e-11 | 8.7869e-11 | 17672.0852 | 299.42 | 10692.7362 | 6679.929 | 0 | 0 | 1.1064e-07 | 1.5528e-06 | 0 | 1.5528e-06 | 1.5528e-06 | 0 | 1.5528e-06 | 0 | 3.6445e-05 | 7.9889e-05 | 0 | 7.9889e-05 | [17 empty] | 7.3.3.17.5 (Remote Grid) Updates to grid topology to minimize risk of ignition in HFTDs Remote GridWLDFRWire-to-wire contactAggregated | WLDFR | HFTD - Distribution - Tier 2 - 3QU CoRE ¦ 2QU LoRE | Non-Red Flag Warning - Small Fires | Wire-to-wire contact | Aggregated | 2047 | 0.0004216 | 791.1377 | 0.33354 | 2047 | Mitigation | 0.95 | 45 | 0 | esc | 0.00097009 | 4.0899e-07 | 0.00097009 | 4.0899e-07
[35 empty] | 7.3.3.17.6 Updates to grid topology to minimize risk of ignition in HFTDs Butte County Rebuild | WLDFR | HFTD - Distribution - Tier 3 - 4QU CoRE ¦ 4QU LoRE | 2043 | 0.22571 | 0.0018115 | 0.079608 | 0 | 0.079608 |  |  |  |  | 0.0029398 | 0.12919 | 0 | 0.12919 | 0.017969 |  | 0.02916 | 0.0047513 | 0.0010724 | Column23: 0.2088; Column24: 0.047129; Column25: 0; Column26: 0; Column27: 0.2088; Column28: 0.047129; Column29: 0.0037079; Column30: 0.16295; Column31: 0; Column32: 0.16295; Column33: 0.036779 | WLDFR | HFTD - Distribution - Tier 3 - 5QU CoRE ¦ 1QU LoRE | Non-Red Flag Warning - Catastrophic Fires | 2048 | 8.7869e-11 | 8.7869e-11 | 18552.3348 | 319.4911 | 11216.5626 | 7016.281 | 0 | 0 | 1.1064e-07 | 1.6302e-06 | 0 | 1.6302e-06 | 1.6302e-06 | 0 | 1.6302e-06 | 0 | 3.6445e-05 | 7.9889e-05 | 0 | 7.9889e-05 | [17 empty] | 7.3.3.17.5 (Remote Grid) Updates to grid topology to minimize risk of ignition in HFTDs Remote GridWLDFRWire-to-wire contactAggregated | WLDFR | HFTD - Distribution - Tier 2 - 3QU CoRE ¦ 2QU LoRE | Non-Red Flag Warning - Small Fires | Wire-to-wire contact | Aggregated | 2048 | 0.0004216 | 791.1377 | 0.33354 | 2048 | Mitigation | 0.95 | 45 | 0 | esc | 0.00097009 | 4.0899e-07 | 0.00097009 | 4.0899e-07
[35 empty] | 7.3.3.17.6 Updates to grid topology to minimize risk of ignition in HFTDs Butte County Rebuild | WLDFR | HFTD - Distribution - Tier 3 - 4QU CoRE ¦ 4QU LoRE | 2044 | 0.21095 | 0.0018115 | 0.079608 | 0 | 0.079608 |  |  |  |  | 0.0029398 | 0.12919 | 0 | 0.12919 | 0.016793 |  | 0.027253 | 0.0047513 | 0.0010023 | Column23: 0.2088; Column24: 0.044046; Column25: 0; Column26: 0; Column27: 0.2088; Column28: 0.044046; Column29: 0.0037079; Column30: 0.16295; Column31: 0; Column32: 0.16295; Column33: 0.034373 | WLDFR | HFTD - Distribution - Tier 3 - 5QU CoRE ¦ 1QU LoRE | Non-Red Flag Warning - Catastrophic Fires | 2049 | 8.7869e-11 | 8.7869e-11 | 18552.3348 | 319.4911 | 11216.5626 | 7016.281 | 0 | 0 | 1.1064e-07 | 1.6302e-06 | 0 | 1.6302e-06 | 1.6302e-06 | 0 | 1.6302e-06 | 0 | 3.8165e-05 | 8.3659e-05 | 0 | 8.3659e-05 | [17 empty] | 7.3.3.17.5 (Remote Grid) Updates to grid topology to minimize risk of ignition in HFTDs Remote GridWLDFRWire-to-wire contactAggregated | WLDFR | HFTD - Distribution - Tier 2 - 3QU CoRE ¦ 2QU LoRE | Non-Red Flag Warning - Small Fires | Wire-to-wire contact | Aggregated | 2049 | 0.0004216 | 791.1377 | 0.33354 | 2049 | Mitigation | 0.95 | 45 | 0 | esc | 0.00097009 | 4.0899e-07 | 0.00097009 | 4.0899e-07
[35 empty] | 7.3.3.17.6 Updates to grid topology to minimize risk of ignition in HFTDs Butte County Rebuild | WLDFR | HFTD - Distribution - Tier 3 - 4QU CoRE ¦ 4QU LoRE | 2045 | 0.19715 | 0.0018115 | 0.079608 | 0 | 0.079608 |  |  |  |  | 0.0029398 | 0.12919 | 0 | 0.12919 | 0.015694 |  | 0.02547 | 0.0047513 | 0.0009367 | Column23: 0.2088; Column24: 0.041164; Column25: 0; Column26: 0; Column27: 0.2088; Column28: 0.041164; Column29: 0.0037079; Column30: 0.16295; Column31: 0; Column32: 0.16295; Column33: 0.032124 | WLDFR | HFTD - Distribution - Tier 3 - 5QU CoRE ¦ 1QU LoRE | Non-Red Flag Warning - Catastrophic Fires | 2050 | 8.7869e-11 | 8.7869e-11 | 18552.3348 | 319.4911 | 11216.5626 | 7016.281 | 0 | 0 | 1.1064e-07 | 1.6302e-06 | 0 | 1.6302e-06 | 1.6302e-06 | 0 | 1.6302e-06 | 0 | 3.8165e-05 | 8.3659e-05 | 0 | 8.3659e-05 | [17 empty] | 7.3.3.17.5 (Remote Grid) Updates to grid topology to minimize risk of ignition in HFTDs Remote GridWLDFRWire-to-wire contactAggregated | WLDFR | HFTD - Distribution - Tier 2 - 3QU CoRE ¦ 2QU LoRE | Non-Red Flag Warning - Small Fires | Wire-to-wire contact | Aggregated | 2050 | 0.0004216 | 791.1377 | 0.33354 | 2050 | Mitigation | 0.95 | 45 | 0 | esc | 0.00097009 | 4.0899e-07 | 0.00097009 | 4.0899e-07
[35 empty] | 7.3.3.17.6 Updates to grid topology to minimize risk of ignition in HFTDs Butte County Rebuild | WLDFR | HFTD - Distribution - Tier 3 - 4QU CoRE ¦ 4QU LoRE | 2046 | 0.18425 | 0.0018115 | 0.079608 | 0 | 0.079608 |  |  |  |  | 0.0029398 | 0.12919 | 0 | 0.12919 | 0.014668 |  | 0.023804 | 0.0047513 | 0.00087542 | Column23: 0.2088; Column24: 0.038471; Column25: 0; Column26: 0; Column27: 0.2088; Column28: 0.038471; Column29: 0.0037079; Column30: 0.16295; Column31: 0; Column32: 0.16295; Column33: 0.030023 | WLDFR | HFTD - Distribution - Tier 3 - 5QU CoRE ¦ 1QU LoRE | Non-Red Flag Warning - Catastrophic Fires | 2051 | 8.7869e-11 | 8.7869e-11 | 18552.3348 | 319.4911 | 11216.5626 | 7016.281 | 0 | 0 | 1.1064e-07 | 1.6302e-06 | 0 | 1.6302e-06 | 1.6302e-06 | 0 | 1.6302e-06 | 0 | 3.8165e-05 | 8.3659e-05 | 0 | 8.3659e-05 | [17 empty] | 7.3.3.17.5 (Remote Grid) Updates to grid topology to minimize risk of ignition in HFTDs Remote GridWLDFRWire-to-wire contactAggregated | WLDFR | HFTD - Distribution - Tier 2 - 3QU CoRE ¦ 2QU LoRE | Non-Red Flag Warning - Small Fires | Wire-to-wire contact | Aggregated | 2051 | 0.0004216 | 791.1377 | 0.33354 | 2051 | Mitigation | 0.95 | 45 | 0 | esc | 0.00097009 | 4.0899e-07 | 0.00097009 | 4.0899e-07
[35 empty] | 7.3.3.17.6 Updates to grid topology to minimize risk of ignition in HFTDs Butte County Rebuild | WLDFR | HFTD - Distribution - Tier 3 - 4QU CoRE ¦ 4QU LoRE | 2047 | 0.1722 | 0.0018115 | 0.079608 | 0 | 0.079608 |  |  |  |  | 0.0029398 | 0.12919 | 0 | 0.12919 | 0.013708 |  | 0.022246 | 0.0047513 | 0.00081815 | Column23: 0.2088; Column24: 0.035954; Column25: 0; Column26: 0; Column27: 0.2088; Column28: 0.035954; Column29: 0.0037079; Column30: 0.16295; Column31: 0; Column32: 0.16295; Column33: 0.028058 | WLDFR | HFTD - Distribution - Tier 3 - 5QU CoRE ¦ 1QU LoRE | Non-Red Flag Warning - Catastrophic Fires | 2052 | 8.7869e-11 | 8.7869e-11 | 18552.3348 | 319.4911 | 11216.5626 | 7016.281 | 0 | 0 | 1.1064e-07 | 1.6302e-06 | 0 | 1.6302e-06 | 1.6302e-06 | 0 | 1.6302e-06 | 0 | 3.8165e-05 | 8.3659e-05 | 0 | 8.3659e-05 | [17 empty] | 7.3.3.17.5 (Remote Grid) Updates to grid topology to minimize risk of ignition in HFTDs Remote GridWLDFRWire-to-wire contactAggregated | WLDFR | HFTD - Distribution - Tier 2 - 3QU CoRE ¦ 2QU LoRE | Non-Red Flag Warning - Small Fires | Wire-to-wire contact | Aggregated | 2052 | 0.0004216 | 791.1377 | 0.33354 | 2052 | Mitigation | 0.95 | 45 | 0 | esc | 0.00097009 | 4.0899e-07 | 0.00097009 | 4.0899e-07
[35 empty] | 7.3.3.17.6 Updates to grid topology to minimize risk of ignition in HFTDs Butte County Rebuild | WLDFR | HFTD - Distribution - Tier 3 - 4QU CoRE ¦ 4QU LoRE | 2048 | 0.16093 | 0.0018115 | 0.083571 | 0 | 0.083571 |  |  |  |  | 0.0029398 | 0.13562 | 0 | 0.13562 | 0.013449 |  | 0.021826 | 0.0047513 | 0.00076463 | Column23: 0.21919; Column24: 0.035275; Column25: 0; Column26: 0; Column27: 0.21919; Column28: 0.035275; Column29: 0.0037079; Column30: 0.17106; Column31: 0; Column32: 0.17106; Column33: 0.027528 | WLDFR | HFTD - Distribution - Tier 3 - 5QU CoRE ¦ 1QU LoRE | Non-Red Flag Warning - Catastrophic Fires | 2053 | 8.7869e-11 | 8.7869e-11 | 19462.1283 | 340.5356 | 11757.1413 | 7364.4514 | 0 | 0 | 1.1064e-07 | 1.7101e-06 | 0 | 1.7101e-06 | 1.7101e-06 | 0 | 1.7101e-06 | 0 | 3.8165e-05 | 8.3659e-05 | 0 | 8.3659e-05 | [17 empty] | 7.3.3.17.5 (Remote Grid) Updates to grid topology to minimize risk of ignition in HFTDs Remote GridWLDFRWire-to-wire contactAggregated | WLDFR | HFTD - Distribution - Tier 2 - 3QU CoRE ¦ 2QU LoRE | Non-Red Flag Warning - Small Fires | Wire-to-wire contact | Aggregated | 2053 | 0.0004216 | 791.1377 | 0.33354 | 2053 | Mitigation | 0.95 | 45 | 0 | esc | 0.00097009 | 4.0899e-07 | 0.00097009 | 4.0899e-07
[35 empty] | 7.3.3.17.6 Updates to grid topology to minimize risk of ignition in HFTDs Butte County Rebuild | WLDFR | HFTD - Distribution - Tier 3 - 4QU CoRE ¦ 4QU LoRE | 2049 | 0.1504 | 0.0018115 | 0.083571 | 0 | 0.083571 |  |  |  |  | 0.0029398 | 0.13562 | 0 | 0.13562 | 0.012569 |  | 0.020398 | 0.0047513 | 0.00071461 | Column23: 0.21919; Column24: 0.032967; Column25: 0; Column26: 0; Column27: 0.21919; Column28: 0.032967; Column29: 0.0037079; Column30: 0.17106; Column31: 0; Column32: 0.17106; Column33: 0.025727 | WLDFR | HFTD - Distribution - Tier 3 - 5QU CoRE ¦ 1QU LoRE | Non-Red Flag Warning - Catastrophic Fires | 2054 | 8.7869e-11 | 8.7869e-11 | 19462.1283 | 340.5356 | 11757.1413 | 7364.4514 | 0 | 0 | 1.1064e-07 | 1.7101e-06 | 0 | 1.7101e-06 | 1.7101e-06 | 0 | 1.7101e-06 | 0 | 4.003e-05 | 8.7747e-05 | 0 | 8.7747e-05 | [17 empty] | 7.3.3.17.5 (Remote Grid) Updates to grid topology to minimize risk of ignition in HFTDs Remote GridWLDFRWire-to-wire contactAggregated | WLDFR | HFTD - Distribution - Tier 2 - 3QU CoRE ¦ 2QU LoRE | Non-Red Flag Warning - Small Fires | Wire-to-wire contact | Aggregated | 2054 | 0.0004216 | 791.1377 | 0.33354 | 2054 | Mitigation | 0.95 | 45 | 0 | esc | 0.00097009 | 4.0899e-07 | 0.00097009 | 4.0899e-07
[35 empty] | 7.3.3.17.6 Updates to grid topology to minimize risk of ignition in HFTDs Butte County Rebuild | WLDFR | HFTD - Distribution - Tier 3 - 4QU CoRE ¦ 4QU LoRE | 2050 | 0.14056 | 0.0018115 | 0.083571 | 0 | 0.083571 |  |  |  |  | 0.0029398 | 0.13562 | 0 | 0.13562 | 0.011747 |  | 0.019064 | 0.0047513 | 0.00066786 | Column23: 0.21919; Column24: 0.030811; Column25: 0; Column26: 0; Column27: 0.21919; Column28: 0.030811; Column29: 0.0037079; Column30: 0.17106; Column31: 0; Column32: 0.17106; Column33: 0.024044 | WLDFR | HFTD - Distribution - Tier 3 - 5QU CoRE ¦ 1QU LoRE | Non-Red Flag Warning - Catastrophic Fires | 2055 | 8.7869e-11 | 8.7869e-11 | 19462.1283 | 340.5356 | 11757.1413 | 7364.4514 | 0 | 0 | 1.1064e-07 | 1.7101e-06 | 0 | 1.7101e-06 | 1.7101e-06 | 0 | 1.7101e-06 | 0 | 4.003e-05 | 8.7747e-05 | 0 | 8.7747e-05 | [17 empty] | 7.3.3.17.5 (Remote Grid) Updates to grid topology to minimize risk of ignition in HFTDs Remote GridWLDFRWire-to-wire contactAggregated | WLDFR | HFTD - Distribution - Tier 2 - 3QU CoRE ¦ 2QU LoRE | Non-Red Flag Warning - Small Fires | Wire-to-wire contact | Aggregated | 2055 | 0.0004216 | 791.1377 | 0.33354 | 2055 | Mitigation | 0.95 | 45 | 0 | esc | 0.00097009 | 4.0899e-07 | 0.00097009 | 4.0899e-07
[35 empty] | 7.3.3.17.6 Updates to grid topology to minimize risk of ignition in HFTDs Butte County Rebuild | WLDFR | HFTD - Distribution - Tier 3 - 4QU CoRE ¦ 4QU LoRE | 2051 | 0.13137 | 0.0018115 | 0.083571 | 0 | 0.083571 |  |  |  |  | 0.0029398 | 0.13562 | 0 | 0.13562 | 0.010978 |  | 0.017817 | 0.0047513 | 0.00062416 | Column23: 0.21919; Column24: 0.028795; Column25: 0; Column26: 0; Column27: 0.21919; Column28: 0.028795; Column29: 0.0037079; Column30: 0.17106; Column31: 0; Column32: 0.17106; Column33: 0.022471 | WLDFR | HFTD - Distribution - Tier 3 - 5QU CoRE ¦ 1QU LoRE | Non-Red Flag Warning - Catastrophic Fires | 2056 | 8.7869e-11 | 8.7869e-11 | 19462.1283 | 340.5356 | 11757.1413 | 7364.4514 | 0 | 0 | 1.1064e-07 | 1.7101e-06 | 0 | 1.7101e-06 | 1.7101e-06 | 0 | 1.7101e-06 | 0 | 4.003e-05 | 8.7747e-05 | 0 | 8.7747e-05 | [17 empty] | 7.3.3.17.5 (Remote Grid) Updates to grid topology to minimize risk of ignition in HFTDs Remote GridWLDFRWire-to-wire contactAggregated | WLDFR | HFTD - Distribution - Tier 2 - 3QU CoRE ¦ 2QU LoRE | Non-Red Flag Warning - Small Fires | Wire-to-wire contact | Aggregated | 2056 | 0.0004216 | 791.1377 | 0.33354 | 2056 | Mitigation | 0.95 | 45 | 0 | esc | 0.00097009 | 4.0899e-07 | 0.00097009 | 4.0899e-07
[35 empty] | 7.3.3.17.6 Updates to grid topology to minimize risk of ignition in HFTDs Butte County Rebuild | WLDFR | HFTD - Distribution - Tier 3 - 4QU CoRE ¦ 4QU LoRE | 2052 | 0.12277 | 0.0018115 | 0.083571 | 0 | 0.083571 |  |  |  |  | 0.0029398 | 0.13562 | 0 | 0.13562 | 0.01026 |  | 0.016651 | 0.0047513 | 0.00058333 | Column23: 0.21919; Column24: 0.026911; Column25: 0; Column26: 0; Column27: 0.21919; Column28: 0.026911; Column29: 0.0037079; Column30: 0.17106; Column31: 0; Column32: 0.17106; Column33: 0.021001 | WLDFR | HFTD - Distribution - Tier 3 - 5QU CoRE ¦ 1QU LoRE | Non-Red Flag Warning - Catastrophic Fires | 2057 | 8.7869e-11 | 8.7869e-11 | 19462.1283 | 340.5356 | 11757.1413 | 7364.4514 | 0 | 0 | 1.1064e-07 | 1.7101e-06 | 0 | 1.7101e-06 | 1.7101e-06 | 0 | 1.7101e-06 | 0 | 4.003e-05 | 8.7747e-05 | 0 | 8.7747e-05 | [17 empty] | 7.3.3.17.5 (Remote Grid) Updates to grid topology to minimize risk of ignition in HFTDs Remote GridWLDFRWire-to-wire contactAggregated | WLDFR | HFTD - Distribution - Tier 2 - 3QU CoRE ¦ 2QU LoRE | Non-Red Flag Warning - Small Fires | Wire-to-wire contact | Aggregated | 2057 | 0.0004216 | 791.1377 | 0.33354 | 2057 | Mitigation | 0.95 | 45 | 0 | esc | 0.00097009 | 4.0899e-07 | 0.00097009 | 4.0899e-07
[35 empty] | 7.3.3.17.6 Updates to grid topology to minimize risk of ignition in HFTDs Butte County Rebuild | WLDFR | HFTD - Distribution - Tier 3 - 4QU CoRE ¦ 4QU LoRE | 2053 | 0.11474 | 0.0018115 | 0.087667 | 0 | 0.087667 |  |  |  |  | 0.0029398 | 0.14227 | 0 | 0.14227 | 0.010059 |  | 0.016324 | 0.0047513 | 0.00054517 | Column23: 0.22994; Column24: 0.026383; Column25: 0; Column26: 0; Column27: 0.22994; Column28: 0.026383; Column29: 0.0037079; Column30: 0.17944; Column31: 0; Column32: 0.17944; Column33: 0.020589 | WLDFR | HFTD - Distribution - Tier 3 - 5QU CoRE ¦ 1QU LoRE | Non-Red Flag Warning - Catastrophic Fires | 2058 | 8.7869e-11 | 8.7869e-11 | 20390.4035 | 362.3049 | 12307.8747 | 7720.2238 | 0 | 0 | 1.1064e-07 | 1.7917e-06 | 0 | 1.7917e-06 | 1.7917e-06 | 0 | 1.7917e-06 | 0 | 4.003e-05 | 8.7747e-05 | 0 | 8.7747e-05 | [17 empty] | 7.3.3.17.5 (Remote Grid) Updates to grid topology to minimize risk of ignition in HFTDs Remote GridWLDFRWire-to-wire contactAggregated | WLDFR | HFTD - Distribution - Tier 2 - 3QU CoRE ¦ 2QU LoRE | Non-Red Flag Warning - Small Fires | Wire-to-wire contact | Aggregated | 2058 | 0.0004216 | 791.1377 | 0.33354 | 2058 | Mitigation | 0.95 | 45 | 0 | esc | 0.00097009 | 4.0899e-07 | 0.00097009 | 4.0899e-07
[35 empty] | 7.3.3.17.6 Updates to grid topology to minimize risk of ignition in HFTDs Butte County Rebuild | WLDFR | HFTD - Distribution - Tier 3 - 4QU CoRE ¦ 4QU LoRE | 2054 | 0.10723 | 0.0018115 | 0.087667 | 0 | 0.087667 |  |  |  |  | 0.0029398 | 0.14227 | 0 | 0.14227 | 0.0094009 |  | 0.015256 | 0.0047513 | 0.0005095 | Column23: 0.22994; Column24: 0.024657; Column25: 0; Column26: 0; Column27: 0.22994; Column28: 0.024657; Column29: 0.0037079; Column30: 0.17944; Column31: 0; Column32: 0.17944; Column33: 0.019242 | WLDFR | HFTD - Distribution - Tier 3 - 5QU CoRE ¦ 1QU LoRE | Non-Red Flag Warning - Catastrophic Fires | 2059 | 8.7869e-11 | 8.7869e-11 | 20390.4035 | 362.3049 | 12307.8747 | 7720.2238 | 0 | 0 | 1.1064e-07 | 1.7917e-06 | 0 | 1.7917e-06 | 1.7917e-06 | 0 | 1.7917e-06 | 0 | 4.2015e-05 | 9.2099e-05 | 0 | 9.2099e-05 | [17 empty] | 7.3.3.17.5 (Remote Grid) Updates to grid topology to minimize risk of ignition in HFTDs Remote GridWLDFRWire-to-wire contactAggregated | WLDFR | HFTD - Distribution - Tier 2 - 3QU CoRE ¦ 2QU LoRE | Non-Red Flag Warning - Small Fires | Wire-to-wire contact | Aggregated | 2059 | 0.0004216 | 791.1377 | 0.33354 | 2059 | Mitigation | 0.95 | 45 | 0 | esc | 0.00097009 | 4.0899e-07 | 0.00097009 | 4.0899e-07
[35 empty] | 7.3.3.17.6 Updates to grid topology to minimize risk of ignition in HFTDs Butte County Rebuild | WLDFR | HFTD - Distribution - Tier 3 - 4QU CoRE ¦ 4QU LoRE | 2055 | 0.10022 | 0.0018115 | 0.087667 | 0 | 0.087667 |  |  |  |  | 0.0029398 | 0.14227 | 0 | 0.14227 | 0.0087859 |  | 0.014258 | 0.0047513 | 0.00047617 | Column23: 0.22994; Column24: 0.023044; Column25: 0; Column26: 0; Column27: 0.22994; Column28: 0.023044; Column29: 0.0037079; Column30: 0.17944; Column31: 0; Column32: 0.17944; Column33: 0.017983 | WLDFR | HFTD - Distribution - Tier 3 - 5QU CoRE ¦ 1QU LoRE | Non-Red Flag Warning - Catastrophic Fires | 2060 | 8.7869e-11 | 8.7869e-11 | 20390.4035 | 362.3049 | 12307.8747 | 7720.2238 | 0 | 0 | 1.1064e-07 | 1.7917e-06 | 0 | 1.7917e-06 | 1.7917e-06 | 0 | 1.7917e-06 | 0 | 4.2015e-05 | 9.2099e-05 | 0 | 9.2099e-05 | [17 empty] | 7.3.3.17.5 (Remote Grid) Updates to grid topology to minimize risk of ignition in HFTDs Remote GridWLDFRWire-to-wire contactAggregated | WLDFR | HFTD - Distribution - Tier 2 - 3QU CoRE ¦ 2QU LoRE | Non-Red Flag Warning - Small Fires | Wire-to-wire contact | Aggregated | 2060 | 0.0004216 | 791.1377 | 0.33354 | 2060 | Mitigation | 0.95 | 45 | 0 | esc | 0.00097009 | 4.0899e-07 | 0.00097009 | 4.0899e-07
[35 empty] | 7.3.3.17.6 Updates to grid topology to minimize risk of ignition in HFTDs Butte County Rebuild | WLDFR | HFTD - Distribution - Tier 3 - 4QU CoRE ¦ 4QU LoRE | 2056 | 0.093663 | 0.0018115 | 0.087667 | 0 | 0.087667 |  |  |  |  | 0.0029398 | 0.14227 | 0 | 0.14227 | 0.0082111 |  | 0.013326 | 0.0047513 | 0.00044502 | Column23: 0.22994; Column24: 0.021537; Column25: 0; Column26: 0; Column27: 0.22994; Column28: 0.021537; Column29: 0.0037079; Column30: 0.17944; Column31: 0; Column32: 0.17944; Column33: 0.016807 | WLDFR | HFTD - Distribution - Tier 3 - 5QU CoRE ¦ 1QU LoRE | Non-Red Flag Warning - Catastrophic Fires | 2061 | 8.7869e-11 | 8.7869e-11 | 20390.4035 | 362.3049 | 12307.8747 | 7720.2238 | 0 | 0 | 1.1064e-07 | 1.7917e-06 | 0 | 1.7917e-06 | 1.7917e-06 | 0 | 1.7917e-06 | 0 | 4.2015e-05 | 9.2099e-05 | 0 | 9.2099e-05 | [17 empty] | 7.3.3.17.5 (Remote Grid) Updates to grid topology to minimize risk of ignition in HFTDs Remote GridWLDFRWire-to-wire contactAggregated | WLDFR | HFTD - Distribution - Tier 2 - 3QU CoRE ¦ 2QU LoRE | Non-Red Flag Warning - Small Fires | Wire-to-wire contact | Aggregated | 2061 | 0.0004216 | 791.1377 | 0.33354 | 2061 | Mitigation | 0.95 | 45 | 0 | esc | 0.00097009 | 4.0899e-07 | 0.00097009 | 4.0899e-07
[35 empty] | 7.3.3.17.6 Updates to grid topology to minimize risk of ignition in HFTDs Butte County Rebuild | WLDFR | HFTD - Distribution - Tier 3 - 4QU CoRE ¦ 4QU LoRE | 2057 | 0.087535 | 0.0018115 | 0.087667 | 0 | 0.087667 |  |  |  |  | 0.0029398 | 0.14227 | 0 | 0.14227 | 0.0076739 |  | 0.012454 | 0.0047513 | 0.00041591 | Column23: 0.22994; Column24: 0.020128; Column25: 0; Column26: 0; Column27: 0.22994; Column28: 0.020128; Column29: 0.0037079; Column30: 0.17944; Column31: 0; Column32: 0.17944; Column33: 0.015707 | WLDFR | HFTD - Distribution - Tier 3 - 5QU CoRE ¦ 1QU LoRE | Non-Red Flag Warning - Catastrophic Fires | 2062 | 8.7869e-11 | 8.7869e-11 | 20390.4035 | 362.3049 | 12307.8747 | 7720.2238 | 0 | 0 | 1.1064e-07 | 1.7917e-06 | 0 | 1.7917e-06 | 1.7917e-06 | 0 | 1.7917e-06 | 0 | 4.2015e-05 | 9.2099e-05 | 0 | 9.2099e-05 | [17 empty] | 7.3.3.17.5 (Remote Grid) Updates to grid topology to minimize risk of ignition in HFTDs Remote GridWLDFRWire-to-wire contactAggregated | WLDFR | HFTD - Distribution - Tier 2 - 3QU CoRE ¦ 2QU LoRE | Non-Red Flag Warning - Small Fires | Wire-to-wire contact | Aggregated | 2062 | 0.0004216 | 791.1377 | 0.33354 | 2062 | Mitigation | 0.95 | 45 | 0 | esc | 0.00097009 | 4.0899e-07 | 0.00097009 | 4.0899e-07
[35 empty] | 7.3.3.17.6 Updates to grid topology to minimize risk of ignition in HFTDs Butte County Rebuild | WLDFR | HFTD - Distribution - Tier 3 - 4QU CoRE ¦ 4QU LoRE | 2058 | 0.081809 | 0.0018115 | 0.091846 | 0 | 0.091846 |  |  |  |  | 0.0029398 | 0.14905 | 0 | 0.14905 | 0.0075138 |  | 0.012194 | 0.0047513 | 0.0003887 | Column23: 0.2409; Column24: 0.019708; Column25: 0; Column26: 0; Column27: 0.2409; Column28: 0.019708; Column29: 0.0037079; Column30: 0.18799; Column31: 0; Column32: 0.18799; Column33: 0.01538 | WLDFR | HFTD - Distribution - Tier 3 - 5QU CoRE ¦ 1QU LoRE | Non-Red Flag Warning - Catastrophic Fires | 2063 | 8.7869e-11 | 8.7869e-11 | 21325.9188 | 384.5316 | 12862.0997 | 8079.2876 | 0 | 0 | 1.1064e-07 | 1.8739e-06 | 0 | 1.8739e-06 | 1.8739e-06 | 0 | 1.8739e-06 | 0 | 4.2015e-05 | 9.2099e-05 | 0 | 9.2099e-05 | [17 empty] | 7.3.3.17.5 (Remote Grid) Updates to grid topology to minimize risk of ignition in HFTDs Remote GridWLDFRWire-to-wire contactAggregated | WLDFR | HFTD - Distribution - Tier 2 - 3QU CoRE ¦ 2QU LoRE | Non-Red Flag Warning - Small Fires | Wire-to-wire contact | Aggregated | 2063 | 0.0004216 | 791.1377 | 0.33354 | 2063 | Mitigation | 0.95 | 45 | 0 | esc | 0.00097009 | 4.0899e-07 | 0.00097009 | 4.0899e-07
[35 empty] | 7.3.3.17.6 Updates to grid topology to minimize risk of ignition in HFTDs Butte County Rebuild | WLDFR | HFTD - Distribution - Tier 3 - 4QU CoRE ¦ 4QU LoRE | 2059 | 0.076457 | 0.0018115 | 0.091846 | 0 | 0.091846 |  |  |  |  | 0.0029398 | 0.14905 | 0 | 0.14905 | 0.0070222 |  | 0.011396 | 0.0047513 | 0.00036327 | Column23: 0.2409; Column24: 0.018418; Column25: 0; Column26: 0; Column27: 0.2409; Column28: 0.018418; Column29: 0.0037079; Column30: 0.18799; Column31: 0; Column32: 0.18799; Column33: 0.014373 | WLDFR | HFTD - Distribution - Tier 3 - 5QU CoRE ¦ 1QU LoRE | Non-Red Flag Warning - Catastrophic Fires | 2064 | 8.7869e-11 | 8.7869e-11 | 21325.9188 | 384.5316 | 12862.0997 | 8079.2876 | 0 | 0 | 1.1064e-07 | 1.8739e-06 | 0 | 1.8739e-06 | 1.8739e-06 | 0 | 1.8739e-06 | 0 | 4.4094e-05 | 9.6656e-05 | 0 | 9.6656e-05 | [17 empty] | 7.3.3.17.5 (Remote Grid) Updates to grid topology to minimize risk of ignition in HFTDs Remote GridWLDFRWire-to-wire contactAggregated | WLDFR | HFTD - Distribution - Tier 2 - 3QU CoRE ¦ 2QU LoRE | Non-Red Flag Warning - Small Fires | Wire-to-wire contact | Aggregated | 2064 | 0.0004216 | 791.1377 | 0.33354 | 2064 | Mitigation | 0.95 | 45 | 0 | esc | 0.00097009 | 4.0899e-07 | 0.00097009 | 4.0899e-07
[35 empty] | 7.3.3.17.6 Updates to grid topology to minimize risk of ignition in HFTDs Butte County Rebuild | WLDFR | HFTD - Distribution - Tier 3 - 4QU CoRE ¦ 4QU LoRE | 2060 | 0.071455 | 0.0018115 | 0.091846 | 0 | 0.091846 |  |  |  |  | 0.0029398 | 0.14905 | 0 | 0.14905 | 0.0065628 |  | 0.010651 | 0.0047513 | 0.0003395 | Column23: 0.2409; Column24: 0.017213; Column25: 0; Column26: 0; Column27: 0.2409; Column28: 0.017213; Column29: 0.0037079; Column30: 0.18799; Column31: 0; Column32: 0.18799; Column33: 0.013433 | WLDFR | HFTD - Distribution - Tier 3 - 5QU CoRE ¦ 1QU LoRE | Non-Red Flag Warning - Catastrophic Fires | 2065 | 8.7869e-11 | 8.7869e-11 | 21325.9188 | 384.5316 | 12862.0997 | 8079.2876 | 0 | 0 | 1.1064e-07 | 1.8739e-06 | 0 | 1.8739e-06 | 1.8739e-06 | 0 | 1.8739e-06 | 0 | 4.4094e-05 | 9.6656e-05 | 0 | 9.6656e-05 | [17 empty] | 7.3.3.17.5 (Remote Grid) Updates to grid topology to minimize risk of ignition in HFTDs Remote GridWLDFRWire-to-wire contactAggregated | WLDFR | HFTD - Distribution - Tier 2 - 3QU CoRE ¦ 2QU LoRE | Non-Red Flag Warning - Small Fires | Wire-to-wire contact | Aggregated | 2065 | 0.0004216 | 791.1377 | 0.33354 | 2065 | Mitigation | 0.95 | 45 | 0 | esc | 0.00097009 | 4.0899e-07 | 0.00097009 | 4.0899e-07
[35 empty] | 7.3.3.17.6 Updates to grid topology to minimize risk of ignition in HFTDs Butte County Rebuild | WLDFR | HFTD - Distribution - Tier 3 - 4QU CoRE ¦ 4QU LoRE | 2061 | 0.06678 | 0.0018115 | 0.091846 | 0 | 0.091846 |  |  |  |  | 0.0029398 | 0.14905 | 0 | 0.14905 | 0.0061335 |  | 0.0099538 | 0.0047513 | 0.00031729 | Column23: 0.2409; Column24: 0.016087; Column25: 0; Column26: 0; Column27: 0.2409; Column28: 0.016087; Column29: 0.0037079; Column30: 0.18799; Column31: 0; Column32: 0.18799; Column33: 0.012554 | WLDFR | HFTD - Distribution - Tier 3 - 5QU CoRE ¦ 1QU LoRE | Non-Red Flag Warning - Catastrophic Fires | 2066 | 8.7869e-11 | 8.7869e-11 | 21325.9188 | 384.5316 | 12862.0997 | 8079.2876 | 0 | 0 | 1.1064e-07 | 1.8739e-06 | 0 | 1.8739e-06 | 1.8739e-06 | 0 | 1.8739e-06 | 0 | 4.4094e-05 | 9.6656e-05 | 0 | 9.6656e-05 | [17 empty] | 7.3.3.17.5 (Remote Grid) Updates to grid topology to minimize risk of ignition in HFTDs Remote GridWLDFRWire-to-wire contactAggregated | WLDFR | HFTD - Distribution - Tier 2 - 3QU CoRE ¦ 2QU LoRE | Non-Red Flag Warning - Small Fires | Wire-to-wire contact | Aggregated | 2066 | 0.0004216 | 791.1377 | 0.33354 | 2066 | Mitigation | 0.95 | 45 | 0 | esc | 0.00097009 | 4.0899e-07 | 0.00097009 | 4.0899e-07
[35 empty] | 7.3.3.17.6 Updates to grid topology to minimize risk of ignition in HFTDs Butte County Rebuild | WLDFR | HFTD - Distribution - Tier 3 - 4QU CoRE ¦ 4QU LoRE | 2062 | 0.062412 | 0.0018115 | 0.091846 | 0 | 0.091846 |  |  |  |  | 0.0029398 | 0.14905 | 0 | 0.14905 | 0.0057322 |  | 0.0093026 | 0.0047513 | 0.00029654 | Column23: 0.2409; Column24: 0.015035; Column25: 0; Column26: 0; Column27: 0.2409; Column28: 0.015035; Column29: 0.0037079; Column30: 0.18799; Column31: 0; Column32: 0.18799; Column33: 0.011733 | WLDFR | HFTD - Distribution - Tier 3 - 5QU CoRE ¦ 1QU LoRE | Non-Red Flag Warning - Catastrophic Fires | 2067 | 0 | 8.7869e-11 | 21325.9188 | 384.5316 | 12862.0997 | 8079.2876 | 0 | 0 | 1.1064e-07 | 0 | 0 | 0 | 1.8739e-06 | 0 | 1.8739e-06 | 0 | 4.4094e-05 | 9.6656e-05 | 0 | 9.6656e-05 | [17 empty] | 7.3.3.17.5 (Remote Grid) Updates to grid topology to minimize risk of ignition in HFTDs Remote GridWLDFRWire-to-wire contactAggregated | WLDFR | HFTD - Distribution - Tier 2 - 3QU CoRE ¦ 2QU LoRE | Non-Red Flag Warning - Small Fires | Wire-to-wire contact | Aggregated | 2067 | 0.0004216 | 791.1377 | 0.33354 | 2067 | Mitigation | 0.95 | 45 | 0 | esc | 0 | 0 | 0.00097009 | 4.0899e-07
[35 empty] | 7.3.3.17.6 Updates to grid topology to minimize risk of ignition in HFTDs Butte County Rebuild | WLDFR | HFTD - Distribution - Tier 3 - 4QU CoRE ¦ 4QU LoRE | 2063 | 0.058329 | 0.0018115 | 0.096057 | 0 | 0.096057 |  |  |  |  | 0.0029398 | 0.15589 | 0 | 0.15589 | 0.0056029 |  | 0.0090927 | 0.0047513 | 0.00027714 | Column23: 0.25194; Column24: 0.014696; Column25: 0; Column26: 0; Column27: 0.25194; Column28: 0.014696; Column29: 0.0037079; Column30: 0.19662; Column31: 0; Column32: 0.19662; Column33: 0.011468 | WLDFR | HFTD - Distribution - Tier 3 - 5QU CoRE ¦ 1QU LoRE | Non-Red Flag Warning - Destructive Fires | 2022 | 1.214e-10 | 0 | 8807.9522 | 222.2294 | 8585.7228 | 0 | 0 | 0 | 1.4036e-07 | 1.0693e-06 | 0 | 1.0693e-06 | 0 | 0 | 0 | 0 | 4.4094e-05 | 9.6656e-05 | 0 | 9.6656e-05 | [17 empty] | 7.3.3.17.5 (Remote Grid) Updates to grid topology to minimize risk of ignition in HFTDs Remote GridWLDFREquipment / facility failureAggregated | WLDFR | HFTD - Distribution - Tier 2 - 3QU CoRE ¦ 2QU LoRE | Red Flag Warning - Catastrophic Fires | Equipment / facility failure | Aggregated | 2022 | 1.0739e-05 | 791.1377 | 0.0084963 | 2022 | Mitigation | 0.95 | 45 | 0 | esc | 0.00097009 | 1.0418e-08 | 0 | 0
[35 empty] | 7.3.3.17.6 Updates to grid topology to minimize risk of ignition in HFTDs Butte County Rebuild | WLDFR | HFTD - Distribution - Tier 3 - 4QU CoRE ¦ 4QU LoRE | 2064 | 0.054513 | 0.0018115 | 0.096057 | 0 | 0.096057 |  |  |  |  | 0.0029398 | 0.15589 | 0 | 0.15589 | 0.0052363 |  | 0.0084979 | 0.0047513 | 0.00025901 | Column23: 0.25194; Column24: 0.013734; Column25: 0; Column26: 0; Column27: 0.25194; Column28: 0.013734; Column29: 0.0037079; Column30: 0.19662; Column31: 0; Column32: 0.19662; Column33: 0.010718 | WLDFR | HFTD - Distribution - Tier 3 - 5QU CoRE ¦ 1QU LoRE | Non-Red Flag Warning - Destructive Fires | 2023 | 1.214e-10 | 1.214e-10 | 9129.7461 | 233.2301 | 8896.516 | 0 | 0 | 0 | 1.4036e-07 | 1.1084e-06 | 0 | 1.1084e-06 | 1.1084e-06 | 0 | 1.1084e-06 | 0 | 4.6241e-05 | 0.00010136 | 0 | 0.00010136 | [17 empty] | 7.3.3.17.5 (Remote Grid) Updates to grid topology to minimize risk of ignition in HFTDs Remote GridWLDFREquipment / facility failureAggregated | WLDFR | HFTD - Distribution - Tier 2 - 3QU CoRE ¦ 2QU LoRE | Red Flag Warning - Catastrophic Fires | Equipment / facility failure | Aggregated | 2023 | 1.0739e-05 | 791.1377 | 0.0084963 | 2023 | Mitigation | 0.95 | 45 | 0 | esc | 0.00097009 | 1.0418e-08 | 0.00097009 | 1.0418e-08
[35 empty] | 7.3.3.17.6 Updates to grid topology to minimize risk of ignition in HFTDs Butte County Rebuild | WLDFR | HFTD - Distribution - Tier 3 - 4QU CoRE ¦ 4QU LoRE | 2065 | 0.050946 | 0.0018115 | 0.096057 | 0 | 0.096057 |  |  |  |  | 0.0029398 | 0.15589 | 0 | 0.15589 | 0.0048938 |  | 0.0079419 | 0.0047513 | 0.00024206 | Column23: 0.25194; Column24: 0.012836; Column25: 0; Column26: 0; Column27: 0.25194; Column28: 0.012836; Column29: 0.0037079; Column30: 0.19662; Column31: 0; Column32: 0.19662; Column33: 0.010017 | WLDFR | HFTD - Distribution - Tier 3 - 5QU CoRE ¦ 1QU LoRE | Non-Red Flag Warning - Destructive Fires | 2024 | 1.214e-10 | 1.214e-10 | 9129.7461 | 233.2301 | 8896.516 | 0 | 0 | 0 | 1.4036e-07 | 1.1084e-06 | 0 | 1.1084e-06 | 1.1084e-06 | 0 | 1.1084e-06 | 0 | 4.6241e-05 | 0.00010136 | 0 | 0.00010136 | [17 empty] | 7.3.3.17.5 (Remote Grid) Updates to grid topology to minimize risk of ignition in HFTDs Remote GridWLDFREquipment / facility failureAggregated | WLDFR | HFTD - Distribution - Tier 2 - 3QU CoRE ¦ 2QU LoRE | Red Flag Warning - Catastrophic Fires | Equipment / facility failure | Aggregated | 2024 | 1.0739e-05 | 791.1377 | 0.0084963 | 2024 | Mitigation | 0.95 | 45 | 0 | esc | 0.00097009 | 1.0418e-08 | 0.00097009 | 1.0418e-08
[35 empty] | 7.3.3.17.6 Updates to grid topology to minimize risk of ignition in HFTDs Butte County Rebuild | WLDFR | HFTD - Distribution - Tier 3 - 4QU CoRE ¦ 4QU LoRE | 2066 | 0.047613 | 0.0018115 | 0.096057 | 0 | 0.096057 |  |  |  |  | 0.0029398 | 0.15589 | 0 | 0.15589 | 0.0045736 |  | 0.0074224 | 0.0047513 | 0.00022623 | Column23: 0.25194; Column24: 0.011996; Column25: 0; Column26: 0; Column27: 0.25194; Column28: 0.011996; Column29: 0.0037079; Column30: 0.19662; Column31: 0; Column32: 0.19662; Column33: 0.0093615 | WLDFR | HFTD - Distribution - Tier 3 - 5QU CoRE ¦ 1QU LoRE | Non-Red Flag Warning - Destructive Fires | 2025 | 1.214e-10 | 1.214e-10 | 9129.7461 | 233.2301 | 8896.516 | 0 | 0 | 0 | 1.4036e-07 | 1.1084e-06 | 0 | 1.1084e-06 | 1.1084e-06 | 0 | 1.1084e-06 | 0 | 4.6241e-05 | 0.00010136 | 0 | 0.00010136 | [17 empty] | 7.3.3.17.5 (Remote Grid) Updates to grid topology to minimize risk of ignition in HFTDs Remote GridWLDFREquipment / facility failureAggregated | WLDFR | HFTD - Distribution - Tier 2 - 3QU CoRE ¦ 2QU LoRE | Red Flag Warning - Catastrophic Fires | Equipment / facility failure | Aggregated | 2025 | 1.0739e-05 | 791.1377 | 0.0084963 | 2025 | Mitigation | 0.95 | 45 | 0 | esc | 0.00097009 | 1.0418e-08 | 0.00097009 | 1.0418e-08
[35 empty] | 7.3.3.17.6 Updates to grid topology to minimize risk of ignition in HFTDs Butte County Rebuild | WLDFR | HFTD - Distribution - Tier 3 - 4QU CoRE ¦ 4QU LoRE | 2067 | 0.044499 | 0.0018115 | 0.096057 | 0 | 0.096057 |  |  |  |  | 0.0029398 | 0.15589 | 0 | 0.15589 | 0.0042744 |  | 0.0069368 | 0.0047513 | 0.00021143 | Column23: 0.25194; Column24: 0.011211; Column25: 0; Column26: 0; Column27: 0.25194; Column28: 0.011211; Column29: 0.0037079; Column30: 0.19662; Column31: 0; Column32: 0.19662; Column33: 0.0087491 | WLDFR | HFTD - Distribution - Tier 3 - 5QU CoRE ¦ 1QU LoRE | Non-Red Flag Warning - Destructive Fires | 2026 | 1.214e-10 | 1.214e-10 | 9129.7461 | 233.2301 | 8896.516 | 0 | 0 | 0 | 1.4036e-07 | 1.1084e-06 | 0 | 1.1084e-06 | 1.1084e-06 | 0 | 1.1084e-06 | 0 | 4.6241e-05 | 0.00010136 | 0 | 0.00010136 | [17 empty] | 7.3.3.17.5 (Remote Grid) Updates to grid topology to minimize risk of ignition in HFTDs Remote GridWLDFREquipment / facility failureAggregated | WLDFR | HFTD - Distribution - Tier 2 - 3QU CoRE ¦ 2QU LoRE | Red Flag Warning - Catastrophic Fires | Equipment / facility failure | Aggregated | 2026 | 1.0739e-05 | 791.1377 | 0.0084963 | 2026 | Mitigation | 0.95 | 45 | 0 | esc | 0.00097009 | 1.0418e-08 | 0.00097009 | 1.0418e-08
[35 empty] | 7.3.3.17.6 Updates to grid topology to minimize risk of ignition in HFTDs Butte County Rebuild | WLDFR | HFTD - Distribution - Tier 3 - 4QU CoRE ¦ 4QU LoRE | 2068 | 0.041587 | 0.0018115 | 0.10025 | 0 | 0.10025 |  |  |  |  | 0.0029398 | 0.16269 | 0 | 0.16269 | 0.0041692 |  | 0.006766 | 0.0047513 | 0.00019759 | Column23: 0.26294; Column24: 0.010935; Column25: 0; Column26: 0; Column27: 0.26294; Column28: 0.010935; Column29: 0.0037079; Column30: 0.2052; Column31: 0; Column32: 0.2052; Column33: 0.0085337 | WLDFR | HFTD - Distribution - Tier 3 - 5QU CoRE ¦ 1QU LoRE | Non-Red Flag Warning - Destructive Fires | 2027 | 1.214e-10 | 1.214e-10 | 9129.7461 | 233.2301 | 8896.516 | 0 | 0 | 0 | 1.4036e-07 | 1.1084e-06 | 0 | 1.1084e-06 | 1.1084e-06 | 0 | 1.1084e-06 | 0 | 4.6241e-05 | 0.00010136 | 0 | 0.00010136 | [17 empty] | 7.3.3.17.5 (Remote Grid) Updates to grid topology to minimize risk of ignition in HFTDs Remote GridWLDFREquipment / facility failureAggregated | WLDFR | HFTD - Distribution - Tier 2 - 3QU CoRE ¦ 2QU LoRE | Red Flag Warning - Catastrophic Fires | Equipment / facility failure | Aggregated | 2027 | 1.0739e-05 | 791.1377 | 0.0084963 | 2027 | Mitigation | 0.95 | 45 | 0 | esc | 0.00097009 | 1.0418e-08 | 0.00097009 | 1.0418e-08
[35 empty] | 7.3.3.17.6 Updates to grid topology to minimize risk of ignition in HFTDs Butte County Rebuild | WLDFR | HFTD - Distribution - Tier 3 - 4QU CoRE ¦ 4QU LoRE | 2069 | 0.038867 | 0.0018115 | 0.10025 | 0 | 0.10025 |  |  |  |  | 0.0029398 | 0.16269 | 0 | 0.16269 | 0.0038964 |  | 0.0063234 | 0.0047513 | 0.00018467 | Column23: 0.26294; Column24: 0.01022; Column25: 0; Column26: 0; Column27: 0.26294; Column28: 0.01022; Column29: 0.0037079; Column30: 0.2052; Column31: 0; Column32: 0.2052; Column33: 0.0079754 | WLDFR | HFTD - Distribution - Tier 3 - 5QU CoRE ¦ 1QU LoRE | Non-Red Flag Warning - Destructive Fires | 2028 | 1.214e-10 | 1.214e-10 | 9534.9221 | 247.273 | 9287.6491 | 0 | 0 | 0 | 1.4036e-07 | 1.1576e-06 | 0 | 1.1576e-06 | 1.1576e-06 | 0 | 1.1576e-06 | 0 | 4.8429e-05 | 0.00010616 | 0 | 0.00010616 | [17 empty] | 7.3.3.17.5 (Remote Grid) Updates to grid topology to minimize risk of ignition in HFTDs Remote GridWLDFREquipment / facility failureAggregated | WLDFR | HFTD - Distribution - Tier 2 - 3QU CoRE ¦ 2QU LoRE | Red Flag Warning - Catastrophic Fires | Equipment / facility failure | Aggregated | 2028 | 1.0739e-05 | 791.1377 | 0.0084963 | 2028 | Mitigation | 0.95 | 45 | 0 | esc | 0.00097009 | 1.0418e-08 | 0.00097009 | 1.0418e-08
[35 empty] | 7.3.3.17.6 Updates to grid topology to minimize risk of ignition in HFTDs Butte County Rebuild | WLDFR | HFTD - Distribution - Tier 3 - 4QU CoRE ¦ 4QU LoRE | 2070 | 0.036324 | 0.0018115 | 0.10025 | 0 | 0.10025 |  |  |  |  | 0.0029398 | 0.16269 | 0 | 0.16269 | 0.0036415 |  | 0.0059097 | 0.0047513 | 0.00017259 | Column23: 0.26294; Column24: 0.0095512; Column25: 0; Column26: 0; Column27: 0.26294; Column28: 0.0095512; Column29: 0.0037079; Column30: 0.2052; Column31: 0; Column32: 0.2052; Column33: 0.0074536 | WLDFR | HFTD - Distribution - Tier 3 - 5QU CoRE ¦ 1QU LoRE | Non-Red Flag Warning - Destructive Fires | 2029 | 1.214e-10 | 1.214e-10 | 9534.9221 | 247.273 | 9287.6491 | 0 | 0 | 0 | 1.4036e-07 | 1.1576e-06 | 0 | 1.1576e-06 | 1.1576e-06 | 0 | 1.1576e-06 | 0 | 4.8429e-05 | 0.00010616 | 0 | 0.00010616 | [17 empty] | 7.3.3.17.5 (Remote Grid) Updates to grid topology to minimize risk of ignition in HFTDs Remote GridWLDFREquipment / facility failureAggregated | WLDFR | HFTD - Distribution - Tier 2 - 3QU CoRE ¦ 2QU LoRE | Red Flag Warning - Catastrophic Fires | Equipment / facility failure | Aggregated | 2029 | 1.0739e-05 | 791.1377 | 0.0084963 | 2029 | Mitigation | 0.95 | 45 | 0 | esc | 0.00097009 | 1.0418e-08 | 0.00097009 | 1.0418e-08
[35 empty] | 7.3.3.17.6 Updates to grid topology to minimize risk of ignition in HFTDs Butte County Rebuild | WLDFR | HFTD - Distribution - Tier 3 - 4QU CoRE ¦ 4QU LoRE | 2071 | 0.033948 | 0.0018115 | 0.10025 | 0 | 0.10025 |  |  |  |  | 0.0029398 | 0.16269 | 0 | 0.16269 | 0.0034033 |  | 0.0055231 | 0.0047513 | 0.0001613 | Column23: 0.26294; Column24: 0.0089263; Column25: 0; Column26: 0; Column27: 0.26294; Column28: 0.0089263; Column29: 0.0037079; Column30: 0.2052; Column31: 0; Column32: 0.2052; Column33: 0.006966 | WLDFR | HFTD - Distribution - Tier 3 - 5QU CoRE ¦ 1QU LoRE | Non-Red Flag Warning - Destructive Fires | 2030 | 1.214e-10 | 1.214e-10 | 9534.9221 | 247.273 | 9287.6491 | 0 | 0 | 0 | 1.4036e-07 | 1.1576e-06 | 0 | 1.1576e-06 | 1.1576e-06 | 0 | 1.1576e-06 | 0 | 4.8429e-05 | 0.00010616 | 0 | 0.00010616 | [17 empty] | 7.3.3.17.5 (Remote Grid) Updates to grid topology to minimize risk of ignition in HFTDs Remote GridWLDFREquipment / facility failureAggregated | WLDFR | HFTD - Distribution - Tier 2 - 3QU CoRE ¦ 2QU LoRE | Red Flag Warning - Catastrophic Fires | Equipment / facility failure | Aggregated | 2030 | 1.0739e-05 | 791.1377 | 0.0084963 | 2030 | Mitigation | 0.95 | 45 | 0 | esc | 0.00097009 | 1.0418e-08 | 0.00097009 | 1.0418e-08
[35 empty] | 7.3.3.17.6 Updates to grid topology to minimize risk of ignition in HFTDs Butte County Rebuild | WLDFR | HFTD - Distribution - Tier 3 - 4QU CoRE ¦ 4QU LoRE | 2072 | 0.031727 | 0.0018115 | 0.10025 | 0 | 0.10025 |  |  |  |  | 0.0029398 | 0.16269 | 0 | 0.16269 | 0.0031806 |  | 0.0051617 | 0.0047513 | 0.00015074 | Column23: 0.26294; Column24: 0.0083424; Column25: 0; Column26: 0; Column27: 0.26294; Column28: 0.0083424; Column29: 0.0037079; Column30: 0.2052; Column31: 0; Column32: 0.2052; Column33: 0.0065103 | WLDFR | HFTD - Distribution - Tier 3 - 5QU CoRE ¦ 1QU LoRE | Non-Red Flag Warning - Destructive Fires | 2031 | 1.214e-10 | 1.214e-10 | 9534.9221 | 247.273 | 9287.6491 | 0 | 0 | 0 | 1.4036e-07 | 1.1576e-06 | 0 | 1.1576e-06 | 1.1576e-06 | 0 | 1.1576e-06 | 0 | 4.8429e-05 | 0.00010616 | 0 | 0.00010616 | [17 empty] | 7.3.3.17.5 (Remote Grid) Updates to grid topology to minimize risk of ignition in HFTDs Remote GridWLDFREquipment / facility failureAggregated | WLDFR | HFTD - Distribution - Tier 2 - 3QU CoRE ¦ 2QU LoRE | Red Flag Warning - Catastrophic Fires | Equipment / facility failure | Aggregated | 2031 | 1.0739e-05 | 791.1377 | 0.0084963 | 2031 | Mitigation | 0.95 | 45 | 0 | esc | 0.00097009 | 1.0418e-08 | 0.00097009 | 1.0418e-08
[35 empty] | 7.3.3.17.6 Updates to grid topology to minimize risk of ignition in HFTDs Butte County Rebuild | WLDFR | HFTD - Distribution - Tier 3 - 4QU CoRE ¦ 4QU LoRE | 2073 | 0.029651 | 0.0018115 | 0.10437 | 0 | 0.10437 |  |  |  |  | 0.0029398 | 0.16939 | 0 | 0.16939 | 0.0030948 |  | 0.0050225 | 0.0047513 | 0.00014088 | Column23: 0.27376; Column24: 0.0081173; Column25: 0; Column26: 0; Column27: 0.27376; Column28: 0.0081173; Column29: 0.0037079; Column30: 0.21364; Column31: 0; Column32: 0.21364; Column33: 0.0063347 | WLDFR | HFTD - Distribution - Tier 3 - 5QU CoRE ¦ 1QU LoRE | Non-Red Flag Warning - Destructive Fires | 2032 | 1.214e-10 | 1.214e-10 | 9534.9221 | 247.273 | 9287.6491 | 0 | 0 | 0 | 1.4036e-07 | 1.1576e-06 | 0 | 1.1576e-06 | 1.1576e-06 | 0 | 1.1576e-06 | 0 | 4.8429e-05 | 0.00010616 | 0 | 0.00010616 | [17 empty] | 7.3.3.17.5 (Remote Grid) Updates to grid topology to minimize risk of ignition in HFTDs Remote GridWLDFREquipment / facility failureAggregated | WLDFR | HFTD - Distribution - Tier 2 - 3QU CoRE ¦ 2QU LoRE | Red Flag Warning - Catastrophic Fires | Equipment / facility failure | Aggregated | 2032 | 1.0739e-05 | 791.1377 | 0.0084963 | 2032 | Mitigation | 0.95 | 45 | 0 | esc | 0.00097009 | 1.0418e-08 | 0.00097009 | 1.0418e-08
[35 empty] | 7.3.3.17.6 Updates to grid topology to minimize risk of ignition in HFTDs Butte County Rebuild | WLDFR | HFTD - Distribution - Tier 3 - 4QU CoRE ¦ 4QU LoRE | 2074 | 0.027711 | 0.0018115 | 0.10437 | 0 | 0.10437 |  |  |  |  | 0.0029398 | 0.16939 | 0 | 0.16939 | 0.0028924 |  | 0.0046939 | 0.0047513 | 0.00013167 | Column23: 0.27376; Column24: 0.0075863; Column25: 0; Column26: 0; Column27: 0.27376; Column28: 0.0075863; Column29: 0.0037079; Column30: 0.21364; Column31: 0; Column32: 0.21364; Column33: 0.0059203 | WLDFR | HFTD - Distribution - Tier 3 - 5QU CoRE ¦ 1QU LoRE | Non-Red Flag Warning - Destructive Fires | 2033 | 1.214e-10 | 1.214e-10 | 9984.8474 | 263.1074 | 9721.74 | 0 | 0 | 0 | 1.4036e-07 | 1.2122e-06 | 0 | 1.2122e-06 | 1.2122e-06 | 0 | 1.2122e-06 | 0 | 5.0633e-05 | 0.00011099 | 0 | 0.00011099 | [17 empty] | 7.3.3.17.5 (Remote Grid) Updates to grid topology to minimize risk of ignition in HFTDs Remote GridWLDFREquipment / facility failureAggregated | WLDFR | HFTD - Distribution - Tier 2 - 3QU CoRE ¦ 2QU LoRE | Red Flag Warning - Catastrophic Fires | Equipment / facility failure | Aggregated | 2033 | 1.0739e-05 | 791.1377 | 0.0084963 | 2033 | Mitigation | 0.95 | 45 | 0 | esc | 0.00097009 | 1.0418e-08 | 0.00097009 | 1.0418e-08
[35 empty] | 7.3.3.17.6 Updates to grid topology to minimize risk of ignition in HFTDs Butte County Rebuild | WLDFR | HFTD - Distribution - Tier 3 - 4QU CoRE ¦ 4QU LoRE | 2075 | 0.025899 | 0 | 0 | 0 | 0 |  |  |  |  | 0.0029398 | 0.16939 | 0 | 0.16939 | 0 |  | 0.0043868 | 0.0029398 | 7.6137e-05 | Column23: 0.16939; Column24: 0.0043868; Column25: 0; Column26: 0; Column27: 0.16939; Column28: 0.0043868; Column29: 0.0037079; Column30: 0.21364; Column31: 0; Column32: 0.21364; Column33: 0.005533 | WLDFR | HFTD - Distribution - Tier 3 - 5QU CoRE ¦ 1QU LoRE | Non-Red Flag Warning - Destructive Fires | 2034 | 1.214e-10 | 1.214e-10 | 9984.8474 | 263.1074 | 9721.74 | 0 | 0 | 0 | 1.4036e-07 | 1.2122e-06 | 0 | 1.2122e-06 | 1.2122e-06 | 0 | 1.2122e-06 | 0 | 5.0633e-05 | 0.00011099 | 0 | 0.00011099 | [17 empty] | 7.3.3.17.5 (Remote Grid) Updates to grid topology to minimize risk of ignition in HFTDs Remote GridWLDFREquipment / facility failureAggregated | WLDFR | HFTD - Distribution - Tier 2 - 3QU CoRE ¦ 2QU LoRE | Red Flag Warning - Catastrophic Fires | Equipment / facility failure | Aggregated | 2034 | 1.0739e-05 | 791.1377 | 0.0084963 | 2034 | Mitigation | 0.95 | 45 | 0 | esc | 0.00097009 | 1.0418e-08 | 0.00097009 | 1.0418e-08
[35 empty] | 7.3.3.17.6 Updates to grid topology to minimize risk of ignition in HFTDs Butte County Rebuild | WLDFR | HFTD - Distribution - Tier 3 - 4QU CoRE ¦ 4QU LoRE | 2076 | 0.024204 | 0 | 0 | 0 | 0 |  |  |  |  | 0.0029398 | 0.16939 | 0 | 0.16939 | 0 |  | 0.0040999 | 0.0029398 | 7.1156e-05 | Column23: 0.16939; Column24: 0.0040999; Column25: 0; Column26: 0; Column27: 0.16939; Column28: 0.0040999; Column29: 0.0037079; Column30: 0.21364; Column31: 0; Column32: 0.21364; Column33: 0.005171 | WLDFR | HFTD - Distribution - Tier 3 - 5QU CoRE ¦ 1QU LoRE | Non-Red Flag Warning - Destructive Fires | 2035 | 1.214e-10 | 1.214e-10 | 9984.8474 | 263.1074 | 9721.74 | 0 | 0 | 0 | 1.4036e-07 | 1.2122e-06 | 0 | 1.2122e-06 | 1.2122e-06 | 0 | 1.2122e-06 | 0 | 5.0633e-05 | 0.00011099 | 0 | 0.00011099 | [17 empty] | 7.3.3.17.5 (Remote Grid) Updates to grid topology to minimize risk of ignition in HFTDs Remote GridWLDFREquipment / facility failureAggregated | WLDFR | HFTD - Distribution - Tier 2 - 3QU CoRE ¦ 2QU LoRE | Red Flag Warning - Catastrophic Fires | Equipment / facility failure | Aggregated | 2035 | 1.0739e-05 | 791.1377 | 0.0084963 | 2035 | Mitigation | 0.95 | 45 | 0 | esc | 0.00097009 | 1.0418e-08 | 0.00097009 | 1.0418e-08
[35 empty] | 7.3.3.17.6 Updates to grid topology to minimize risk of ignition in HFTDs Butte County Rebuild | WLDFR | HFTD - Distribution - Tier 3 - 4QU CoRE ¦ 4QU LoRE | 2077 | 0.022621 | 0 | 0 | 0 | 0 |  |  |  |  | 0 | 0 | 0 | 0 | 0 |  | 0 | 0 | 0 | Column23: 0; Column24: 0; Column25: 0; Column26: 0; Column27: 0; Column28: 0; Column29: 0.0037079; Column30: 0.21364; Column31: 0; Column32: 0.21364; Column33: 0.0048327 | WLDFR | HFTD - Distribution - Tier 3 - 5QU CoRE ¦ 1QU LoRE | Non-Red Flag Warning - Destructive Fires | 2036 | 1.214e-10 | 1.214e-10 | 9984.8474 | 263.1074 | 9721.74 | 0 | 0 | 0 | 1.4036e-07 | 1.2122e-06 | 0 | 1.2122e-06 | 1.2122e-06 | 0 | 1.2122e-06 | 0 | 5.0633e-05 | 0.00011099 | 0 | 0.00011099 | [17 empty] | 7.3.3.17.5 (Remote Grid) Updates to grid topology to minimize risk of ignition in HFTDs Remote GridWLDFREquipment / facility failureAggregated | WLDFR | HFTD - Distribution - Tier 2 - 3QU CoRE ¦ 2QU LoRE | Red Flag Warning - Catastrophic Fires | Equipment / facility failure | Aggregated | 2036 | 1.0739e-05 | 791.1377 | 0.0084963 | 2036 | Mitigation | 0.95 | 45 | 0 | esc | 0.00097009 | 1.0418e-08 | 0.00097009 | 1.0418e-08
[35 empty] | 7.3.3.17.6 Updates to grid topology to minimize risk of ignition in HFTDs Butte County Rebuild | WLDFR | HFTD - Distribution - Tier 3 - 4QU CoRE ¦ 5QU LoRE | 2020 | 1 | 0.0006241 | 0.022525 | 0 | 0.022525 |  |  |  |  | 0 | 0 | 0 | 0 | 0.022525 |  | 0 | 0.0006241 | 0.0006241 | Column23: 0.022525; Column24: 0.022525; Column25: 0; Column26: 0; Column27: 0.022525; Column28: 0.022525; Column29: 0; Column30: 0; Column31: 0; Column32: 0; Column33: 0 | WLDFR | HFTD - Distribution - Tier 3 - 5QU CoRE ¦ 1QU LoRE | Non-Red Flag Warning - Destructive Fires | 2037 | 1.214e-10 | 1.214e-10 | 9984.8474 | 263.1074 | 9721.74 | 0 | 0 | 0 | 1.4036e-07 | 1.2122e-06 | 0 | 1.2122e-06 | 1.2122e-06 | 0 | 1.2122e-06 | 0 | 5.0633e-05 | 0.00011099 | 0 | 0.00011099 | [17 empty] | 7.3.3.17.5 (Remote Grid) Updates to grid topology to minimize risk of ignition in HFTDs Remote GridWLDFREquipment / facility failureAggregated | WLDFR | HFTD - Distribution - Tier 2 - 3QU CoRE ¦ 2QU LoRE | Red Flag Warning - Catastrophic Fires | Equipment / facility failure | Aggregated | 2037 | 1.0739e-05 | 791.1377 | 0.0084963 | 2037 | Mitigation | 0.95 | 45 | 0 | esc | 0.00097009 | 1.0418e-08 | 0.00097009 | 1.0418e-08
[35 empty] | 7.3.3.17.6 Updates to grid topology to minimize risk of ignition in HFTDs Butte County Rebuild | WLDFR | HFTD - Distribution - Tier 3 - 4QU CoRE ¦ 5QU LoRE | 2021 | 1 | 0.0006241 | 0.022525 | 0 | 0.022525 |  |  |  |  | 0 | 0 | 0 | 0 | 0.022525 |  | 0 | 0.0006241 | 0.0006241 | Column23: 0.022525; Column24: 0.022525; Column25: 0; Column26: 0; Column27: 0.022525; Column28: 0.022525; Column29: 0; Column30: 0; Column31: 0; Column32: 0; Column33: 0 | WLDFR | HFTD - Distribution - Tier 3 - 5QU CoRE ¦ 1QU LoRE | Non-Red Flag Warning - Destructive Fires | 2038 | 1.214e-10 | 1.214e-10 | 10472.8261 | 280.5544 | 10192.2718 | 0 | 0 | 0 | 1.4036e-07 | 1.2714e-06 | 0 | 1.2714e-06 | 1.2714e-06 | 0 | 1.2714e-06 | 0 | 5.2825e-05 | 0.00011579 | 0 | 0.00011579 | [17 empty] | 7.3.3.17.5 (Remote Grid) Updates to grid topology to minimize risk of ignition in HFTDs Remote GridWLDFREquipment / facility failureAggregated | WLDFR | HFTD - Distribution - Tier 2 - 3QU CoRE ¦ 2QU LoRE | Red Flag Warning - Catastrophic Fires | Equipment / facility failure | Aggregated | 2038 | 1.0739e-05 | 791.1377 | 0.0084963 | 2038 | Mitigation | 0.95 | 45 | 0 | esc | 0.00097009 | 1.0418e-08 | 0.00097009 | 1.0418e-08
[35 empty] | 7.3.3.17.6 Updates to grid topology to minimize risk of ignition in HFTDs Butte County Rebuild | WLDFR | HFTD - Distribution - Tier 3 - 4QU CoRE ¦ 5QU LoRE | 2022 | 0.93458 | 0.00060542 | 0.02019 | 0 | 0.02019 |  |  |  |  | 0.0011478 | 0.038277 | 0 | 0.038277 | 0.018869 |  | 0.035773 | 0.0017532 | 0.0016385 | Column23: 0.058467; Column24: 0.054642; Column25: 0; Column26: 0; Column27: 0.058467; Column28: 0.054642; Column29: 0; Column30: 0; Column31: 0; Column32: 0; Column33: 0 | WLDFR | HFTD - Distribution - Tier 3 - 5QU CoRE ¦ 1QU LoRE | Non-Red Flag Warning - Destructive Fires | 2039 | 1.214e-10 | 1.214e-10 | 10472.8261 | 280.5544 | 10192.2718 | 0 | 0 | 0 | 1.4036e-07 | 1.2714e-06 | 0 | 1.2714e-06 | 1.2714e-06 | 0 | 1.2714e-06 | 0 | 5.2825e-05 | 0.00011579 | 0 | 0.00011579 | [17 empty] | 7.3.3.17.5 (Remote Grid) Updates to grid topology to minimize risk of ignition in HFTDs Remote GridWLDFREquipment / facility failureAggregated | WLDFR | HFTD - Distribution - Tier 2 - 3QU CoRE ¦ 2QU LoRE | Red Flag Warning - Catastrophic Fires | Equipment / facility failure | Aggregated | 2039 | 1.0739e-05 | 791.1377 | 0.0084963 | 2039 | Mitigation | 0.95 | 45 | 0 | esc | 0.00097009 | 1.0418e-08 | 0.00097009 | 1.0418e-08
[35 empty] | 7.3.3.17.6 Updates to grid topology to minimize risk of ignition in HFTDs Butte County Rebuild | WLDFR | HFTD - Distribution - Tier 3 - 4QU CoRE ¦ 5QU LoRE | 2023 | 0.87344 | 0.00060542 | 0.02093 | 0 | 0.02093 |  |  |  |  | 0.0011478 | 0.039679 | 0 | 0.039679 | 0.018281 |  | 0.034657 | 0.0017532 | 0.0015313 | Column23: 0.060609; Column24: 0.052938; Column25: 0; Column26: 0; Column27: 0.060609; Column28: 0.052938; Column29: 0.0014476; Column30: 0.050046; Column31: 0; Column32: 0.050046; Column33: 0.043712 | WLDFR | HFTD - Distribution - Tier 3 - 5QU CoRE ¦ 1QU LoRE | Non-Red Flag Warning - Destructive Fires | 2040 | 1.214e-10 | 1.214e-10 | 10472.8261 | 280.5544 | 10192.2718 | 0 | 0 | 0 | 1.4036e-07 | 1.2714e-06 | 0 | 1.2714e-06 | 1.2714e-06 | 0 | 1.2714e-06 | 0 | 5.2825e-05 | 0.00011579 | 0 | 0.00011579 | [17 empty] | 7.3.3.17.5 (Remote Grid) Updates to grid topology to minimize risk of ignition in HFTDs Remote GridWLDFREquipment / facility failureAggregated | WLDFR | HFTD - Distribution - Tier 2 - 3QU CoRE ¦ 2QU LoRE | Red Flag Warning - Catastrophic Fires | Equipment / facility failure | Aggregated | 2040 | 1.0739e-05 | 791.1377 | 0.0084963 | 2040 | Mitigation | 0.95 | 45 | 0 | esc | 0.00097009 | 1.0418e-08 | 0.00097009 | 1.0418e-08
[35 empty] | 7.3.3.17.6 Updates to grid topology to minimize risk of ignition in HFTDs Butte County Rebuild | WLDFR | HFTD - Distribution - Tier 3 - 4QU CoRE ¦ 5QU LoRE | 2024 | 0.8163 | 0.00060542 | 0.02093 | 0 | 0.02093 |  |  |  |  | 0.0011478 | 0.039679 | 0 | 0.039679 | 0.017085 |  | 0.03239 | 0.0017532 | 0.0014311 | Column23: 0.060609; Column24: 0.049475; Column25: 0; Column26: 0; Column27: 0.060609; Column28: 0.049475; Column29: 0.0014476; Column30: 0.050046; Column31: 0; Column32: 0.050046; Column33: 0.040852 | WLDFR | HFTD - Distribution - Tier 3 - 5QU CoRE ¦ 1QU LoRE | Non-Red Flag Warning - Destructive Fires | 2041 | 1.214e-10 | 1.214e-10 | 10472.8261 | 280.5544 | 10192.2718 | 0 | 0 | 0 | 1.4036e-07 | 1.2714e-06 | 0 | 1.2714e-06 | 1.2714e-06 | 0 | 1.2714e-06 | 0 | 0 | 0.00011579 | 0 | 0.00011579 | [17 empty] | 7.3.3.17.5 (Remote Grid) Updates to grid topology to minimize risk of ignition in HFTDs Remote GridWLDFREquipment / facility failureAggregated | WLDFR | HFTD - Distribution - Tier 2 - 3QU CoRE ¦ 2QU LoRE | Red Flag Warning - Catastrophic Fires | Equipment / facility failure | Aggregated | 2041 | 1.0739e-05 | 791.1377 | 0.0084963 | 2041 | Mitigation | 0.95 | 45 | 0 | esc | 0.00097009 | 1.0418e-08 | 0.00097009 | 1.0418e-08
[35 empty] | 7.3.3.17.6 Updates to grid topology to minimize risk of ignition in HFTDs Butte County Rebuild | WLDFR | HFTD - Distribution - Tier 3 - 4QU CoRE ¦ 5QU LoRE | 2025 | 0.7629 | 0.00060542 | 0.02093 | 0 | 0.02093 |  |  |  |  | 0.0011478 | 0.039679 | 0 | 0.039679 | 0.015967 |  | 0.030271 | 0.0017532 | 0.0013375 | Column23: 0.060609; Column24: 0.046238; Column25: 0; Column26: 0; Column27: 0.060609; Column28: 0.046238; Column29: 0.0014476; Column30: 0.050046; Column31: 0; Column32: 0.050046; Column33: 0.03818 | WLDFR | HFTD - Distribution - Tier 3 - 5QU CoRE ¦ 1QU LoRE | Non-Red Flag Warning - Destructive Fires | 2042 | 1.214e-10 | 1.214e-10 | 10472.8261 | 280.5544 | 10192.2718 | 0 | 0 | 0 | 1.4036e-07 | 1.2714e-06 | 0 | 1.2714e-06 | 1.2714e-06 | 0 | 1.2714e-06 | 0 | 0 | 0 | 0 | 0 | [17 empty] | 7.3.3.17.5 (Remote Grid) Updates to grid topology to minimize risk of ignition in HFTDs Remote GridWLDFREquipment / facility failureAggregated | WLDFR | HFTD - Distribution - Tier 2 - 3QU CoRE ¦ 2QU LoRE | Red Flag Warning - Catastrophic Fires | Equipment / facility failure | Aggregated | 2042 | 1.0739e-05 | 791.1377 | 0.0084963 | 2042 | Mitigation | 0.95 | 45 | 0 | esc | 0.00097009 | 1.0418e-08 | 0.00097009 | 1.0418e-08
[35 empty] | 7.3.3.17.6 Updates to grid topology to minimize risk of ignition in HFTDs Butte County Rebuild | WLDFR | HFTD - Distribution - Tier 3 - 4QU CoRE ¦ 5QU LoRE | 2026 | 0.71299 | 0.00060542 | 0.02093 | 0 | 0.02093 |  |  |  |  | 0.0011478 | 0.039679 | 0 | 0.039679 | 0.014923 |  | 0.028291 | 0.0017532 | 0.00125 | Column23: 0.060609; Column24: 0.043214; Column25: 0; Column26: 0; Column27: 0.060609; Column28: 0.043214; Column29: 0.0014476; Column30: 0.050046; Column31: 0; Column32: 0.050046; Column33: 0.035682 | WLDFR | HFTD - Distribution - Tier 3 - 5QU CoRE ¦ 1QU LoRE | Non-Red Flag Warning - Destructive Fires | 2043 | 1.214e-10 | 1.214e-10 | 10992.1562 | 299.42 | 10692.7362 | 0 | 0 | 0 | 1.4036e-07 | 1.3345e-06 | 0 | 1.3345e-06 | 1.3345e-06 | 0 | 1.3345e-06 | 0 | 2.6925e-07 | 0 | 0 | 0 | [17 empty] | 7.3.3.17.5 (Remote Grid) Updates to grid topology to minimize risk of ignition in HFTDs Remote GridWLDFREquipment / facility failureAggregated | WLDFR | HFTD - Distribution - Tier 2 - 3QU CoRE ¦ 2QU LoRE | Red Flag Warning - Catastrophic Fires | Equipment / facility failure | Aggregated | 2043 | 1.0739e-05 | 791.1377 | 0.0084963 | 2043 | Mitigation | 0.95 | 45 | 0 | esc | 0.00097009 | 1.0418e-08 | 0.00097009 | 1.0418e-08
[35 empty] | 7.3.3.17.6 Updates to grid topology to minimize risk of ignition in HFTDs Butte County Rebuild | WLDFR | HFTD - Distribution - Tier 3 - 4QU CoRE ¦ 5QU LoRE | 2027 | 0.66634 | 0.00060542 | 0.02093 | 0 | 0.02093 |  |  |  |  | 0.0011478 | 0.039679 | 0 | 0.039679 | 0.013946 |  | 0.02644 | 0.0017532 | 0.0011682 | Column23: 0.060609; Column24: 0.040386; Column25: 0; Column26: 0; Column27: 0.060609; Column28: 0.040386; Column29: 0.0014476; Column30: 0.050046; Column31: 0; Column32: 0.050046; Column33: 0.033348 | WLDFR | HFTD - Distribution - Tier 3 - 5QU CoRE ¦ 1QU LoRE | Non-Red Flag Warning - Destructive Fires | 2044 | 1.214e-10 | 1.214e-10 | 10992.1562 | 299.42 | 10692.7362 | 0 | 0 | 0 | 1.4036e-07 | 1.3345e-06 | 0 | 1.3345e-06 | 1.3345e-06 | 0 | 1.3345e-06 | 0 | 2.8129e-07 | 6.166e-07 | 0 | 6.166e-07 | [17 empty] | 7.3.3.17.5 (Remote Grid) Updates to grid topology to minimize risk of ignition in HFTDs Remote GridWLDFREquipment / facility failureAggregated | WLDFR | HFTD - Distribution - Tier 2 - 3QU CoRE ¦ 2QU LoRE | Red Flag Warning - Catastrophic Fires | Equipment / facility failure | Aggregated | 2044 | 1.0739e-05 | 791.1377 | 0.0084963 | 2044 | Mitigation | 0.95 | 45 | 0 | esc | 0.00097009 | 1.0418e-08 | 0.00097009 | 1.0418e-08
[35 empty] | 7.3.3.17.6 Updates to grid topology to minimize risk of ignition in HFTDs Butte County Rebuild | WLDFR | HFTD - Distribution - Tier 3 - 4QU CoRE ¦ 5QU LoRE | 2028 | 0.62275 | 0.00060542 | 0.021862 | 0 | 0.021862 |  |  |  |  | 0.0011478 | 0.041446 | 0 | 0.041446 | 0.013615 |  | 0.025811 | 0.0017532 | 0.0010918 | Column23: 0.063308; Column24: 0.039425; Column25: 0; Column26: 0; Column27: 0.063308; Column28: 0.039425; Column29: 0.0014476; Column30: 0.052275; Column31: 0; Column32: 0.052275; Column33: 0.032554 | WLDFR | HFTD - Distribution - Tier 3 - 5QU CoRE ¦ 1QU LoRE | Non-Red Flag Warning - Destructive Fires | 2045 | 1.214e-10 | 1.214e-10 | 10992.1562 | 299.42 | 10692.7362 | 0 | 0 | 0 | 1.4036e-07 | 1.3345e-06 | 0 | 1.3345e-06 | 1.3345e-06 | 0 | 1.3345e-06 | 0 | 2.8129e-07 | 6.166e-07 | 0 | 6.166e-07 | [17 empty] | 7.3.3.17.5 (Remote Grid) Updates to grid topology to minimize risk of ignition in HFTDs Remote GridWLDFREquipment / facility failureAggregated | WLDFR | HFTD - Distribution - Tier 2 - 3QU CoRE ¦ 2QU LoRE | Red Flag Warning - Catastrophic Fires | Equipment / facility failure | Aggregated | 2045 | 1.0739e-05 | 791.1377 | 0.0084963 | 2045 | Mitigation | 0.95 | 45 | 0 | esc | 0.00097009 | 1.0418e-08 | 0.00097009 | 1.0418e-08
[35 empty] | 7.3.3.17.6 Updates to grid topology to minimize risk of ignition in HFTDs Butte County Rebuild | WLDFR | HFTD - Distribution - Tier 3 - 4QU CoRE ¦ 5QU LoRE | 2029 | 0.58201 | 0.00060542 | 0.021862 | 0 | 0.021862 |  |  |  |  | 0.0011478 | 0.041446 | 0 | 0.041446 | 0.012724 |  | 0.024122 | 0.0017532 | 0.0010204 | Column23: 0.063308; Column24: 0.036846; Column25: 0; Column26: 0; Column27: 0.063308; Column28: 0.036846; Column29: 0.0014476; Column30: 0.052275; Column31: 0; Column32: 0.052275; Column33: 0.030424 | WLDFR | HFTD - Distribution - Tier 3 - 5QU CoRE ¦ 1QU LoRE | Non-Red Flag Warning - Destructive Fires | 2046 | 1.214e-10 | 1.214e-10 | 10992.1562 | 299.42 | 10692.7362 | 0 | 0 | 0 | 1.4036e-07 | 1.3345e-06 | 0 | 1.3345e-06 | 1.3345e-06 | 0 | 1.3345e-06 | 0 | 2.8129e-07 | 6.166e-07 | 0 | 6.166e-07 | [17 empty] | 7.3.3.17.5 (Remote Grid) Updates to grid topology to minimize risk of ignition in HFTDs Remote GridWLDFREquipment / facility failureAggregated | WLDFR | HFTD - Distribution - Tier 2 - 3QU CoRE ¦ 2QU LoRE | Red Flag Warning - Catastrophic Fires | Equipment / facility failure | Aggregated | 2046 | 1.0739e-05 | 791.1377 | 0.0084963 | 2046 | Mitigation | 0.95 | 45 | 0 | esc | 0.00097009 | 1.0418e-08 | 0.00097009 | 1.0418e-08
[35 empty] | 7.3.3.17.6 Updates to grid topology to minimize risk of ignition in HFTDs Butte County Rebuild | WLDFR | HFTD - Distribution - Tier 3 - 4QU CoRE ¦ 5QU LoRE | 2030 | 0.54393 | 0.00060542 | 0.021862 | 0 | 0.021862 |  |  |  |  | 0.0011478 | 0.041446 | 0 | 0.041446 | 0.011891 |  | 0.022544 | 0.0017532 | 0.00095363 | Column23: 0.063308; Column24: 0.034436; Column25: 0; Column26: 0; Column27: 0.063308; Column28: 0.034436; Column29: 0.0014476; Column30: 0.052275; Column31: 0; Column32: 0.052275; Column33: 0.028434 | WLDFR | HFTD - Distribution - Tier 3 - 5QU CoRE ¦ 1QU LoRE | Non-Red Flag Warning - Destructive Fires | 2047 | 1.214e-10 | 1.214e-10 | 10992.1562 | 299.42 | 10692.7362 | 0 | 0 | 0 | 1.4036e-07 | 1.3345e-06 | 0 | 1.3345e-06 | 1.3345e-06 | 0 | 1.3345e-06 | 0 | 2.8129e-07 | 6.166e-07 | 0 | 6.166e-07 | [17 empty] | 7.3.3.17.5 (Remote Grid) Updates to grid topology to minimize risk of ignition in HFTDs Remote GridWLDFREquipment / facility failureAggregated | WLDFR | HFTD - Distribution - Tier 2 - 3QU CoRE ¦ 2QU LoRE | Red Flag Warning - Catastrophic Fires | Equipment / facility failure | Aggregated | 2047 | 1.0739e-05 | 791.1377 | 0.0084963 | 2047 | Mitigation | 0.95 | 45 | 0 | esc | 0.00097009 | 1.0418e-08 | 0.00097009 | 1.0418e-08
[35 empty] | 7.3.3.17.6 Updates to grid topology to minimize risk of ignition in HFTDs Butte County Rebuild | WLDFR | HFTD - Distribution - Tier 3 - 4QU CoRE ¦ 5QU LoRE | 2031 | 0.50835 | 0.00060542 | 0.021862 | 0 | 0.021862 |  |  |  |  | 0.0011478 | 0.041446 | 0 | 0.041446 | 0.011114 |  | 0.021069 | 0.0017532 | 0.00089124 | Column23: 0.063308; Column24: 0.032183; Column25: 0; Column26: 0; Column27: 0.063308; Column28: 0.032183; Column29: 0.0014476; Column30: 0.052275; Column31: 0; Column32: 0.052275; Column33: 0.026574 | WLDFR | HFTD - Distribution - Tier 3 - 5QU CoRE ¦ 1QU LoRE | Non-Red Flag Warning - Destructive Fires | 2048 | 1.214e-10 | 1.214e-10 | 11536.0538 | 319.4911 | 11216.5626 | 0 | 0 | 0 | 1.4036e-07 | 1.4005e-06 | 0 | 1.4005e-06 | 1.4005e-06 | 0 | 1.4005e-06 | 0 | 2.8129e-07 | 6.166e-07 | 0 | 6.166e-07 | [17 empty] | 7.3.3.17.5 (Remote Grid) Updates to grid topology to minimize risk of ignition in HFTDs Remote GridWLDFREquipment / facility failureAggregated | WLDFR | HFTD - Distribution - Tier 2 - 3QU CoRE ¦ 2QU LoRE | Red Flag Warning - Catastrophic Fires | Equipment / facility failure | Aggregated | 2048 | 1.0739e-05 | 791.1377 | 0.0084963 | 2048 | Mitigation | 0.95 | 45 | 0 | esc | 0.00097009 | 1.0418e-08 | 0.00097009 | 1.0418e-08
[35 empty] | 7.3.3.17.6 Updates to grid topology to minimize risk of ignition in HFTDs Butte County Rebuild | WLDFR | HFTD - Distribution - Tier 3 - 4QU CoRE ¦ 5QU LoRE | 2032 | 0.47509 | 0.00060542 | 0.021862 | 0 | 0.021862 |  |  |  |  | 0.0011478 | 0.041446 | 0 | 0.041446 | 0.010386 |  | 0.019691 | 0.0017532 | 0.00083293 | Column23: 0.063308; Column24: 0.030077; Column25: 0; Column26: 0; Column27: 0.063308; Column28: 0.030077; Column29: 0.0014476; Column30: 0.052275; Column31: 0; Column32: 0.052275; Column33: 0.024835 | WLDFR | HFTD - Distribution - Tier 3 - 5QU CoRE ¦ 1QU LoRE | Non-Red Flag Warning - Destructive Fires | 2049 | 1.214e-10 | 1.214e-10 | 11536.0538 | 319.4911 | 11216.5626 | 0 | 0 | 0 | 1.4036e-07 | 1.4005e-06 | 0 | 1.4005e-06 | 1.4005e-06 | 0 | 1.4005e-06 | 0 | 2.9681e-07 | 6.5061e-07 | 0 | 6.5061e-07 | [17 empty] | 7.3.3.17.5 (Remote Grid) Updates to grid topology to minimize risk of ignition in HFTDs Remote GridWLDFREquipment / facility failureAggregated | WLDFR | HFTD - Distribution - Tier 2 - 3QU CoRE ¦ 2QU LoRE | Red Flag Warning - Catastrophic Fires | Equipment / facility failure | Aggregated | 2049 | 1.0739e-05 | 791.1377 | 0.0084963 | 2049 | Mitigation | 0.95 | 45 | 0 | esc | 0.00097009 | 1.0418e-08 | 0.00097009 | 1.0418e-08
[35 empty] | 7.3.3.17.6 Updates to grid topology to minimize risk of ignition in HFTDs Butte County Rebuild | WLDFR | HFTD - Distribution - Tier 3 - 4QU CoRE ¦ 5QU LoRE | 2033 | 0.44401 | 0.00060542 | 0.022898 | 0 | 0.022898 |  |  |  |  | 0.0011478 | 0.04341 | 0 | 0.04341 | 0.010167 |  | 0.019275 | 0.0017532 | 0.00077844 | Column23: 0.066308; Column24: 0.029442; Column25: 0; Column26: 0; Column27: 0.066308; Column28: 0.029442; Column29: 0.0014476; Column30: 0.054752; Column31: 0; Column32: 0.054752; Column33: 0.02431 | WLDFR | HFTD - Distribution - Tier 3 - 5QU CoRE ¦ 1QU LoRE | Non-Red Flag Warning - Destructive Fires | 2050 | 1.214e-10 | 1.214e-10 | 11536.0538 | 319.4911 | 11216.5626 | 0 | 0 | 0 | 1.4036e-07 | 1.4005e-06 | 0 | 1.4005e-06 | 1.4005e-06 | 0 | 1.4005e-06 | 0 | 2.9681e-07 | 6.5061e-07 | 0 | 6.5061e-07 | [17 empty] | 7.3.3.17.5 (Remote Grid) Updates to grid topology to minimize risk of ignition in HFTDs Remote GridWLDFREquipment / facility failureAggregated | WLDFR | HFTD - Distribution - Tier 2 - 3QU CoRE ¦ 2QU LoRE | Red Flag Warning - Catastrophic Fires | Equipment / facility failure | Aggregated | 2050 | 1.0739e-05 | 791.1377 | 0.0084963 | 2050 | Mitigation | 0.95 | 45 | 0 | esc | 0.00097009 | 1.0418e-08 | 0.00097009 | 1.0418e-08
[35 empty] | 7.3.3.17.6 Updates to grid topology to minimize risk of ignition in HFTDs Butte County Rebuild | WLDFR | HFTD - Distribution - Tier 3 - 4QU CoRE ¦ 5QU LoRE | 2034 | 0.41496 | 0.00060542 | 0.022898 | 0 | 0.022898 |  |  |  |  | 0.0011478 | 0.04341 | 0 | 0.04341 | 0.0095018 |  | 0.018014 | 0.0017532 | 0.00072752 | Column23: 0.066308; Column24: 0.027515; Column25: 0; Column26: 0; Column27: 0.066308; Column28: 0.027515; Column29: 0.0014476; Column30: 0.054752; Column31: 0; Column32: 0.054752; Column33: 0.02272 | WLDFR | HFTD - Distribution - Tier 3 - 5QU CoRE ¦ 1QU LoRE | Non-Red Flag Warning - Destructive Fires | 2051 | 1.214e-10 | 1.214e-10 | 11536.0538 | 319.4911 | 11216.5626 | 0 | 0 | 0 | 1.4036e-07 | 1.4005e-06 | 0 | 1.4005e-06 | 1.4005e-06 | 0 | 1.4005e-06 | 0 | 2.9681e-07 | 6.5061e-07 | 0 | 6.5061e-07 | [17 empty] | 7.3.3.17.5 (Remote Grid) Updates to grid topology to minimize risk of ignition in HFTDs Remote GridWLDFREquipment / facility failureAggregated | WLDFR | HFTD - Distribution - Tier 2 - 3QU CoRE ¦ 2QU LoRE | Red Flag Warning - Catastrophic Fires | Equipment / facility failure | Aggregated | 2051 | 1.0739e-05 | 791.1377 | 0.0084963 | 2051 | Mitigation | 0.95 | 45 | 0 | esc | 0.00097009 | 1.0418e-08 | 0.00097009 | 1.0418e-08
[35 empty] | 7.3.3.17.6 Updates to grid topology to minimize risk of ignition in HFTDs Butte County Rebuild | WLDFR | HFTD - Distribution - Tier 3 - 4QU CoRE ¦ 5QU LoRE | 2035 | 0.38782 | 0.00060542 | 0.022898 | 0 | 0.022898 |  |  |  |  | 0.0011478 | 0.04341 | 0 | 0.04341 | 0.0088802 |  | 0.016835 | 0.0017532 | 0.00067992 | Column23: 0.066308; Column24: 0.025715; Column25: 0; Column26: 0; Column27: 0.066308; Column28: 0.025715; Column29: 0.0014476; Column30: 0.054752; Column31: 0; Column32: 0.054752; Column33: 0.021234 | WLDFR | HFTD - Distribution - Tier 3 - 5QU CoRE ¦ 1QU LoRE | Non-Red Flag Warning - Destructive Fires | 2052 | 1.214e-10 | 1.214e-10 | 11536.0538 | 319.4911 | 11216.5626 | 0 | 0 | 0 | 1.4036e-07 | 1.4005e-06 | 0 | 1.4005e-06 | 1.4005e-06 | 0 | 1.4005e-06 | 0 | 2.9681e-07 | 6.5061e-07 | 0 | 6.5061e-07 | [17 empty] | 7.3.3.17.5 (Remote Grid) Updates to grid topology to minimize risk of ignition in HFTDs Remote GridWLDFREquipment / facility failureAggregated | WLDFR | HFTD - Distribution - Tier 2 - 3QU CoRE ¦ 2QU LoRE | Red Flag Warning - Catastrophic Fires | Equipment / facility failure | Aggregated | 2052 | 1.0739e-05 | 791.1377 | 0.0084963 | 2052 | Mitigation | 0.95 | 45 | 0 | esc | 0.00097009 | 1.0418e-08 | 0.00097009 | 1.0418e-08
[35 empty] | 7.3.3.17.6 Updates to grid topology to minimize risk of ignition in HFTDs Butte County Rebuild | WLDFR | HFTD - Distribution - Tier 3 - 4QU CoRE ¦ 5QU LoRE | 2036 | 0.36245 | 0.00060542 | 0.022898 | 0 | 0.022898 |  |  |  |  | 0.0011478 | 0.04341 | 0 | 0.04341 | 0.0082992 |  | 0.015734 | 0.0017532 | 0.00063544 | Column23: 0.066308; Column24: 0.024033; Column25: 0; Column26: 0; Column27: 0.066308; Column28: 0.024033; Column29: 0.0014476; Column30: 0.054752; Column31: 0; Column32: 0.054752; Column33: 0.019844 | WLDFR | HFTD - Distribution - Tier 3 - 5QU CoRE ¦ 1QU LoRE | Non-Red Flag Warning - Destructive Fires | 2053 | 1.214e-10 | 1.214e-10 | 12097.6769 | 340.5356 | 11757.1413 | 0 | 0 | 0 | 1.4036e-07 | 1.4687e-06 | 0 | 1.4687e-06 | 1.4687e-06 | 0 | 1.4687e-06 | 0 | 2.9681e-07 | 6.5061e-07 | 0 | 6.5061e-07 | [17 empty] | 7.3.3.17.5 (Remote Grid) Updates to grid topology to minimize risk of ignition in HFTDs Remote GridWLDFREquipment / facility failureAggregated | WLDFR | HFTD - Distribution - Tier 2 - 3QU CoRE ¦ 2QU LoRE | Red Flag Warning - Catastrophic Fires | Equipment / facility failure | Aggregated | 2053 | 1.0739e-05 | 791.1377 | 0.0084963 | 2053 | Mitigation | 0.95 | 45 | 0 | esc | 0.00097009 | 1.0418e-08 | 0.00097009 | 1.0418e-08
[35 empty] | 7.3.3.17.6 Updates to grid topology to minimize risk of ignition in HFTDs Butte County Rebuild | WLDFR | HFTD - Distribution - Tier 3 - 4QU CoRE ¦ 5QU LoRE | 2037 | 0.33873 | 0.00060542 | 0.022898 | 0 | 0.022898 |  |  |  |  | 0.0011478 | 0.04341 | 0 | 0.04341 | 0.0077563 |  | 0.014705 | 0.0017532 | 0.00059387 | Column23: 0.066308; Column24: 0.022461; Column25: 0; Column26: 0; Column27: 0.066308; Column28: 0.022461; Column29: 0.0014476; Column30: 0.054752; Column31: 0; Column32: 0.054752; Column33: 0.018546 | WLDFR | HFTD - Distribution - Tier 3 - 5QU CoRE ¦ 1QU LoRE | Non-Red Flag Warning - Destructive Fires | 2054 | 1.214e-10 | 1.214e-10 | 12097.6769 | 340.5356 | 11757.1413 | 0 | 0 | 0 | 1.4036e-07 | 1.4687e-06 | 0 | 1.4687e-06 | 1.4687e-06 | 0 | 1.4687e-06 | 0 | 3.1446e-07 | 6.8929e-07 | 0 | 6.8929e-07 | [17 empty] | 7.3.3.17.5 (Remote Grid) Updates to grid topology to minimize risk of ignition in HFTDs Remote GridWLDFREquipment / facility failureAggregated | WLDFR | HFTD - Distribution - Tier 2 - 3QU CoRE ¦ 2QU LoRE | Red Flag Warning - Catastrophic Fires | Equipment / facility failure | Aggregated | 2054 | 1.0739e-05 | 791.1377 | 0.0084963 | 2054 | Mitigation | 0.95 | 45 | 0 | esc | 0.00097009 | 1.0418e-08 | 0.00097009 | 1.0418e-08
[35 empty] | 7.3.3.17.6 Updates to grid topology to minimize risk of ignition in HFTDs Butte County Rebuild | WLDFR | HFTD - Distribution - Tier 3 - 4QU CoRE ¦ 5QU LoRE | 2038 | 0.31657 | 0.00060542 | 0.024022 | 0 | 0.024022 |  |  |  |  | 0.0011478 | 0.045542 | 0 | 0.045542 | 0.0076048 |  | 0.014417 | 0.0017532 | 0.00055502 | Column23: 0.069564; Column24: 0.022022; Column25: 0; Column26: 0; Column27: 0.069564; Column28: 0.022022; Column29: 0.0014476; Column30: 0.05744; Column31: 0; Column32: 0.05744; Column33: 0.018184 | WLDFR | HFTD - Distribution - Tier 3 - 5QU CoRE ¦ 1QU LoRE | Non-Red Flag Warning - Destructive Fires | 2055 | 1.214e-10 | 1.214e-10 | 12097.6769 | 340.5356 | 11757.1413 | 0 | 0 | 0 | 1.4036e-07 | 1.4687e-06 | 0 | 1.4687e-06 | 1.4687e-06 | 0 | 1.4687e-06 | 0 | 3.1446e-07 | 6.8929e-07 | 0 | 6.8929e-07 | [17 empty] | 7.3.3.17.5 (Remote Grid) Updates to grid topology to minimize risk of ignition in HFTDs Remote GridWLDFREquipment / facility failureAggregated | WLDFR | HFTD - Distribution - Tier 2 - 3QU CoRE ¦ 2QU LoRE | Red Flag Warning - Catastrophic Fires | Equipment / facility failure | Aggregated | 2055 | 1.0739e-05 | 791.1377 | 0.0084963 | 2055 | Mitigation | 0.95 | 45 | 0 | esc | 0.00097009 | 1.0418e-08 | 0.00097009 | 1.0418e-08
[35 empty] | 7.3.3.17.6 Updates to grid topology to minimize risk of ignition in HFTDs Butte County Rebuild | WLDFR | HFTD - Distribution - Tier 3 - 4QU CoRE ¦ 5QU LoRE | 2039 | 0.29586 | 0.00060542 | 0.024022 | 0 | 0.024022 |  |  |  |  | 0.0011478 | 0.045542 | 0 | 0.045542 | 0.0071073 |  | 0.013474 | 0.0017532 | 0.00051871 | Column23: 0.069564; Column24: 0.020582; Column25: 0; Column26: 0; Column27: 0.069564; Column28: 0.020582; Column29: 0.0014476; Column30: 0.05744; Column31: 0; Column32: 0.05744; Column33: 0.016995 | WLDFR | HFTD - Distribution - Tier 3 - 5QU CoRE ¦ 1QU LoRE | Non-Red Flag Warning - Destructive Fires | 2056 | 1.214e-10 | 1.214e-10 | 12097.6769 | 340.5356 | 11757.1413 | 0 | 0 | 0 | 1.4036e-07 | 1.4687e-06 | 0 | 1.4687e-06 | 1.4687e-06 | 0 | 1.4687e-06 | 0 | 3.1446e-07 | 6.8929e-07 | 0 | 6.8929e-07 | [17 empty] | 7.3.3.17.5 (Remote Grid) Updates to grid topology to minimize risk of ignition in HFTDs Remote GridWLDFREquipment / facility failureAggregated | WLDFR | HFTD - Distribution - Tier 2 - 3QU CoRE ¦ 2QU LoRE | Red Flag Warning - Catastrophic Fires | Equipment / facility failure | Aggregated | 2056 | 1.0739e-05 | 791.1377 | 0.0084963 | 2056 | Mitigation | 0.95 | 45 | 0 | esc | 0.00097009 | 1.0418e-08 | 0.00097009 | 1.0418e-08
[35 empty] | 7.3.3.17.6 Updates to grid topology to minimize risk of ignition in HFTDs Butte County Rebuild | WLDFR | HFTD - Distribution - Tier 3 - 4QU CoRE ¦ 5QU LoRE | 2040 | 0.27651 | 0.00060542 | 0.024022 | 0 | 0.024022 |  |  |  |  | 0.0011478 | 0.045542 | 0 | 0.045542 | 0.0066424 |  | 0.012593 | 0.0017532 | 0.00048478 | Column23: 0.069564; Column24: 0.019235; Column25: 0; Column26: 0; Column27: 0.069564; Column28: 0.019235; Column29: 0.0014476; Column30: 0.05744; Column31: 0; Column32: 0.05744; Column33: 0.015883 | WLDFR | HFTD - Distribution - Tier 3 - 5QU CoRE ¦ 1QU LoRE | Non-Red Flag Warning - Destructive Fires | 2057 | 1.214e-10 | 1.214e-10 | 12097.6769 | 340.5356 | 11757.1413 | 0 | 0 | 0 | 1.4036e-07 | 1.4687e-06 | 0 | 1.4687e-06 | 1.4687e-06 | 0 | 1.4687e-06 | 0 | 3.1446e-07 | 6.8929e-07 | 0 | 6.8929e-07 | [17 empty] | 7.3.3.17.5 (Remote Grid) Updates to grid topology to minimize risk of ignition in HFTDs Remote GridWLDFREquipment / facility failureAggregated | WLDFR | HFTD - Distribution - Tier 2 - 3QU CoRE ¦ 2QU LoRE | Red Flag Warning - Catastrophic Fires | Equipment / facility failure | Aggregated | 2057 | 1.0739e-05 | 791.1377 | 0.0084963 | 2057 | Mitigation | 0.95 | 45 | 0 | esc | 0.00097009 | 1.0418e-08 | 0.00097009 | 1.0418e-08
[35 empty] | 7.3.3.17.6 Updates to grid topology to minimize risk of ignition in HFTDs Butte County Rebuild | WLDFR | HFTD - Distribution - Tier 3 - 4QU CoRE ¦ 5QU LoRE | 2041 | 0.25842 | 0.00060542 | 0.024022 | 0 | 0.024022 |  |  |  |  | 0.0011478 | 0.045542 | 0 | 0.045542 | 0.0062078 |  | 0.011769 | 0.0017532 | 0.00045306 | Column23: 0.069564; Column24: 0.017977; Column25: 0; Column26: 0; Column27: 0.069564; Column28: 0.017977; Column29: 0.0014476; Column30: 0.05744; Column31: 0; Column32: 0.05744; Column33: 0.014844 | WLDFR | HFTD - Distribution - Tier 3 - 5QU CoRE ¦ 1QU LoRE | Non-Red Flag Warning - Destructive Fires | 2058 | 1.214e-10 | 1.214e-10 | 12670.1796 | 362.3049 | 12307.8747 | 0 | 0 | 0 | 1.4036e-07 | 1.5382e-06 | 0 | 1.5382e-06 | 1.5382e-06 | 0 | 1.5382e-06 | 0 | 3.1446e-07 | 6.8929e-07 | 0 | 6.8929e-07 | [17 empty] | 7.3.3.17.5 (Remote Grid) Updates to grid topology to minimize risk of ignition in HFTDs Remote GridWLDFREquipment / facility failureAggregated | WLDFR | HFTD - Distribution - Tier 2 - 3QU CoRE ¦ 2QU LoRE | Red Flag Warning - Catastrophic Fires | Equipment / facility failure | Aggregated | 2058 | 1.0739e-05 | 791.1377 | 0.0084963 | 2058 | Mitigation | 0.95 | 45 | 0 | esc | 0.00097009 | 1.0418e-08 | 0.00097009 | 1.0418e-08
[35 empty] | 7.3.3.17.6 Updates to grid topology to minimize risk of ignition in HFTDs Butte County Rebuild | WLDFR | HFTD - Distribution - Tier 3 - 4QU CoRE ¦ 5QU LoRE | 2042 | 0.24151 | 0.00060542 | 0.024022 | 0 | 0.024022 |  |  |  |  | 0.0011478 | 0.045542 | 0 | 0.045542 | 0.0058017 |  | 0.010999 | 0.0017532 | 0.00042342 | Column23: 0.069564; Column24: 0.016801; Column25: 0; Column26: 0; Column27: 0.069564; Column28: 0.016801; Column29: 0.0014476; Column30: 0.05744; Column31: 0; Column32: 0.05744; Column33: 0.013873 | WLDFR | HFTD - Distribution - Tier 3 - 5QU CoRE ¦ 1QU LoRE | Non-Red Flag Warning - Destructive Fires | 2059 | 1.214e-10 | 1.214e-10 | 12670.1796 | 362.3049 | 12307.8747 | 0 | 0 | 0 | 1.4036e-07 | 1.5382e-06 | 0 | 1.5382e-06 | 1.5382e-06 | 0 | 1.5382e-06 | 0 | 3.341e-07 | 7.3235e-07 | 0 | 7.3235e-07 | [17 empty] | 7.3.3.17.5 (Remote Grid) Updates to grid topology to minimize risk of ignition in HFTDs Remote GridWLDFREquipment / facility failureAggregated | WLDFR | HFTD - Distribution - Tier 2 - 3QU CoRE ¦ 2QU LoRE | Red Flag Warning - Catastrophic Fires | Equipment / facility failure | Aggregated | 2059 | 1.0739e-05 | 791.1377 | 0.0084963 | 2059 | Mitigation | 0.95 | 45 | 0 | esc | 0.00097009 | 1.0418e-08 | 0.00097009 | 1.0418e-08
[35 empty] | 7.3.3.17.6 Updates to grid topology to minimize risk of ignition in HFTDs Butte County Rebuild | WLDFR | HFTD - Distribution - Tier 3 - 4QU CoRE ¦ 5QU LoRE | 2043 | 0.22571 | 0.00060542 | 0.02522 | 0 | 0.02522 |  |  |  |  | 0.0011478 | 0.047813 | 0 | 0.047813 | 0.0056925 |  | 0.010792 | 0.0017532 | 0.00039572 | Column23: 0.073033; Column24: 0.016484; Column25: 0; Column26: 0; Column27: 0.073033; Column28: 0.016484; Column29: 0.0014476; Column30: 0.060304; Column31: 0; Column32: 0.060304; Column33: 0.013612 | WLDFR | HFTD - Distribution - Tier 3 - 5QU CoRE ¦ 1QU LoRE | Non-Red Flag Warning - Destructive Fires | 2060 | 1.214e-10 | 1.214e-10 | 12670.1796 | 362.3049 | 12307.8747 | 0 | 0 | 0 | 1.4036e-07 | 1.5382e-06 | 0 | 1.5382e-06 | 1.5382e-06 | 0 | 1.5382e-06 | 0 | 3.341e-07 | 7.3235e-07 | 0 | 7.3235e-07 | [17 empty] | 7.3.3.17.5 (Remote Grid) Updates to grid topology to minimize risk of ignition in HFTDs Remote GridWLDFREquipment / facility failureAggregated | WLDFR | HFTD - Distribution - Tier 2 - 3QU CoRE ¦ 2QU LoRE | Red Flag Warning - Catastrophic Fires | Equipment / facility failure | Aggregated | 2060 | 1.0739e-05 | 791.1377 | 0.0084963 | 2060 | Mitigation | 0.95 | 45 | 0 | esc | 0.00097009 | 1.0418e-08 | 0.00097009 | 1.0418e-08
[35 empty] | 7.3.3.17.6 Updates to grid topology to minimize risk of ignition in HFTDs Butte County Rebuild | WLDFR | HFTD - Distribution - Tier 3 - 4QU CoRE ¦ 5QU LoRE | 2044 | 0.21095 | 0.00060542 | 0.02522 | 0 | 0.02522 |  |  |  |  | 0.0011478 | 0.047813 | 0 | 0.047813 | 0.0053201 |  | 0.010086 | 0.0017532 | 0.00036983 | Column23: 0.073033; Column24: 0.015406; Column25: 0; Column26: 0; Column27: 0.073033; Column28: 0.015406; Column29: 0.0014476; Column30: 0.060304; Column31: 0; Column32: 0.060304; Column33: 0.012721 | WLDFR | HFTD - Distribution - Tier 3 - 5QU CoRE ¦ 1QU LoRE | Non-Red Flag Warning - Destructive Fires | 2061 | 1.214e-10 | 1.214e-10 | 12670.1796 | 362.3049 | 12307.8747 | 0 | 0 | 0 | 1.4036e-07 | 1.5382e-06 | 0 | 1.5382e-06 | 1.5382e-06 | 0 | 1.5382e-06 | 0 | 3.341e-07 | 7.3235e-07 | 0 | 7.3235e-07 | [17 empty] | 7.3.3.17.5 (Remote Grid) Updates to grid topology to minimize risk of ignition in HFTDs Remote GridWLDFREquipment / facility failureAggregated | WLDFR | HFTD - Distribution - Tier 2 - 3QU CoRE ¦ 2QU LoRE | Red Flag Warning - Catastrophic Fires | Equipment / facility failure | Aggregated | 2061 | 1.0739e-05 | 791.1377 | 0.0084963 | 2061 | Mitigation | 0.95 | 45 | 0 | esc | 0.00097009 | 1.0418e-08 | 0.00097009 | 1.0418e-08
[35 empty] | 7.3.3.17.6 Updates to grid topology to minimize risk of ignition in HFTDs Butte County Rebuild | WLDFR | HFTD - Distribution - Tier 3 - 4QU CoRE ¦ 5QU LoRE | 2045 | 0.19715 | 0.00060542 | 0.02522 | 0 | 0.02522 |  |  |  |  | 0.0011478 | 0.047813 | 0 | 0.047813 | 0.0049721 |  | 0.0094261 | 0.0017532 | 0.00034564 | Column23: 0.073033; Column24: 0.014398; Column25: 0; Column26: 0; Column27: 0.073033; Column28: 0.014398; Column29: 0.0014476; Column30: 0.060304; Column31: 0; Column32: 0.060304; Column33: 0.011889 | WLDFR | HFTD - Distribution - Tier 3 - 5QU CoRE ¦ 1QU LoRE | Non-Red Flag Warning - Destructive Fires | 2062 | 1.214e-10 | 1.214e-10 | 12670.1796 | 362.3049 | 12307.8747 | 0 | 0 | 0 | 1.4036e-07 | 1.5382e-06 | 0 | 1.5382e-06 | 1.5382e-06 | 0 | 1.5382e-06 | 0 | 3.341e-07 | 7.3235e-07 | 0 | 7.3235e-07 | [17 empty] | 7.3.3.17.5 (Remote Grid) Updates to grid topology to minimize risk of ignition in HFTDs Remote GridWLDFREquipment / facility failureAggregated | WLDFR | HFTD - Distribution - Tier 2 - 3QU CoRE ¦ 2QU LoRE | Red Flag Warning - Catastrophic Fires | Equipment / facility failure | Aggregated | 2062 | 1.0739e-05 | 791.1377 | 0.0084963 | 2062 | Mitigation | 0.95 | 45 | 0 | esc | 0.00097009 | 1.0418e-08 | 0.00097009 | 1.0418e-08
[35 empty] | 7.3.3.17.6 Updates to grid topology to minimize risk of ignition in HFTDs Butte County Rebuild | WLDFR | HFTD - Distribution - Tier 3 - 4QU CoRE ¦ 5QU LoRE | 2046 | 0.18425 | 0.00060542 | 0.02522 | 0 | 0.02522 |  |  |  |  | 0.0011478 | 0.047813 | 0 | 0.047813 | 0.0046468 |  | 0.0088095 | 0.0017532 | 0.00032303 | Column23: 0.073033; Column24: 0.013456; Column25: 0; Column26: 0; Column27: 0.073033; Column28: 0.013456; Column29: 0.0014476; Column30: 0.060304; Column31: 0; Column32: 0.060304; Column33: 0.011111 | WLDFR | HFTD - Distribution - Tier 3 - 5QU CoRE ¦ 1QU LoRE | Non-Red Flag Warning - Destructive Fires | 2063 | 1.214e-10 | 1.214e-10 | 13246.6313 | 384.5316 | 12862.0997 | 0 | 0 | 0 | 1.4036e-07 | 1.6082e-06 | 0 | 1.6082e-06 | 1.6082e-06 | 0 | 1.6082e-06 | 0 | 3.341e-07 | 7.3235e-07 | 0 | 7.3235e-07 | [17 empty] | 7.3.3.17.5 (Remote Grid) Updates to grid topology to minimize risk of ignition in HFTDs Remote GridWLDFREquipment / facility failureAggregated | WLDFR | HFTD - Distribution - Tier 2 - 3QU CoRE ¦ 2QU LoRE | Red Flag Warning - Catastrophic Fires | Equipment / facility failure | Aggregated | 2063 | 1.0739e-05 | 791.1377 | 0.0084963 | 2063 | Mitigation | 0.95 | 45 | 0 | esc | 0.00097009 | 1.0418e-08 | 0.00097009 | 1.0418e-08
[35 empty] | 7.3.3.17.6 Updates to grid topology to minimize risk of ignition in HFTDs Butte County Rebuild | WLDFR | HFTD - Distribution - Tier 3 - 4QU CoRE ¦ 5QU LoRE | 2047 | 0.1722 | 0.00060542 | 0.02522 | 0 | 0.02522 |  |  |  |  | 0.0011478 | 0.047813 | 0 | 0.047813 | 0.0043428 |  | 0.0082331 | 0.0017532 | 0.00030189 | Column23: 0.073033; Column24: 0.012576; Column25: 0; Column26: 0; Column27: 0.073033; Column28: 0.012576; Column29: 0.0014476; Column30: 0.060304; Column31: 0; Column32: 0.060304; Column33: 0.010384 | WLDFR | HFTD - Distribution - Tier 3 - 5QU CoRE ¦ 1QU LoRE | Non-Red Flag Warning - Destructive Fires | 2064 | 1.214e-10 | 1.214e-10 | 13246.6313 | 384.5316 | 12862.0997 | 0 | 0 | 0 | 1.4036e-07 | 1.6082e-06 | 0 | 1.6082e-06 | 1.6082e-06 | 0 | 1.6082e-06 | 0 | 3.5558e-07 | 7.7944e-07 | 0 | 7.7944e-07 | [17 empty] | 7.3.3.17.5 (Remote Grid) Updates to grid topology to minimize risk of ignition in HFTDs Remote GridWLDFREquipment / facility failureAggregated | WLDFR | HFTD - Distribution - Tier 2 - 3QU CoRE ¦ 2QU LoRE | Red Flag Warning - Catastrophic Fires | Equipment / facility failure | Aggregated | 2064 | 1.0739e-05 | 791.1377 | 0.0084963 | 2064 | Mitigation | 0.95 | 45 | 0 | esc | 0.00097009 | 1.0418e-08 | 0.00097009 | 1.0418e-08
[35 empty] | 7.3.3.17.6 Updates to grid topology to minimize risk of ignition in HFTDs Butte County Rebuild | WLDFR | HFTD - Distribution - Tier 3 - 4QU CoRE ¦ 5QU LoRE | 2048 | 0.16093 | 0.00060542 | 0.026476 | 0 | 0.026476 |  |  |  |  | 0.0011478 | 0.050193 | 0 | 0.050193 | 0.0042607 |  | 0.0080776 | 0.0017532 | 0.00028214 | Column23: 0.076669; Column24: 0.012338; Column25: 0; Column26: 0; Column27: 0.076669; Column28: 0.012338; Column29: 0.0014476; Column30: 0.063307; Column31: 0; Column32: 0.063307; Column33: 0.010188 | WLDFR | HFTD - Distribution - Tier 3 - 5QU CoRE ¦ 1QU LoRE | Non-Red Flag Warning - Destructive Fires | 2065 | 1.214e-10 | 1.214e-10 | 13246.6313 | 384.5316 | 12862.0997 | 0 | 0 | 0 | 1.4036e-07 | 1.6082e-06 | 0 | 1.6082e-06 | 1.6082e-06 | 0 | 1.6082e-06 | 0 | 3.5558e-07 | 7.7944e-07 | 0 | 7.7944e-07 | [17 empty] | 7.3.3.17.5 (Remote Grid) Updates to grid topology to minimize risk of ignition in HFTDs Remote GridWLDFREquipment / facility failureAggregated | WLDFR | HFTD - Distribution - Tier 2 - 3QU CoRE ¦ 2QU LoRE | Red Flag Warning - Catastrophic Fires | Equipment / facility failure | Aggregated | 2065 | 1.0739e-05 | 791.1377 | 0.0084963 | 2065 | Mitigation | 0.95 | 45 | 0 | esc | 0.00097009 | 1.0418e-08 | 0.00097009 | 1.0418e-08
[35 empty] | 7.3.3.17.6 Updates to grid topology to minimize risk of ignition in HFTDs Butte County Rebuild | WLDFR | HFTD - Distribution - Tier 3 - 4QU CoRE ¦ 5QU LoRE | 2049 | 0.1504 | 0.00060542 | 0.026476 | 0 | 0.026476 |  |  |  |  | 0.0011478 | 0.050193 | 0 | 0.050193 | 0.003982 |  | 0.0075492 | 0.0017532 | 0.00026369 | Column23: 0.076669; Column24: 0.011531; Column25: 0; Column26: 0; Column27: 0.076669; Column28: 0.011531; Column29: 0.0014476; Column30: 0.063307; Column31: 0; Column32: 0.063307; Column33: 0.0095215 | WLDFR | HFTD - Distribution - Tier 3 - 5QU CoRE ¦ 1QU LoRE | Non-Red Flag Warning - Destructive Fires | 2066 | 1.214e-10 | 1.214e-10 | 13246.6313 | 384.5316 | 12862.0997 | 0 | 0 | 0 | 1.4036e-07 | 1.6082e-06 | 0 | 1.6082e-06 | 1.6082e-06 | 0 | 1.6082e-06 | 0 | 3.5558e-07 | 7.7944e-07 | 0 | 7.7944e-07 | [17 empty] | 7.3.3.17.5 (Remote Grid) Updates to grid topology to minimize risk of ignition in HFTDs Remote GridWLDFREquipment / facility failureAggregated | WLDFR | HFTD - Distribution - Tier 2 - 3QU CoRE ¦ 2QU LoRE | Red Flag Warning - Catastrophic Fires | Equipment / facility failure | Aggregated | 2066 | 1.0739e-05 | 791.1377 | 0.0084963 | 2066 | Mitigation | 0.95 | 45 | 0 | esc | 0.00097009 | 1.0418e-08 | 0.00097009 | 1.0418e-08
[35 empty] | 7.3.3.17.6 Updates to grid topology to minimize risk of ignition in HFTDs Butte County Rebuild | WLDFR | HFTD - Distribution - Tier 3 - 4QU CoRE ¦ 5QU LoRE | 2050 | 0.14056 | 0.00060542 | 0.026476 | 0 | 0.026476 |  |  |  |  | 0.0011478 | 0.050193 | 0 | 0.050193 | 0.0037215 |  | 0.0070553 | 0.0017532 | 0.00024644 | Column23: 0.076669; Column24: 0.010777; Column25: 0; Column26: 0; Column27: 0.076669; Column28: 0.010777; Column29: 0.0014476; Column30: 0.063307; Column31: 0; Column32: 0.063307; Column33: 0.0088986 | WLDFR | HFTD - Distribution - Tier 3 - 5QU CoRE ¦ 1QU LoRE | Non-Red Flag Warning - Destructive Fires | 2067 | 0 | 1.214e-10 | 13246.6313 | 384.5316 | 12862.0997 | 0 | 0 | 0 | 1.4036e-07 | 0 | 0 | 0 | 1.6082e-06 | 0 | 1.6082e-06 | 0 | 3.5558e-07 | 7.7944e-07 | 0 | 7.7944e-07 | [17 empty] | 7.3.3.17.5 (Remote Grid) Updates to grid topology to minimize risk of ignition in HFTDs Remote GridWLDFREquipment / facility failureAggregated | WLDFR | HFTD - Distribution - Tier 2 - 3QU CoRE ¦ 2QU LoRE | Red Flag Warning - Catastrophic Fires | Equipment / facility failure | Aggregated | 2067 | 1.0739e-05 | 791.1377 | 0.0084963 | 2067 | Mitigation | 0.95 | 45 | 0 | esc | 0 | 0 | 0.00097009 | 1.0418e-08
[35 empty] | 7.3.3.17.6 Updates to grid topology to minimize risk of ignition in HFTDs Butte County Rebuild | WLDFR | HFTD - Distribution - Tier 3 - 4QU CoRE ¦ 5QU LoRE | 2051 | 0.13137 | 0.00060542 | 0.026476 | 0 | 0.026476 |  |  |  |  | 0.0011478 | 0.050193 | 0 | 0.050193 | 0.003478 |  | 0.0065937 | 0.0017532 | 0.00023031 | Column23: 0.076669; Column24: 0.010072; Column25: 0; Column26: 0; Column27: 0.076669; Column28: 0.010072; Column29: 0.0014476; Column30: 0.063307; Column31: 0; Column32: 0.063307; Column33: 0.0083164 | WLDFR | HFTD - Distribution - Tier 3 - 5QU CoRE ¦ 1QU LoRE | Non-Red Flag Warning - Large Fires | 2022 | 1.9908e-08 | 0 | 5.2406 | 0.69642 | 2.942 | 1.6022 | 0 | 0 | 2.3883e-05 | 1.0433e-07 | 0 | 1.0433e-07 | 0 | 0 | 0 | 0 | 3.5558e-07 | 7.7944e-07 | 0 | 7.7944e-07 | [17 empty] | 7.3.3.17.5 (Remote Grid) Updates to grid topology to minimize risk of ignition in HFTDs Remote GridWLDFRVegetation ContactAggregated | WLDFR | HFTD - Distribution - Tier 2 - 3QU CoRE ¦ 2QU LoRE | Red Flag Warning - Catastrophic Fires | Vegetation Contact | Aggregated | 2022 | 2.6616e-05 | 791.1377 | 0.021057 | 2022 | Mitigation | 0.95 | 45 | 0 | esc | 0.00097009 | 2.582e-08 | 0 | 0
[35 empty] | 7.3.3.17.6 Updates to grid topology to minimize risk of ignition in HFTDs Butte County Rebuild | WLDFR | HFTD - Distribution - Tier 3 - 4QU CoRE ¦ 5QU LoRE | 2052 | 0.12277 | 0.00060542 | 0.026476 | 0 | 0.026476 |  |  |  |  | 0.0011478 | 0.050193 | 0 | 0.050193 | 0.0032505 |  | 0.0061624 | 0.0017532 | 0.00021525 | Column23: 0.076669; Column24: 0.0094129; Column25: 0; Column26: 0; Column27: 0.076669; Column28: 0.0094129; Column29: 0.0014476; Column30: 0.063307; Column31: 0; Column32: 0.063307; Column33: 0.0077724 | WLDFR | HFTD - Distribution - Tier 3 - 5QU CoRE ¦ 1QU LoRE | Non-Red Flag Warning - Large Fires | 2023 | 1.9908e-08 | 1.9908e-08 | 5.475 | 0.71896 | 3.0715 | 1.6846 | 0 | 0 | 2.3883e-05 | 1.0899e-07 | 0 | 1.0899e-07 | 1.0899e-07 | 0 | 1.0899e-07 | 0 | 3.7872e-07 | 8.3016e-07 | 0 | 8.3016e-07 | [17 empty] | 7.3.3.17.5 (Remote Grid) Updates to grid topology to minimize risk of ignition in HFTDs Remote GridWLDFRVegetation ContactAggregated | WLDFR | HFTD - Distribution - Tier 2 - 3QU CoRE ¦ 2QU LoRE | Red Flag Warning - Catastrophic Fires | Vegetation Contact | Aggregated | 2023 | 2.6616e-05 | 791.1377 | 0.021057 | 2023 | Mitigation | 0.95 | 45 | 0 | esc | 0.00097009 | 2.582e-08 | 0.00097009 | 2.582e-08
[35 empty] | 7.3.3.17.6 Updates to grid topology to minimize risk of ignition in HFTDs Butte County Rebuild | WLDFR | HFTD - Distribution - Tier 3 - 4QU CoRE ¦ 5QU LoRE | 2053 | 0.11474 | 0.00060542 | 0.027773 | 0 | 0.027773 |  |  |  |  | 0.0011478 | 0.052654 | 0 | 0.052654 | 0.0031868 |  | 0.0060415 | 0.0017532 | 0.00020116 | Column23: 0.080427; Column24: 0.0092283; Column25: 0; Column26: 0; Column27: 0.080427; Column28: 0.0092283; Column29: 0.0014476; Column30: 0.06641; Column31: 0; Column32: 0.06641; Column33: 0.0076199 | WLDFR | HFTD - Distribution - Tier 3 - 5QU CoRE ¦ 1QU LoRE | Non-Red Flag Warning - Large Fires | 2024 | 1.9908e-08 | 1.9908e-08 | 5.475 | 0.71896 | 3.0715 | 1.6846 | 0 | 0 | 2.3883e-05 | 1.0899e-07 | 0 | 1.0899e-07 | 1.0899e-07 | 0 | 1.0899e-07 | 0 | 3.7872e-07 | 8.3016e-07 | 0 | 8.3016e-07 | [17 empty] | 7.3.3.17.5 (Remote Grid) Updates to grid topology to minimize risk of ignition in HFTDs Remote GridWLDFRVegetation ContactAggregated | WLDFR | HFTD - Distribution - Tier 2 - 3QU CoRE ¦ 2QU LoRE | Red Flag Warning - Catastrophic Fires | Vegetation Contact | Aggregated | 2024 | 2.6616e-05 | 791.1377 | 0.021057 | 2024 | Mitigation | 0.95 | 45 | 0 | esc | 0.00097009 | 2.582e-08 | 0.00097009 | 2.582e-08
[35 empty] | 7.3.3.17.6 Updates to grid topology to minimize risk of ignition in HFTDs Butte County Rebuild | WLDFR | HFTD - Distribution - Tier 3 - 4QU CoRE ¦ 5QU LoRE | 2054 | 0.10723 | 0.00060542 | 0.027773 | 0 | 0.027773 |  |  |  |  | 0.0011478 | 0.052654 | 0 | 0.052654 | 0.0029783 |  | 0.0056463 | 0.0017532 | 0.000188 | Column23: 0.080427; Column24: 0.0086246; Column25: 0; Column26: 0; Column27: 0.080427; Column28: 0.0086246; Column29: 0.0014476; Column30: 0.06641; Column31: 0; Column32: 0.06641; Column33: 0.0071214 | WLDFR | HFTD - Distribution - Tier 3 - 5QU CoRE ¦ 1QU LoRE | Non-Red Flag Warning - Large Fires | 2025 | 1.9908e-08 | 1.9908e-08 | 5.475 | 0.71896 | 3.0715 | 1.6846 | 0 | 0 | 2.3883e-05 | 1.0899e-07 | 0 | 1.0899e-07 | 1.0899e-07 | 0 | 1.0899e-07 | 0 | 3.7872e-07 | 8.3016e-07 | 0 | 8.3016e-07 | [17 empty] | 7.3.3.17.5 (Remote Grid) Updates to grid topology to minimize risk of ignition in HFTDs Remote GridWLDFRVegetation ContactAggregated | WLDFR | HFTD - Distribution - Tier 2 - 3QU CoRE ¦ 2QU LoRE | Red Flag Warning - Catastrophic Fires | Vegetation Contact | Aggregated | 2025 | 2.6616e-05 | 791.1377 | 0.021057 | 2025 | Mitigation | 0.95 | 45 | 0 | esc | 0.00097009 | 2.582e-08 | 0.00097009 | 2.582e-08
[35 empty] | 7.3.3.17.6 Updates to grid topology to minimize risk of ignition in HFTDs Butte County Rebuild | WLDFR | HFTD - Distribution - Tier 3 - 4QU CoRE ¦ 5QU LoRE | 2055 | 0.10022 | 0.00060542 | 0.027773 | 0 | 0.027773 |  |  |  |  | 0.0011478 | 0.052654 | 0 | 0.052654 | 0.0027834 |  | 0.0052769 | 0.0017532 | 0.0001757 | Column23: 0.080427; Column24: 0.0080603; Column25: 0; Column26: 0; Column27: 0.080427; Column28: 0.0080603; Column29: 0.0014476; Column30: 0.06641; Column31: 0; Column32: 0.06641; Column33: 0.0066556 | WLDFR | HFTD - Distribution - Tier 3 - 5QU CoRE ¦ 1QU LoRE | Non-Red Flag Warning - Large Fires | 2026 | 1.9908e-08 | 1.9908e-08 | 5.475 | 0.71896 | 3.0715 | 1.6846 | 0 | 0 | 2.3883e-05 | 1.0899e-07 | 0 | 1.0899e-07 | 1.0899e-07 | 0 | 1.0899e-07 | 0 | 3.7872e-07 | 8.3016e-07 | 0 | 8.3016e-07 | [17 empty] | 7.3.3.17.5 (Remote Grid) Updates to grid topology to minimize risk of ignition in HFTDs Remote GridWLDFRVegetation ContactAggregated | WLDFR | HFTD - Distribution - Tier 2 - 3QU CoRE ¦ 2QU LoRE | Red Flag Warning - Catastrophic Fires | Vegetation Contact | Aggregated | 2026 | 2.6616e-05 | 791.1377 | 0.021057 | 2026 | Mitigation | 0.95 | 45 | 0 | esc | 0.00097009 | 2.582e-08 | 0.00097009 | 2.582e-08
[35 empty] | 7.3.3.17.6 Updates to grid topology to minimize risk of ignition in HFTDs Butte County Rebuild | WLDFR | HFTD - Distribution - Tier 3 - 4QU CoRE ¦ 5QU LoRE | 2056 | 0.093663 | 0.00060542 | 0.027773 | 0 | 0.027773 |  |  |  |  | 0.0011478 | 0.052654 | 0 | 0.052654 | 0.0026013 |  | 0.0049317 | 0.0017532 | 0.00016421 | Column23: 0.080427; Column24: 0.007533; Column25: 0; Column26: 0; Column27: 0.080427; Column28: 0.007533; Column29: 0.0014476; Column30: 0.06641; Column31: 0; Column32: 0.06641; Column33: 0.0062201 | WLDFR | HFTD - Distribution - Tier 3 - 5QU CoRE ¦ 1QU LoRE | Non-Red Flag Warning - Large Fires | 2027 | 1.9908e-08 | 1.9908e-08 | 5.475 | 0.71896 | 3.0715 | 1.6846 | 0 | 0 | 2.3883e-05 | 1.0899e-07 | 0 | 1.0899e-07 | 1.0899e-07 | 0 | 1.0899e-07 | 0 | 3.7872e-07 | 8.3016e-07 | 0 | 8.3016e-07 | [17 empty] | 7.3.3.17.5 (Remote Grid) Updates to grid topology to minimize risk of ignition in HFTDs Remote GridWLDFRVegetation ContactAggregated | WLDFR | HFTD - Distribution - Tier 2 - 3QU CoRE ¦ 2QU LoRE | Red Flag Warning - Catastrophic Fires | Vegetation Contact | Aggregated | 2027 | 2.6616e-05 | 791.1377 | 0.021057 | 2027 | Mitigation | 0.95 | 45 | 0 | esc | 0.00097009 | 2.582e-08 | 0.00097009 | 2.582e-08
[35 empty] | 7.3.3.17.6 Updates to grid topology to minimize risk of ignition in HFTDs Butte County Rebuild | WLDFR | HFTD - Distribution - Tier 3 - 4QU CoRE ¦ 5QU LoRE | 2057 | 0.087535 | 0.00060542 | 0.027773 | 0 | 0.027773 |  |  |  |  | 0.0011478 | 0.052654 | 0 | 0.052654 | 0.0024312 |  | 0.0046091 | 0.0017532 | 0.00015347 | Column23: 0.080427; Column24: 0.0070402; Column25: 0; Column26: 0; Column27: 0.080427; Column28: 0.0070402; Column29: 0.0014476; Column30: 0.06641; Column31: 0; Column32: 0.06641; Column33: 0.0058132 | WLDFR | HFTD - Distribution - Tier 3 - 5QU CoRE ¦ 1QU LoRE | Non-Red Flag Warning - Large Fires | 2028 | 1.9908e-08 | 1.9908e-08 | 5.777 | 0.74734 | 3.238 | 1.7917 | 0 | 0 | 2.3883e-05 | 1.1501e-07 | 0 | 1.1501e-07 | 1.1501e-07 | 0 | 1.1501e-07 | 0 | 4.0333e-07 | 8.8411e-07 | 0 | 8.8411e-07 | [17 empty] | 7.3.3.17.5 (Remote Grid) Updates to grid topology to minimize risk of ignition in HFTDs Remote GridWLDFRVegetation ContactAggregated | WLDFR | HFTD - Distribution - Tier 2 - 3QU CoRE ¦ 2QU LoRE | Red Flag Warning - Catastrophic Fires | Vegetation Contact | Aggregated | 2028 | 2.6616e-05 | 791.1377 | 0.021057 | 2028 | Mitigation | 0.95 | 45 | 0 | esc | 0.00097009 | 2.582e-08 | 0.00097009 | 2.582e-08
[35 empty] | 7.3.3.17.6 Updates to grid topology to minimize risk of ignition in HFTDs Butte County Rebuild | WLDFR | HFTD - Distribution - Tier 3 - 4QU CoRE ¦ 5QU LoRE | 2058 | 0.081809 | 0.00060542 | 0.029098 | 0 | 0.029098 |  |  |  |  | 0.0011478 | 0.055164 | 0 | 0.055164 | 0.0023804 |  | 0.0045129 | 0.0017532 | 0.00014343 | Column23: 0.084261; Column24: 0.0068933; Column25: 0; Column26: 0; Column27: 0.084261; Column28: 0.0068933; Column29: 0.0014476; Column30: 0.069576; Column31: 0; Column32: 0.069576; Column33: 0.0056919 | WLDFR | HFTD - Distribution - Tier 3 - 5QU CoRE ¦ 1QU LoRE | Non-Red Flag Warning - Large Fires | 2029 | 1.9908e-08 | 1.9908e-08 | 5.777 | 0.74734 | 3.238 | 1.7917 | 0 | 0 | 2.3883e-05 | 1.1501e-07 | 0 | 1.1501e-07 | 1.1501e-07 | 0 | 1.1501e-07 | 0 | 4.0333e-07 | 8.8411e-07 | 0 | 8.8411e-07 | [17 empty] | 7.3.3.17.5 (Remote Grid) Updates to grid topology to minimize risk of ignition in HFTDs Remote GridWLDFRVegetation ContactAggregated | WLDFR | HFTD - Distribution - Tier 2 - 3QU CoRE ¦ 2QU LoRE | Red Flag Warning - Catastrophic Fires | Vegetation Contact | Aggregated | 2029 | 2.6616e-05 | 791.1377 | 0.021057 | 2029 | Mitigation | 0.95 | 45 | 0 | esc | 0.00097009 | 2.582e-08 | 0.00097009 | 2.582e-08
[35 empty] | 7.3.3.17.6 Updates to grid topology to minimize risk of ignition in HFTDs Butte County Rebuild | WLDFR | HFTD - Distribution - Tier 3 - 4QU CoRE ¦ 5QU LoRE | 2059 | 0.076457 | 0.00060542 | 0.029098 | 0 | 0.029098 |  |  |  |  | 0.0011478 | 0.055164 | 0 | 0.055164 | 0.0022247 |  | 0.0042177 | 0.0017532 | 0.00013404 | Column23: 0.084261; Column24: 0.0064424; Column25: 0; Column26: 0; Column27: 0.084261; Column28: 0.0064424; Column29: 0.0014476; Column30: 0.069576; Column31: 0; Column32: 0.069576; Column33: 0.0053196 | WLDFR | HFTD - Distribution - Tier 3 - 5QU CoRE ¦ 1QU LoRE | Non-Red Flag Warning - Large Fires | 2030 | 1.9908e-08 | 1.9908e-08 | 5.777 | 0.74734 | 3.238 | 1.7917 | 0 | 0 | 2.3883e-05 | 1.1501e-07 | 0 | 1.1501e-07 | 1.1501e-07 | 0 | 1.1501e-07 | 0 | 4.0333e-07 | 8.8411e-07 | 0 | 8.8411e-07 | [17 empty] | 7.3.3.17.5 (Remote Grid) Updates to grid topology to minimize risk of ignition in HFTDs Remote GridWLDFRVegetation ContactAggregated | WLDFR | HFTD - Distribution - Tier 2 - 3QU CoRE ¦ 2QU LoRE | Red Flag Warning - Catastrophic Fires | Vegetation Contact | Aggregated | 2030 | 2.6616e-05 | 791.1377 | 0.021057 | 2030 | Mitigation | 0.95 | 45 | 0 | esc | 0.00097009 | 2.582e-08 | 0.00097009 | 2.582e-08
[35 empty] | 7.3.3.17.6 Updates to grid topology to minimize risk of ignition in HFTDs Butte County Rebuild | WLDFR | HFTD - Distribution - Tier 3 - 4QU CoRE ¦ 5QU LoRE | 2060 | 0.071455 | 0.00060542 | 0.029098 | 0 | 0.029098 |  |  |  |  | 0.0011478 | 0.055164 | 0 | 0.055164 | 0.0020792 |  | 0.0039417 | 0.0017532 | 0.00012528 | Column23: 0.084261; Column24: 0.0060209; Column25: 0; Column26: 0; Column27: 0.084261; Column28: 0.0060209; Column29: 0.0014476; Column30: 0.069576; Column31: 0; Column32: 0.069576; Column33: 0.0049716 | WLDFR | HFTD - Distribution - Tier 3 - 5QU CoRE ¦ 1QU LoRE | Non-Red Flag Warning - Large Fires | 2031 | 1.9908e-08 | 1.9908e-08 | 5.777 | 0.74734 | 3.238 | 1.7917 | 0 | 0 | 2.3883e-05 | 1.1501e-07 | 0 | 1.1501e-07 | 1.1501e-07 | 0 | 1.1501e-07 | 0 | 4.0333e-07 | 8.8411e-07 | 0 | 8.8411e-07 | [17 empty] | 7.3.3.17.5 (Remote Grid) Updates to grid topology to minimize risk of ignition in HFTDs Remote GridWLDFRVegetation ContactAggregated | WLDFR | HFTD - Distribution - Tier 2 - 3QU CoRE ¦ 2QU LoRE | Red Flag Warning - Catastrophic Fires | Vegetation Contact | Aggregated | 2031 | 2.6616e-05 | 791.1377 | 0.021057 | 2031 | Mitigation | 0.95 | 45 | 0 | esc | 0.00097009 | 2.582e-08 | 0.00097009 | 2.582e-08
[35 empty] | 7.3.3.17.6 Updates to grid topology to minimize risk of ignition in HFTDs Butte County Rebuild | WLDFR | HFTD - Distribution - Tier 3 - 4QU CoRE ¦ 5QU LoRE | 2061 | 0.06678 | 0.00060542 | 0.029098 | 0 | 0.029098 |  |  |  |  | 0.0011478 | 0.055164 | 0 | 0.055164 | 0.0019431 |  | 0.0036839 | 0.0017532 | 0.00011708 | Column23: 0.084261; Column24: 0.005627; Column25: 0; Column26: 0; Column27: 0.084261; Column28: 0.005627; Column29: 0.0014476; Column30: 0.069576; Column31: 0; Column32: 0.069576; Column33: 0.0046463 | WLDFR | HFTD - Distribution - Tier 3 - 5QU CoRE ¦ 1QU LoRE | Non-Red Flag Warning - Large Fires | 2032 | 1.9908e-08 | 1.9908e-08 | 5.777 | 0.74734 | 3.238 | 1.7917 | 0 | 0 | 2.3883e-05 | 1.1501e-07 | 0 | 1.1501e-07 | 1.1501e-07 | 0 | 1.1501e-07 | 0 | 4.0333e-07 | 8.8411e-07 | 0 | 8.8411e-07 | [17 empty] | 7.3.3.17.5 (Remote Grid) Updates to grid topology to minimize risk of ignition in HFTDs Remote GridWLDFRVegetation ContactAggregated | WLDFR | HFTD - Distribution - Tier 2 - 3QU CoRE ¦ 2QU LoRE | Red Flag Warning - Catastrophic Fires | Vegetation Contact | Aggregated | 2032 | 2.6616e-05 | 791.1377 | 0.021057 | 2032 | Mitigation | 0.95 | 45 | 0 | esc | 0.00097009 | 2.582e-08 | 0.00097009 | 2.582e-08
[35 empty] | 7.3.3.17.6 Updates to grid topology to minimize risk of ignition in HFTDs Butte County Rebuild | WLDFR | HFTD - Distribution - Tier 3 - 4QU CoRE ¦ 5QU LoRE | 2062 | 0.062412 | 0.00060542 | 0.029098 | 0 | 0.029098 |  |  |  |  | 0.0011478 | 0.055164 | 0 | 0.055164 | 0.001816 |  | 0.0034429 | 0.0017532 | 0.00010942 | Column23: 0.084261; Column24: 0.0052589; Column25: 0; Column26: 0; Column27: 0.084261; Column28: 0.0052589; Column29: 0.0014476; Column30: 0.069576; Column31: 0; Column32: 0.069576; Column33: 0.0043423 | WLDFR | HFTD - Distribution - Tier 3 - 5QU CoRE ¦ 1QU LoRE | Non-Red Flag Warning - Large Fires | 2033 | 1.9908e-08 | 1.9908e-08 | 6.1205 | 0.77885 | 3.4265 | 1.9151 | 0 | 0 | 2.3883e-05 | 1.2184e-07 | 0 | 1.2184e-07 | 1.2184e-07 | 0 | 1.2184e-07 | 0 | 4.2912e-07 | 9.4065e-07 | 0 | 9.4065e-07 | [17 empty] | 7.3.3.17.5 (Remote Grid) Updates to grid topology to minimize risk of ignition in HFTDs Remote GridWLDFRVegetation ContactAggregated | WLDFR | HFTD - Distribution - Tier 2 - 3QU CoRE ¦ 2QU LoRE | Red Flag Warning - Catastrophic Fires | Vegetation Contact | Aggregated | 2033 | 2.6616e-05 | 791.1377 | 0.021057 | 2033 | Mitigation | 0.95 | 45 | 0 | esc | 0.00097009 | 2.582e-08 | 0.00097009 | 2.582e-08
[35 empty] | 7.3.3.17.6 Updates to grid topology to minimize risk of ignition in HFTDs Butte County Rebuild | WLDFR | HFTD - Distribution - Tier 3 - 4QU CoRE ¦ 5QU LoRE | 2063 | 0.058329 | 0.00060542 | 0.030432 | 0 | 0.030432 |  |  |  |  | 0.0011478 | 0.057694 | 0 | 0.057694 | 0.0017751 |  | 0.0033652 | 0.0017532 | 0.00010226 | Column23: 0.088126; Column24: 0.0051402; Column25: 0; Column26: 0; Column27: 0.088126; Column28: 0.0051402; Column29: 0.0014476; Column30: 0.072767; Column31: 0; Column32: 0.072767; Column33: 0.0042444 | WLDFR | HFTD - Distribution - Tier 3 - 5QU CoRE ¦ 1QU LoRE | Non-Red Flag Warning - Large Fires | 2034 | 1.9908e-08 | 1.9908e-08 | 6.1205 | 0.77885 | 3.4265 | 1.9151 | 0 | 0 | 2.3883e-05 | 1.2184e-07 | 0 | 1.2184e-07 | 1.2184e-07 | 0 | 1.2184e-07 | 0 | 4.2912e-07 | 9.4065e-07 | 0 | 9.4065e-07 | [17 empty] | 7.3.3.17.5 (Remote Grid) Updates to grid topology to minimize risk of ignition in HFTDs Remote GridWLDFRVegetation ContactAggregated | WLDFR | HFTD - Distribution - Tier 2 - 3QU CoRE ¦ 2QU LoRE | Red Flag Warning - Catastrophic Fires | Vegetation Contact | Aggregated | 2034 | 2.6616e-05 | 791.1377 | 0.021057 | 2034 | Mitigation | 0.95 | 45 | 0 | esc | 0.00097009 | 2.582e-08 | 0.00097009 | 2.582e-08
[35 empty] | 7.3.3.17.6 Updates to grid topology to minimize risk of ignition in HFTDs Butte County Rebuild | WLDFR | HFTD - Distribution - Tier 3 - 4QU CoRE ¦ 5QU LoRE | 2064 | 0.054513 | 0.00060542 | 0.030432 | 0 | 0.030432 |  |  |  |  | 0.0011478 | 0.057694 | 0 | 0.057694 | 0.0016589 |  | 0.003145 | 0.0017532 | 9.5572e-05 | Column23: 0.088126; Column24: 0.004804; Column25: 0; Column26: 0; Column27: 0.088126; Column28: 0.004804; Column29: 0.0014476; Column30: 0.072767; Column31: 0; Column32: 0.072767; Column33: 0.0039667 | WLDFR | HFTD - Distribution - Tier 3 - 5QU CoRE ¦ 1QU LoRE | Non-Red Flag Warning - Large Fires | 2035 | 1.9908e-08 | 1.9908e-08 | 6.1205 | 0.77885 | 3.4265 | 1.9151 | 0 | 0 | 2.3883e-05 | 1.2184e-07 | 0 | 1.2184e-07 | 1.2184e-07 | 0 | 1.2184e-07 | 0 | 4.2912e-07 | 9.4065e-07 | 0 | 9.4065e-07 | [17 empty] | 7.3.3.17.5 (Remote Grid) Updates to grid topology to minimize risk of ignition in HFTDs Remote GridWLDFRVegetation ContactAggregated | WLDFR | HFTD - Distribution - Tier 2 - 3QU CoRE ¦ 2QU LoRE | Red Flag Warning - Catastrophic Fires | Vegetation Contact | Aggregated | 2035 | 2.6616e-05 | 791.1377 | 0.021057 | 2035 | Mitigation | 0.95 | 45 | 0 | esc | 0.00097009 | 2.582e-08 | 0.00097009 | 2.582e-08
[35 empty] | 7.3.3.17.6 Updates to grid topology to minimize risk of ignition in HFTDs Butte County Rebuild | WLDFR | HFTD - Distribution - Tier 3 - 4QU CoRE ¦ 5QU LoRE | 2065 | 0.050946 | 0.00060542 | 0.030432 | 0 | 0.030432 |  |  |  |  | 0.0011478 | 0.057694 | 0 | 0.057694 | 0.0015504 |  | 0.0029393 | 0.0017532 | 8.9319e-05 | Column23: 0.088126; Column24: 0.0044897; Column25: 0; Column26: 0; Column27: 0.088126; Column28: 0.0044897; Column29: 0.0014476; Column30: 0.072767; Column31: 0; Column32: 0.072767; Column33: 0.0037072 | WLDFR | HFTD - Distribution - Tier 3 - 5QU CoRE ¦ 1QU LoRE | Non-Red Flag Warning - Large Fires | 2036 | 1.9908e-08 | 1.9908e-08 | 6.1205 | 0.77885 | 3.4265 | 1.9151 | 0 | 0 | 2.3883e-05 | 1.2184e-07 | 0 | 1.2184e-07 | 1.2184e-07 | 0 | 1.2184e-07 | 0 | 4.2912e-07 | 9.4065e-07 | 0 | 9.4065e-07 | [17 empty] | 7.3.3.17.5 (Remote Grid) Updates to grid topology to minimize risk of ignition in HFTDs Remote GridWLDFRVegetation ContactAggregated | WLDFR | HFTD - Distribution - Tier 2 - 3QU CoRE ¦ 2QU LoRE | Red Flag Warning - Catastrophic Fires | Vegetation Contact | Aggregated | 2036 | 2.6616e-05 | 791.1377 | 0.021057 | 2036 | Mitigation | 0.95 | 45 | 0 | esc | 0.00097009 | 2.582e-08 | 0.00097009 | 2.582e-08
[35 empty] | 7.3.3.17.6 Updates to grid topology to minimize risk of ignition in HFTDs Butte County Rebuild | WLDFR | HFTD - Distribution - Tier 3 - 4QU CoRE ¦ 5QU LoRE | 2066 | 0.047613 | 0.00060542 | 0.030432 | 0 | 0.030432 |  |  |  |  | 0.0011478 | 0.057694 | 0 | 0.057694 | 0.001449 |  | 0.002747 | 0.0017532 | 8.3476e-05 | Column23: 0.088126; Column24: 0.004196; Column25: 0; Column26: 0; Column27: 0.088126; Column28: 0.004196; Column29: 0.0014476; Column30: 0.072767; Column31: 0; Column32: 0.072767; Column33: 0.0034647 | WLDFR | HFTD - Distribution - Tier 3 - 5QU CoRE ¦ 1QU LoRE | Non-Red Flag Warning - Large Fires | 2037 | 1.9908e-08 | 1.9908e-08 | 6.1205 | 0.77885 | 3.4265 | 1.9151 | 0 | 0 | 2.3883e-05 | 1.2184e-07 | 0 | 1.2184e-07 | 1.2184e-07 | 0 | 1.2184e-07 | 0 | 4.2912e-07 | 9.4065e-07 | 0 | 9.4065e-07 | [17 empty] | 7.3.3.17.5 (Remote Grid) Updates to grid topology to minimize risk of ignition in HFTDs Remote GridWLDFRVegetation ContactAggregated | WLDFR | HFTD - Distribution - Tier 2 - 3QU CoRE ¦ 2QU LoRE | Red Flag Warning - Catastrophic Fires | Vegetation Contact | Aggregated | 2037 | 2.6616e-05 | 791.1377 | 0.021057 | 2037 | Mitigation | 0.95 | 45 | 0 | esc | 0.00097009 | 2.582e-08 | 0.00097009 | 2.582e-08
[35 empty] | 7.3.3.17.6 Updates to grid topology to minimize risk of ignition in HFTDs Butte County Rebuild | WLDFR | HFTD - Distribution - Tier 3 - 4QU CoRE ¦ 5QU LoRE | 2067 | 0.044499 | 0.00060542 | 0.030432 | 0 | 0.030432 |  |  |  |  | 0.0011478 | 0.057694 | 0 | 0.057694 | 0.0013542 |  | 0.0025673 | 0.0017532 | 7.8015e-05 | Column23: 0.088126; Column24: 0.0039215; Column25: 0; Column26: 0; Column27: 0.088126; Column28: 0.0039215; Column29: 0.0014476; Column30: 0.072767; Column31: 0; Column32: 0.072767; Column33: 0.003238 | WLDFR | HFTD - Distribution - Tier 3 - 5QU CoRE ¦ 1QU LoRE | Non-Red Flag Warning - Large Fires | 2038 | 1.9908e-08 | 1.9908e-08 | 6.5028 | 0.81304 | 3.6355 | 2.0543 | 0 | 0 | 2.3883e-05 | 1.2946e-07 | 0 | 1.2946e-07 | 1.2946e-07 | 0 | 1.2946e-07 | 0 | 4.5582e-07 | 9.9917e-07 | 0 | 9.9917e-07 | [17 empty] | 7.3.3.17.5 (Remote Grid) Updates to grid topology to minimize risk of ignition in HFTDs Remote GridWLDFRVegetation ContactAggregated | WLDFR | HFTD - Distribution - Tier 2 - 3QU CoRE ¦ 2QU LoRE | Red Flag Warning - Catastrophic Fires | Vegetation Contact | Aggregated | 2038 | 2.6616e-05 | 791.1377 | 0.021057 | 2038 | Mitigation | 0.95 | 45 | 0 | esc | 0.00097009 | 2.582e-08 | 0.00097009 | 2.582e-08
[35 empty] | 7.3.3.17.6 Updates to grid topology to minimize risk of ignition in HFTDs Butte County Rebuild | WLDFR | HFTD - Distribution - Tier 3 - 4QU CoRE ¦ 5QU LoRE | 2068 | 0.041587 | 0.00060542 | 0.031761 | 0 | 0.031761 |  |  |  |  | 0.0011478 | 0.060213 | 0 | 0.060213 | 0.0013208 |  | 0.0025041 | 0.0017532 | 7.2911e-05 | Column23: 0.091973; Column24: 0.0038249; Column25: 0; Column26: 0; Column27: 0.091973; Column28: 0.0038249; Column29: 0.0014476; Column30: 0.075944; Column31: 0; Column32: 0.075944; Column33: 0.0031583 | WLDFR | HFTD - Distribution - Tier 3 - 5QU CoRE ¦ 1QU LoRE | Non-Red Flag Warning - Large Fires | 2039 | 1.9908e-08 | 1.9908e-08 | 6.5028 | 0.81304 | 3.6355 | 2.0543 | 0 | 0 | 2.3883e-05 | 1.2946e-07 | 0 | 1.2946e-07 | 1.2946e-07 | 0 | 1.2946e-07 | 0 | 4.5582e-07 | 9.9917e-07 | 0 | 9.9917e-07 | [17 empty] | 7.3.3.17.5 (Remote Grid) Updates to grid topology to minimize risk of ignition in HFTDs Remote GridWLDFRVegetation ContactAggregated | WLDFR | HFTD - Distribution - Tier 2 - 3QU CoRE ¦ 2QU LoRE | Red Flag Warning - Catastrophic Fires | Vegetation Contact | Aggregated | 2039 | 2.6616e-05 | 791.1377 | 0.021057 | 2039 | Mitigation | 0.95 | 45 | 0 | esc | 0.00097009 | 2.582e-08 | 0.00097009 | 2.582e-08
[35 empty] | 7.3.3.17.6 Updates to grid topology to minimize risk of ignition in HFTDs Butte County Rebuild | WLDFR | HFTD - Distribution - Tier 3 - 4QU CoRE ¦ 5QU LoRE | 2069 | 0.038867 | 0.00060542 | 0.031761 | 0 | 0.031761 |  |  |  |  | 0.0011478 | 0.060213 | 0 | 0.060213 | 0.0012344 |  | 0.0023403 | 0.0017532 | 6.8141e-05 | Column23: 0.091973; Column24: 0.0035747; Column25: 0; Column26: 0; Column27: 0.091973; Column28: 0.0035747; Column29: 0.0014476; Column30: 0.075944; Column31: 0; Column32: 0.075944; Column33: 0.0029517 | WLDFR | HFTD - Distribution - Tier 3 - 5QU CoRE ¦ 1QU LoRE | Non-Red Flag Warning - Large Fires | 2040 | 1.9908e-08 | 1.9908e-08 | 6.5028 | 0.81304 | 3.6355 | 2.0543 | 0 | 0 | 2.3883e-05 | 1.2946e-07 | 0 | 1.2946e-07 | 1.2946e-07 | 0 | 1.2946e-07 | 0 | 4.5582e-07 | 9.9917e-07 | 0 | 9.9917e-07 | [17 empty] | 7.3.3.17.5 (Remote Grid) Updates to grid topology to minimize risk of ignition in HFTDs Remote GridWLDFRVegetation ContactAggregated | WLDFR | HFTD - Distribution - Tier 2 - 3QU CoRE ¦ 2QU LoRE | Red Flag Warning - Catastrophic Fires | Vegetation Contact | Aggregated | 2040 | 2.6616e-05 | 791.1377 | 0.021057 | 2040 | Mitigation | 0.95 | 45 | 0 | esc | 0.00097009 | 2.582e-08 | 0.00097009 | 2.582e-08
[35 empty] | 7.3.3.17.6 Updates to grid topology to minimize risk of ignition in HFTDs Butte County Rebuild | WLDFR | HFTD - Distribution - Tier 3 - 4QU CoRE ¦ 5QU LoRE | 2070 | 0.036324 | 0.00060542 | 0.031761 | 0 | 0.031761 |  |  |  |  | 0.0011478 | 0.060213 | 0 | 0.060213 | 0.0011537 |  | 0.0021872 | 0.0017532 | 6.3684e-05 | Column23: 0.091973; Column24: 0.0033408; Column25: 0; Column26: 0; Column27: 0.091973; Column28: 0.0033408; Column29: 0.0014476; Column30: 0.075944; Column31: 0; Column32: 0.075944; Column33: 0.0027586 | WLDFR | HFTD - Distribution - Tier 3 - 5QU CoRE ¦ 1QU LoRE | Non-Red Flag Warning - Large Fires | 2041 | 1.9908e-08 | 1.9908e-08 | 6.5028 | 0.81304 | 3.6355 | 2.0543 | 0 | 0 | 2.3883e-05 | 1.2946e-07 | 0 | 1.2946e-07 | 1.2946e-07 | 0 | 1.2946e-07 | 0 | 4.5582e-07 | 9.9917e-07 | 0 | 9.9917e-07 | [17 empty] | 7.3.3.17.5 (Remote Grid) Updates to grid topology to minimize risk of ignition in HFTDs Remote GridWLDFRVegetation ContactAggregated | WLDFR | HFTD - Distribution - Tier 2 - 3QU CoRE ¦ 2QU LoRE | Red Flag Warning - Catastrophic Fires | Vegetation Contact | Aggregated | 2041 | 2.6616e-05 | 791.1377 | 0.021057 | 2041 | Mitigation | 0.95 | 45 | 0 | esc | 0.00097009 | 2.582e-08 | 0.00097009 | 2.582e-08
[35 empty] | 7.3.3.17.6 Updates to grid topology to minimize risk of ignition in HFTDs Butte County Rebuild | WLDFR | HFTD - Distribution - Tier 3 - 4QU CoRE ¦ 5QU LoRE | 2071 | 0.033948 | 0.00060542 | 0.031761 | 0 | 0.031761 |  |  |  |  | 0.0011478 | 0.060213 | 0 | 0.060213 | 0.0010782 |  | 0.0020441 | 0.0017532 | 5.9517e-05 | Column23: 0.091973; Column24: 0.0031223; Column25: 0; Column26: 0; Column27: 0.091973; Column28: 0.0031223; Column29: 0.0014476; Column30: 0.075944; Column31: 0; Column32: 0.075944; Column33: 0.0025781 | WLDFR | HFTD - Distribution - Tier 3 - 5QU CoRE ¦ 1QU LoRE | Non-Red Flag Warning - Large Fires | 2042 | 1.9908e-08 | 1.9908e-08 | 6.5028 | 0.81304 | 3.6355 | 2.0543 | 0 | 0 | 2.3883e-05 | 1.2946e-07 | 0 | 1.2946e-07 | 1.2946e-07 | 0 | 1.2946e-07 | 0 | 4.5582e-07 | 9.9917e-07 | 0 | 9.9917e-07 | [17 empty] | 7.3.3.17.5 (Remote Grid) Updates to grid topology to minimize risk of ignition in HFTDs Remote GridWLDFRVegetation ContactAggregated | WLDFR | HFTD - Distribution - Tier 2 - 3QU CoRE ¦ 2QU LoRE | Red Flag Warning - Catastrophic Fires | Vegetation Contact | Aggregated | 2042 | 2.6616e-05 | 791.1377 | 0.021057 | 2042 | Mitigation | 0.95 | 45 | 0 | esc | 0.00097009 | 2.582e-08 | 0.00097009 | 2.582e-08
[35 empty] | 7.3.3.17.6 Updates to grid topology to minimize risk of ignition in HFTDs Butte County Rebuild | WLDFR | HFTD - Distribution - Tier 3 - 4QU CoRE ¦ 5QU LoRE | 2072 | 0.031727 | 0.00060542 | 0.031761 | 0 | 0.031761 |  |  |  |  | 0.0011478 | 0.060213 | 0 | 0.060213 | 0.0010077 |  | 0.0019104 | 0.0017532 | 5.5624e-05 | Column23: 0.091973; Column24: 0.002918; Column25: 0; Column26: 0; Column27: 0.091973; Column28: 0.002918; Column29: 0.0014476; Column30: 0.075944; Column31: 0; Column32: 0.075944; Column33: 0.0024095 | WLDFR | HFTD - Distribution - Tier 3 - 5QU CoRE ¦ 1QU LoRE | Non-Red Flag Warning - Large Fires | 2043 | 1.9908e-08 | 1.9908e-08 | 6.9209 | 0.84944 | 3.8632 | 2.2083 | 0 | 0 | 2.3883e-05 | 1.3778e-07 | 0 | 1.3778e-07 | 1.3778e-07 | 0 | 1.3778e-07 | 0 | 4.8311e-07 | 1.059e-06 | 0 | 1.059e-06 | [17 empty] | 7.3.3.17.5 (Remote Grid) Updates to grid topology to minimize risk of ignition in HFTDs Remote GridWLDFRVegetation ContactAggregated | WLDFR | HFTD - Distribution - Tier 2 - 3QU CoRE ¦ 2QU LoRE | Red Flag Warning - Catastrophic Fires | Vegetation Contact | Aggregated | 2043 | 2.6616e-05 | 791.1377 | 0.021057 | 2043 | Mitigation | 0.95 | 45 | 0 | esc | 0.00097009 | 2.582e-08 | 0.00097009 | 2.582e-08
[35 empty] | 7.3.3.17.6 Updates to grid topology to minimize risk of ignition in HFTDs Butte County Rebuild | WLDFR | HFTD - Distribution - Tier 3 - 4QU CoRE ¦ 5QU LoRE | 2073 | 0.029651 | 0.00060542 | 0.033067 | 0 | 0.033067 |  |  |  |  | 0.0011478 | 0.06269 | 0 | 0.06269 | 0.00098049 |  | 0.0018588 | 0.0017532 | 5.1985e-05 | Column23: 0.095757; Column24: 0.0028393; Column25: 0; Column26: 0; Column27: 0.095757; Column28: 0.0028393; Column29: 0.0014476; Column30: 0.079068; Column31: 0; Column32: 0.079068; Column33: 0.0023445 | WLDFR | HFTD - Distribution - Tier 3 - 5QU CoRE ¦ 1QU LoRE | Non-Red Flag Warning - Large Fires | 2044 | 1.9908e-08 | 1.9908e-08 | 6.9209 | 0.84944 | 3.8632 | 2.2083 | 0 | 0 | 2.3883e-05 | 1.3778e-07 | 0 | 1.3778e-07 | 1.3778e-07 | 0 | 1.3778e-07 | 0 | 4.8311e-07 | 1.059e-06 | 0 | 1.059e-06 | [17 empty] | 7.3.3.17.5 (Remote Grid) Updates to grid topology to minimize risk of ignition in HFTDs Remote GridWLDFRVegetation ContactAggregated | WLDFR | HFTD - Distribution - Tier 2 - 3QU CoRE ¦ 2QU LoRE | Red Flag Warning - Catastrophic Fires | Vegetation Contact | Aggregated | 2044 | 2.6616e-05 | 791.1377 | 0.021057 | 2044 | Mitigation | 0.95 | 45 | 0 | esc | 0.00097009 | 2.582e-08 | 0.00097009 | 2.582e-08
[35 empty] | 7.3.3.17.6 Updates to grid topology to minimize risk of ignition in HFTDs Butte County Rebuild | WLDFR | HFTD - Distribution - Tier 3 - 4QU CoRE ¦ 5QU LoRE | 2074 | 0.027711 | 0.00060542 | 0.033067 | 0 | 0.033067 |  |  |  |  | 0.0011478 | 0.06269 | 0 | 0.06269 | 0.00091635 |  | 0.0017372 | 0.0017532 | 4.8584e-05 | Column23: 0.095757; Column24: 0.0026536; Column25: 0; Column26: 0; Column27: 0.095757; Column28: 0.0026536; Column29: 0.0014476; Column30: 0.079068; Column31: 0; Column32: 0.079068; Column33: 0.0021911 | WLDFR | HFTD - Distribution - Tier 3 - 5QU CoRE ¦ 1QU LoRE | Non-Red Flag Warning - Large Fires | 2045 | 1.9908e-08 | 1.9908e-08 | 6.9209 | 0.84944 | 3.8632 | 2.2083 | 0 | 0 | 2.3883e-05 | 1.3778e-07 | 0 | 1.3778e-07 | 1.3778e-07 | 0 | 1.3778e-07 | 0 | 4.8311e-07 | 1.059e-06 | 0 | 1.059e-06 | [17 empty] | 7.3.3.17.5 (Remote Grid) Updates to grid topology to minimize risk of ignition in HFTDs Remote GridWLDFRVegetation ContactAggregated | WLDFR | HFTD - Distribution - Tier 2 - 3QU CoRE ¦ 2QU LoRE | Red Flag Warning - Catastrophic Fires | Vegetation Contact | Aggregated | 2045 | 2.6616e-05 | 791.1377 | 0.021057 | 2045 | Mitigation | 0.95 | 45 | 0 | esc | 0.00097009 | 2.582e-08 | 0.00097009 | 2.582e-08
[35 empty] | 7.3.3.17.6 Updates to grid topology to minimize risk of ignition in HFTDs Butte County Rebuild | WLDFR | HFTD - Distribution - Tier 3 - 4QU CoRE ¦ 5QU LoRE | 2075 | 0.025899 | 0 | 0 | 0 | 0 |  |  |  |  | 0.0011478 | 0.06269 | 0 | 0.06269 | 0 |  | 0.0016236 | 0.0011478 | 2.9726e-05 | Column23: 0.06269; Column24: 0.0016236; Column25: 0; Column26: 0; Column27: 0.06269; Column28: 0.0016236; Column29: 0.0014476; Column30: 0.079068; Column31: 0; Column32: 0.079068; Column33: 0.0020478 | WLDFR | HFTD - Distribution - Tier 3 - 5QU CoRE ¦ 1QU LoRE | Non-Red Flag Warning - Large Fires | 2046 | 1.9908e-08 | 1.9908e-08 | 6.9209 | 0.84944 | 3.8632 | 2.2083 | 0 | 0 | 2.3883e-05 | 1.3778e-07 | 0 | 1.3778e-07 | 1.3778e-07 | 0 | 1.3778e-07 | 0 | 0 | 1.059e-06 | 0 | 1.059e-06 | [17 empty] | 7.3.3.17.5 (Remote Grid) Updates to grid topology to minimize risk of ignition in HFTDs Remote GridWLDFRVegetation ContactAggregated | WLDFR | HFTD - Distribution - Tier 2 - 3QU CoRE ¦ 2QU LoRE | Red Flag Warning - Catastrophic Fires | Vegetation Contact | Aggregated | 2046 | 2.6616e-05 | 791.1377 | 0.021057 | 2046 | Mitigation | 0.95 | 45 | 0 | esc | 0.00097009 | 2.582e-08 | 0.00097009 | 2.582e-08
[35 empty] | 7.3.3.17.6 Updates to grid topology to minimize risk of ignition in HFTDs Butte County Rebuild | WLDFR | HFTD - Distribution - Tier 3 - 4QU CoRE ¦ 5QU LoRE | 2076 | 0.024204 | 0 | 0 | 0 | 0 |  |  |  |  | 0.0011478 | 0.06269 | 0 | 0.06269 | 0 |  | 0.0015174 | 0.0011478 | 2.7781e-05 | Column23: 0.06269; Column24: 0.0015174; Column25: 0; Column26: 0; Column27: 0.06269; Column28: 0.0015174; Column29: 0.0014476; Column30: 0.079068; Column31: 0; Column32: 0.079068; Column33: 0.0019138 | WLDFR | HFTD - Distribution - Tier 3 - 5QU CoRE ¦ 1QU LoRE | Non-Red Flag Warning - Large Fires | 2047 | 1.9908e-08 | 1.9908e-08 | 6.9209 | 0.84944 | 3.8632 | 2.2083 | 0 | 0 | 2.3883e-05 | 1.3778e-07 | 0 | 1.3778e-07 | 1.3778e-07 | 0 | 1.3778e-07 | 0 | 0 | 0 | 0 | 0 | [17 empty] | 7.3.3.17.5 (Remote Grid) Updates to grid topology to minimize risk of ignition in HFTDs Remote GridWLDFRVegetation ContactAggregated | WLDFR | HFTD - Distribution - Tier 2 - 3QU CoRE ¦ 2QU LoRE | Red Flag Warning - Catastrophic Fires | Vegetation Contact | Aggregated | 2047 | 2.6616e-05 | 791.1377 | 0.021057 | 2047 | Mitigation | 0.95 | 45 | 0 | esc | 0.00097009 | 2.582e-08 | 0.00097009 | 2.582e-08
[35 empty] | 7.3.3.17.6 Updates to grid topology to minimize risk of ignition in HFTDs Butte County Rebuild | WLDFR | HFTD - Distribution - Tier 3 - 4QU CoRE ¦ 5QU LoRE | 2077 | 0.022621 | 0 | 0 | 0 | 0 |  |  |  |  | 0 | 0 | 0 | 0 | 0 |  | 0 | 0 | 0 | Column23: 0; Column24: 0; Column25: 0; Column26: 0; Column27: 0; Column28: 0; Column29: 0.0014476; Column30: 0.079068; Column31: 0; Column32: 0.079068; Column33: 0.0017886 | WLDFR | HFTD - Distribution - Tier 3 - 5QU CoRE ¦ 1QU LoRE | Non-Red Flag Warning - Large Fires | 2048 | 1.9908e-08 | 1.9908e-08 | 7.3713 | 0.88759 | 4.1075 | 2.3763 | 0 | 0 | 2.3883e-05 | 1.4675e-07 | 0 | 1.4675e-07 | 1.4675e-07 | 0 | 1.4675e-07 | 0 | 1.1648e-07 | 0 | 0 | 0 | [17 empty] | 7.3.3.17.5 (Remote Grid) Updates to grid topology to minimize risk of ignition in HFTDs Remote GridWLDFRVegetation ContactAggregated | WLDFR | HFTD - Distribution - Tier 2 - 3QU CoRE ¦ 2QU LoRE | Red Flag Warning - Catastrophic Fires | Vegetation Contact | Aggregated | 2048 | 2.6616e-05 | 791.1377 | 0.021057 | 2048 | Mitigation | 0.95 | 45 | 0 | esc | 0.00097009 | 2.582e-08 | 0.00097009 | 2.582e-08
[35 empty] | 7.3.3.17.6 Updates to grid topology to minimize risk of ignition in HFTDs Butte County Rebuild | WLDFR | HFTD - Distribution - Tier 3 - 5QU CoRE ¦ 1QU LoRE | 2020 | 1 | 0.033624 | 0.13048 | 0 | 0.13048 |  |  |  |  | 0 | 0 | 0 | 0 | 0.13048 |  | 0 | 0.033624 | 0.033624 | Column23: 0.13048; Column24: 0.13048; Column25: 0; Column26: 0; Column27: 0.13048; Column28: 0.13048; Column29: 0; Column30: 0; Column31: 0; Column32: 0; Column33: 0 | WLDFR | HFTD - Distribution - Tier 3 - 5QU CoRE ¦ 1QU LoRE | Non-Red Flag Warning - Large Fires | 2049 | 1.9908e-08 | 1.9908e-08 | 7.3713 | 0.88759 | 4.1075 | 2.3763 | 0 | 0 | 2.3883e-05 | 1.4675e-07 | 0 | 1.4675e-07 | 1.4675e-07 | 0 | 1.4675e-07 | 0 | 1.2023e-07 | 2.6355e-07 | 0 | 2.6355e-07 | [17 empty] | 7.3.3.17.5 (Remote Grid) Updates to grid topology to minimize risk of ignition in HFTDs Remote GridWLDFRVegetation ContactAggregated | WLDFR | HFTD - Distribution - Tier 2 - 3QU CoRE ¦ 2QU LoRE | Red Flag Warning - Catastrophic Fires | Vegetation Contact | Aggregated | 2049 | 2.6616e-05 | 791.1377 | 0.021057 | 2049 | Mitigation | 0.95 | 45 | 0 | esc | 0.00097009 | 2.582e-08 | 0.00097009 | 2.582e-08
[35 empty] | 7.3.3.17.6 Updates to grid topology to minimize risk of ignition in HFTDs Butte County Rebuild | WLDFR | HFTD - Distribution - Tier 3 - 5QU CoRE ¦ 1QU LoRE | 2021 | 1 | 0.033624 | 0.13048 | 0 | 0.13048 |  |  |  |  | 0 | 0 | 0 | 0 | 0.13048 |  | 0 | 0.033624 | 0.033624 | Column23: 0.13048; Column24: 0.13048; Column25: 0; Column26: 0; Column27: 0.13048; Column28: 0.13048; Column29: 0; Column30: 0; Column31: 0; Column32: 0; Column33: 0 | WLDFR | HFTD - Distribution - Tier 3 - 5QU CoRE ¦ 1QU LoRE | Non-Red Flag Warning - Large Fires | 2050 | 1.9908e-08 | 1.9908e-08 | 7.3713 | 0.88759 | 4.1075 | 2.3763 | 0 | 0 | 2.3883e-05 | 1.4675e-07 | 0 | 1.4675e-07 | 1.4675e-07 | 0 | 1.4675e-07 | 0 | 1.2023e-07 | 2.6355e-07 | 0 | 2.6355e-07 | [17 empty] | 7.3.3.17.5 (Remote Grid) Updates to grid topology to minimize risk of ignition in HFTDs Remote GridWLDFRVegetation ContactAggregated | WLDFR | HFTD - Distribution - Tier 2 - 3QU CoRE ¦ 2QU LoRE | Red Flag Warning - Catastrophic Fires | Vegetation Contact | Aggregated | 2050 | 2.6616e-05 | 791.1377 | 0.021057 | 2050 | Mitigation | 0.95 | 45 | 0 | esc | 0.00097009 | 2.582e-08 | 0.00097009 | 2.582e-08
[35 empty] | 7.3.3.17.6 Updates to grid topology to minimize risk of ignition in HFTDs Butte County Rebuild | WLDFR | HFTD - Distribution - Tier 3 - 5QU CoRE ¦ 1QU LoRE | 2022 | 0.93458 | 0.033361 | 0.12883 | 0 | 0.12883 |  |  |  |  | 0.057571 | 0.22232 | 0 | 0.22232 | 0.1204 |  | 0.20778 | 0.090933 | 0.084984 | Column23: 0.35115; Column24: 0.32818; Column25: 0; Column26: 0; Column27: 0.35115; Column28: 0.32818; Column29: 0; Column30: 0; Column31: 0; Column32: 0; Column33: 0 | WLDFR | HFTD - Distribution - Tier 3 - 5QU CoRE ¦ 1QU LoRE | Non-Red Flag Warning - Large Fires | 2051 | 1.9908e-08 | 1.9908e-08 | 7.3713 | 0.88759 | 4.1075 | 2.3763 | 0 | 0 | 2.3883e-05 | 1.4675e-07 | 0 | 1.4675e-07 | 1.4675e-07 | 0 | 1.4675e-07 | 0 | 1.2023e-07 | 2.6355e-07 | 0 | 2.6355e-07 | [17 empty] | 7.3.3.17.5 (Remote Grid) Updates to grid topology to minimize risk of ignition in HFTDs Remote GridWLDFRVegetation ContactAggregated | WLDFR | HFTD - Distribution - Tier 2 - 3QU CoRE ¦ 2QU LoRE | Red Flag Warning - Catastrophic Fires | Vegetation Contact | Aggregated | 2051 | 2.6616e-05 | 791.1377 | 0.021057 | 2051 | Mitigation | 0.95 | 45 | 0 | esc | 0.00097009 | 2.582e-08 | 0.00097009 | 2.582e-08
[35 empty] | 7.3.3.17.6 Updates to grid topology to minimize risk of ignition in HFTDs Butte County Rebuild | WLDFR | HFTD - Distribution - Tier 3 - 5QU CoRE ¦ 1QU LoRE | 2023 | 0.87344 | 0.033361 | 0.13355 | 0 | 0.13355 |  |  |  |  | 0.057571 | 0.23046 | 0 | 0.23046 | 0.11664 |  | 0.20129 | 0.090933 | 0.079424 | Column23: 0.364; Column24: 0.31794; Column25: 0; Column26: 0; Column27: 0.364; Column28: 0.31794; Column29: 0.072613; Column30: 0.29067; Column31: 0; Column32: 0.29067; Column33: 0.25388 | WLDFR | HFTD - Distribution - Tier 3 - 5QU CoRE ¦ 1QU LoRE | Non-Red Flag Warning - Large Fires | 2052 | 1.9908e-08 | 1.9908e-08 | 7.3713 | 0.88759 | 4.1075 | 2.3763 | 0 | 0 | 2.3883e-05 | 1.4675e-07 | 0 | 1.4675e-07 | 1.4675e-07 | 0 | 1.4675e-07 | 0 | 1.2023e-07 | 2.6355e-07 | 0 | 2.6355e-07 | [17 empty] | 7.3.3.17.5 (Remote Grid) Updates to grid topology to minimize risk of ignition in HFTDs Remote GridWLDFRVegetation ContactAggregated | WLDFR | HFTD - Distribution - Tier 2 - 3QU CoRE ¦ 2QU LoRE | Red Flag Warning - Catastrophic Fires | Vegetation Contact | Aggregated | 2052 | 2.6616e-05 | 791.1377 | 0.021057 | 2052 | Mitigation | 0.95 | 45 | 0 | esc | 0.00097009 | 2.582e-08 | 0.00097009 | 2.582e-08
[35 empty] | 7.3.3.17.6 Updates to grid topology to minimize risk of ignition in HFTDs Butte County Rebuild | WLDFR | HFTD - Distribution - Tier 3 - 5QU CoRE ¦ 1QU LoRE | 2024 | 0.8163 | 0.033361 | 0.13355 | 0 | 0.13355 |  |  |  |  | 0.057571 | 0.23046 | 0 | 0.23046 | 0.10901 |  | 0.18812 | 0.090933 | 0.074228 | Column23: 0.364; Column24: 0.29714; Column25: 0; Column26: 0; Column27: 0.364; Column28: 0.29714; Column29: 0.072613; Column30: 0.29067; Column31: 0; Column32: 0.29067; Column33: 0.23727 | WLDFR | HFTD - Distribution - Tier 3 - 5QU CoRE ¦ 1QU LoRE | Non-Red Flag Warning - Large Fires | 2053 | 1.9908e-08 | 1.9908e-08 | 7.8503 | 0.92702 | 4.3664 | 2.5569 | 0 | 0 | 2.3883e-05 | 1.5628e-07 | 0 | 1.5628e-07 | 1.5628e-07 | 0 | 1.5628e-07 | 0 | 1.2023e-07 | 2.6355e-07 | 0 | 2.6355e-07 | [17 empty] | 7.3.3.17.5 (Remote Grid) Updates to grid topology to minimize risk of ignition in HFTDs Remote GridWLDFRVegetation ContactAggregated | WLDFR | HFTD - Distribution - Tier 2 - 3QU CoRE ¦ 2QU LoRE | Red Flag Warning - Catastrophic Fires | Vegetation Contact | Aggregated | 2053 | 2.6616e-05 | 791.1377 | 0.021057 | 2053 | Mitigation | 0.95 | 45 | 0 | esc | 0.00097009 | 2.582e-08 | 0.00097009 | 2.582e-08
[35 empty] | 7.3.3.17.6 Updates to grid topology to minimize risk of ignition in HFTDs Butte County Rebuild | WLDFR | HFTD - Distribution - Tier 3 - 5QU CoRE ¦ 1QU LoRE | 2025 | 0.7629 | 0.033361 | 0.13355 | 0 | 0.13355 |  |  |  |  | 0.057571 | 0.23046 | 0 | 0.23046 | 0.10188 |  | 0.17582 | 0.090933 | 0.069372 | Column23: 0.364; Column24: 0.2777; Column25: 0; Column26: 0; Column27: 0.364; Column28: 0.2777; Column29: 0.072613; Column30: 0.29067; Column31: 0; Column32: 0.29067; Column33: 0.22175 | WLDFR | HFTD - Distribution - Tier 3 - 5QU CoRE ¦ 1QU LoRE | Non-Red Flag Warning - Large Fires | 2054 | 1.9908e-08 | 1.9908e-08 | 7.8503 | 0.92702 | 4.3664 | 2.5569 | 0 | 0 | 2.3883e-05 | 1.5628e-07 | 0 | 1.5628e-07 | 1.5628e-07 | 0 | 1.5628e-07 | 0 | 1.2502e-07 | 2.7404e-07 | 0 | 2.7404e-07 | [17 empty] | 7.3.3.17.5 (Remote Grid) Updates to grid topology to minimize risk of ignition in HFTDs Remote GridWLDFRVegetation ContactAggregated | WLDFR | HFTD - Distribution - Tier 2 - 3QU CoRE ¦ 2QU LoRE | Red Flag Warning - Catastrophic Fires | Vegetation Contact | Aggregated | 2054 | 2.6616e-05 | 791.1377 | 0.021057 | 2054 | Mitigation | 0.95 | 45 | 0 | esc | 0.00097009 | 2.582e-08 | 0.00097009 | 2.582e-08
[35 empty] | 7.3.3.17.6 Updates to grid topology to minimize risk of ignition in HFTDs Butte County Rebuild | WLDFR | HFTD - Distribution - Tier 3 - 5QU CoRE ¦ 1QU LoRE | 2026 | 0.71299 | 0.033361 | 0.13355 | 0 | 0.13355 |  |  |  |  | 0.057571 | 0.23046 | 0 | 0.23046 | 0.095216 |  | 0.16431 | 0.090933 | 0.064834 | Column23: 0.364; Column24: 0.25953; Column25: 0; Column26: 0; Column27: 0.364; Column28: 0.25953; Column29: 0.072613; Column30: 0.29067; Column31: 0; Column32: 0.29067; Column33: 0.20724 | WLDFR | HFTD - Distribution - Tier 3 - 5QU CoRE ¦ 1QU LoRE | Non-Red Flag Warning - Large Fires | 2055 | 1.9908e-08 | 1.9908e-08 | 7.8503 | 0.92702 | 4.3664 | 2.5569 | 0 | 0 | 2.3883e-05 | 1.5628e-07 | 0 | 1.5628e-07 | 1.5628e-07 | 0 | 1.5628e-07 | 0 | 1.2502e-07 | 2.7404e-07 | 0 | 2.7404e-07 | [17 empty] | 7.3.3.17.5 (Remote Grid) Updates to grid topology to minimize risk of ignition in HFTDs Remote GridWLDFRVegetation ContactAggregated | WLDFR | HFTD - Distribution - Tier 2 - 3QU CoRE ¦ 2QU LoRE | Red Flag Warning - Catastrophic Fires | Vegetation Contact | Aggregated | 2055 | 2.6616e-05 | 791.1377 | 0.021057 | 2055 | Mitigation | 0.95 | 45 | 0 | esc | 0.00097009 | 2.582e-08 | 0.00097009 | 2.582e-08
[35 empty] | 7.3.3.17.6 Updates to grid topology to minimize risk of ignition in HFTDs Butte County Rebuild | WLDFR | HFTD - Distribution - Tier 3 - 5QU CoRE ¦ 1QU LoRE | 2027 | 0.66634 | 0.033361 | 0.13355 | 0 | 0.13355 |  |  |  |  | 0.057571 | 0.23046 | 0 | 0.23046 | 0.088987 |  | 0.15356 | 0.090933 | 0.060592 | Column23: 0.364; Column24: 0.24255; Column25: 0; Column26: 0; Column27: 0.364; Column28: 0.24255; Column29: 0.072613; Column30: 0.29067; Column31: 0; Column32: 0.29067; Column33: 0.19368 | WLDFR | HFTD - Distribution - Tier 3 - 5QU CoRE ¦ 1QU LoRE | Non-Red Flag Warning - Large Fires | 2056 | 1.9908e-08 | 1.9908e-08 | 7.8503 | 0.92702 | 4.3664 | 2.5569 | 0 | 0 | 2.3883e-05 | 1.5628e-07 | 0 | 1.5628e-07 | 1.5628e-07 | 0 | 1.5628e-07 | 0 | 1.2502e-07 | 2.7404e-07 | 0 | 2.7404e-07 | [17 empty] | 7.3.3.17.5 (Remote Grid) Updates to grid topology to minimize risk of ignition in HFTDs Remote GridWLDFRVegetation ContactAggregated | WLDFR | HFTD - Distribution - Tier 2 - 3QU CoRE ¦ 2QU LoRE | Red Flag Warning - Catastrophic Fires | Vegetation Contact | Aggregated | 2056 | 2.6616e-05 | 791.1377 | 0.021057 | 2056 | Mitigation | 0.95 | 45 | 0 | esc | 0.00097009 | 2.582e-08 | 0.00097009 | 2.582e-08
[35 empty] | 7.3.3.17.6 Updates to grid topology to minimize risk of ignition in HFTDs Butte County Rebuild | WLDFR | HFTD - Distribution - Tier 3 - 5QU CoRE ¦ 1QU LoRE | 2028 | 0.62275 | 0.033361 | 0.13949 | 0 | 0.13949 |  |  |  |  | 0.057571 | 0.24072 | 0 | 0.24072 | 0.086867 |  | 0.14991 | 0.090933 | 0.056628 | Column23: 0.38021; Column24: 0.23677; Column25: 0; Column26: 0; Column27: 0.38021; Column28: 0.23677; Column29: 0.072613; Column30: 0.30361; Column31: 0; Column32: 0.30361; Column33: 0.18907 | WLDFR | HFTD - Distribution - Tier 3 - 5QU CoRE ¦ 1QU LoRE | Non-Red Flag Warning - Large Fires | 2057 | 1.9908e-08 | 1.9908e-08 | 7.8503 | 0.92702 | 4.3664 | 2.5569 | 0 | 0 | 2.3883e-05 | 1.5628e-07 | 0 | 1.5628e-07 | 1.5628e-07 | 0 | 1.5628e-07 | 0 | 1.2502e-07 | 2.7404e-07 | 0 | 2.7404e-07 | [17 empty] | 7.3.3.17.5 (Remote Grid) Updates to grid topology to minimize risk of ignition in HFTDs Remote GridWLDFRVegetation ContactAggregated | WLDFR | HFTD - Distribution - Tier 2 - 3QU CoRE ¦ 2QU LoRE | Red Flag Warning - Catastrophic Fires | Vegetation Contact | Aggregated | 2057 | 2.6616e-05 | 791.1377 | 0.021057 | 2057 | Mitigation | 0.95 | 45 | 0 | esc | 0.00097009 | 2.582e-08 | 0.00097009 | 2.582e-08
[35 empty] | 7.3.3.17.6 Updates to grid topology to minimize risk of ignition in HFTDs Butte County Rebuild | WLDFR | HFTD - Distribution - Tier 3 - 5QU CoRE ¦ 1QU LoRE | 2029 | 0.58201 | 0.033361 | 0.13949 | 0 | 0.13949 |  |  |  |  | 0.057571 | 0.24072 | 0 | 0.24072 | 0.081184 |  | 0.1401 | 0.090933 | 0.052924 | Column23: 0.38021; Column24: 0.22128; Column25: 0; Column26: 0; Column27: 0.38021; Column28: 0.22128; Column29: 0.072613; Column30: 0.30361; Column31: 0; Column32: 0.30361; Column33: 0.1767 | WLDFR | HFTD - Distribution - Tier 3 - 5QU CoRE ¦ 1QU LoRE | Non-Red Flag Warning - Large Fires | 2058 | 1.9908e-08 | 1.9908e-08 | 8.3524 | 0.96727 | 4.6367 | 2.7484 | 0 | 0 | 2.3883e-05 | 1.6628e-07 | 0 | 1.6628e-07 | 1.6628e-07 | 0 | 1.6628e-07 | 0 | 1.2502e-07 | 2.7404e-07 | 0 | 2.7404e-07 | [17 empty] | 7.3.3.17.5 (Remote Grid) Updates to grid topology to minimize risk of ignition in HFTDs Remote GridWLDFRVegetation ContactAggregated | WLDFR | HFTD - Distribution - Tier 2 - 3QU CoRE ¦ 2QU LoRE | Red Flag Warning - Catastrophic Fires | Vegetation Contact | Aggregated | 2058 | 2.6616e-05 | 791.1377 | 0.021057 | 2058 | Mitigation | 0.95 | 45 | 0 | esc | 0.00097009 | 2.582e-08 | 0.00097009 | 2.582e-08
[35 empty] | 7.3.3.17.6 Updates to grid topology to minimize risk of ignition in HFTDs Butte County Rebuild | WLDFR | HFTD - Distribution - Tier 3 - 5QU CoRE ¦ 1QU LoRE | 2030 | 0.54393 | 0.033361 | 0.13949 | 0 | 0.13949 |  |  |  |  | 0.057571 | 0.24072 | 0 | 0.24072 | 0.075873 |  | 0.13093 | 0.090933 | 0.049461 | Column23: 0.38021; Column24: 0.20681; Column25: 0; Column26: 0; Column27: 0.38021; Column28: 0.20681; Column29: 0.072613; Column30: 0.30361; Column31: 0; Column32: 0.30361; Column33: 0.16514 | WLDFR | HFTD - Distribution - Tier 3 - 5QU CoRE ¦ 1QU LoRE | Non-Red Flag Warning - Large Fires | 2059 | 1.9908e-08 | 1.9908e-08 | 8.3524 | 0.96727 | 4.6367 | 2.7484 | 0 | 0 | 2.3883e-05 | 1.6628e-07 | 0 | 1.6628e-07 | 1.6628e-07 | 0 | 1.6628e-07 | 0 | 1.3041e-07 | 2.8585e-07 | 0 | 2.8585e-07 | [17 empty] | 7.3.3.17.5 (Remote Grid) Updates to grid topology to minimize risk of ignition in HFTDs Remote GridWLDFRVegetation ContactAggregated | WLDFR | HFTD - Distribution - Tier 2 - 3QU CoRE ¦ 2QU LoRE | Red Flag Warning - Catastrophic Fires | Vegetation Contact | Aggregated | 2059 | 2.6616e-05 | 791.1377 | 0.021057 | 2059 | Mitigation | 0.95 | 45 | 0 | esc | 0.00097009 | 2.582e-08 | 0.00097009 | 2.582e-08
[35 empty] | 7.3.3.17.6 Updates to grid topology to minimize risk of ignition in HFTDs Butte County Rebuild | WLDFR | HFTD - Distribution - Tier 3 - 5QU CoRE ¦ 1QU LoRE | 2031 | 0.50835 | 0.033361 | 0.13949 | 0 | 0.13949 |  |  |  |  | 0.057571 | 0.24072 | 0 | 0.24072 | 0.070909 |  | 0.12237 | 0.090933 | 0.046226 | Column23: 0.38021; Column24: 0.19328; Column25: 0; Column26: 0; Column27: 0.38021; Column28: 0.19328; Column29: 0.072613; Column30: 0.30361; Column31: 0; Column32: 0.30361; Column33: 0.15434 | WLDFR | HFTD - Distribution - Tier 3 - 5QU CoRE ¦ 1QU LoRE | Non-Red Flag Warning - Large Fires | 2060 | 1.9908e-08 | 1.9908e-08 | 8.3524 | 0.96727 | 4.6367 | 2.7484 | 0 | 0 | 2.3883e-05 | 1.6628e-07 | 0 | 1.6628e-07 | 1.6628e-07 | 0 | 1.6628e-07 | 0 | 1.3041e-07 | 2.8585e-07 | 0 | 2.8585e-07 | [17 empty] | 7.3.3.17.5 (Remote Grid) Updates to grid topology to minimize risk of ignition in HFTDs Remote GridWLDFRVegetation ContactAggregated | WLDFR | HFTD - Distribution - Tier 2 - 3QU CoRE ¦ 2QU LoRE | Red Flag Warning - Catastrophic Fires | Vegetation Contact | Aggregated | 2060 | 2.6616e-05 | 791.1377 | 0.021057 | 2060 | Mitigation | 0.95 | 45 | 0 | esc | 0.00097009 | 2.582e-08 | 0.00097009 | 2.582e-08
[35 empty] | 7.3.3.17.6 Updates to grid topology to minimize risk of ignition in HFTDs Butte County Rebuild | WLDFR | HFTD - Distribution - Tier 3 - 5QU CoRE ¦ 1QU LoRE | 2032 | 0.47509 | 0.033361 | 0.13949 | 0 | 0.13949 |  |  |  |  | 0.057571 | 0.24072 | 0 | 0.24072 | 0.06627 |  | 0.11436 | 0.090933 | 0.043201 | Column23: 0.38021; Column24: 0.18063; Column25: 0; Column26: 0; Column27: 0.38021; Column28: 0.18063; Column29: 0.072613; Column30: 0.30361; Column31: 0; Column32: 0.30361; Column33: 0.14424 | WLDFR | HFTD - Distribution - Tier 3 - 5QU CoRE ¦ 1QU LoRE | Non-Red Flag Warning - Large Fires | 2061 | 1.9908e-08 | 1.9908e-08 | 8.3524 | 0.96727 | 4.6367 | 2.7484 | 0 | 0 | 2.3883e-05 | 1.6628e-07 | 0 | 1.6628e-07 | 1.6628e-07 | 0 | 1.6628e-07 | 0 | 1.3041e-07 | 2.8585e-07 | 0 | 2.8585e-07 | [17 empty] | 7.3.3.17.5 (Remote Grid) Updates to grid topology to minimize risk of ignition in HFTDs Remote GridWLDFRVegetation ContactAggregated | WLDFR | HFTD - Distribution - Tier 2 - 3QU CoRE ¦ 2QU LoRE | Red Flag Warning - Catastrophic Fires | Vegetation Contact | Aggregated | 2061 | 2.6616e-05 | 791.1377 | 0.021057 | 2061 | Mitigation | 0.95 | 45 | 0 | esc | 0.00097009 | 2.582e-08 | 0.00097009 | 2.582e-08
[35 empty] | 7.3.3.17.6 Updates to grid topology to minimize risk of ignition in HFTDs Butte County Rebuild | WLDFR | HFTD - Distribution - Tier 3 - 5QU CoRE ¦ 1QU LoRE | 2033 | 0.44401 | 0.033361 | 0.1461 | 0 | 0.1461 |  |  |  |  | 0.057571 | 0.25212 | 0 | 0.25212 | 0.064869 |  | 0.11194 | 0.090933 | 0.040375 | Column23: 0.39822; Column24: 0.17681; Column25: 0; Column26: 0; Column27: 0.39822; Column28: 0.17681; Column29: 0.072613; Column30: 0.31799; Column31: 0; Column32: 0.31799; Column33: 0.14119 | WLDFR | HFTD - Distribution - Tier 3 - 5QU CoRE ¦ 1QU LoRE | Non-Red Flag Warning - Large Fires | 2062 | 1.9908e-08 | 1.9908e-08 | 8.3524 | 0.96727 | 4.6367 | 2.7484 | 0 | 0 | 2.3883e-05 | 1.6628e-07 | 0 | 1.6628e-07 | 1.6628e-07 | 0 | 1.6628e-07 | 0 | 1.3041e-07 | 2.8585e-07 | 0 | 2.8585e-07 | [17 empty] | 7.3.3.17.5 (Remote Grid) Updates to grid topology to minimize risk of ignition in HFTDs Remote GridWLDFRVegetation ContactAggregated | WLDFR | HFTD - Distribution - Tier 2 - 3QU CoRE ¦ 2QU LoRE | Red Flag Warning - Catastrophic Fires | Vegetation Contact | Aggregated | 2062 | 2.6616e-05 | 791.1377 | 0.021057 | 2062 | Mitigation | 0.95 | 45 | 0 | esc | 0.00097009 | 2.582e-08 | 0.00097009 | 2.582e-08
[35 empty] | 7.3.3.17.6 Updates to grid topology to minimize risk of ignition in HFTDs Butte County Rebuild | WLDFR | HFTD - Distribution - Tier 3 - 5QU CoRE ¦ 1QU LoRE | 2034 | 0.41496 | 0.033361 | 0.1461 | 0 | 0.1461 |  |  |  |  | 0.057571 | 0.25212 | 0 | 0.25212 | 0.060626 |  | 0.10462 | 0.090933 | 0.037734 | Column23: 0.39822; Column24: 0.16525; Column25: 0; Column26: 0; Column27: 0.39822; Column28: 0.16525; Column29: 0.072613; Column30: 0.31799; Column31: 0; Column32: 0.31799; Column33: 0.13195 | WLDFR | HFTD - Distribution - Tier 3 - 5QU CoRE ¦ 1QU LoRE | Non-Red Flag Warning - Large Fires | 2063 | 1.9908e-08 | 1.9908e-08 | 8.872 | 1.0079 | 4.9153 | 2.9488 | 0 | 0 | 2.3883e-05 | 1.7662e-07 | 0 | 1.7662e-07 | 1.7662e-07 | 0 | 1.7662e-07 | 0 | 1.3041e-07 | 2.8585e-07 | 0 | 2.8585e-07 | [17 empty] | 7.3.3.17.5 (Remote Grid) Updates to grid topology to minimize risk of ignition in HFTDs Remote GridWLDFRVegetation ContactAggregated | WLDFR | HFTD - Distribution - Tier 2 - 3QU CoRE ¦ 2QU LoRE | Red Flag Warning - Catastrophic Fires | Vegetation Contact | Aggregated | 2063 | 2.6616e-05 | 791.1377 | 0.021057 | 2063 | Mitigation | 0.95 | 45 | 0 | esc | 0.00097009 | 2.582e-08 | 0.00097009 | 2.582e-08
[35 empty] | 7.3.3.17.6 Updates to grid topology to minimize risk of ignition in HFTDs Butte County Rebuild | WLDFR | HFTD - Distribution - Tier 3 - 5QU CoRE ¦ 1QU LoRE | 2035 | 0.38782 | 0.033361 | 0.1461 | 0 | 0.1461 |  |  |  |  | 0.057571 | 0.25212 | 0 | 0.25212 | 0.056659 |  | 0.097777 | 0.090933 | 0.035265 | Column23: 0.39822; Column24: 0.15444; Column25: 0; Column26: 0; Column27: 0.39822; Column28: 0.15444; Column29: 0.072613; Column30: 0.31799; Column31: 0; Column32: 0.31799; Column33: 0.12332 | WLDFR | HFTD - Distribution - Tier 3 - 5QU CoRE ¦ 1QU LoRE | Non-Red Flag Warning - Large Fires | 2064 | 1.9908e-08 | 1.9908e-08 | 8.872 | 1.0079 | 4.9153 | 2.9488 | 0 | 0 | 2.3883e-05 | 1.7662e-07 | 0 | 1.7662e-07 | 1.7662e-07 | 0 | 1.7662e-07 | 0 | 1.3635e-07 | 2.9888e-07 | 0 | 2.9888e-07 | [17 empty] | 7.3.3.17.5 (Remote Grid) Updates to grid topology to minimize risk of ignition in HFTDs Remote GridWLDFRVegetation ContactAggregated | WLDFR | HFTD - Distribution - Tier 2 - 3QU CoRE ¦ 2QU LoRE | Red Flag Warning - Catastrophic Fires | Vegetation Contact | Aggregated | 2064 | 2.6616e-05 | 791.1377 | 0.021057 | 2064 | Mitigation | 0.95 | 45 | 0 | esc | 0.00097009 | 2.582e-08 | 0.00097009 | 2.582e-08
[35 empty] | 7.3.3.17.6 Updates to grid topology to minimize risk of ignition in HFTDs Butte County Rebuild | WLDFR | HFTD - Distribution - Tier 3 - 5QU CoRE ¦ 1QU LoRE | 2036 | 0.36245 | 0.033361 | 0.1461 | 0 | 0.1461 |  |  |  |  | 0.057571 | 0.25212 | 0 | 0.25212 | 0.052953 |  | 0.09138 | 0.090933 | 0.032958 | Column23: 0.39822; Column24: 0.14433; Column25: 0; Column26: 0; Column27: 0.39822; Column28: 0.14433; Column29: 0.072613; Column30: 0.31799; Column31: 0; Column32: 0.31799; Column33: 0.11525 | WLDFR | HFTD - Distribution - Tier 3 - 5QU CoRE ¦ 1QU LoRE | Non-Red Flag Warning - Large Fires | 2065 | 1.9908e-08 | 1.9908e-08 | 8.872 | 1.0079 | 4.9153 | 2.9488 | 0 | 0 | 2.3883e-05 | 1.7662e-07 | 0 | 1.7662e-07 | 1.7662e-07 | 0 | 1.7662e-07 | 0 | 1.3635e-07 | 2.9888e-07 | 0 | 2.9888e-07 | [17 empty] | 7.3.3.17.5 (Remote Grid) Updates to grid topology to minimize risk of ignition in HFTDs Remote GridWLDFRVegetation ContactAggregated | WLDFR | HFTD - Distribution - Tier 2 - 3QU CoRE ¦ 2QU LoRE | Red Flag Warning - Catastrophic Fires | Vegetation Contact | Aggregated | 2065 | 2.6616e-05 | 791.1377 | 0.021057 | 2065 | Mitigation | 0.95 | 45 | 0 | esc | 0.00097009 | 2.582e-08 | 0.00097009 | 2.582e-08
[35 empty] | 7.3.3.17.6 Updates to grid topology to minimize risk of ignition in HFTDs Butte County Rebuild | WLDFR | HFTD - Distribution - Tier 3 - 5QU CoRE ¦ 1QU LoRE | 2037 | 0.33873 | 0.033361 | 0.1461 | 0 | 0.1461 |  |  |  |  | 0.057571 | 0.25212 | 0 | 0.25212 | 0.049489 |  | 0.085402 | 0.090933 | 0.030802 | Column23: 0.39822; Column24: 0.13489; Column25: 0; Column26: 0; Column27: 0.39822; Column28: 0.13489; Column29: 0.072613; Column30: 0.31799; Column31: 0; Column32: 0.31799; Column33: 0.10771 | WLDFR | HFTD - Distribution - Tier 3 - 5QU CoRE ¦ 1QU LoRE | Non-Red Flag Warning - Large Fires | 2066 | 1.9908e-08 | 1.9908e-08 | 8.872 | 1.0079 | 4.9153 | 2.9488 | 0 | 0 | 2.3883e-05 | 1.7662e-07 | 0 | 1.7662e-07 | 1.7662e-07 | 0 | 1.7662e-07 | 0 | 1.3635e-07 | 2.9888e-07 | 0 | 2.9888e-07 | [17 empty] | 7.3.3.17.5 (Remote Grid) Updates to grid topology to minimize risk of ignition in HFTDs Remote GridWLDFRVegetation ContactAggregated | WLDFR | HFTD - Distribution - Tier 2 - 3QU CoRE ¦ 2QU LoRE | Red Flag Warning - Catastrophic Fires | Vegetation Contact | Aggregated | 2066 | 2.6616e-05 | 791.1377 | 0.021057 | 2066 | Mitigation | 0.95 | 45 | 0 | esc | 0.00097009 | 2.582e-08 | 0.00097009 | 2.582e-08
[35 empty] | 7.3.3.17.6 Updates to grid topology to minimize risk of ignition in HFTDs Butte County Rebuild | WLDFR | HFTD - Distribution - Tier 3 - 5QU CoRE ¦ 1QU LoRE | 2038 | 0.31657 | 0.033361 | 0.15328 | 0 | 0.15328 |  |  |  |  | 0.057571 | 0.26451 | 0 | 0.26451 | 0.048523 |  | 0.083736 | 0.090933 | 0.028787 | Column23: 0.41778; Column24: 0.13226; Column25: 0; Column26: 0; Column27: 0.41778; Column28: 0.13226; Column29: 0.072613; Column30: 0.33361; Column31: 0; Column32: 0.33361; Column33: 0.10561 | WLDFR | HFTD - Distribution - Tier 3 - 5QU CoRE ¦ 1QU LoRE | Non-Red Flag Warning - Large Fires | 2067 | 0 | 1.9908e-08 | 8.872 | 1.0079 | 4.9153 | 2.9488 | 0 | 0 | 2.3883e-05 | 0 | 0 | 0 | 1.7662e-07 | 0 | 1.7662e-07 | 0 | 1.3635e-07 | 2.9888e-07 | 0 | 2.9888e-07 | [17 empty] | 7.3.3.17.5 (Remote Grid) Updates to grid topology to minimize risk of ignition in HFTDs Remote GridWLDFRVegetation ContactAggregated | WLDFR | HFTD - Distribution - Tier 2 - 3QU CoRE ¦ 2QU LoRE | Red Flag Warning - Catastrophic Fires | Vegetation Contact | Aggregated | 2067 | 2.6616e-05 | 791.1377 | 0.021057 | 2067 | Mitigation | 0.95 | 45 | 0 | esc | 0 | 0 | 0.00097009 | 2.582e-08
[35 empty] | 7.3.3.17.6 Updates to grid topology to minimize risk of ignition in HFTDs Butte County Rebuild | WLDFR | HFTD - Distribution - Tier 3 - 5QU CoRE ¦ 1QU LoRE | 2039 | 0.29586 | 0.033361 | 0.15328 | 0 | 0.15328 |  |  |  |  | 0.057571 | 0.26451 | 0 | 0.26451 | 0.045349 |  | 0.078258 | 0.090933 | 0.026904 | Column23: 0.41778; Column24: 0.12361; Column25: 0; Column26: 0; Column27: 0.41778; Column28: 0.12361; Column29: 0.072613; Column30: 0.33361; Column31: 0; Column32: 0.33361; Column33: 0.098704 | WLDFR | HFTD - Distribution - Tier 3 - 5QU CoRE ¦ 1QU LoRE | Non-Red Flag Warning - Small Fires | 2022 | 8.3105e-06 | 0 | 0.077901 | 0.036425 | 0.0015809 | 0.039895 | 0 | 0 | 0.0095216 | 6.474e-07 | 0 | 6.474e-07 | 0 | 0 | 0 | 0 | 1.3635e-07 | 2.9888e-07 | 0 | 2.9888e-07 | [17 empty] | 7.3.3.17.5 (Remote Grid) Updates to grid topology to minimize risk of ignition in HFTDs Remote GridWLDFREquipment / facility failureAggregated | WLDFR | HFTD - Distribution - Tier 2 - 3QU CoRE ¦ 2QU LoRE | Red Flag Warning - Destructive Fires | Equipment / facility failure | Aggregated | 2022 | 2.0672e-06 | 791.1377 | 0.0016355 | 2022 | Mitigation | 0.95 | 45 | 0 | esc | 0.00097009 | 2.0054e-09 | 0 | 0
[35 empty] | 7.3.3.17.6 Updates to grid topology to minimize risk of ignition in HFTDs Butte County Rebuild | WLDFR | HFTD - Distribution - Tier 3 - 5QU CoRE ¦ 1QU LoRE | 2040 | 0.27651 | 0.033361 | 0.15328 | 0 | 0.15328 |  |  |  |  | 0.057571 | 0.26451 | 0 | 0.26451 | 0.042382 |  | 0.073138 | 0.090933 | 0.025144 | Column23: 0.41778; Column24: 0.11552; Column25: 0; Column26: 0; Column27: 0.41778; Column28: 0.11552; Column29: 0.072613; Column30: 0.33361; Column31: 0; Column32: 0.33361; Column33: 0.092246 | WLDFR | HFTD - Distribution - Tier 3 - 5QU CoRE ¦ 1QU LoRE | Non-Red Flag Warning - Small Fires | 2023 | 8.3105e-06 | 8.3105e-06 | 0.080408 | 0.03759 | 0.0016314 | 0.041187 | 0 | 0 | 0.0095216 | 6.6824e-07 | 0 | 6.6824e-07 | 6.6824e-07 | 0 | 6.6824e-07 | 0 | 1.4278e-07 | 3.1297e-07 | 0 | 3.1297e-07 | [17 empty] | 7.3.3.17.5 (Remote Grid) Updates to grid topology to minimize risk of ignition in HFTDs Remote GridWLDFREquipment / facility failureAggregated | WLDFR | HFTD - Distribution - Tier 2 - 3QU CoRE ¦ 2QU LoRE | Red Flag Warning - Destructive Fires | Equipment / facility failure | Aggregated | 2023 | 2.0672e-06 | 791.1377 | 0.0016355 | 2023 | Mitigation | 0.95 | 45 | 0 | esc | 0.00097009 | 2.0054e-09 | 0.00097009 | 2.0054e-09
[35 empty] | 7.3.3.17.6 Updates to grid topology to minimize risk of ignition in HFTDs Butte County Rebuild | WLDFR | HFTD - Distribution - Tier 3 - 5QU CoRE ¦ 1QU LoRE | 2041 | 0.25842 | 0.033361 | 0.15328 | 0 | 0.15328 |  |  |  |  | 0.057571 | 0.26451 | 0 | 0.26451 | 0.039609 |  | 0.068353 | 0.090933 | 0.023499 | Column23: 0.41778; Column24: 0.10796; Column25: 0; Column26: 0; Column27: 0.41778; Column28: 0.10796; Column29: 0.072613; Column30: 0.33361; Column31: 0; Column32: 0.33361; Column33: 0.086212 | WLDFR | HFTD - Distribution - Tier 3 - 5QU CoRE ¦ 1QU LoRE | Non-Red Flag Warning - Small Fires | 2024 | 8.3105e-06 | 8.3105e-06 | 0.080408 | 0.03759 | 0.0016314 | 0.041187 | 0 | 0 | 0.0095216 | 6.6824e-07 | 0 | 6.6824e-07 | 6.6824e-07 | 0 | 6.6824e-07 | 0 | 1.4278e-07 | 3.1297e-07 | 0 | 3.1297e-07 | [17 empty] | 7.3.3.17.5 (Remote Grid) Updates to grid topology to minimize risk of ignition in HFTDs Remote GridWLDFREquipment / facility failureAggregated | WLDFR | HFTD - Distribution - Tier 2 - 3QU CoRE ¦ 2QU LoRE | Red Flag Warning - Destructive Fires | Equipment / facility failure | Aggregated | 2024 | 2.0672e-06 | 791.1377 | 0.0016355 | 2024 | Mitigation | 0.95 | 45 | 0 | esc | 0.00097009 | 2.0054e-09 | 0.00097009 | 2.0054e-09
[35 empty] | 7.3.3.17.6 Updates to grid topology to minimize risk of ignition in HFTDs Butte County Rebuild | WLDFR | HFTD - Distribution - Tier 3 - 5QU CoRE ¦ 1QU LoRE | 2042 | 0.24151 | 0.033361 | 0.15328 | 0 | 0.15328 |  |  |  |  | 0.057571 | 0.26451 | 0 | 0.26451 | 0.037018 |  | 0.063882 | 0.090933 | 0.021961 | Column23: 0.41778; Column24: 0.1009; Column25: 0; Column26: 0; Column27: 0.41778; Column28: 0.1009; Column29: 0.072613; Column30: 0.33361; Column31: 0; Column32: 0.33361; Column33: 0.080572 | WLDFR | HFTD - Distribution - Tier 3 - 5QU CoRE ¦ 1QU LoRE | Non-Red Flag Warning - Small Fires | 2025 | 8.3105e-06 | 8.3105e-06 | 0.080408 | 0.03759 | 0.0016314 | 0.041187 | 0 | 0 | 0.0095216 | 6.6824e-07 | 0 | 6.6824e-07 | 6.6824e-07 | 0 | 6.6824e-07 | 0 | 1.4278e-07 | 3.1297e-07 | 0 | 3.1297e-07 | [17 empty] | 7.3.3.17.5 (Remote Grid) Updates to grid topology to minimize risk of ignition in HFTDs Remote GridWLDFREquipment / facility failureAggregated | WLDFR | HFTD - Distribution - Tier 2 - 3QU CoRE ¦ 2QU LoRE | Red Flag Warning - Destructive Fires | Equipment / facility failure | Aggregated | 2025 | 2.0672e-06 | 791.1377 | 0.0016355 | 2025 | Mitigation | 0.95 | 45 | 0 | esc | 0.00097009 | 2.0054e-09 | 0.00097009 | 2.0054e-09
[35 empty] | 7.3.3.17.6 Updates to grid topology to minimize risk of ignition in HFTDs Butte County Rebuild | WLDFR | HFTD - Distribution - Tier 3 - 5QU CoRE ¦ 1QU LoRE | 2043 | 0.22571 | 0.033361 | 0.16092 | 0 | 0.16092 |  |  |  |  | 0.057571 | 0.27771 | 0 | 0.27771 | 0.036323 |  | 0.062682 | 0.090933 | 0.020525 | Column23: 0.43863; Column24: 0.099005; Column25: 0; Column26: 0; Column27: 0.43863; Column28: 0.099005; Column29: 0.072613; Column30: 0.35026; Column31: 0; Column32: 0.35026; Column33: 0.079058 | WLDFR | HFTD - Distribution - Tier 3 - 5QU CoRE ¦ 1QU LoRE | Non-Red Flag Warning - Small Fires | 2026 | 8.3105e-06 | 8.3105e-06 | 0.080408 | 0.03759 | 0.0016314 | 0.041187 | 0 | 0 | 0.0095216 | 6.6824e-07 | 0 | 6.6824e-07 | 6.6824e-07 | 0 | 6.6824e-07 | 0 | 1.4278e-07 | 3.1297e-07 | 0 | 3.1297e-07 | [17 empty] | 7.3.3.17.5 (Remote Grid) Updates to grid topology to minimize risk of ignition in HFTDs Remote GridWLDFREquipment / facility failureAggregated | WLDFR | HFTD - Distribution - Tier 2 - 3QU CoRE ¦ 2QU LoRE | Red Flag Warning - Destructive Fires | Equipment / facility failure | Aggregated | 2026 | 2.0672e-06 | 791.1377 | 0.0016355 | 2026 | Mitigation | 0.95 | 45 | 0 | esc | 0.00097009 | 2.0054e-09 | 0.00097009 | 2.0054e-09
[35 empty] | 7.3.3.17.6 Updates to grid topology to minimize risk of ignition in HFTDs Butte County Rebuild | WLDFR | HFTD - Distribution - Tier 3 - 5QU CoRE ¦ 1QU LoRE | 2044 | 0.21095 | 0.033361 | 0.16092 | 0 | 0.16092 |  |  |  |  | 0.057571 | 0.27771 | 0 | 0.27771 | 0.033947 |  | 0.058581 | 0.090933 | 0.019182 | Column23: 0.43863; Column24: 0.092528; Column25: 0; Column26: 0; Column27: 0.43863; Column28: 0.092528; Column29: 0.072613; Column30: 0.35026; Column31: 0; Column32: 0.35026; Column33: 0.073886 | WLDFR | HFTD - Distribution - Tier 3 - 5QU CoRE ¦ 1QU LoRE | Non-Red Flag Warning - Small Fires | 2027 | 8.3105e-06 | 8.3105e-06 | 0.080408 | 0.03759 | 0.0016314 | 0.041187 | 0 | 0 | 0.0095216 | 6.6824e-07 | 0 | 6.6824e-07 | 6.6824e-07 | 0 | 6.6824e-07 | 0 | 1.4278e-07 | 3.1297e-07 | 0 | 3.1297e-07 | [17 empty] | 7.3.3.17.5 (Remote Grid) Updates to grid topology to minimize risk of ignition in HFTDs Remote GridWLDFREquipment / facility failureAggregated | WLDFR | HFTD - Distribution - Tier 2 - 3QU CoRE ¦ 2QU LoRE | Red Flag Warning - Destructive Fires | Equipment / facility failure | Aggregated | 2027 | 2.0672e-06 | 791.1377 | 0.0016355 | 2027 | Mitigation | 0.95 | 45 | 0 | esc | 0.00097009 | 2.0054e-09 | 0.00097009 | 2.0054e-09
[35 empty] | 7.3.3.17.6 Updates to grid topology to minimize risk of ignition in HFTDs Butte County Rebuild | WLDFR | HFTD - Distribution - Tier 3 - 5QU CoRE ¦ 1QU LoRE | 2045 | 0.19715 | 0.033361 | 0.16092 | 0 | 0.16092 |  |  |  |  | 0.057571 | 0.27771 | 0 | 0.27771 | 0.031726 |  | 0.054749 | 0.090933 | 0.017927 | Column23: 0.43863; Column24: 0.086475; Column25: 0; Column26: 0; Column27: 0.43863; Column28: 0.086475; Column29: 0.072613; Column30: 0.35026; Column31: 0; Column32: 0.35026; Column33: 0.069053 | WLDFR | HFTD - Distribution - Tier 3 - 5QU CoRE ¦ 1QU LoRE | Non-Red Flag Warning - Small Fires | 2028 | 8.3105e-06 | 8.3105e-06 | 0.083606 | 0.039055 | 0.001695 | 0.042856 | 0 | 0 | 0.0095216 | 6.9481e-07 | 0 | 6.9481e-07 | 6.9481e-07 | 0 | 6.9481e-07 | 0 | 1.4964e-07 | 3.2801e-07 | 0 | 3.2801e-07 | [17 empty] | 7.3.3.17.5 (Remote Grid) Updates to grid topology to minimize risk of ignition in HFTDs Remote GridWLDFREquipment / facility failureAggregated | WLDFR | HFTD - Distribution - Tier 2 - 3QU CoRE ¦ 2QU LoRE | Red Flag Warning - Destructive Fires | Equipment / facility failure | Aggregated | 2028 | 2.0672e-06 | 791.1377 | 0.0016355 | 2028 | Mitigation | 0.95 | 45 | 0 | esc | 0.00097009 | 2.0054e-09 | 0.00097009 | 2.0054e-09
[35 empty] | 7.3.3.17.6 Updates to grid topology to minimize risk of ignition in HFTDs Butte County Rebuild | WLDFR | HFTD - Distribution - Tier 3 - 5QU CoRE ¦ 1QU LoRE | 2046 | 0.18425 | 0.033361 | 0.16092 | 0 | 0.16092 |  |  |  |  | 0.057571 | 0.27771 | 0 | 0.27771 | 0.02965 |  | 0.051167 | 0.090933 | 0.016754 | Column23: 0.43863; Column24: 0.080817; Column25: 0; Column26: 0; Column27: 0.43863; Column28: 0.080817; Column29: 0.072613; Column30: 0.35026; Column31: 0; Column32: 0.35026; Column33: 0.064535 | WLDFR | HFTD - Distribution - Tier 3 - 5QU CoRE ¦ 1QU LoRE | Non-Red Flag Warning - Small Fires | 2029 | 8.3105e-06 | 8.3105e-06 | 0.083606 | 0.039055 | 0.001695 | 0.042856 | 0 | 0 | 0.0095216 | 6.9481e-07 | 0 | 6.9481e-07 | 6.9481e-07 | 0 | 6.9481e-07 | 0 | 1.4964e-07 | 3.2801e-07 | 0 | 3.2801e-07 | [17 empty] | 7.3.3.17.5 (Remote Grid) Updates to grid topology to minimize risk of ignition in HFTDs Remote GridWLDFREquipment / facility failureAggregated | WLDFR | HFTD - Distribution - Tier 2 - 3QU CoRE ¦ 2QU LoRE | Red Flag Warning - Destructive Fires | Equipment / facility failure | Aggregated | 2029 | 2.0672e-06 | 791.1377 | 0.0016355 | 2029 | Mitigation | 0.95 | 45 | 0 | esc | 0.00097009 | 2.0054e-09 | 0.00097009 | 2.0054e-09
[35 empty] | 7.3.3.17.6 Updates to grid topology to minimize risk of ignition in HFTDs Butte County Rebuild | WLDFR | HFTD - Distribution - Tier 3 - 5QU CoRE ¦ 1QU LoRE | 2047 | 0.1722 | 0.033361 | 0.16092 | 0 | 0.16092 |  |  |  |  | 0.057571 | 0.27771 | 0 | 0.27771 | 0.02771 |  | 0.04782 | 0.090933 | 0.015658 | Column23: 0.43863; Column24: 0.07553; Column25: 0; Column26: 0; Column27: 0.43863; Column28: 0.07553; Column29: 0.072613; Column30: 0.35026; Column31: 0; Column32: 0.35026; Column33: 0.060313 | WLDFR | HFTD - Distribution - Tier 3 - 5QU CoRE ¦ 1QU LoRE | Non-Red Flag Warning - Small Fires | 2030 | 8.3105e-06 | 8.3105e-06 | 0.083606 | 0.039055 | 0.001695 | 0.042856 | 0 | 0 | 0.0095216 | 6.9481e-07 | 0 | 6.9481e-07 | 6.9481e-07 | 0 | 6.9481e-07 | 0 | 1.4964e-07 | 3.2801e-07 | 0 | 3.2801e-07 | [17 empty] | 7.3.3.17.5 (Remote Grid) Updates to grid topology to minimize risk of ignition in HFTDs Remote GridWLDFREquipment / facility failureAggregated | WLDFR | HFTD - Distribution - Tier 2 - 3QU CoRE ¦ 2QU LoRE | Red Flag Warning - Destructive Fires | Equipment / facility failure | Aggregated | 2030 | 2.0672e-06 | 791.1377 | 0.0016355 | 2030 | Mitigation | 0.95 | 45 | 0 | esc | 0.00097009 | 2.0054e-09 | 0.00097009 | 2.0054e-09
[35 empty] | 7.3.3.17.6 Updates to grid topology to minimize risk of ignition in HFTDs Butte County Rebuild | WLDFR | HFTD - Distribution - Tier 3 - 5QU CoRE ¦ 1QU LoRE | 2048 | 0.16093 | 0.033361 | 0.16895 | 0 | 0.16895 |  |  |  |  | 0.057571 | 0.29155 | 0 | 0.29155 | 0.027189 |  | 0.046919 | 0.090933 | 0.014634 | Column23: 0.4605; Column24: 0.074108; Column25: 0; Column26: 0; Column27: 0.4605; Column28: 0.074108; Column29: 0.072613; Column30: 0.36772; Column31: 0; Column32: 0.36772; Column33: 0.059178 | WLDFR | HFTD - Distribution - Tier 3 - 5QU CoRE ¦ 1QU LoRE | Non-Red Flag Warning - Small Fires | 2031 | 8.3105e-06 | 8.3105e-06 | 0.083606 | 0.039055 | 0.001695 | 0.042856 | 0 | 0 | 0.0095216 | 6.9481e-07 | 0 | 6.9481e-07 | 6.9481e-07 | 0 | 6.9481e-07 | 0 | 1.4964e-07 | 3.2801e-07 | 0 | 3.2801e-07 | [17 empty] | 7.3.3.17.5 (Remote Grid) Updates to grid topology to minimize risk of ignition in HFTDs Remote GridWLDFREquipment / facility failureAggregated | WLDFR | HFTD - Distribution - Tier 2 - 3QU CoRE ¦ 2QU LoRE | Red Flag Warning - Destructive Fires | Equipment / facility failure | Aggregated | 2031 | 2.0672e-06 | 791.1377 | 0.0016355 | 2031 | Mitigation | 0.95 | 45 | 0 | esc | 0.00097009 | 2.0054e-09 | 0.00097009 | 2.0054e-09
[35 empty] | 7.3.3.17.6 Updates to grid topology to minimize risk of ignition in HFTDs Butte County Rebuild | WLDFR | HFTD - Distribution - Tier 3 - 5QU CoRE ¦ 1QU LoRE | 2049 | 0.1504 | 0.033361 | 0.16895 | 0 | 0.16895 |  |  |  |  | 0.057571 | 0.29155 | 0 | 0.29155 | 0.02541 |  | 0.04385 | 0.090933 | 0.013676 | Column23: 0.4605; Column24: 0.06926; Column25: 0; Column26: 0; Column27: 0.4605; Column28: 0.06926; Column29: 0.072613; Column30: 0.36772; Column31: 0; Column32: 0.36772; Column33: 0.055306 | WLDFR | HFTD - Distribution - Tier 3 - 5QU CoRE ¦ 1QU LoRE | Non-Red Flag Warning - Small Fires | 2032 | 8.3105e-06 | 8.3105e-06 | 0.083606 | 0.039055 | 0.001695 | 0.042856 | 0 | 0 | 0.0095216 | 6.9481e-07 | 0 | 6.9481e-07 | 6.9481e-07 | 0 | 6.9481e-07 | 0 | 1.4964e-07 | 3.2801e-07 | 0 | 3.2801e-07 | [17 empty] | 7.3.3.17.5 (Remote Grid) Updates to grid topology to minimize risk of ignition in HFTDs Remote GridWLDFREquipment / facility failureAggregated | WLDFR | HFTD - Distribution - Tier 2 - 3QU CoRE ¦ 2QU LoRE | Red Flag Warning - Destructive Fires | Equipment / facility failure | Aggregated | 2032 | 2.0672e-06 | 791.1377 | 0.0016355 | 2032 | Mitigation | 0.95 | 45 | 0 | esc | 0.00097009 | 2.0054e-09 | 0.00097009 | 2.0054e-09
[35 empty] | 7.3.3.17.6 Updates to grid topology to minimize risk of ignition in HFTDs Butte County Rebuild | WLDFR | HFTD - Distribution - Tier 3 - 5QU CoRE ¦ 1QU LoRE | 2050 | 0.14056 | 0.033361 | 0.16895 | 0 | 0.16895 |  |  |  |  | 0.057571 | 0.29155 | 0 | 0.29155 | 0.023748 |  | 0.040981 | 0.090933 | 0.012782 | Column23: 0.4605; Column24: 0.064729; Column25: 0; Column26: 0; Column27: 0.4605; Column28: 0.064729; Column29: 0.072613; Column30: 0.36772; Column31: 0; Column32: 0.36772; Column33: 0.051688 | WLDFR | HFTD - Distribution - Tier 3 - 5QU CoRE ¦ 1QU LoRE | Non-Red Flag Warning - Small Fires | 2033 | 8.3105e-06 | 8.3105e-06 | 0.087211 | 0.040679 | 0.0017655 | 0.044766 | 0 | 0 | 0.0095216 | 7.2477e-07 | 0 | 7.2477e-07 | 7.2477e-07 | 0 | 7.2477e-07 | 0 | 1.5685e-07 | 3.4381e-07 | 0 | 3.4381e-07 | [17 empty] | 7.3.3.17.5 (Remote Grid) Updates to grid topology to minimize risk of ignition in HFTDs Remote GridWLDFREquipment / facility failureAggregated | WLDFR | HFTD - Distribution - Tier 2 - 3QU CoRE ¦ 2QU LoRE | Red Flag Warning - Destructive Fires | Equipment / facility failure | Aggregated | 2033 | 2.0672e-06 | 791.1377 | 0.0016355 | 2033 | Mitigation | 0.95 | 45 | 0 | esc | 0.00097009 | 2.0054e-09 | 0.00097009 | 2.0054e-09
[35 empty] | 7.3.3.17.6 Updates to grid topology to minimize risk of ignition in HFTDs Butte County Rebuild | WLDFR | HFTD - Distribution - Tier 3 - 5QU CoRE ¦ 1QU LoRE | 2051 | 0.13137 | 0.033361 | 0.16895 | 0 | 0.16895 |  |  |  |  | 0.057571 | 0.29155 | 0 | 0.29155 | 0.022194 |  | 0.0383 | 0.090933 | 0.011946 | Column23: 0.4605; Column24: 0.060494; Column25: 0; Column26: 0; Column27: 0.4605; Column28: 0.060494; Column29: 0.072613; Column30: 0.36772; Column31: 0; Column32: 0.36772; Column33: 0.048307 | WLDFR | HFTD - Distribution - Tier 3 - 5QU CoRE ¦ 1QU LoRE | Non-Red Flag Warning - Small Fires | 2034 | 8.3105e-06 | 8.3105e-06 | 0.087211 | 0.040679 | 0.0017655 | 0.044766 | 0 | 0 | 0.0095216 | 7.2477e-07 | 0 | 7.2477e-07 | 7.2477e-07 | 0 | 7.2477e-07 | 0 | 1.5685e-07 | 3.4381e-07 | 0 | 3.4381e-07 | [17 empty] | 7.3.3.17.5 (Remote Grid) Updates to grid topology to minimize risk of ignition in HFTDs Remote GridWLDFREquipment / facility failureAggregated | WLDFR | HFTD - Distribution - Tier 2 - 3QU CoRE ¦ 2QU LoRE | Red Flag Warning - Destructive Fires | Equipment / facility failure | Aggregated | 2034 | 2.0672e-06 | 791.1377 | 0.0016355 | 2034 | Mitigation | 0.95 | 45 | 0 | esc | 0.00097009 | 2.0054e-09 | 0.00097009 | 2.0054e-09
[35 empty] | 7.3.3.17.6 Updates to grid topology to minimize risk of ignition in HFTDs Butte County Rebuild | WLDFR | HFTD - Distribution - Tier 3 - 5QU CoRE ¦ 1QU LoRE | 2052 | 0.12277 | 0.033361 | 0.16895 | 0 | 0.16895 |  |  |  |  | 0.057571 | 0.29155 | 0 | 0.29155 | 0.020742 |  | 0.035795 | 0.090933 | 0.011164 | Column23: 0.4605; Column24: 0.056537; Column25: 0; Column26: 0; Column27: 0.4605; Column28: 0.056537; Column29: 0.072613; Column30: 0.36772; Column31: 0; Column32: 0.36772; Column33: 0.045146 | WLDFR | HFTD - Distribution - Tier 3 - 5QU CoRE ¦ 1QU LoRE | Non-Red Flag Warning - Small Fires | 2035 | 8.3105e-06 | 8.3105e-06 | 0.087211 | 0.040679 | 0.0017655 | 0.044766 | 0 | 0 | 0.0095216 | 7.2477e-07 | 0 | 7.2477e-07 | 7.2477e-07 | 0 | 7.2477e-07 | 0 | 1.5685e-07 | 3.4381e-07 | 0 | 3.4381e-07 | [17 empty] | 7.3.3.17.5 (Remote Grid) Updates to grid topology to minimize risk of ignition in HFTDs Remote GridWLDFREquipment / facility failureAggregated | WLDFR | HFTD - Distribution - Tier 2 - 3QU CoRE ¦ 2QU LoRE | Red Flag Warning - Destructive Fires | Equipment / facility failure | Aggregated | 2035 | 2.0672e-06 | 791.1377 | 0.0016355 | 2035 | Mitigation | 0.95 | 45 | 0 | esc | 0.00097009 | 2.0054e-09 | 0.00097009 | 2.0054e-09
[35 empty] | 7.3.3.17.6 Updates to grid topology to minimize risk of ignition in HFTDs Butte County Rebuild | WLDFR | HFTD - Distribution - Tier 3 - 5QU CoRE ¦ 1QU LoRE | 2053 | 0.11474 | 0.033361 | 0.17724 | 0 | 0.17724 |  |  |  |  | 0.057571 | 0.30587 | 0 | 0.30587 | 0.020337 |  | 0.035096 | 0.090933 | 0.010434 | Column23: 0.48311; Column24: 0.055433; Column25: 0; Column26: 0; Column27: 0.48311; Column28: 0.055433; Column29: 0.072613; Column30: 0.38578; Column31: 0; Column32: 0.38578; Column33: 0.044265 | WLDFR | HFTD - Distribution - Tier 3 - 5QU CoRE ¦ 1QU LoRE | Non-Red Flag Warning - Small Fires | 2036 | 8.3105e-06 | 8.3105e-06 | 0.087211 | 0.040679 | 0.0017655 | 0.044766 | 0 | 0 | 0.0095216 | 7.2477e-07 | 0 | 7.2477e-07 | 7.2477e-07 | 0 | 7.2477e-07 | 0 | 1.5685e-07 | 3.4381e-07 | 0 | 3.4381e-07 | [17 empty] | 7.3.3.17.5 (Remote Grid) Updates to grid topology to minimize risk of ignition in HFTDs Remote GridWLDFREquipment / facility failureAggregated | WLDFR | HFTD - Distribution - Tier 2 - 3QU CoRE ¦ 2QU LoRE | Red Flag Warning - Destructive Fires | Equipment / facility failure | Aggregated | 2036 | 2.0672e-06 | 791.1377 | 0.0016355 | 2036 | Mitigation | 0.95 | 45 | 0 | esc | 0.00097009 | 2.0054e-09 | 0.00097009 | 2.0054e-09
[35 empty] | 7.3.3.17.6 Updates to grid topology to minimize risk of ignition in HFTDs Butte County Rebuild | WLDFR | HFTD - Distribution - Tier 3 - 5QU CoRE ¦ 1QU LoRE | 2054 | 0.10723 | 0.033361 | 0.17724 | 0 | 0.17724 |  |  |  |  | 0.057571 | 0.30587 | 0 | 0.30587 | 0.019007 |  | 0.0328 | 0.090933 | 0.0097511 | Column23: 0.48311; Column24: 0.051806; Column25: 0; Column26: 0; Column27: 0.48311; Column28: 0.051806; Column29: 0.072613; Column30: 0.38578; Column31: 0; Column32: 0.38578; Column33: 0.041369 | WLDFR | HFTD - Distribution - Tier 3 - 5QU CoRE ¦ 1QU LoRE | Non-Red Flag Warning - Small Fires | 2037 | 8.3105e-06 | 8.3105e-06 | 0.087211 | 0.040679 | 0.0017655 | 0.044766 | 0 | 0 | 0.0095216 | 7.2477e-07 | 0 | 7.2477e-07 | 7.2477e-07 | 0 | 7.2477e-07 | 0 | 1.5685e-07 | 3.4381e-07 | 0 | 3.4381e-07 | [17 empty] | 7.3.3.17.5 (Remote Grid) Updates to grid topology to minimize risk of ignition in HFTDs Remote GridWLDFREquipment / facility failureAggregated | WLDFR | HFTD - Distribution - Tier 2 - 3QU CoRE ¦ 2QU LoRE | Red Flag Warning - Destructive Fires | Equipment / facility failure | Aggregated | 2037 | 2.0672e-06 | 791.1377 | 0.0016355 | 2037 | Mitigation | 0.95 | 45 | 0 | esc | 0.00097009 | 2.0054e-09 | 0.00097009 | 2.0054e-09
[35 empty] | 7.3.3.17.6 Updates to grid topology to minimize risk of ignition in HFTDs Butte County Rebuild | WLDFR | HFTD - Distribution - Tier 3 - 5QU CoRE ¦ 1QU LoRE | 2055 | 0.10022 | 0.033361 | 0.17724 | 0 | 0.17724 |  |  |  |  | 0.057571 | 0.30587 | 0 | 0.30587 | 0.017763 |  | 0.030654 | 0.090933 | 0.0091132 | Column23: 0.48311; Column24: 0.048417; Column25: 0; Column26: 0; Column27: 0.48311; Column28: 0.048417; Column29: 0.072613; Column30: 0.38578; Column31: 0; Column32: 0.38578; Column33: 0.038662 | WLDFR | HFTD - Distribution - Tier 3 - 5QU CoRE ¦ 1QU LoRE | Non-Red Flag Warning - Small Fires | 2038 | 8.3105e-06 | 8.3105e-06 | 0.091184 | 0.042438 | 0.0018418 | 0.046905 | 0 | 0 | 0.0095216 | 7.5779e-07 | 0 | 7.5779e-07 | 7.5779e-07 | 0 | 7.5779e-07 | 0 | 1.6434e-07 | 3.6023e-07 | 0 | 3.6023e-07 | [17 empty] | 7.3.3.17.5 (Remote Grid) Updates to grid topology to minimize risk of ignition in HFTDs Remote GridWLDFREquipment / facility failureAggregated | WLDFR | HFTD - Distribution - Tier 2 - 3QU CoRE ¦ 2QU LoRE | Red Flag Warning - Destructive Fires | Equipment / facility failure | Aggregated | 2038 | 2.0672e-06 | 791.1377 | 0.0016355 | 2038 | Mitigation | 0.95 | 45 | 0 | esc | 0.00097009 | 2.0054e-09 | 0.00097009 | 2.0054e-09
[35 empty] | 7.3.3.17.6 Updates to grid topology to minimize risk of ignition in HFTDs Butte County Rebuild | WLDFR | HFTD - Distribution - Tier 3 - 5QU CoRE ¦ 1QU LoRE | 2056 | 0.093663 | 0.033361 | 0.17724 | 0 | 0.17724 |  |  |  |  | 0.057571 | 0.30587 | 0 | 0.30587 | 0.016601 |  | 0.028648 | 0.090933 | 0.008517 | Column23: 0.48311; Column24: 0.04525; Column25: 0; Column26: 0; Column27: 0.48311; Column28: 0.04525; Column29: 0.072613; Column30: 0.38578; Column31: 0; Column32: 0.38578; Column33: 0.036133 | WLDFR | HFTD - Distribution - Tier 3 - 5QU CoRE ¦ 1QU LoRE | Non-Red Flag Warning - Small Fires | 2039 | 8.3105e-06 | 8.3105e-06 | 0.091184 | 0.042438 | 0.0018418 | 0.046905 | 0 | 0 | 0.0095216 | 7.5779e-07 | 0 | 7.5779e-07 | 7.5779e-07 | 0 | 7.5779e-07 | 0 | 1.6434e-07 | 3.6023e-07 | 0 | 3.6023e-07 | [17 empty] | 7.3.3.17.5 (Remote Grid) Updates to grid topology to minimize risk of ignition in HFTDs Remote GridWLDFREquipment / facility failureAggregated | WLDFR | HFTD - Distribution - Tier 2 - 3QU CoRE ¦ 2QU LoRE | Red Flag Warning - Destructive Fires | Equipment / facility failure | Aggregated | 2039 | 2.0672e-06 | 791.1377 | 0.0016355 | 2039 | Mitigation | 0.95 | 45 | 0 | esc | 0.00097009 | 2.0054e-09 | 0.00097009 | 2.0054e-09
[35 empty] | 7.3.3.17.6 Updates to grid topology to minimize risk of ignition in HFTDs Butte County Rebuild | WLDFR | HFTD - Distribution - Tier 3 - 5QU CoRE ¦ 1QU LoRE | 2057 | 0.087535 | 0.033361 | 0.17724 | 0 | 0.17724 |  |  |  |  | 0.057571 | 0.30587 | 0 | 0.30587 | 0.015515 |  | 0.026774 | 0.090933 | 0.0079598 | Column23: 0.48311; Column24: 0.042289; Column25: 0; Column26: 0; Column27: 0.48311; Column28: 0.042289; Column29: 0.072613; Column30: 0.38578; Column31: 0; Column32: 0.38578; Column33: 0.033769 | WLDFR | HFTD - Distribution - Tier 3 - 5QU CoRE ¦ 1QU LoRE | Non-Red Flag Warning - Small Fires | 2040 | 8.3105e-06 | 8.3105e-06 | 0.091184 | 0.042438 | 0.0018418 | 0.046905 | 0 | 0 | 0.0095216 | 7.5779e-07 | 0 | 7.5779e-07 | 7.5779e-07 | 0 | 7.5779e-07 | 0 | 1.6434e-07 | 3.6023e-07 | 0 | 3.6023e-07 | [17 empty] | 7.3.3.17.5 (Remote Grid) Updates to grid topology to minimize risk of ignition in HFTDs Remote GridWLDFREquipment / facility failureAggregated | WLDFR | HFTD - Distribution - Tier 2 - 3QU CoRE ¦ 2QU LoRE | Red Flag Warning - Destructive Fires | Equipment / facility failure | Aggregated | 2040 | 2.0672e-06 | 791.1377 | 0.0016355 | 2040 | Mitigation | 0.95 | 45 | 0 | esc | 0.00097009 | 2.0054e-09 | 0.00097009 | 2.0054e-09
[35 empty] | 7.3.3.17.6 Updates to grid topology to minimize risk of ignition in HFTDs Butte County Rebuild | WLDFR | HFTD - Distribution - Tier 3 - 5QU CoRE ¦ 1QU LoRE | 2058 | 0.081809 | 0.033361 | 0.18571 | 0 | 0.18571 |  |  |  |  | 0.057571 | 0.32048 | 0 | 0.32048 | 0.015193 |  | 0.026218 | 0.090933 | 0.0074391 | Column23: 0.5062; Column24: 0.041411; Column25: 0; Column26: 0; Column27: 0.5062; Column28: 0.041411; Column29: 0.072613; Column30: 0.40421; Column31: 0; Column32: 0.40421; Column33: 0.033068 | WLDFR | HFTD - Distribution - Tier 3 - 5QU CoRE ¦ 1QU LoRE | Non-Red Flag Warning - Small Fires | 2041 | 8.3105e-06 | 8.3105e-06 | 0.091184 | 0.042438 | 0.0018418 | 0.046905 | 0 | 0 | 0.0095216 | 7.5779e-07 | 0 | 7.5779e-07 | 7.5779e-07 | 0 | 7.5779e-07 | 0 | 1.6434e-07 | 3.6023e-07 | 0 | 3.6023e-07 | [17 empty] | 7.3.3.17.5 (Remote Grid) Updates to grid topology to minimize risk of ignition in HFTDs Remote GridWLDFREquipment / facility failureAggregated | WLDFR | HFTD - Distribution - Tier 2 - 3QU CoRE ¦ 2QU LoRE | Red Flag Warning - Destructive Fires | Equipment / facility failure | Aggregated | 2041 | 2.0672e-06 | 791.1377 | 0.0016355 | 2041 | Mitigation | 0.95 | 45 | 0 | esc | 0.00097009 | 2.0054e-09 | 0.00097009 | 2.0054e-09
[35 empty] | 7.3.3.17.6 Updates to grid topology to minimize risk of ignition in HFTDs Butte County Rebuild | WLDFR | HFTD - Distribution - Tier 3 - 5QU CoRE ¦ 1QU LoRE | 2059 | 0.076457 | 0.033361 | 0.18571 | 0 | 0.18571 |  |  |  |  | 0.057571 | 0.32048 | 0 | 0.32048 | 0.014199 |  | 0.024503 | 0.090933 | 0.0069524 | Column23: 0.5062; Column24: 0.038702; Column25: 0; Column26: 0; Column27: 0.5062; Column28: 0.038702; Column29: 0.072613; Column30: 0.40421; Column31: 0; Column32: 0.40421; Column33: 0.030905 | WLDFR | HFTD - Distribution - Tier 3 - 5QU CoRE ¦ 1QU LoRE | Non-Red Flag Warning - Small Fires | 2042 | 8.3105e-06 | 8.3105e-06 | 0.091184 | 0.042438 | 0.0018418 | 0.046905 | 0 | 0 | 0.0095216 | 7.5779e-07 | 0 | 7.5779e-07 | 7.5779e-07 | 0 | 7.5779e-07 | 0 | 1.6434e-07 | 3.6023e-07 | 0 | 3.6023e-07 | [17 empty] | 7.3.3.17.5 (Remote Grid) Updates to grid topology to minimize risk of ignition in HFTDs Remote GridWLDFREquipment / facility failureAggregated | WLDFR | HFTD - Distribution - Tier 2 - 3QU CoRE ¦ 2QU LoRE | Red Flag Warning - Destructive Fires | Equipment / facility failure | Aggregated | 2042 | 2.0672e-06 | 791.1377 | 0.0016355 | 2042 | Mitigation | 0.95 | 45 | 0 | esc | 0.00097009 | 2.0054e-09 | 0.00097009 | 2.0054e-09
[35 empty] | 7.3.3.17.6 Updates to grid topology to minimize risk of ignition in HFTDs Butte County Rebuild | WLDFR | HFTD - Distribution - Tier 3 - 5QU CoRE ¦ 1QU LoRE | 2060 | 0.071455 | 0.033361 | 0.18571 | 0 | 0.18571 |  |  |  |  | 0.057571 | 0.32048 | 0 | 0.32048 | 0.01327 |  | 0.0229 | 0.090933 | 0.0064976 | Column23: 0.5062; Column24: 0.03617; Column25: 0; Column26: 0; Column27: 0.5062; Column28: 0.03617; Column29: 0.072613; Column30: 0.40421; Column31: 0; Column32: 0.40421; Column33: 0.028883 | WLDFR | HFTD - Distribution - Tier 3 - 5QU CoRE ¦ 1QU LoRE | Non-Red Flag Warning - Small Fires | 2043 | 8.3105e-06 | 8.3105e-06 | 0.095486 | 0.044306 | 0.0019228 | 0.049257 | 0 | 0 | 0.0095216 | 7.9354e-07 | 0 | 7.9354e-07 | 7.9354e-07 | 0 | 7.9354e-07 | 0 | 1.7202e-07 | 3.7706e-07 | 0 | 3.7706e-07 | [17 empty] | 7.3.3.17.5 (Remote Grid) Updates to grid topology to minimize risk of ignition in HFTDs Remote GridWLDFREquipment / facility failureAggregated | WLDFR | HFTD - Distribution - Tier 2 - 3QU CoRE ¦ 2QU LoRE | Red Flag Warning - Destructive Fires | Equipment / facility failure | Aggregated | 2043 | 2.0672e-06 | 791.1377 | 0.0016355 | 2043 | Mitigation | 0.95 | 45 | 0 | esc | 0.00097009 | 2.0054e-09 | 0.00097009 | 2.0054e-09
[35 empty] | 7.3.3.17.6 Updates to grid topology to minimize risk of ignition in HFTDs Butte County Rebuild | WLDFR | HFTD - Distribution - Tier 3 - 5QU CoRE ¦ 1QU LoRE | 2061 | 0.06678 | 0.033361 | 0.18571 | 0 | 0.18571 |  |  |  |  | 0.057571 | 0.32048 | 0 | 0.32048 | 0.012402 |  | 0.021402 | 0.090933 | 0.0060725 | Column23: 0.5062; Column24: 0.033804; Column25: 0; Column26: 0; Column27: 0.5062; Column28: 0.033804; Column29: 0.072613; Column30: 0.40421; Column31: 0; Column32: 0.40421; Column33: 0.026993 | WLDFR | HFTD - Distribution - Tier 3 - 5QU CoRE ¦ 1QU LoRE | Non-Red Flag Warning - Small Fires | 2044 | 8.3105e-06 | 8.3105e-06 | 0.095486 | 0.044306 | 0.0019228 | 0.049257 | 0 | 0 | 0.0095216 | 7.9354e-07 | 0 | 7.9354e-07 | 7.9354e-07 | 0 | 7.9354e-07 | 0 | 1.7202e-07 | 3.7706e-07 | 0 | 3.7706e-07 | [17 empty] | 7.3.3.17.5 (Remote Grid) Updates to grid topology to minimize risk of ignition in HFTDs Remote GridWLDFREquipment / facility failureAggregated | WLDFR | HFTD - Distribution - Tier 2 - 3QU CoRE ¦ 2QU LoRE | Red Flag Warning - Destructive Fires | Equipment / facility failure | Aggregated | 2044 | 2.0672e-06 | 791.1377 | 0.0016355 | 2044 | Mitigation | 0.95 | 45 | 0 | esc | 0.00097009 | 2.0054e-09 | 0.00097009 | 2.0054e-09
[35 empty] | 7.3.3.17.6 Updates to grid topology to minimize risk of ignition in HFTDs Butte County Rebuild | WLDFR | HFTD - Distribution - Tier 3 - 5QU CoRE ¦ 1QU LoRE | 2062 | 0.062412 | 0.033361 | 0.18571 | 0 | 0.18571 |  |  |  |  | 0.057571 | 0.32048 | 0 | 0.32048 | 0.011591 |  | 0.020002 | 0.090933 | 0.0056753 | Column23: 0.5062; Column24: 0.031592; Column25: 0; Column26: 0; Column27: 0.5062; Column28: 0.031592; Column29: 0.072613; Column30: 0.40421; Column31: 0; Column32: 0.40421; Column33: 0.025228 | WLDFR | HFTD - Distribution - Tier 3 - 5QU CoRE ¦ 1QU LoRE | Non-Red Flag Warning - Small Fires | 2045 | 8.3105e-06 | 8.3105e-06 | 0.095486 | 0.044306 | 0.0019228 | 0.049257 | 0 | 0 | 0.0095216 | 7.9354e-07 | 0 | 7.9354e-07 | 7.9354e-07 | 0 | 7.9354e-07 | 0 | 1.7202e-07 | 3.7706e-07 | 0 | 3.7706e-07 | [17 empty] | 7.3.3.17.5 (Remote Grid) Updates to grid topology to minimize risk of ignition in HFTDs Remote GridWLDFREquipment / facility failureAggregated | WLDFR | HFTD - Distribution - Tier 2 - 3QU CoRE ¦ 2QU LoRE | Red Flag Warning - Destructive Fires | Equipment / facility failure | Aggregated | 2045 | 2.0672e-06 | 791.1377 | 0.0016355 | 2045 | Mitigation | 0.95 | 45 | 0 | esc | 0.00097009 | 2.0054e-09 | 0.00097009 | 2.0054e-09
[35 empty] | 7.3.3.17.6 Updates to grid topology to minimize risk of ignition in HFTDs Butte County Rebuild | WLDFR | HFTD - Distribution - Tier 3 - 5QU CoRE ¦ 1QU LoRE | 2063 | 0.058329 | 0.033361 | 0.19425 | 0 | 0.19425 |  |  |  |  | 0.057571 | 0.33522 | 0 | 0.33522 | 0.011331 |  | 0.019553 | 0.090933 | 0.005304 | Column23: 0.52947; Column24: 0.030883; Column25: 0; Column26: 0; Column27: 0.52947; Column28: 0.030883; Column29: 0.072613; Column30: 0.4228; Column31: 0; Column32: 0.4228; Column33: 0.024661 | WLDFR | HFTD - Distribution - Tier 3 - 5QU CoRE ¦ 1QU LoRE | Non-Red Flag Warning - Small Fires | 2046 | 8.3105e-06 | 8.3105e-06 | 0.095486 | 0.044306 | 0.0019228 | 0.049257 | 0 | 0 | 0.0095216 | 7.9354e-07 | 0 | 7.9354e-07 | 7.9354e-07 | 0 | 7.9354e-07 | 0 | 1.7202e-07 | 3.7706e-07 | 0 | 3.7706e-07 | [17 empty] | 7.3.3.17.5 (Remote Grid) Updates to grid topology to minimize risk of ignition in HFTDs Remote GridWLDFREquipment / facility failureAggregated | WLDFR | HFTD - Distribution - Tier 2 - 3QU CoRE ¦ 2QU LoRE | Red Flag Warning - Destructive Fires | Equipment / facility failure | Aggregated | 2046 | 2.0672e-06 | 791.1377 | 0.0016355 | 2046 | Mitigation | 0.95 | 45 | 0 | esc | 0.00097009 | 2.0054e-09 | 0.00097009 | 2.0054e-09
[35 empty] | 7.3.3.17.6 Updates to grid topology to minimize risk of ignition in HFTDs Butte County Rebuild | WLDFR | HFTD - Distribution - Tier 3 - 5QU CoRE ¦ 1QU LoRE | 2064 | 0.054513 | 0.033361 | 0.19425 | 0 | 0.19425 |  |  |  |  | 0.057571 | 0.33522 | 0 | 0.33522 | 0.010589 |  | 0.018274 | 0.090933 | 0.004957 | Column23: 0.52947; Column24: 0.028863; Column25: 0; Column26: 0; Column27: 0.52947; Column28: 0.028863; Column29: 0.072613; Column30: 0.4228; Column31: 0; Column32: 0.4228; Column33: 0.023048 | WLDFR | HFTD - Distribution - Tier 3 - 5QU CoRE ¦ 1QU LoRE | Non-Red Flag Warning - Small Fires | 2047 | 8.3105e-06 | 8.3105e-06 | 0.095486 | 0.044306 | 0.0019228 | 0.049257 | 0 | 0 | 0.0095216 | 7.9354e-07 | 0 | 7.9354e-07 | 7.9354e-07 | 0 | 7.9354e-07 | 0 | 1.7202e-07 | 3.7706e-07 | 0 | 3.7706e-07 | [17 empty] | 7.3.3.17.5 (Remote Grid) Updates to grid topology to minimize risk of ignition in HFTDs Remote GridWLDFREquipment / facility failureAggregated | WLDFR | HFTD - Distribution - Tier 2 - 3QU CoRE ¦ 2QU LoRE | Red Flag Warning - Destructive Fires | Equipment / facility failure | Aggregated | 2047 | 2.0672e-06 | 791.1377 | 0.0016355 | 2047 | Mitigation | 0.95 | 45 | 0 | esc | 0.00097009 | 2.0054e-09 | 0.00097009 | 2.0054e-09
[35 empty] | 7.3.3.17.6 Updates to grid topology to minimize risk of ignition in HFTDs Butte County Rebuild | WLDFR | HFTD - Distribution - Tier 3 - 5QU CoRE ¦ 1QU LoRE | 2065 | 0.050946 | 0.033361 | 0.19425 | 0 | 0.19425 |  |  |  |  | 0.057571 | 0.33522 | 0 | 0.33522 | 0.0098965 |  | 0.017078 | 0.090933 | 0.0046327 | Column23: 0.52947; Column24: 0.026975; Column25: 0; Column26: 0; Column27: 0.52947; Column28: 0.026975; Column29: 0.072613; Column30: 0.4228; Column31: 0; Column32: 0.4228; Column33: 0.02154 | WLDFR | HFTD - Distribution - Tier 3 - 5QU CoRE ¦ 1QU LoRE | Non-Red Flag Warning - Small Fires | 2048 | 8.3105e-06 | 8.3105e-06 | 0.10007 | 0.04626 | 0.0020076 | 0.051804 | 0 | 0 | 0.0095216 | 8.3165e-07 | 0 | 8.3165e-07 | 8.3165e-07 | 0 | 8.3165e-07 | 0 | 1.798e-07 | 3.9412e-07 | 0 | 3.9412e-07 | [17 empty] | 7.3.3.17.5 (Remote Grid) Updates to grid topology to minimize risk of ignition in HFTDs Remote GridWLDFREquipment / facility failureAggregated | WLDFR | HFTD - Distribution - Tier 2 - 3QU CoRE ¦ 2QU LoRE | Red Flag Warning - Destructive Fires | Equipment / facility failure | Aggregated | 2048 | 2.0672e-06 | 791.1377 | 0.0016355 | 2048 | Mitigation | 0.95 | 45 | 0 | esc | 0.00097009 | 2.0054e-09 | 0.00097009 | 2.0054e-09
[35 empty] | 7.3.3.17.6 Updates to grid topology to minimize risk of ignition in HFTDs Butte County Rebuild | WLDFR | HFTD - Distribution - Tier 3 - 5QU CoRE ¦ 1QU LoRE | 2066 | 0.047613 | 0.033361 | 0.19425 | 0 | 0.19425 |  |  |  |  | 0.057571 | 0.33522 | 0 | 0.33522 | 0.0092491 |  | 0.015961 | 0.090933 | 0.0043296 | Column23: 0.52947; Column24: 0.02521; Column25: 0; Column26: 0; Column27: 0.52947; Column28: 0.02521; Column29: 0.072613; Column30: 0.4228; Column31: 0; Column32: 0.4228; Column33: 0.020131 | WLDFR | HFTD - Distribution - Tier 3 - 5QU CoRE ¦ 1QU LoRE | Non-Red Flag Warning - Small Fires | 2049 | 8.3105e-06 | 8.3105e-06 | 0.10007 | 0.04626 | 0.0020076 | 0.051804 | 0 | 0 | 0.0095216 | 8.3165e-07 | 0 | 8.3165e-07 | 8.3165e-07 | 0 | 8.3165e-07 | 0 | 1.798e-07 | 3.9412e-07 | 0 | 3.9412e-07 | [17 empty] | 7.3.3.17.5 (Remote Grid) Updates to grid topology to minimize risk of ignition in HFTDs Remote GridWLDFREquipment / facility failureAggregated | WLDFR | HFTD - Distribution - Tier 2 - 3QU CoRE ¦ 2QU LoRE | Red Flag Warning - Destructive Fires | Equipment / facility failure | Aggregated | 2049 | 2.0672e-06 | 791.1377 | 0.0016355 | 2049 | Mitigation | 0.95 | 45 | 0 | esc | 0.00097009 | 2.0054e-09 | 0.00097009 | 2.0054e-09
[35 empty] | 7.3.3.17.6 Updates to grid topology to minimize risk of ignition in HFTDs Butte County Rebuild | WLDFR | HFTD - Distribution - Tier 3 - 5QU CoRE ¦ 1QU LoRE | 2067 | 0.044499 | 0.033361 | 0.19425 | 0 | 0.19425 |  |  |  |  | 0.057571 | 0.33522 | 0 | 0.33522 | 0.008644 |  | 0.014917 | 0.090933 | 0.0040464 | Column23: 0.52947; Column24: 0.023561; Column25: 0; Column26: 0; Column27: 0.52947; Column28: 0.023561; Column29: 0.072613; Column30: 0.4228; Column31: 0; Column32: 0.4228; Column33: 0.018814 | WLDFR | HFTD - Distribution - Tier 3 - 5QU CoRE ¦ 1QU LoRE | Non-Red Flag Warning - Small Fires | 2050 | 8.3105e-06 | 8.3105e-06 | 0.10007 | 0.04626 | 0.0020076 | 0.051804 | 0 | 0 | 0.0095216 | 8.3165e-07 | 0 | 8.3165e-07 | 8.3165e-07 | 0 | 8.3165e-07 | 0 | 1.798e-07 | 3.9412e-07 | 0 | 3.9412e-07 | [17 empty] | 7.3.3.17.5 (Remote Grid) Updates to grid topology to minimize risk of ignition in HFTDs Remote GridWLDFREquipment / facility failureAggregated | WLDFR | HFTD - Distribution - Tier 2 - 3QU CoRE ¦ 2QU LoRE | Red Flag Warning - Destructive Fires | Equipment / facility failure | Aggregated | 2050 | 2.0672e-06 | 791.1377 | 0.0016355 | 2050 | Mitigation | 0.95 | 45 | 0 | esc | 0.00097009 | 2.0054e-09 | 0.00097009 | 2.0054e-09
[35 empty] | 7.3.3.17.6 Updates to grid topology to minimize risk of ignition in HFTDs Butte County Rebuild | WLDFR | HFTD - Distribution - Tier 3 - 5QU CoRE ¦ 1QU LoRE | 2068 | 0.041587 | 0.033361 | 0.20276 | 0 | 0.20276 |  |  |  |  | 0.057571 | 0.3499 | 0 | 0.3499 | 0.0084323 |  | 0.014552 | 0.090933 | 0.0037817 | Column23: 0.55267; Column24: 0.022984; Column25: 0; Column26: 0; Column27: 0.55267; Column28: 0.022984; Column29: 0.072613; Column30: 0.44132; Column31: 0; Column32: 0.44132; Column33: 0.018353 | WLDFR | HFTD - Distribution - Tier 3 - 5QU CoRE ¦ 1QU LoRE | Non-Red Flag Warning - Small Fires | 2051 | 8.3105e-06 | 8.3105e-06 | 0.10007 | 0.04626 | 0.0020076 | 0.051804 | 0 | 0 | 0.0095216 | 8.3165e-07 | 0 | 8.3165e-07 | 8.3165e-07 | 0 | 8.3165e-07 | 0 | 0 | 3.9412e-07 | 0 | 3.9412e-07 | [17 empty] | 7.3.3.17.5 (Remote Grid) Updates to grid topology to minimize risk of ignition in HFTDs Remote GridWLDFREquipment / facility failureAggregated | WLDFR | HFTD - Distribution - Tier 2 - 3QU CoRE ¦ 2QU LoRE | Red Flag Warning - Destructive Fires | Equipment / facility failure | Aggregated | 2051 | 2.0672e-06 | 791.1377 | 0.0016355 | 2051 | Mitigation | 0.95 | 45 | 0 | esc | 0.00097009 | 2.0054e-09 | 0.00097009 | 2.0054e-09
[35 empty] | 7.3.3.17.6 Updates to grid topology to minimize risk of ignition in HFTDs Butte County Rebuild | WLDFR | HFTD - Distribution - Tier 3 - 5QU CoRE ¦ 1QU LoRE | 2069 | 0.038867 | 0.033361 | 0.20276 | 0 | 0.20276 |  |  |  |  | 0.057571 | 0.3499 | 0 | 0.3499 | 0.0078807 |  | 0.0136 | 0.090933 | 0.0035343 | Column23: 0.55267; Column24: 0.02148; Column25: 0; Column26: 0; Column27: 0.55267; Column28: 0.02148; Column29: 0.072613; Column30: 0.44132; Column31: 0; Column32: 0.44132; Column33: 0.017153 | WLDFR | HFTD - Distribution - Tier 3 - 5QU CoRE ¦ 1QU LoRE | Non-Red Flag Warning - Small Fires | 2052 | 8.3105e-06 | 8.3105e-06 | 0.10007 | 0.04626 | 0.0020076 | 0.051804 | 0 | 0 | 0.0095216 | 8.3165e-07 | 0 | 8.3165e-07 | 8.3165e-07 | 0 | 8.3165e-07 | 0 | 0 | 0 | 0 | 0 | [17 empty] | 7.3.3.17.5 (Remote Grid) Updates to grid topology to minimize risk of ignition in HFTDs Remote GridWLDFREquipment / facility failureAggregated | WLDFR | HFTD - Distribution - Tier 2 - 3QU CoRE ¦ 2QU LoRE | Red Flag Warning - Destructive Fires | Equipment / facility failure | Aggregated | 2052 | 2.0672e-06 | 791.1377 | 0.0016355 | 2052 | Mitigation | 0.95 | 45 | 0 | esc | 0.00097009 | 2.0054e-09 | 0.00097009 | 2.0054e-09
[35 empty] | 7.3.3.17.6 Updates to grid topology to minimize risk of ignition in HFTDs Butte County Rebuild | WLDFR | HFTD - Distribution - Tier 3 - 5QU CoRE ¦ 1QU LoRE | 2070 | 0.036324 | 0.033361 | 0.20276 | 0 | 0.20276 |  |  |  |  | 0.057571 | 0.3499 | 0 | 0.3499 | 0.0073651 |  | 0.01271 | 0.090933 | 0.003303 | Column23: 0.55267; Column24: 0.020075; Column25: 0; Column26: 0; Column27: 0.55267; Column28: 0.020075; Column29: 0.072613; Column30: 0.44132; Column31: 0; Column32: 0.44132; Column33: 0.016031 | WLDFR | HFTD - Distribution - Tier 3 - 5QU CoRE ¦ 1QU LoRE | Non-Red Flag Warning - Small Fires | 2053 | 8.3105e-06 | 8.3105e-06 | 0.10489 | 0.048274 | 0.002095 | 0.054525 | 0 | 0 | 0.0095216 | 8.7173e-07 | 0 | 8.7173e-07 | 8.7173e-07 | 0 | 8.7173e-07 | 0 | 7.4706e-06 | 0 | 0 | 0 | [17 empty] | 7.3.3.17.5 (Remote Grid) Updates to grid topology to minimize risk of ignition in HFTDs Remote GridWLDFREquipment / facility failureAggregated | WLDFR | HFTD - Distribution - Tier 2 - 3QU CoRE ¦ 2QU LoRE | Red Flag Warning - Destructive Fires | Equipment / facility failure | Aggregated | 2053 | 2.0672e-06 | 791.1377 | 0.0016355 | 2053 | Mitigation | 0.95 | 45 | 0 | esc | 0.00097009 | 2.0054e-09 | 0.00097009 | 2.0054e-09
[35 empty] | 7.3.3.17.6 Updates to grid topology to minimize risk of ignition in HFTDs Butte County Rebuild | WLDFR | HFTD - Distribution - Tier 3 - 5QU CoRE ¦ 1QU LoRE | 2071 | 0.033948 | 0.033361 | 0.20276 | 0 | 0.20276 |  |  |  |  | 0.057571 | 0.3499 | 0 | 0.3499 | 0.0068833 |  | 0.011878 | 0.090933 | 0.003087 | Column23: 0.55267; Column24: 0.018762; Column25: 0; Column26: 0; Column27: 0.55267; Column28: 0.018762; Column29: 0.072613; Column30: 0.44132; Column31: 0; Column32: 0.44132; Column33: 0.014982 | WLDFR | HFTD - Distribution - Tier 3 - 5QU CoRE ¦ 1QU LoRE | Non-Red Flag Warning - Small Fires | 2054 | 8.3105e-06 | 8.3105e-06 | 0.10489 | 0.048274 | 0.002095 | 0.054525 | 0 | 0 | 0.0095216 | 8.7173e-07 | 0 | 8.7173e-07 | 8.7173e-07 | 0 | 8.7173e-07 | 0 | 7.7445e-06 | 1.6976e-05 | 0 | 1.6976e-05 | [17 empty] | 7.3.3.17.5 (Remote Grid) Updates to grid topology to minimize risk of ignition in HFTDs Remote GridWLDFREquipment / facility failureAggregated | WLDFR | HFTD - Distribution - Tier 2 - 3QU CoRE ¦ 2QU LoRE | Red Flag Warning - Destructive Fires | Equipment / facility failure | Aggregated | 2054 | 2.0672e-06 | 791.1377 | 0.0016355 | 2054 | Mitigation | 0.95 | 45 | 0 | esc | 0.00097009 | 2.0054e-09 | 0.00097009 | 2.0054e-09
[35 empty] | 7.3.3.17.6 Updates to grid topology to minimize risk of ignition in HFTDs Butte County Rebuild | WLDFR | HFTD - Distribution - Tier 3 - 5QU CoRE ¦ 1QU LoRE | 2072 | 0.031727 | 0.033361 | 0.20276 | 0 | 0.20276 |  |  |  |  | 0.057571 | 0.3499 | 0 | 0.3499 | 0.006433 |  | 0.011101 | 0.090933 | 0.002885 | Column23: 0.55267; Column24: 0.017534; Column25: 0; Column26: 0; Column27: 0.55267; Column28: 0.017534; Column29: 0.072613; Column30: 0.44132; Column31: 0; Column32: 0.44132; Column33: 0.014002 | WLDFR | HFTD - Distribution - Tier 3 - 5QU CoRE ¦ 1QU LoRE | Non-Red Flag Warning - Small Fires | 2055 | 8.3105e-06 | 8.3105e-06 | 0.10489 | 0.048274 | 0.002095 | 0.054525 | 0 | 0 | 0.0095216 | 8.7173e-07 | 0 | 8.7173e-07 | 8.7173e-07 | 0 | 8.7173e-07 | 0 | 7.7445e-06 | 1.6976e-05 | 0 | 1.6976e-05 | [17 empty] | 7.3.3.17.5 (Remote Grid) Updates to grid topology to minimize risk of ignition in HFTDs Remote GridWLDFREquipment / facility failureAggregated | WLDFR | HFTD - Distribution - Tier 2 - 3QU CoRE ¦ 2QU LoRE | Red Flag Warning - Destructive Fires | Equipment / facility failure | Aggregated | 2055 | 2.0672e-06 | 791.1377 | 0.0016355 | 2055 | Mitigation | 0.95 | 45 | 0 | esc | 0.00097009 | 2.0054e-09 | 0.00097009 | 2.0054e-09
[35 empty] | 7.3.3.17.6 Updates to grid topology to minimize risk of ignition in HFTDs Butte County Rebuild | WLDFR | HFTD - Distribution - Tier 3 - 5QU CoRE ¦ 1QU LoRE | 2073 | 0.029651 | 0.033361 | 0.21113 | 0 | 0.21113 |  |  |  |  | 0.057571 | 0.36435 | 0 | 0.36435 | 0.0062604 |  | 0.010804 | 0.090933 | 0.0026963 | Column23: 0.57549; Column24: 0.017064; Column25: 0; Column26: 0; Column27: 0.57549; Column28: 0.017064; Column29: 0.072613; Column30: 0.45954; Column31: 0; Column32: 0.45954; Column33: 0.013626 | WLDFR | HFTD - Distribution - Tier 3 - 5QU CoRE ¦ 1QU LoRE | Non-Red Flag Warning - Small Fires | 2056 | 8.3105e-06 | 8.3105e-06 | 0.10489 | 0.048274 | 0.002095 | 0.054525 | 0 | 0 | 0.0095216 | 8.7173e-07 | 0 | 8.7173e-07 | 8.7173e-07 | 0 | 8.7173e-07 | 0 | 7.7445e-06 | 1.6976e-05 | 0 | 1.6976e-05 | [17 empty] | 7.3.3.17.5 (Remote Grid) Updates to grid topology to minimize risk of ignition in HFTDs Remote GridWLDFREquipment / facility failureAggregated | WLDFR | HFTD - Distribution - Tier 2 - 3QU CoRE ¦ 2QU LoRE | Red Flag Warning - Destructive Fires | Equipment / facility failure | Aggregated | 2056 | 2.0672e-06 | 791.1377 | 0.0016355 | 2056 | Mitigation | 0.95 | 45 | 0 | esc | 0.00097009 | 2.0054e-09 | 0.00097009 | 2.0054e-09
[35 empty] | 7.3.3.17.6 Updates to grid topology to minimize risk of ignition in HFTDs Butte County Rebuild | WLDFR | HFTD - Distribution - Tier 3 - 5QU CoRE ¦ 1QU LoRE | 2074 | 0.027711 | 0.033361 | 0.21113 | 0 | 0.21113 |  |  |  |  | 0.057571 | 0.36435 | 0 | 0.36435 | 0.0058508 |  | 0.010097 | 0.090933 | 0.0025199 | Column23: 0.57549; Column24: 0.015948; Column25: 0; Column26: 0; Column27: 0.57549; Column28: 0.015948; Column29: 0.072613; Column30: 0.45954; Column31: 0; Column32: 0.45954; Column33: 0.012735 | WLDFR | HFTD - Distribution - Tier 3 - 5QU CoRE ¦ 1QU LoRE | Non-Red Flag Warning - Small Fires | 2057 | 8.3105e-06 | 8.3105e-06 | 0.10489 | 0.048274 | 0.002095 | 0.054525 | 0 | 0 | 0.0095216 | 8.7173e-07 | 0 | 8.7173e-07 | 8.7173e-07 | 0 | 8.7173e-07 | 0 | 7.7445e-06 | 1.6976e-05 | 0 | 1.6976e-05 | [17 empty] | 7.3.3.17.5 (Remote Grid) Updates to grid topology to minimize risk of ignition in HFTDs Remote GridWLDFREquipment / facility failureAggregated | WLDFR | HFTD - Distribution - Tier 2 - 3QU CoRE ¦ 2QU LoRE | Red Flag Warning - Destructive Fires | Equipment / facility failure | Aggregated | 2057 | 2.0672e-06 | 791.1377 | 0.0016355 | 2057 | Mitigation | 0.95 | 45 | 0 | esc | 0.00097009 | 2.0054e-09 | 0.00097009 | 2.0054e-09
[35 empty] | 7.3.3.17.6 Updates to grid topology to minimize risk of ignition in HFTDs Butte County Rebuild | WLDFR | HFTD - Distribution - Tier 3 - 5QU CoRE ¦ 1QU LoRE | 2075 | 0.025899 | 0 | 0 | 0 | 0 |  |  |  |  | 0.057571 | 0.36435 | 0 | 0.36435 | 0 |  | 0.0094362 | 0.057571 | 0.001491 | Column23: 0.36435; Column24: 0.0094362; Column25: 0; Column26: 0; Column27: 0.36435; Column28: 0.0094362; Column29: 0.072613; Column30: 0.45954; Column31: 0; Column32: 0.45954; Column33: 0.011902 | WLDFR | HFTD - Distribution - Tier 3 - 5QU CoRE ¦ 1QU LoRE | Non-Red Flag Warning - Small Fires | 2058 | 8.3105e-06 | 8.3105e-06 | 0.1099 | 0.050325 | 0.0021839 | 0.057393 | 0 | 0 | 0.0095216 | 9.1335e-07 | 0 | 9.1335e-07 | 9.1335e-07 | 0 | 9.1335e-07 | 0 | 7.7445e-06 | 1.6976e-05 | 0 | 1.6976e-05 | [17 empty] | 7.3.3.17.5 (Remote Grid) Updates to grid topology to minimize risk of ignition in HFTDs Remote GridWLDFREquipment / facility failureAggregated | WLDFR | HFTD - Distribution - Tier 2 - 3QU CoRE ¦ 2QU LoRE | Red Flag Warning - Destructive Fires | Equipment / facility failure | Aggregated | 2058 | 2.0672e-06 | 791.1377 | 0.0016355 | 2058 | Mitigation | 0.95 | 45 | 0 | esc | 0.00097009 | 2.0054e-09 | 0.00097009 | 2.0054e-09
[35 empty] | 7.3.3.17.6 Updates to grid topology to minimize risk of ignition in HFTDs Butte County Rebuild | WLDFR | HFTD - Distribution - Tier 3 - 5QU CoRE ¦ 1QU LoRE | 2076 | 0.024204 | 0 | 0 | 0 | 0 |  |  |  |  | 0.057571 | 0.36435 | 0 | 0.36435 | 0 |  | 0.0088189 | 0.057571 | 0.0013935 | Column23: 0.36435; Column24: 0.0088189; Column25: 0; Column26: 0; Column27: 0.36435; Column28: 0.0088189; Column29: 0.072613; Column30: 0.45954; Column31: 0; Column32: 0.45954; Column33: 0.011123 | WLDFR | HFTD - Distribution - Tier 3 - 5QU CoRE ¦ 1QU LoRE | Non-Red Flag Warning - Small Fires | 2059 | 8.3105e-06 | 8.3105e-06 | 0.1099 | 0.050325 | 0.0021839 | 0.057393 | 0 | 0 | 0.0095216 | 9.1335e-07 | 0 | 9.1335e-07 | 9.1335e-07 | 0 | 9.1335e-07 | 0 | 8.0895e-06 | 1.7732e-05 | 0 | 1.7732e-05 | [17 empty] | 7.3.3.17.5 (Remote Grid) Updates to grid topology to minimize risk of ignition in HFTDs Remote GridWLDFREquipment / facility failureAggregated | WLDFR | HFTD - Distribution - Tier 2 - 3QU CoRE ¦ 2QU LoRE | Red Flag Warning - Destructive Fires | Equipment / facility failure | Aggregated | 2059 | 2.0672e-06 | 791.1377 | 0.0016355 | 2059 | Mitigation | 0.95 | 45 | 0 | esc | 0.00097009 | 2.0054e-09 | 0.00097009 | 2.0054e-09
[35 empty] | 7.3.3.17.6 Updates to grid topology to minimize risk of ignition in HFTDs Butte County Rebuild | WLDFR | HFTD - Distribution - Tier 3 - 5QU CoRE ¦ 1QU LoRE | 2077 | 0.022621 | 0 | 0 | 0 | 0 |  |  |  |  | 0 | 0 | 0 | 0 | 0 |  | 0 | 0 | 0 | Column23: 0; Column24: 0; Column25: 0; Column26: 0; Column27: 0; Column28: 0; Column29: 0.072613; Column30: 0.45954; Column31: 0; Column32: 0.45954; Column33: 0.010395 | WLDFR | HFTD - Distribution - Tier 3 - 5QU CoRE ¦ 1QU LoRE | Non-Red Flag Warning - Small Fires | 2060 | 8.3105e-06 | 8.3105e-06 | 0.1099 | 0.050325 | 0.0021839 | 0.057393 | 0 | 0 | 0.0095216 | 9.1335e-07 | 0 | 9.1335e-07 | 9.1335e-07 | 0 | 9.1335e-07 | 0 | 8.0895e-06 | 1.7732e-05 | 0 | 1.7732e-05 | [17 empty] | 7.3.3.17.5 (Remote Grid) Updates to grid topology to minimize risk of ignition in HFTDs Remote GridWLDFREquipment / facility failureAggregated | WLDFR | HFTD - Distribution - Tier 2 - 3QU CoRE ¦ 2QU LoRE | Red Flag Warning - Destructive Fires | Equipment / facility failure | Aggregated | 2060 | 2.0672e-06 | 791.1377 | 0.0016355 | 2060 | Mitigation | 0.95 | 45 | 0 | esc | 0.00097009 | 2.0054e-09 | 0.00097009 | 2.0054e-09
[35 empty] | 7.3.3.17.6 Updates to grid topology to minimize risk of ignition in HFTDs Butte County Rebuild | WLDFR | HFTD - Distribution - Tier 3 - 5QU CoRE ¦ 2QU LoRE | 2020 | 1 | 0.0077404 | 0.037563 | 0 | 0.037563 |  |  |  |  | 0 | 0 | 0 | 0 | 0.037563 |  | 0 | 0.0077404 | 0.0077404 | Column23: 0.037563; Column24: 0.037563; Column25: 0; Column26: 0; Column27: 0.037563; Column28: 0.037563; Column29: 0; Column30: 0; Column31: 0; Column32: 0; Column33: 0 | WLDFR | HFTD - Distribution - Tier 3 - 5QU CoRE ¦ 1QU LoRE | Non-Red Flag Warning - Small Fires | 2061 | 8.3105e-06 | 8.3105e-06 | 0.1099 | 0.050325 | 0.0021839 | 0.057393 | 0 | 0 | 0.0095216 | 9.1335e-07 | 0 | 9.1335e-07 | 9.1335e-07 | 0 | 9.1335e-07 | 0 | 8.0895e-06 | 1.7732e-05 | 0 | 1.7732e-05 | [17 empty] | 7.3.3.17.5 (Remote Grid) Updates to grid topology to minimize risk of ignition in HFTDs Remote GridWLDFREquipment / facility failureAggregated | WLDFR | HFTD - Distribution - Tier 2 - 3QU CoRE ¦ 2QU LoRE | Red Flag Warning - Destructive Fires | Equipment / facility failure | Aggregated | 2061 | 2.0672e-06 | 791.1377 | 0.0016355 | 2061 | Mitigation | 0.95 | 45 | 0 | esc | 0.00097009 | 2.0054e-09 | 0.00097009 | 2.0054e-09
[35 empty] | 7.3.3.17.6 Updates to grid topology to minimize risk of ignition in HFTDs Butte County Rebuild | WLDFR | HFTD - Distribution - Tier 3 - 5QU CoRE ¦ 2QU LoRE | 2021 | 1 | 0.0077404 | 0.037563 | 0 | 0.037563 |  |  |  |  | 0 | 0 | 0 | 0 | 0.037563 |  | 0 | 0.0077404 | 0.0077404 | Column23: 0.037563; Column24: 0.037563; Column25: 0; Column26: 0; Column27: 0.037563; Column28: 0.037563; Column29: 0; Column30: 0; Column31: 0; Column32: 0; Column33: 0 | WLDFR | HFTD - Distribution - Tier 3 - 5QU CoRE ¦ 1QU LoRE | Non-Red Flag Warning - Small Fires | 2062 | 8.3105e-06 | 8.3105e-06 | 0.1099 | 0.050325 | 0.0021839 | 0.057393 | 0 | 0 | 0.0095216 | 9.1335e-07 | 0 | 9.1335e-07 | 9.1335e-07 | 0 | 9.1335e-07 | 0 | 8.0895e-06 | 1.7732e-05 | 0 | 1.7732e-05 | [17 empty] | 7.3.3.17.5 (Remote Grid) Updates to grid topology to minimize risk of ignition in HFTDs Remote GridWLDFREquipment / facility failureAggregated | WLDFR | HFTD - Distribution - Tier 2 - 3QU CoRE ¦ 2QU LoRE | Red Flag Warning - Destructive Fires | Equipment / facility failure | Aggregated | 2062 | 2.0672e-06 | 791.1377 | 0.0016355 | 2062 | Mitigation | 0.95 | 45 | 0 | esc | 0.00097009 | 2.0054e-09 | 0.00097009 | 2.0054e-09
[35 empty] | 7.3.3.17.6 Updates to grid topology to minimize risk of ignition in HFTDs Butte County Rebuild | WLDFR | HFTD - Distribution - Tier 3 - 5QU CoRE ¦ 2QU LoRE | 2022 | 0.93458 | 0.0076596 | 0.037358 | 0 | 0.037358 |  |  |  |  | 0.012312 | 0.060047 | 0 | 0.060047 | 0.034914 |  | 0.056119 | 0.019971 | 0.018665 | Column23: 0.097405; Column24: 0.091032; Column25: 0; Column26: 0; Column27: 0.097405; Column28: 0.091032; Column29: 0; Column30: 0; Column31: 0; Column32: 0; Column33: 0 | WLDFR | HFTD - Distribution - Tier 3 - 5QU CoRE ¦ 1QU LoRE | Non-Red Flag Warning - Small Fires | 2063 | 8.3105e-06 | 8.3105e-06 | 0.11504 | 0.052388 | 0.0022734 | 0.060377 | 0 | 0 | 0.0095216 | 9.5603e-07 | 0 | 9.5603e-07 | 9.5603e-07 | 0 | 9.5603e-07 | 0 | 8.0895e-06 | 1.7732e-05 | 0 | 1.7732e-05 | [17 empty] | 7.3.3.17.5 (Remote Grid) Updates to grid topology to minimize risk of ignition in HFTDs Remote GridWLDFREquipment / facility failureAggregated | WLDFR | HFTD - Distribution - Tier 2 - 3QU CoRE ¦ 2QU LoRE | Red Flag Warning - Destructive Fires | Equipment / facility failure | Aggregated | 2063 | 2.0672e-06 | 791.1377 | 0.0016355 | 2063 | Mitigation | 0.95 | 45 | 0 | esc | 0.00097009 | 2.0054e-09 | 0.00097009 | 2.0054e-09
[35 empty] | 7.3.3.17.6 Updates to grid topology to minimize risk of ignition in HFTDs Butte County Rebuild | WLDFR | HFTD - Distribution - Tier 3 - 5QU CoRE ¦ 2QU LoRE | 2023 | 0.87344 | 0.0076596 | 0.038725 | 0 | 0.038725 |  |  |  |  | 0.012312 | 0.062245 | 0 | 0.062245 | 0.033824 |  | 0.054367 | 0.019971 | 0.017444 | Column23: 0.10097; Column24: 0.088192; Column25: 0; Column26: 0; Column27: 0.10097; Column28: 0.088192; Column29: 0.015528; Column30: 0.078507; Column31: 0; Column32: 0.078507; Column33: 0.068571 | WLDFR | HFTD - Distribution - Tier 3 - 5QU CoRE ¦ 1QU LoRE | Non-Red Flag Warning - Small Fires | 2064 | 8.3105e-06 | 8.3105e-06 | 0.11504 | 0.052388 | 0.0022734 | 0.060377 | 0 | 0 | 0.0095216 | 9.5603e-07 | 0 | 9.5603e-07 | 9.5603e-07 | 0 | 9.5603e-07 | 0 | 8.473e-06 | 1.8573e-05 | 0 | 1.8573e-05 | [17 empty] | 7.3.3.17.5 (Remote Grid) Updates to grid topology to minimize risk of ignition in HFTDs Remote GridWLDFREquipment / facility failureAggregated | WLDFR | HFTD - Distribution - Tier 2 - 3QU CoRE ¦ 2QU LoRE | Red Flag Warning - Destructive Fires | Equipment / facility failure | Aggregated | 2064 | 2.0672e-06 | 791.1377 | 0.0016355 | 2064 | Mitigation | 0.95 | 45 | 0 | esc | 0.00097009 | 2.0054e-09 | 0.00097009 | 2.0054e-09
[35 empty] | 7.3.3.17.6 Updates to grid topology to minimize risk of ignition in HFTDs Butte County Rebuild | WLDFR | HFTD - Distribution - Tier 3 - 5QU CoRE ¦ 2QU LoRE | 2024 | 0.8163 | 0.0076596 | 0.038725 | 0 | 0.038725 |  |  |  |  | 0.012312 | 0.062245 | 0 | 0.062245 | 0.031611 |  | 0.050811 | 0.019971 | 0.016302 | Column23: 0.10097; Column24: 0.082422; Column25: 0; Column26: 0; Column27: 0.10097; Column28: 0.082422; Column29: 0.015528; Column30: 0.078507; Column31: 0; Column32: 0.078507; Column33: 0.064085 | WLDFR | HFTD - Distribution - Tier 3 - 5QU CoRE ¦ 1QU LoRE | Non-Red Flag Warning - Small Fires | 2065 | 8.3105e-06 | 8.3105e-06 | 0.11504 | 0.052388 | 0.0022734 | 0.060377 | 0 | 0 | 0.0095216 | 9.5603e-07 | 0 | 9.5603e-07 | 9.5603e-07 | 0 | 9.5603e-07 | 0 | 8.473e-06 | 1.8573e-05 | 0 | 1.8573e-05 | [17 empty] | 7.3.3.17.5 (Remote Grid) Updates to grid topology to minimize risk of ignition in HFTDs Remote GridWLDFREquipment / facility failureAggregated | WLDFR | HFTD - Distribution - Tier 2 - 3QU CoRE ¦ 2QU LoRE | Red Flag Warning - Destructive Fires | Equipment / facility failure | Aggregated | 2065 | 2.0672e-06 | 791.1377 | 0.0016355 | 2065 | Mitigation | 0.95 | 45 | 0 | esc | 0.00097009 | 2.0054e-09 | 0.00097009 | 2.0054e-09
[35 empty] | 7.3.3.17.6 Updates to grid topology to minimize risk of ignition in HFTDs Butte County Rebuild | WLDFR | HFTD - Distribution - Tier 3 - 5QU CoRE ¦ 2QU LoRE | 2025 | 0.7629 | 0.0076596 | 0.038725 | 0 | 0.038725 |  |  |  |  | 0.012312 | 0.062245 | 0 | 0.062245 | 0.029543 |  | 0.047486 | 0.019971 | 0.015236 | Column23: 0.10097; Column24: 0.07703; Column25: 0; Column26: 0; Column27: 0.10097; Column28: 0.07703; Column29: 0.015528; Column30: 0.078507; Column31: 0; Column32: 0.078507; Column33: 0.059893 | WLDFR | HFTD - Distribution - Tier 3 - 5QU CoRE ¦ 1QU LoRE | Non-Red Flag Warning - Small Fires | 2066 | 8.3105e-06 | 8.3105e-06 | 0.11504 | 0.052388 | 0.0022734 | 0.060377 | 0 | 0 | 0.0095216 | 9.5603e-07 | 0 | 9.5603e-07 | 9.5603e-07 | 0 | 9.5603e-07 | 0 | 8.473e-06 | 1.8573e-05 | 0 | 1.8573e-05 | [17 empty] | 7.3.3.17.5 (Remote Grid) Updates to grid topology to minimize risk of ignition in HFTDs Remote GridWLDFREquipment / facility failureAggregated | WLDFR | HFTD - Distribution - Tier 2 - 3QU CoRE ¦ 2QU LoRE | Red Flag Warning - Destructive Fires | Equipment / facility failure | Aggregated | 2066 | 2.0672e-06 | 791.1377 | 0.0016355 | 2066 | Mitigation | 0.95 | 45 | 0 | esc | 0.00097009 | 2.0054e-09 | 0.00097009 | 2.0054e-09
[35 empty] | 7.3.3.17.6 Updates to grid topology to minimize risk of ignition in HFTDs Butte County Rebuild | WLDFR | HFTD - Distribution - Tier 3 - 5QU CoRE ¦ 2QU LoRE | 2026 | 0.71299 | 0.0076596 | 0.038725 | 0 | 0.038725 |  |  |  |  | 0.012312 | 0.062245 | 0 | 0.062245 | 0.027611 |  | 0.04438 | 0.019971 | 0.014239 | Column23: 0.10097; Column24: 0.071991; Column25: 0; Column26: 0; Column27: 0.10097; Column28: 0.071991; Column29: 0.015528; Column30: 0.078507; Column31: 0; Column32: 0.078507; Column33: 0.055975 | WLDFR | HFTD - Distribution - Tier 3 - 5QU CoRE ¦ 1QU LoRE | Non-Red Flag Warning - Small Fires | 2067 | 0 | 8.3105e-06 | 0.11504 | 0.052388 | 0.0022734 | 0.060377 | 0 | 0 | 0.0095216 | 0 | 0 | 0 | 9.5603e-07 | 0 | 9.5603e-07 | 0 | 8.473e-06 | 1.8573e-05 | 0 | 1.8573e-05 | [17 empty] | 7.3.3.17.5 (Remote Grid) Updates to grid topology to minimize risk of ignition in HFTDs Remote GridWLDFREquipment / facility failureAggregated | WLDFR | HFTD - Distribution - Tier 2 - 3QU CoRE ¦ 2QU LoRE | Red Flag Warning - Destructive Fires | Equipment / facility failure | Aggregated | 2067 | 2.0672e-06 | 791.1377 | 0.0016355 | 2067 | Mitigation | 0.95 | 45 | 0 | esc | 0 | 0 | 0.00097009 | 2.0054e-09
[35 empty] | 7.3.3.17.6 Updates to grid topology to minimize risk of ignition in HFTDs Butte County Rebuild | WLDFR | HFTD - Distribution - Tier 3 - 5QU CoRE ¦ 2QU LoRE | 2027 | 0.66634 | 0.0076596 | 0.038725 | 0 | 0.038725 |  |  |  |  | 0.012312 | 0.062245 | 0 | 0.062245 | 0.025804 |  | 0.041477 | 0.019971 | 0.013308 | Column23: 0.10097; Column24: 0.067281; Column25: 0; Column26: 0; Column27: 0.10097; Column28: 0.067281; Column29: 0.015528; Column30: 0.078507; Column31: 0; Column32: 0.078507; Column33: 0.052313 | WLDFR | HFTD - Distribution - Tier 3 - 5QU CoRE ¦ 1QU LoRE | Red Flag Warning - Catastrophic Fires | 2022 | 2.3214e-09 | 0 | 14146.1306 | 222.2294 | 8585.7228 | 5338.1784 | 0 | 0 | 2.393e-06 | 3.2839e-05 | 0 | 3.2839e-05 | 0 | 0 | 0 | 0 | 8.473e-06 | 1.8573e-05 | 0 | 1.8573e-05 | [17 empty] | 7.3.3.17.5 (Remote Grid) Updates to grid topology to minimize risk of ignition in HFTDs Remote GridWLDFRVegetation ContactAggregated | WLDFR | HFTD - Distribution - Tier 2 - 3QU CoRE ¦ 2QU LoRE | Red Flag Warning - Destructive Fires | Vegetation Contact | Aggregated | 2022 | 3.3992e-06 | 791.1377 | 0.0026892 | 2022 | Mitigation | 0.95 | 45 | 0 | esc | 0.00097009 | 3.2975e-09 | 0 | 0
[35 empty] | 7.3.3.17.6 Updates to grid topology to minimize risk of ignition in HFTDs Butte County Rebuild | WLDFR | HFTD - Distribution - Tier 3 - 5QU CoRE ¦ 2QU LoRE | 2028 | 0.62275 | 0.0076596 | 0.040449 | 0 | 0.040449 |  |  |  |  | 0.012312 | 0.065016 | 0 | 0.065016 | 0.02519 |  | 0.040489 | 0.019971 | 0.012437 | Column23: 0.10546; Column24: 0.065678; Column25: 0; Column26: 0; Column27: 0.10546; Column28: 0.065678; Column29: 0.015528; Column30: 0.082002; Column31: 0; Column32: 0.082002; Column33: 0.051067 | WLDFR | HFTD - Distribution - Tier 3 - 5QU CoRE ¦ 1QU LoRE | Red Flag Warning - Catastrophic Fires | 2023 | 2.3214e-09 | 2.3214e-09 | 14664.6376 | 233.2301 | 8896.516 | 5534.8915 | 0 | 0 | 2.393e-06 | 3.4043e-05 | 0 | 3.4043e-05 | 3.4043e-05 | 0 | 3.4043e-05 | 0 | 8.8893e-06 | 1.9485e-05 | 0 | 1.9485e-05 | [17 empty] | 7.3.3.17.5 (Remote Grid) Updates to grid topology to minimize risk of ignition in HFTDs Remote GridWLDFRVegetation ContactAggregated | WLDFR | HFTD - Distribution - Tier 2 - 3QU CoRE ¦ 2QU LoRE | Red Flag Warning - Destructive Fires | Vegetation Contact | Aggregated | 2023 | 3.3992e-06 | 791.1377 | 0.0026892 | 2023 | Mitigation | 0.95 | 45 | 0 | esc | 0.00097009 | 3.2975e-09 | 0.00097009 | 3.2975e-09
[35 empty] | 7.3.3.17.6 Updates to grid topology to minimize risk of ignition in HFTDs Butte County Rebuild | WLDFR | HFTD - Distribution - Tier 3 - 5QU CoRE ¦ 2QU LoRE | 2029 | 0.58201 | 0.0076596 | 0.040449 | 0 | 0.040449 |  |  |  |  | 0.012312 | 0.065016 | 0 | 0.065016 | 0.023542 |  | 0.03784 | 0.019971 | 0.011623 | Column23: 0.10546; Column24: 0.061381; Column25: 0; Column26: 0; Column27: 0.10546; Column28: 0.061381; Column29: 0.015528; Column30: 0.082002; Column31: 0; Column32: 0.082002; Column33: 0.047726 | WLDFR | HFTD - Distribution - Tier 3 - 5QU CoRE ¦ 1QU LoRE | Red Flag Warning - Catastrophic Fires | 2024 | 2.3214e-09 | 2.3214e-09 | 14664.6376 | 233.2301 | 8896.516 | 5534.8915 | 0 | 0 | 2.393e-06 | 3.4043e-05 | 0 | 3.4043e-05 | 3.4043e-05 | 0 | 3.4043e-05 | 0 | 8.8893e-06 | 1.9485e-05 | 0 | 1.9485e-05 | [17 empty] | 7.3.3.17.5 (Remote Grid) Updates to grid topology to minimize risk of ignition in HFTDs Remote GridWLDFRVegetation ContactAggregated | WLDFR | HFTD - Distribution - Tier 2 - 3QU CoRE ¦ 2QU LoRE | Red Flag Warning - Destructive Fires | Vegetation Contact | Aggregated | 2024 | 3.3992e-06 | 791.1377 | 0.0026892 | 2024 | Mitigation | 0.95 | 45 | 0 | esc | 0.00097009 | 3.2975e-09 | 0.00097009 | 3.2975e-09
[35 empty] | 7.3.3.17.6 Updates to grid topology to minimize risk of ignition in HFTDs Butte County Rebuild | WLDFR | HFTD - Distribution - Tier 3 - 5QU CoRE ¦ 2QU LoRE | 2030 | 0.54393 | 0.0076596 | 0.040449 | 0 | 0.040449 |  |  |  |  | 0.012312 | 0.065016 | 0 | 0.065016 | 0.022002 |  | 0.035364 | 0.019971 | 0.010863 | Column23: 0.10546; Column24: 0.057366; Column25: 0; Column26: 0; Column27: 0.10546; Column28: 0.057366; Column29: 0.015528; Column30: 0.082002; Column31: 0; Column32: 0.082002; Column33: 0.044604 | WLDFR | HFTD - Distribution - Tier 3 - 5QU CoRE ¦ 1QU LoRE | Red Flag Warning - Catastrophic Fires | 2025 | 2.3214e-09 | 2.3214e-09 | 14664.6376 | 233.2301 | 8896.516 | 5534.8915 | 0 | 0 | 2.393e-06 | 3.4043e-05 | 0 | 3.4043e-05 | 3.4043e-05 | 0 | 3.4043e-05 | 0 | 8.8893e-06 | 1.9485e-05 | 0 | 1.9485e-05 | [17 empty] | 7.3.3.17.5 (Remote Grid) Updates to grid topology to minimize risk of ignition in HFTDs Remote GridWLDFRVegetation ContactAggregated | WLDFR | HFTD - Distribution - Tier 2 - 3QU CoRE ¦ 2QU LoRE | Red Flag Warning - Destructive Fires | Vegetation Contact | Aggregated | 2025 | 3.3992e-06 | 791.1377 | 0.0026892 | 2025 | Mitigation | 0.95 | 45 | 0 | esc | 0.00097009 | 3.2975e-09 | 0.00097009 | 3.2975e-09
[35 empty] | 7.3.3.17.6 Updates to grid topology to minimize risk of ignition in HFTDs Butte County Rebuild | WLDFR | HFTD - Distribution - Tier 3 - 5QU CoRE ¦ 2QU LoRE | 2031 | 0.50835 | 0.0076596 | 0.040449 | 0 | 0.040449 |  |  |  |  | 0.012312 | 0.065016 | 0 | 0.065016 | 0.020562 |  | 0.033051 | 0.019971 | 0.010152 | Column23: 0.10546; Column24: 0.053613; Column25: 0; Column26: 0; Column27: 0.10546; Column28: 0.053613; Column29: 0.015528; Column30: 0.082002; Column31: 0; Column32: 0.082002; Column33: 0.041686 | WLDFR | HFTD - Distribution - Tier 3 - 5QU CoRE ¦ 1QU LoRE | Red Flag Warning - Catastrophic Fires | 2026 | 2.3214e-09 | 2.3214e-09 | 14664.6376 | 233.2301 | 8896.516 | 5534.8915 | 0 | 0 | 2.393e-06 | 3.4043e-05 | 0 | 3.4043e-05 | 3.4043e-05 | 0 | 3.4043e-05 | 0 | 8.8893e-06 | 1.9485e-05 | 0 | 1.9485e-05 | [17 empty] | 7.3.3.17.5 (Remote Grid) Updates to grid topology to minimize risk of ignition in HFTDs Remote GridWLDFRVegetation ContactAggregated | WLDFR | HFTD - Distribution - Tier 2 - 3QU CoRE ¦ 2QU LoRE | Red Flag Warning - Destructive Fires | Vegetation Contact | Aggregated | 2026 | 3.3992e-06 | 791.1377 | 0.0026892 | 2026 | Mitigation | 0.95 | 45 | 0 | esc | 0.00097009 | 3.2975e-09 | 0.00097009 | 3.2975e-09
[35 empty] | 7.3.3.17.6 Updates to grid topology to minimize risk of ignition in HFTDs Butte County Rebuild | WLDFR | HFTD - Distribution - Tier 3 - 5QU CoRE ¦ 2QU LoRE | 2032 | 0.47509 | 0.0076596 | 0.040449 | 0 | 0.040449 |  |  |  |  | 0.012312 | 0.065016 | 0 | 0.065016 | 0.019217 |  | 0.030888 | 0.019971 | 0.0094882 | Column23: 0.10546; Column24: 0.050106; Column25: 0; Column26: 0; Column27: 0.10546; Column28: 0.050106; Column29: 0.015528; Column30: 0.082002; Column31: 0; Column32: 0.082002; Column33: 0.038958 | WLDFR | HFTD - Distribution - Tier 3 - 5QU CoRE ¦ 1QU LoRE | Red Flag Warning - Catastrophic Fires | 2027 | 2.3214e-09 | 2.3214e-09 | 14664.6376 | 233.2301 | 8896.516 | 5534.8915 | 0 | 0 | 2.393e-06 | 3.4043e-05 | 0 | 3.4043e-05 | 3.4043e-05 | 0 | 3.4043e-05 | 0 | 8.8893e-06 | 1.9485e-05 | 0 | 1.9485e-05 | [17 empty] | 7.3.3.17.5 (Remote Grid) Updates to grid topology to minimize risk of ignition in HFTDs Remote GridWLDFRVegetation ContactAggregated | WLDFR | HFTD - Distribution - Tier 2 - 3QU CoRE ¦ 2QU LoRE | Red Flag Warning - Destructive Fires | Vegetation Contact | Aggregated | 2027 | 3.3992e-06 | 791.1377 | 0.0026892 | 2027 | Mitigation | 0.95 | 45 | 0 | esc | 0.00097009 | 3.2975e-09 | 0.00097009 | 3.2975e-09
[35 empty] | 7.3.3.17.6 Updates to grid topology to minimize risk of ignition in HFTDs Butte County Rebuild | WLDFR | HFTD - Distribution - Tier 3 - 5QU CoRE ¦ 2QU LoRE | 2033 | 0.44401 | 0.0076596 | 0.042365 | 0 | 0.042365 |  |  |  |  | 0.012312 | 0.068096 | 0 | 0.068096 | 0.018811 |  | 0.030235 | 0.019971 | 0.0088674 | Column23: 0.11046; Column24: 0.049046; Column25: 0; Column26: 0; Column27: 0.11046; Column28: 0.049046; Column29: 0.015528; Column30: 0.085887; Column31: 0; Column32: 0.085887; Column33: 0.038135 | WLDFR | HFTD - Distribution - Tier 3 - 5QU CoRE ¦ 1QU LoRE | Red Flag Warning - Catastrophic Fires | 2028 | 2.3214e-09 | 2.3214e-09 | 15317.9909 | 247.273 | 9287.6491 | 5783.0689 | 0 | 0 | 2.393e-06 | 3.556e-05 | 0 | 3.556e-05 | 3.556e-05 | 0 | 3.556e-05 | 0 | 9.3327e-06 | 2.0458e-05 | 0 | 2.0458e-05 | [17 empty] | 7.3.3.17.5 (Remote Grid) Updates to grid topology to minimize risk of ignition in HFTDs Remote GridWLDFRVegetation ContactAggregated | WLDFR | HFTD - Distribution - Tier 2 - 3QU CoRE ¦ 2QU LoRE | Red Flag Warning - Destructive Fires | Vegetation Contact | Aggregated | 2028 | 3.3992e-06 | 791.1377 | 0.0026892 | 2028 | Mitigation | 0.95 | 45 | 0 | esc | 0.00097009 | 3.2975e-09 | 0.00097009 | 3.2975e-09
[35 empty] | 7.3.3.17.6 Updates to grid topology to minimize risk of ignition in HFTDs Butte County Rebuild | WLDFR | HFTD - Distribution - Tier 3 - 5QU CoRE ¦ 2QU LoRE | 2034 | 0.41496 | 0.0076596 | 0.042365 | 0 | 0.042365 |  |  |  |  | 0.012312 | 0.068096 | 0 | 0.068096 | 0.01758 |  | 0.028257 | 0.019971 | 0.0082873 | Column23: 0.11046; Column24: 0.045838; Column25: 0; Column26: 0; Column27: 0.11046; Column28: 0.045838; Column29: 0.015528; Column30: 0.085887; Column31: 0; Column32: 0.085887; Column33: 0.03564 | WLDFR | HFTD - Distribution - Tier 3 - 5QU CoRE ¦ 1QU LoRE | Red Flag Warning - Catastrophic Fires | 2029 | 2.3214e-09 | 2.3214e-09 | 15317.9909 | 247.273 | 9287.6491 | 5783.0689 | 0 | 0 | 2.393e-06 | 3.556e-05 | 0 | 3.556e-05 | 3.556e-05 | 0 | 3.556e-05 | 0 | 9.3327e-06 | 2.0458e-05 | 0 | 2.0458e-05 | [17 empty] | 7.3.3.17.5 (Remote Grid) Updates to grid topology to minimize risk of ignition in HFTDs Remote GridWLDFRVegetation ContactAggregated | WLDFR | HFTD - Distribution - Tier 2 - 3QU CoRE ¦ 2QU LoRE | Red Flag Warning - Destructive Fires | Vegetation Contact | Aggregated | 2029 | 3.3992e-06 | 791.1377 | 0.0026892 | 2029 | Mitigation | 0.95 | 45 | 0 | esc | 0.00097009 | 3.2975e-09 | 0.00097009 | 3.2975e-09
[35 empty] | 7.3.3.17.6 Updates to grid topology to minimize risk of ignition in HFTDs Butte County Rebuild | WLDFR | HFTD - Distribution - Tier 3 - 5QU CoRE ¦ 2QU LoRE | 2035 | 0.38782 | 0.0076596 | 0.042365 | 0 | 0.042365 |  |  |  |  | 0.012312 | 0.068096 | 0 | 0.068096 | 0.01643 |  | 0.026409 | 0.019971 | 0.0077452 | Column23: 0.11046; Column24: 0.042839; Column25: 0; Column26: 0; Column27: 0.11046; Column28: 0.042839; Column29: 0.015528; Column30: 0.085887; Column31: 0; Column32: 0.085887; Column33: 0.033308 | WLDFR | HFTD - Distribution - Tier 3 - 5QU CoRE ¦ 1QU LoRE | Red Flag Warning - Catastrophic Fires | 2030 | 2.3214e-09 | 2.3214e-09 | 15317.9909 | 247.273 | 9287.6491 | 5783.0689 | 0 | 0 | 2.393e-06 | 3.556e-05 | 0 | 3.556e-05 | 3.556e-05 | 0 | 3.556e-05 | 0 | 9.3327e-06 | 2.0458e-05 | 0 | 2.0458e-05 | [17 empty] | 7.3.3.17.5 (Remote Grid) Updates to grid topology to minimize risk of ignition in HFTDs Remote GridWLDFRVegetation ContactAggregated | WLDFR | HFTD - Distribution - Tier 2 - 3QU CoRE ¦ 2QU LoRE | Red Flag Warning - Destructive Fires | Vegetation Contact | Aggregated | 2030 | 3.3992e-06 | 791.1377 | 0.0026892 | 2030 | Mitigation | 0.95 | 45 | 0 | esc | 0.00097009 | 3.2975e-09 | 0.00097009 | 3.2975e-09
[35 empty] | 7.3.3.17.6 Updates to grid topology to minimize risk of ignition in HFTDs Butte County Rebuild | WLDFR | HFTD - Distribution - Tier 3 - 5QU CoRE ¦ 2QU LoRE | 2036 | 0.36245 | 0.0076596 | 0.042365 | 0 | 0.042365 |  |  |  |  | 0.012312 | 0.068096 | 0 | 0.068096 | 0.015355 |  | 0.024681 | 0.019971 | 0.0072385 | Column23: 0.11046; Column24: 0.040036; Column25: 0; Column26: 0; Column27: 0.11046; Column28: 0.040036; Column29: 0.015528; Column30: 0.085887; Column31: 0; Column32: 0.085887; Column33: 0.031129 | WLDFR | HFTD - Distribution - Tier 3 - 5QU CoRE ¦ 1QU LoRE | Red Flag Warning - Catastrophic Fires | 2031 | 2.3214e-09 | 2.3214e-09 | 15317.9909 | 247.273 | 9287.6491 | 5783.0689 | 0 | 0 | 2.393e-06 | 3.556e-05 | 0 | 3.556e-05 | 3.556e-05 | 0 | 3.556e-05 | 0 | 9.3327e-06 | 2.0458e-05 | 0 | 2.0458e-05 | [17 empty] | 7.3.3.17.5 (Remote Grid) Updates to grid topology to minimize risk of ignition in HFTDs Remote GridWLDFRVegetation ContactAggregated | WLDFR | HFTD - Distribution - Tier 2 - 3QU CoRE ¦ 2QU LoRE | Red Flag Warning - Destructive Fires | Vegetation Contact | Aggregated | 2031 | 3.3992e-06 | 791.1377 | 0.0026892 | 2031 | Mitigation | 0.95 | 45 | 0 | esc | 0.00097009 | 3.2975e-09 | 0.00097009 | 3.2975e-09
[35 empty] | 7.3.3.17.6 Updates to grid topology to minimize risk of ignition in HFTDs Butte County Rebuild | WLDFR | HFTD - Distribution - Tier 3 - 5QU CoRE ¦ 2QU LoRE | 2037 | 0.33873 | 0.0076596 | 0.042365 | 0 | 0.042365 |  |  |  |  | 0.012312 | 0.068096 | 0 | 0.068096 | 0.014351 |  | 0.023066 | 0.019971 | 0.0067649 | Column23: 0.11046; Column24: 0.037417; Column25: 0; Column26: 0; Column27: 0.11046; Column28: 0.037417; Column29: 0.015528; Column30: 0.085887; Column31: 0; Column32: 0.085887; Column33: 0.029093 | WLDFR | HFTD - Distribution - Tier 3 - 5QU CoRE ¦ 1QU LoRE | Red Flag Warning - Catastrophic Fires | 2032 | 2.3214e-09 | 2.3214e-09 | 15317.9909 | 247.273 | 9287.6491 | 5783.0689 | 0 | 0 | 2.393e-06 | 3.556e-05 | 0 | 3.556e-05 | 3.556e-05 | 0 | 3.556e-05 | 0 | 9.3327e-06 | 2.0458e-05 | 0 | 2.0458e-05 | [17 empty] | 7.3.3.17.5 (Remote Grid) Updates to grid topology to minimize risk of ignition in HFTDs Remote GridWLDFRVegetation ContactAggregated | WLDFR | HFTD - Distribution - Tier 2 - 3QU CoRE ¦ 2QU LoRE | Red Flag Warning - Destructive Fires | Vegetation Contact | Aggregated | 2032 | 3.3992e-06 | 791.1377 | 0.0026892 | 2032 | Mitigation | 0.95 | 45 | 0 | esc | 0.00097009 | 3.2975e-09 | 0.00097009 | 3.2975e-09
[35 empty] | 7.3.3.17.6 Updates to grid topology to minimize risk of ignition in HFTDs Butte County Rebuild | WLDFR | HFTD - Distribution - Tier 3 - 5QU CoRE ¦ 2QU LoRE | 2038 | 0.31657 | 0.0076596 | 0.044446 | 0 | 0.044446 |  |  |  |  | 0.012312 | 0.071441 | 0 | 0.071441 | 0.014071 |  | 0.022616 | 0.019971 | 0.0063224 | Column23: 0.11589; Column24: 0.036687; Column25: 0; Column26: 0; Column27: 0.11589; Column28: 0.036687; Column29: 0.015528; Column30: 0.090105; Column31: 0; Column32: 0.090105; Column33: 0.028525 | WLDFR | HFTD - Distribution - Tier 3 - 5QU CoRE ¦ 1QU LoRE | Red Flag Warning - Catastrophic Fires | 2033 | 2.3214e-09 | 2.3214e-09 | 16044.1264 | 263.1074 | 9721.74 | 6059.2791 | 0 | 0 | 2.393e-06 | 3.7245e-05 | 0 | 3.7245e-05 | 3.7245e-05 | 0 | 3.7245e-05 | 0 | 9.7976e-06 | 2.1477e-05 | 0 | 2.1477e-05 | [17 empty] | 7.3.3.17.5 (Remote Grid) Updates to grid topology to minimize risk of ignition in HFTDs Remote GridWLDFRVegetation ContactAggregated | WLDFR | HFTD - Distribution - Tier 2 - 3QU CoRE ¦ 2QU LoRE | Red Flag Warning - Destructive Fires | Vegetation Contact | Aggregated | 2033 | 3.3992e-06 | 791.1377 | 0.0026892 | 2033 | Mitigation | 0.95 | 45 | 0 | esc | 0.00097009 | 3.2975e-09 | 0.00097009 | 3.2975e-09
[35 empty] | 7.3.3.17.6 Updates to grid topology to minimize risk of ignition in HFTDs Butte County Rebuild | WLDFR | HFTD - Distribution - Tier 3 - 5QU CoRE ¦ 2QU LoRE | 2039 | 0.29586 | 0.0076596 | 0.044446 | 0 | 0.044446 |  |  |  |  | 0.012312 | 0.071441 | 0 | 0.071441 | 0.01315 |  | 0.021137 | 0.019971 | 0.0059088 | Column23: 0.11589; Column24: 0.034287; Column25: 0; Column26: 0; Column27: 0.11589; Column28: 0.034287; Column29: 0.015528; Column30: 0.090105; Column31: 0; Column32: 0.090105; Column33: 0.026659 | WLDFR | HFTD - Distribution - Tier 3 - 5QU CoRE ¦ 1QU LoRE | Red Flag Warning - Catastrophic Fires | 2034 | 2.3214e-09 | 2.3214e-09 | 16044.1264 | 263.1074 | 9721.74 | 6059.2791 | 0 | 0 | 2.393e-06 | 3.7245e-05 | 0 | 3.7245e-05 | 3.7245e-05 | 0 | 3.7245e-05 | 0 | 9.7976e-06 | 2.1477e-05 | 0 | 2.1477e-05 | [17 empty] | 7.3.3.17.5 (Remote Grid) Updates to grid topology to minimize risk of ignition in HFTDs Remote GridWLDFRVegetation ContactAggregated | WLDFR | HFTD - Distribution - Tier 2 - 3QU CoRE ¦ 2QU LoRE | Red Flag Warning - Destructive Fires | Vegetation Contact | Aggregated | 2034 | 3.3992e-06 | 791.1377 | 0.0026892 | 2034 | Mitigation | 0.95 | 45 | 0 | esc | 0.00097009 | 3.2975e-09 | 0.00097009 | 3.2975e-09
[35 empty] | 7.3.3.17.6 Updates to grid topology to minimize risk of ignition in HFTDs Butte County Rebuild | WLDFR | HFTD - Distribution - Tier 3 - 5QU CoRE ¦ 2QU LoRE | 2040 | 0.27651 | 0.0076596 | 0.044446 | 0 | 0.044446 |  |  |  |  | 0.012312 | 0.071441 | 0 | 0.071441 | 0.01229 |  | 0.019754 | 0.019971 | 0.0055222 | Column23: 0.11589; Column24: 0.032044; Column25: 0; Column26: 0; Column27: 0.11589; Column28: 0.032044; Column29: 0.015528; Column30: 0.090105; Column31: 0; Column32: 0.090105; Column33: 0.024915 | WLDFR | HFTD - Distribution - Tier 3 - 5QU CoRE ¦ 1QU LoRE | Red Flag Warning - Catastrophic Fires | 2035 | 2.3214e-09 | 2.3214e-09 | 16044.1264 | 263.1074 | 9721.74 | 6059.2791 | 0 | 0 | 2.393e-06 | 3.7245e-05 | 0 | 3.7245e-05 | 3.7245e-05 | 0 | 3.7245e-05 | 0 | 9.7976e-06 | 2.1477e-05 | 0 | 2.1477e-05 | [17 empty] | 7.3.3.17.5 (Remote Grid) Updates to grid topology to minimize risk of ignition in HFTDs Remote GridWLDFRVegetation ContactAggregated | WLDFR | HFTD - Distribution - Tier 2 - 3QU CoRE ¦ 2QU LoRE | Red Flag Warning - Destructive Fires | Vegetation Contact | Aggregated | 2035 | 3.3992e-06 | 791.1377 | 0.0026892 | 2035 | Mitigation | 0.95 | 45 | 0 | esc | 0.00097009 | 3.2975e-09 | 0.00097009 | 3.2975e-09
[35 empty] | 7.3.3.17.6 Updates to grid topology to minimize risk of ignition in HFTDs Butte County Rebuild | WLDFR | HFTD - Distribution - Tier 3 - 5QU CoRE ¦ 2QU LoRE | 2041 | 0.25842 | 0.0076596 | 0.044446 | 0 | 0.044446 |  |  |  |  | 0.012312 | 0.071441 | 0 | 0.071441 | 0.011486 |  | 0.018462 | 0.019971 | 0.0051609 | Column23: 0.11589; Column24: 0.029947; Column25: 0; Column26: 0; Column27: 0.11589; Column28: 0.029947; Column29: 0.015528; Column30: 0.090105; Column31: 0; Column32: 0.090105; Column33: 0.023285 | WLDFR | HFTD - Distribution - Tier 3 - 5QU CoRE ¦ 1QU LoRE | Red Flag Warning - Catastrophic Fires | 2036 | 2.3214e-09 | 2.3214e-09 | 16044.1264 | 263.1074 | 9721.74 | 6059.2791 | 0 | 0 | 2.393e-06 | 3.7245e-05 | 0 | 3.7245e-05 | 3.7245e-05 | 0 | 3.7245e-05 | 0 | 9.7976e-06 | 2.1477e-05 | 0 | 2.1477e-05 | [17 empty] | 7.3.3.17.5 (Remote Grid) Updates to grid topology to minimize risk of ignition in HFTDs Remote GridWLDFRVegetation ContactAggregated | WLDFR | HFTD - Distribution - Tier 2 - 3QU CoRE ¦ 2QU LoRE | Red Flag Warning - Destructive Fires | Vegetation Contact | Aggregated | 2036 | 3.3992e-06 | 791.1377 | 0.0026892 | 2036 | Mitigation | 0.95 | 45 | 0 | esc | 0.00097009 | 3.2975e-09 | 0.00097009 | 3.2975e-09
[35 empty] | 7.3.3.17.6 Updates to grid topology to minimize risk of ignition in HFTDs Butte County Rebuild | WLDFR | HFTD - Distribution - Tier 3 - 5QU CoRE ¦ 2QU LoRE | 2042 | 0.24151 | 0.0076596 | 0.044446 | 0 | 0.044446 |  |  |  |  | 0.012312 | 0.071441 | 0 | 0.071441 | 0.010734 |  | 0.017254 | 0.019971 | 0.0048233 | Column23: 0.11589; Column24: 0.027988; Column25: 0; Column26: 0; Column27: 0.11589; Column28: 0.027988; Column29: 0.015528; Column30: 0.090105; Column31: 0; Column32: 0.090105; Column33: 0.021762 | WLDFR | HFTD - Distribution - Tier 3 - 5QU CoRE ¦ 1QU LoRE | Red Flag Warning - Catastrophic Fires | 2037 | 2.3214e-09 | 2.3214e-09 | 16044.1264 | 263.1074 | 9721.74 | 6059.2791 | 0 | 0 | 2.393e-06 | 3.7245e-05 | 0 | 3.7245e-05 | 3.7245e-05 | 0 | 3.7245e-05 | 0 | 9.7976e-06 | 2.1477e-05 | 0 | 2.1477e-05 | [17 empty] | 7.3.3.17.5 (Remote Grid) Updates to grid topology to minimize risk of ignition in HFTDs Remote GridWLDFRVegetation ContactAggregated | WLDFR | HFTD - Distribution - Tier 2 - 3QU CoRE ¦ 2QU LoRE | Red Flag Warning - Destructive Fires | Vegetation Contact | Aggregated | 2037 | 3.3992e-06 | 791.1377 | 0.0026892 | 2037 | Mitigation | 0.95 | 45 | 0 | esc | 0.00097009 | 3.2975e-09 | 0.00097009 | 3.2975e-09
[35 empty] | 7.3.3.17.6 Updates to grid topology to minimize risk of ignition in HFTDs Butte County Rebuild | WLDFR | HFTD - Distribution - Tier 3 - 5QU CoRE ¦ 2QU LoRE | 2043 | 0.22571 | 0.0076596 | 0.046664 | 0 | 0.046664 |  |  |  |  | 0.012312 | 0.075005 | 0 | 0.075005 | 0.010533 |  | 0.01693 | 0.019971 | 0.0045078 | Column23: 0.12167; Column24: 0.027462; Column25: 0; Column26: 0; Column27: 0.12167; Column28: 0.027462; Column29: 0.015528; Column30: 0.094601; Column31: 0; Column32: 0.094601; Column33: 0.021353 | WLDFR | HFTD - Distribution - Tier 3 - 5QU CoRE ¦ 1QU LoRE | Red Flag Warning - Catastrophic Fires | 2038 | 2.3214e-09 | 2.3214e-09 | 16832.3912 | 280.5544 | 10192.2718 | 6359.5651 | 0 | 0 | 2.393e-06 | 3.9075e-05 | 0 | 3.9075e-05 | 3.9075e-05 | 0 | 3.9075e-05 | 0 | 1.0278e-05 | 2.253e-05 | 0 | 2.253e-05 | [17 empty] | 7.3.3.17.5 (Remote Grid) Updates to grid topology to minimize risk of ignition in HFTDs Remote GridWLDFRVegetation ContactAggregated | WLDFR | HFTD - Distribution - Tier 2 - 3QU CoRE ¦ 2QU LoRE | Red Flag Warning - Destructive Fires | Vegetation Contact | Aggregated | 2038 | 3.3992e-06 | 791.1377 | 0.0026892 | 2038 | Mitigation | 0.95 | 45 | 0 | esc | 0.00097009 | 3.2975e-09 | 0.00097009 | 3.2975e-09
[35 empty] | 7.3.3.17.6 Updates to grid topology to minimize risk of ignition in HFTDs Butte County Rebuild | WLDFR | HFTD - Distribution - Tier 3 - 5QU CoRE ¦ 2QU LoRE | 2044 | 0.21095 | 0.0076596 | 0.046664 | 0 | 0.046664 |  |  |  |  | 0.012312 | 0.075005 | 0 | 0.075005 | 0.0098436 |  | 0.015822 | 0.019971 | 0.0042129 | Column23: 0.12167; Column24: 0.025666; Column25: 0; Column26: 0; Column27: 0.12167; Column28: 0.025666; Column29: 0.015528; Column30: 0.094601; Column31: 0; Column32: 0.094601; Column33: 0.019956 | WLDFR | HFTD - Distribution - Tier 3 - 5QU CoRE ¦ 1QU LoRE | Red Flag Warning - Catastrophic Fires | 2039 | 2.3214e-09 | 2.3214e-09 | 16832.3912 | 280.5544 | 10192.2718 | 6359.5651 | 0 | 0 | 2.393e-06 | 3.9075e-05 | 0 | 3.9075e-05 | 3.9075e-05 | 0 | 3.9075e-05 | 0 | 1.0278e-05 | 2.253e-05 | 0 | 2.253e-05 | [17 empty] | 7.3.3.17.5 (Remote Grid) Updates to grid topology to minimize risk of ignition in HFTDs Remote GridWLDFRVegetation ContactAggregated | WLDFR | HFTD - Distribution - Tier 2 - 3QU CoRE ¦ 2QU LoRE | Red Flag Warning - Destructive Fires | Vegetation Contact | Aggregated | 2039 | 3.3992e-06 | 791.1377 | 0.0026892 | 2039 | Mitigation | 0.95 | 45 | 0 | esc | 0.00097009 | 3.2975e-09 | 0.00097009 | 3.2975e-09
[35 empty] | 7.3.3.17.6 Updates to grid topology to minimize risk of ignition in HFTDs Butte County Rebuild | WLDFR | HFTD - Distribution - Tier 3 - 5QU CoRE ¦ 2QU LoRE | 2045 | 0.19715 | 0.0076596 | 0.046664 | 0 | 0.046664 |  |  |  |  | 0.012312 | 0.075005 | 0 | 0.075005 | 0.0091996 |  | 0.014787 | 0.019971 | 0.0039373 | Column23: 0.12167; Column24: 0.023987; Column25: 0; Column26: 0; Column27: 0.12167; Column28: 0.023987; Column29: 0.015528; Column30: 0.094601; Column31: 0; Column32: 0.094601; Column33: 0.01865 | WLDFR | HFTD - Distribution - Tier 3 - 5QU CoRE ¦ 1QU LoRE | Red Flag Warning - Catastrophic Fires | 2040 | 2.3214e-09 | 2.3214e-09 | 16832.3912 | 280.5544 | 10192.2718 | 6359.5651 | 0 | 0 | 2.393e-06 | 3.9075e-05 | 0 | 3.9075e-05 | 3.9075e-05 | 0 | 3.9075e-05 | 0 | 1.0278e-05 | 2.253e-05 | 0 | 2.253e-05 | [17 empty] | 7.3.3.17.5 (Remote Grid) Updates to grid topology to minimize risk of ignition in HFTDs Remote GridWLDFRVegetation ContactAggregated | WLDFR | HFTD - Distribution - Tier 2 - 3QU CoRE ¦ 2QU LoRE | Red Flag Warning - Destructive Fires | Vegetation Contact | Aggregated | 2040 | 3.3992e-06 | 791.1377 | 0.0026892 | 2040 | Mitigation | 0.95 | 45 | 0 | esc | 0.00097009 | 3.2975e-09 | 0.00097009 | 3.2975e-09
[35 empty] | 7.3.3.17.6 Updates to grid topology to minimize risk of ignition in HFTDs Butte County Rebuild | WLDFR | HFTD - Distribution - Tier 3 - 5QU CoRE ¦ 2QU LoRE | 2046 | 0.18425 | 0.0076596 | 0.046664 | 0 | 0.046664 |  |  |  |  | 0.012312 | 0.075005 | 0 | 0.075005 | 0.0085978 |  | 0.01382 | 0.019971 | 0.0036797 | Column23: 0.12167; Column24: 0.022417; Column25: 0; Column26: 0; Column27: 0.12167; Column28: 0.022417; Column29: 0.015528; Column30: 0.094601; Column31: 0; Column32: 0.094601; Column33: 0.01743 | WLDFR | HFTD - Distribution - Tier 3 - 5QU CoRE ¦ 1QU LoRE | Red Flag Warning - Catastrophic Fires | 2041 | 2.3214e-09 | 2.3214e-09 | 16832.3912 | 280.5544 | 10192.2718 | 6359.5651 | 0 | 0 | 2.393e-06 | 3.9075e-05 | 0 | 3.9075e-05 | 3.9075e-05 | 0 | 3.9075e-05 | 0 | 1.0278e-05 | 2.253e-05 | 0 | 2.253e-05 | [17 empty] | 7.3.3.17.5 (Remote Grid) Updates to grid topology to minimize risk of ignition in HFTDs Remote GridWLDFRVegetation ContactAggregated | WLDFR | HFTD - Distribution - Tier 2 - 3QU CoRE ¦ 2QU LoRE | Red Flag Warning - Destructive Fires | Vegetation Contact | Aggregated | 2041 | 3.3992e-06 | 791.1377 | 0.0026892 | 2041 | Mitigation | 0.95 | 45 | 0 | esc | 0.00097009 | 3.2975e-09 | 0.00097009 | 3.2975e-09
[35 empty] | 7.3.3.17.6 Updates to grid topology to minimize risk of ignition in HFTDs Butte County Rebuild | WLDFR | HFTD - Distribution - Tier 3 - 5QU CoRE ¦ 2QU LoRE | 2047 | 0.1722 | 0.0076596 | 0.046664 | 0 | 0.046664 |  |  |  |  | 0.012312 | 0.075005 | 0 | 0.075005 | 0.0080353 |  | 0.012916 | 0.019971 | 0.0034389 | Column23: 0.12167; Column24: 0.020951; Column25: 0; Column26: 0; Column27: 0.12167; Column28: 0.020951; Column29: 0.015528; Column30: 0.094601; Column31: 0; Column32: 0.094601; Column33: 0.01629 | WLDFR | HFTD - Distribution - Tier 3 - 5QU CoRE ¦ 1QU LoRE | Red Flag Warning - Catastrophic Fires | 2042 | 2.3214e-09 | 2.3214e-09 | 16832.3912 | 280.5544 | 10192.2718 | 6359.5651 | 0 | 0 | 2.393e-06 | 3.9075e-05 | 0 | 3.9075e-05 | 3.9075e-05 | 0 | 3.9075e-05 | 0 | 1.0278e-05 | 2.253e-05 | 0 | 2.253e-05 | [17 empty] | 7.3.3.17.5 (Remote Grid) Updates to grid topology to minimize risk of ignition in HFTDs Remote GridWLDFRVegetation ContactAggregated | WLDFR | HFTD - Distribution - Tier 2 - 3QU CoRE ¦ 2QU LoRE | Red Flag Warning - Destructive Fires | Vegetation Contact | Aggregated | 2042 | 3.3992e-06 | 791.1377 | 0.0026892 | 2042 | Mitigation | 0.95 | 45 | 0 | esc | 0.00097009 | 3.2975e-09 | 0.00097009 | 3.2975e-09
[35 empty] | 7.3.3.17.6 Updates to grid topology to minimize risk of ignition in HFTDs Butte County Rebuild | WLDFR | HFTD - Distribution - Tier 3 - 5QU CoRE ¦ 2QU LoRE | 2048 | 0.16093 | 0.0076596 | 0.048989 | 0 | 0.048989 |  |  |  |  | 0.012312 | 0.078743 | 0 | 0.078743 | 0.0078839 |  | 0.012672 | 0.019971 | 0.003214 | Column23: 0.12773; Column24: 0.020556; Column25: 0; Column26: 0; Column27: 0.12773; Column28: 0.020556; Column29: 0.015528; Column30: 0.099316; Column31: 0; Column32: 0.099316; Column33: 0.015983 | WLDFR | HFTD - Distribution - Tier 3 - 5QU CoRE ¦ 1QU LoRE | Red Flag Warning - Catastrophic Fires | 2043 | 2.3214e-09 | 2.3214e-09 | 17672.0852 | 299.42 | 10692.7362 | 6679.929 | 0 | 0 | 2.393e-06 | 4.1025e-05 | 0 | 4.1025e-05 | 4.1025e-05 | 0 | 4.1025e-05 | 0 | 1.0768e-05 | 2.3604e-05 | 0 | 2.3604e-05 | [17 empty] | 7.3.3.17.5 (Remote Grid) Updates to grid topology to minimize risk of ignition in HFTDs Remote GridWLDFRVegetation ContactAggregated | WLDFR | HFTD - Distribution - Tier 2 - 3QU CoRE ¦ 2QU LoRE | Red Flag Warning - Destructive Fires | Vegetation Contact | Aggregated | 2043 | 3.3992e-06 | 791.1377 | 0.0026892 | 2043 | Mitigation | 0.95 | 45 | 0 | esc | 0.00097009 | 3.2975e-09 | 0.00097009 | 3.2975e-09
[35 empty] | 7.3.3.17.6 Updates to grid topology to minimize risk of ignition in HFTDs Butte County Rebuild | WLDFR | HFTD - Distribution - Tier 3 - 5QU CoRE ¦ 2QU LoRE | 2049 | 0.1504 | 0.0076596 | 0.048989 | 0 | 0.048989 |  |  |  |  | 0.012312 | 0.078743 | 0 | 0.078743 | 0.0073681 |  | 0.011843 | 0.019971 | 0.0030037 | Column23: 0.12773; Column24: 0.019211; Column25: 0; Column26: 0; Column27: 0.12773; Column28: 0.019211; Column29: 0.015528; Column30: 0.099316; Column31: 0; Column32: 0.099316; Column33: 0.014937 | WLDFR | HFTD - Distribution - Tier 3 - 5QU CoRE ¦ 1QU LoRE | Red Flag Warning - Catastrophic Fires | 2044 | 2.3214e-09 | 2.3214e-09 | 17672.0852 | 299.42 | 10692.7362 | 6679.929 | 0 | 0 | 2.393e-06 | 4.1025e-05 | 0 | 4.1025e-05 | 4.1025e-05 | 0 | 4.1025e-05 | 0 | 1.0768e-05 | 2.3604e-05 | 0 | 2.3604e-05 | [17 empty] | 7.3.3.17.5 (Remote Grid) Updates to grid topology to minimize risk of ignition in HFTDs Remote GridWLDFRVegetation ContactAggregated | WLDFR | HFTD - Distribution - Tier 2 - 3QU CoRE ¦ 2QU LoRE | Red Flag Warning - Destructive Fires | Vegetation Contact | Aggregated | 2044 | 3.3992e-06 | 791.1377 | 0.0026892 | 2044 | Mitigation | 0.95 | 45 | 0 | esc | 0.00097009 | 3.2975e-09 | 0.00097009 | 3.2975e-09
[35 empty] | 7.3.3.17.6 Updates to grid topology to minimize risk of ignition in HFTDs Butte County Rebuild | WLDFR | HFTD - Distribution - Tier 3 - 5QU CoRE ¦ 2QU LoRE | 2050 | 0.14056 | 0.0076596 | 0.048989 | 0 | 0.048989 |  |  |  |  | 0.012312 | 0.078743 | 0 | 0.078743 | 0.0068861 |  | 0.011068 | 0.019971 | 0.0028072 | Column23: 0.12773; Column24: 0.017954; Column25: 0; Column26: 0; Column27: 0.12773; Column28: 0.017954; Column29: 0.015528; Column30: 0.099316; Column31: 0; Column32: 0.099316; Column33: 0.01396 | WLDFR | HFTD - Distribution - Tier 3 - 5QU CoRE ¦ 1QU LoRE | Red Flag Warning - Catastrophic Fires | 2045 | 2.3214e-09 | 2.3214e-09 | 17672.0852 | 299.42 | 10692.7362 | 6679.929 | 0 | 0 | 2.393e-06 | 4.1025e-05 | 0 | 4.1025e-05 | 4.1025e-05 | 0 | 4.1025e-05 | 0 | 1.0768e-05 | 2.3604e-05 | 0 | 2.3604e-05 | [17 empty] | 7.3.3.17.5 (Remote Grid) Updates to grid topology to minimize risk of ignition in HFTDs Remote GridWLDFRVegetation ContactAggregated | WLDFR | HFTD - Distribution - Tier 2 - 3QU CoRE ¦ 2QU LoRE | Red Flag Warning - Destructive Fires | Vegetation Contact | Aggregated | 2045 | 3.3992e-06 | 791.1377 | 0.0026892 | 2045 | Mitigation | 0.95 | 45 | 0 | esc | 0.00097009 | 3.2975e-09 | 0.00097009 | 3.2975e-09
[35 empty] | 7.3.3.17.6 Updates to grid topology to minimize risk of ignition in HFTDs Butte County Rebuild | WLDFR | HFTD - Distribution - Tier 3 - 5QU CoRE ¦ 2QU LoRE | 2051 | 0.13137 | 0.0076596 | 0.048989 | 0 | 0.048989 |  |  |  |  | 0.012312 | 0.078743 | 0 | 0.078743 | 0.0064356 |  | 0.010344 | 0.019971 | 0.0026236 | Column23: 0.12773; Column24: 0.01678; Column25: 0; Column26: 0; Column27: 0.12773; Column28: 0.01678; Column29: 0.015528; Column30: 0.099316; Column31: 0; Column32: 0.099316; Column33: 0.013047 | WLDFR | HFTD - Distribution - Tier 3 - 5QU CoRE ¦ 1QU LoRE | Red Flag Warning - Catastrophic Fires | 2046 | 2.3214e-09 | 2.3214e-09 | 17672.0852 | 299.42 | 10692.7362 | 6679.929 | 0 | 0 | 2.393e-06 | 4.1025e-05 | 0 | 4.1025e-05 | 4.1025e-05 | 0 | 4.1025e-05 | 0 | 1.0768e-05 | 2.3604e-05 | 0 | 2.3604e-05 | [17 empty] | 7.3.3.17.5 (Remote Grid) Updates to grid topology to minimize risk of ignition in HFTDs Remote GridWLDFRVegetation ContactAggregated | WLDFR | HFTD - Distribution - Tier 2 - 3QU CoRE ¦ 2QU LoRE | Red Flag Warning - Destructive Fires | Vegetation Contact | Aggregated | 2046 | 3.3992e-06 | 791.1377 | 0.0026892 | 2046 | Mitigation | 0.95 | 45 | 0 | esc | 0.00097009 | 3.2975e-09 | 0.00097009 | 3.2975e-09
[35 empty] | 7.3.3.17.6 Updates to grid topology to minimize risk of ignition in HFTDs Butte County Rebuild | WLDFR | HFTD - Distribution - Tier 3 - 5QU CoRE ¦ 2QU LoRE | 2052 | 0.12277 | 0.0076596 | 0.048989 | 0 | 0.048989 |  |  |  |  | 0.012312 | 0.078743 | 0 | 0.078743 | 0.0060146 |  | 0.0096675 | 0.019971 | 0.0024519 | Column23: 0.12773; Column24: 0.015682; Column25: 0; Column26: 0; Column27: 0.12773; Column28: 0.015682; Column29: 0.015528; Column30: 0.099316; Column31: 0; Column32: 0.099316; Column33: 0.012193 | WLDFR | HFTD - Distribution - Tier 3 - 5QU CoRE ¦ 1QU LoRE | Red Flag Warning - Catastrophic Fires | 2047 | 2.3214e-09 | 2.3214e-09 | 17672.0852 | 299.42 | 10692.7362 | 6679.929 | 0 | 0 | 2.393e-06 | 4.1025e-05 | 0 | 4.1025e-05 | 4.1025e-05 | 0 | 4.1025e-05 | 0 | 1.0768e-05 | 2.3604e-05 | 0 | 2.3604e-05 | [17 empty] | 7.3.3.17.5 (Remote Grid) Updates to grid topology to minimize risk of ignition in HFTDs Remote GridWLDFRVegetation ContactAggregated | WLDFR | HFTD - Distribution - Tier 2 - 3QU CoRE ¦ 2QU LoRE | Red Flag Warning - Destructive Fires | Vegetation Contact | Aggregated | 2047 | 3.3992e-06 | 791.1377 | 0.0026892 | 2047 | Mitigation | 0.95 | 45 | 0 | esc | 0.00097009 | 3.2975e-09 | 0.00097009 | 3.2975e-09
[35 empty] | 7.3.3.17.6 Updates to grid topology to minimize risk of ignition in HFTDs Butte County Rebuild | WLDFR | HFTD - Distribution - Tier 3 - 5QU CoRE ¦ 2QU LoRE | 2053 | 0.11474 | 0.0076596 | 0.051394 | 0 | 0.051394 |  |  |  |  | 0.012312 | 0.082608 | 0 | 0.082608 | 0.005897 |  | 0.0094785 | 0.019971 | 0.0022915 | Column23: 0.134; Column24: 0.015376; Column25: 0; Column26: 0; Column27: 0.134; Column28: 0.015376; Column29: 0.015528; Column30: 0.10419; Column31: 0; Column32: 0.10419; Column33: 0.011955 | WLDFR | HFTD - Distribution - Tier 3 - 5QU CoRE ¦ 1QU LoRE | Red Flag Warning - Catastrophic Fires | 2048 | 2.3214e-09 | 2.3214e-09 | 18552.3348 | 319.4911 | 11216.5626 | 7016.281 | 0 | 0 | 2.393e-06 | 4.3068e-05 | 0 | 4.3068e-05 | 4.3068e-05 | 0 | 4.3068e-05 | 0 | 1.1262e-05 | 2.4687e-05 | 0 | 2.4687e-05 | [17 empty] | 7.3.3.17.5 (Remote Grid) Updates to grid topology to minimize risk of ignition in HFTDs Remote GridWLDFRVegetation ContactAggregated | WLDFR | HFTD - Distribution - Tier 2 - 3QU CoRE ¦ 2QU LoRE | Red Flag Warning - Destructive Fires | Vegetation Contact | Aggregated | 2048 | 3.3992e-06 | 791.1377 | 0.0026892 | 2048 | Mitigation | 0.95 | 45 | 0 | esc | 0.00097009 | 3.2975e-09 | 0.00097009 | 3.2975e-09
[35 empty] | 7.3.3.17.6 Updates to grid topology to minimize risk of ignition in HFTDs Butte County Rebuild | WLDFR | HFTD - Distribution - Tier 3 - 5QU CoRE ¦ 2QU LoRE | 2054 | 0.10723 | 0.0076596 | 0.051394 | 0 | 0.051394 |  |  |  |  | 0.012312 | 0.082608 | 0 | 0.082608 | 0.0055112 |  | 0.0088585 | 0.019971 | 0.0021416 | Column23: 0.134; Column24: 0.01437; Column25: 0; Column26: 0; Column27: 0.134; Column28: 0.01437; Column29: 0.015528; Column30: 0.10419; Column31: 0; Column32: 0.10419; Column33: 0.011173 | WLDFR | HFTD - Distribution - Tier 3 - 5QU CoRE ¦ 1QU LoRE | Red Flag Warning - Catastrophic Fires | 2049 | 2.3214e-09 | 2.3214e-09 | 18552.3348 | 319.4911 | 11216.5626 | 7016.281 | 0 | 0 | 2.393e-06 | 4.3068e-05 | 0 | 4.3068e-05 | 4.3068e-05 | 0 | 4.3068e-05 | 0 | 1.1262e-05 | 2.4687e-05 | 0 | 2.4687e-05 | [17 empty] | 7.3.3.17.5 (Remote Grid) Updates to grid topology to minimize risk of ignition in HFTDs Remote GridWLDFRVegetation ContactAggregated | WLDFR | HFTD - Distribution - Tier 2 - 3QU CoRE ¦ 2QU LoRE | Red Flag Warning - Destructive Fires | Vegetation Contact | Aggregated | 2049 | 3.3992e-06 | 791.1377 | 0.0026892 | 2049 | Mitigation | 0.95 | 45 | 0 | esc | 0.00097009 | 3.2975e-09 | 0.00097009 | 3.2975e-09
[35 empty] | 7.3.3.17.6 Updates to grid topology to minimize risk of ignition in HFTDs Butte County Rebuild | WLDFR | HFTD - Distribution - Tier 3 - 5QU CoRE ¦ 2QU LoRE | 2055 | 0.10022 | 0.0076596 | 0.051394 | 0 | 0.051394 |  |  |  |  | 0.012312 | 0.082608 | 0 | 0.082608 | 0.0051507 |  | 0.0082789 | 0.019971 | 0.0020015 | Column23: 0.134; Column24: 0.01343; Column25: 0; Column26: 0; Column27: 0.134; Column28: 0.01343; Column29: 0.015528; Column30: 0.10419; Column31: 0; Column32: 0.10419; Column33: 0.010442 | WLDFR | HFTD - Distribution - Tier 3 - 5QU CoRE ¦ 1QU LoRE | Red Flag Warning - Catastrophic Fires | 2050 | 2.3214e-09 | 2.3214e-09 | 18552.3348 | 319.4911 | 11216.5626 | 7016.281 | 0 | 0 | 2.393e-06 | 4.3068e-05 | 0 | 4.3068e-05 | 4.3068e-05 | 0 | 4.3068e-05 | 0 | 1.1262e-05 | 2.4687e-05 | 0 | 2.4687e-05 | [17 empty] | 7.3.3.17.5 (Remote Grid) Updates to grid topology to minimize risk of ignition in HFTDs Remote GridWLDFRVegetation ContactAggregated | WLDFR | HFTD - Distribution - Tier 2 - 3QU CoRE ¦ 2QU LoRE | Red Flag Warning - Destructive Fires | Vegetation Contact | Aggregated | 2050 | 3.3992e-06 | 791.1377 | 0.0026892 | 2050 | Mitigation | 0.95 | 45 | 0 | esc | 0.00097009 | 3.2975e-09 | 0.00097009 | 3.2975e-09
[35 empty] | 7.3.3.17.6 Updates to grid topology to minimize risk of ignition in HFTDs Butte County Rebuild | WLDFR | HFTD - Distribution - Tier 3 - 5QU CoRE ¦ 2QU LoRE | 2056 | 0.093663 | 0.0076596 | 0.051394 | 0 | 0.051394 |  |  |  |  | 0.012312 | 0.082608 | 0 | 0.082608 | 0.0048137 |  | 0.0077373 | 0.019971 | 0.0018706 | Column23: 0.134; Column24: 0.012551; Column25: 0; Column26: 0; Column27: 0.134; Column28: 0.012551; Column29: 0.015528; Column30: 0.10419; Column31: 0; Column32: 0.10419; Column33: 0.0097588 | WLDFR | HFTD - Distribution - Tier 3 - 5QU CoRE ¦ 1QU LoRE | Red Flag Warning - Catastrophic Fires | 2051 | 2.3214e-09 | 2.3214e-09 | 18552.3348 | 319.4911 | 11216.5626 | 7016.281 | 0 | 0 | 2.393e-06 | 4.3068e-05 | 0 | 4.3068e-05 | 4.3068e-05 | 0 | 4.3068e-05 | 0 | 1.1262e-05 | 2.4687e-05 | 0 | 2.4687e-05 | [17 empty] | 7.3.3.17.5 (Remote Grid) Updates to grid topology to minimize risk of ignition in HFTDs Remote GridWLDFRVegetation ContactAggregated | WLDFR | HFTD - Distribution - Tier 2 - 3QU CoRE ¦ 2QU LoRE | Red Flag Warning - Destructive Fires | Vegetation Contact | Aggregated | 2051 | 3.3992e-06 | 791.1377 | 0.0026892 | 2051 | Mitigation | 0.95 | 45 | 0 | esc | 0.00097009 | 3.2975e-09 | 0.00097009 | 3.2975e-09
[35 empty] | 7.3.3.17.6 Updates to grid topology to minimize risk of ignition in HFTDs Butte County Rebuild | WLDFR | HFTD - Distribution - Tier 3 - 5QU CoRE ¦ 2QU LoRE | 2057 | 0.087535 | 0.0076596 | 0.051394 | 0 | 0.051394 |  |  |  |  | 0.012312 | 0.082608 | 0 | 0.082608 | 0.0044988 |  | 0.0072311 | 0.019971 | 0.0017482 | Column23: 0.134; Column24: 0.01173; Column25: 0; Column26: 0; Column27: 0.134; Column28: 0.01173; Column29: 0.015528; Column30: 0.10419; Column31: 0; Column32: 0.10419; Column33: 0.0091204 | WLDFR | HFTD - Distribution - Tier 3 - 5QU CoRE ¦ 1QU LoRE | Red Flag Warning - Catastrophic Fires | 2052 | 2.3214e-09 | 2.3214e-09 | 18552.3348 | 319.4911 | 11216.5626 | 7016.281 | 0 | 0 | 2.393e-06 | 4.3068e-05 | 0 | 4.3068e-05 | 4.3068e-05 | 0 | 4.3068e-05 | 0 | 1.1262e-05 | 2.4687e-05 | 0 | 2.4687e-05 | [17 empty] | 7.3.3.17.5 (Remote Grid) Updates to grid topology to minimize risk of ignition in HFTDs Remote GridWLDFRVegetation ContactAggregated | WLDFR | HFTD - Distribution - Tier 2 - 3QU CoRE ¦ 2QU LoRE | Red Flag Warning - Destructive Fires | Vegetation Contact | Aggregated | 2052 | 3.3992e-06 | 791.1377 | 0.0026892 | 2052 | Mitigation | 0.95 | 45 | 0 | esc | 0.00097009 | 3.2975e-09 | 0.00097009 | 3.2975e-09
[35 empty] | 7.3.3.17.6 Updates to grid topology to minimize risk of ignition in HFTDs Butte County Rebuild | WLDFR | HFTD - Distribution - Tier 3 - 5QU CoRE ¦ 2QU LoRE | 2058 | 0.081809 | 0.0076596 | 0.053849 | 0 | 0.053849 |  |  |  |  | 0.012312 | 0.086553 | 0 | 0.086553 | 0.0044053 |  | 0.0070808 | 0.019971 | 0.0016338 | Column23: 0.1404; Column24: 0.011486; Column25: 0; Column26: 0; Column27: 0.1404; Column28: 0.011486; Column29: 0.015528; Column30: 0.10917; Column31: 0; Column32: 0.10917; Column33: 0.0089308 | WLDFR | HFTD - Distribution - Tier 3 - 5QU CoRE ¦ 1QU LoRE | Red Flag Warning - Catastrophic Fires | 2053 | 2.3214e-09 | 2.3214e-09 | 19462.1283 | 340.5356 | 11757.1413 | 7364.4514 | 0 | 0 | 2.393e-06 | 4.518e-05 | 0 | 4.518e-05 | 4.518e-05 | 0 | 4.518e-05 | 0 | 1.1754e-05 | 2.5766e-05 | 0 | 2.5766e-05 | [17 empty] | 7.3.3.17.5 (Remote Grid) Updates to grid topology to minimize risk of ignition in HFTDs Remote GridWLDFRVegetation ContactAggregated | WLDFR | HFTD - Distribution - Tier 2 - 3QU CoRE ¦ 2QU LoRE | Red Flag Warning - Destructive Fires | Vegetation Contact | Aggregated | 2053 | 3.3992e-06 | 791.1377 | 0.0026892 | 2053 | Mitigation | 0.95 | 45 | 0 | esc | 0.00097009 | 3.2975e-09 | 0.00097009 | 3.2975e-09
[35 empty] | 7.3.3.17.6 Updates to grid topology to minimize risk of ignition in HFTDs Butte County Rebuild | WLDFR | HFTD - Distribution - Tier 3 - 5QU CoRE ¦ 2QU LoRE | 2059 | 0.076457 | 0.0076596 | 0.053849 | 0 | 0.053849 |  |  |  |  | 0.012312 | 0.086553 | 0 | 0.086553 | 0.0041171 |  | 0.0066176 | 0.019971 | 0.0015269 | Column23: 0.1404; Column24: 0.010735; Column25: 0; Column26: 0; Column27: 0.1404; Column28: 0.010735; Column29: 0.015528; Column30: 0.10917; Column31: 0; Column32: 0.10917; Column33: 0.0083465 | WLDFR | HFTD - Distribution - Tier 3 - 5QU CoRE ¦ 1QU LoRE | Red Flag Warning - Catastrophic Fires | 2054 | 2.3214e-09 | 2.3214e-09 | 19462.1283 | 340.5356 | 11757.1413 | 7364.4514 | 0 | 0 | 2.393e-06 | 4.518e-05 | 0 | 4.518e-05 | 4.518e-05 | 0 | 4.518e-05 | 0 | 1.1754e-05 | 2.5766e-05 | 0 | 2.5766e-05 | [17 empty] | 7.3.3.17.5 (Remote Grid) Updates to grid topology to minimize risk of ignition in HFTDs Remote GridWLDFRVegetation ContactAggregated | WLDFR | HFTD - Distribution - Tier 2 - 3QU CoRE ¦ 2QU LoRE | Red Flag Warning - Destructive Fires | Vegetation Contact | Aggregated | 2054 | 3.3992e-06 | 791.1377 | 0.0026892 | 2054 | Mitigation | 0.95 | 45 | 0 | esc | 0.00097009 | 3.2975e-09 | 0.00097009 | 3.2975e-09
[35 empty] | 7.3.3.17.6 Updates to grid topology to minimize risk of ignition in HFTDs Butte County Rebuild | WLDFR | HFTD - Distribution - Tier 3 - 5QU CoRE ¦ 2QU LoRE | 2060 | 0.071455 | 0.0076596 | 0.053849 | 0 | 0.053849 |  |  |  |  | 0.012312 | 0.086553 | 0 | 0.086553 | 0.0038478 |  | 0.0061847 | 0.019971 | 0.001427 | Column23: 0.1404; Column24: 0.010032; Column25: 0; Column26: 0; Column27: 0.1404; Column28: 0.010032; Column29: 0.015528; Column30: 0.10917; Column31: 0; Column32: 0.10917; Column33: 0.0078005 | WLDFR | HFTD - Distribution - Tier 3 - 5QU CoRE ¦ 1QU LoRE | Red Flag Warning - Catastrophic Fires | 2055 | 2.3214e-09 | 2.3214e-09 | 19462.1283 | 340.5356 | 11757.1413 | 7364.4514 | 0 | 0 | 2.393e-06 | 4.518e-05 | 0 | 4.518e-05 | 4.518e-05 | 0 | 4.518e-05 | 0 | 1.1754e-05 | 2.5766e-05 | 0 | 2.5766e-05 | [17 empty] | 7.3.3.17.5 (Remote Grid) Updates to grid topology to minimize risk of ignition in HFTDs Remote GridWLDFRVegetation ContactAggregated | WLDFR | HFTD - Distribution - Tier 2 - 3QU CoRE ¦ 2QU LoRE | Red Flag Warning - Destructive Fires | Vegetation Contact | Aggregated | 2055 | 3.3992e-06 | 791.1377 | 0.0026892 | 2055 | Mitigation | 0.95 | 45 | 0 | esc | 0.00097009 | 3.2975e-09 | 0.00097009 | 3.2975e-09
[35 empty] | 7.3.3.17.6 Updates to grid topology to minimize risk of ignition in HFTDs Butte County Rebuild | WLDFR | HFTD - Distribution - Tier 3 - 5QU CoRE ¦ 2QU LoRE | 2061 | 0.06678 | 0.0076596 | 0.053849 | 0 | 0.053849 |  |  |  |  | 0.012312 | 0.086553 | 0 | 0.086553 | 0.003596 |  | 0.0057801 | 0.019971 | 0.0013337 | Column23: 0.1404; Column24: 0.0093761; Column25: 0; Column26: 0; Column27: 0.1404; Column28: 0.0093761; Column29: 0.015528; Column30: 0.10917; Column31: 0; Column32: 0.10917; Column33: 0.0072902 | WLDFR | HFTD - Distribution - Tier 3 - 5QU CoRE ¦ 1QU LoRE | Red Flag Warning - Catastrophic Fires | 2056 | 2.3214e-09 | 2.3214e-09 | 19462.1283 | 340.5356 | 11757.1413 | 7364.4514 | 0 | 0 | 2.393e-06 | 4.518e-05 | 0 | 4.518e-05 | 4.518e-05 | 0 | 4.518e-05 | 0 | 0 | 2.5766e-05 | 0 | 2.5766e-05 | [17 empty] | 7.3.3.17.5 (Remote Grid) Updates to grid topology to minimize risk of ignition in HFTDs Remote GridWLDFRVegetation ContactAggregated | WLDFR | HFTD - Distribution - Tier 2 - 3QU CoRE ¦ 2QU LoRE | Red Flag Warning - Destructive Fires | Vegetation Contact | Aggregated | 2056 | 3.3992e-06 | 791.1377 | 0.0026892 | 2056 | Mitigation | 0.95 | 45 | 0 | esc | 0.00097009 | 3.2975e-09 | 0.00097009 | 3.2975e-09
[35 empty] | 7.3.3.17.6 Updates to grid topology to minimize risk of ignition in HFTDs Butte County Rebuild | WLDFR | HFTD - Distribution - Tier 3 - 5QU CoRE ¦ 2QU LoRE | 2062 | 0.062412 | 0.0076596 | 0.053849 | 0 | 0.053849 |  |  |  |  | 0.012312 | 0.086553 | 0 | 0.086553 | 0.0033608 |  | 0.0054019 | 0.019971 | 0.0012464 | Column23: 0.1404; Column24: 0.0087627; Column25: 0; Column26: 0; Column27: 0.1404; Column28: 0.0087627; Column29: 0.015528; Column30: 0.10917; Column31: 0; Column32: 0.10917; Column33: 0.0068132 | WLDFR | HFTD - Distribution - Tier 3 - 5QU CoRE ¦ 1QU LoRE | Red Flag Warning - Catastrophic Fires | 2057 | 2.3214e-09 | 2.3214e-09 | 19462.1283 | 340.5356 | 11757.1413 | 7364.4514 | 0 | 0 | 2.393e-06 | 4.518e-05 | 0 | 4.518e-05 | 4.518e-05 | 0 | 4.518e-05 | 0 | 0 | 0 | 0 | 0 | [17 empty] | 7.3.3.17.5 (Remote Grid) Updates to grid topology to minimize risk of ignition in HFTDs Remote GridWLDFRVegetation ContactAggregated | WLDFR | HFTD - Distribution - Tier 2 - 3QU CoRE ¦ 2QU LoRE | Red Flag Warning - Destructive Fires | Vegetation Contact | Aggregated | 2057 | 3.3992e-06 | 791.1377 | 0.0026892 | 2057 | Mitigation | 0.95 | 45 | 0 | esc | 0.00097009 | 3.2975e-09 | 0.00097009 | 3.2975e-09
[35 empty] | 7.3.3.17.6 Updates to grid topology to minimize risk of ignition in HFTDs Butte County Rebuild | WLDFR | HFTD - Distribution - Tier 3 - 5QU CoRE ¦ 2QU LoRE | 2063 | 0.058329 | 0.0076596 | 0.056323 | 0 | 0.056323 |  |  |  |  | 0.012312 | 0.090531 | 0 | 0.090531 | 0.0032853 |  | 0.0052806 | 0.019971 | 0.0011649 | Column23: 0.14685; Column24: 0.0085658; Column25: 0; Column26: 0; Column27: 0.14685; Column28: 0.0085658; Column29: 0.015528; Column30: 0.11418; Column31: 0; Column32: 0.11418; Column33: 0.0066602 | WLDFR | HFTD - Distribution - Tier 3 - 5QU CoRE ¦ 1QU LoRE | Red Flag Warning - Catastrophic Fires | 2058 | 2.3214e-09 | 2.3214e-09 | 20390.4035 | 362.3049 | 12307.8747 | 7720.2238 | 0 | 0 | 2.393e-06 | 4.7335e-05 | 0 | 4.7335e-05 | 4.7335e-05 | 0 | 4.7335e-05 | 0 | 5.8226e-06 | 0 | 0 | 0 | [17 empty] | 7.3.3.17.5 (Remote Grid) Updates to grid topology to minimize risk of ignition in HFTDs Remote GridWLDFRVegetation ContactAggregated | WLDFR | HFTD - Distribution - Tier 2 - 3QU CoRE ¦ 2QU LoRE | Red Flag Warning - Destructive Fires | Vegetation Contact | Aggregated | 2058 | 3.3992e-06 | 791.1377 | 0.0026892 | 2058 | Mitigation | 0.95 | 45 | 0 | esc | 0.00097009 | 3.2975e-09 | 0.00097009 | 3.2975e-09
[35 empty] | 7.3.3.17.6 Updates to grid topology to minimize risk of ignition in HFTDs Butte County Rebuild | WLDFR | HFTD - Distribution - Tier 3 - 5QU CoRE ¦ 2QU LoRE | 2064 | 0.054513 | 0.0076596 | 0.056323 | 0 | 0.056323 |  |  |  |  | 0.012312 | 0.090531 | 0 | 0.090531 | 0.0030703 |  | 0.0049351 | 0.019971 | 0.0010887 | Column23: 0.14685; Column24: 0.0080054; Column25: 0; Column26: 0; Column27: 0.14685; Column28: 0.0080054; Column29: 0.015528; Column30: 0.11418; Column31: 0; Column32: 0.11418; Column33: 0.0062244 | WLDFR | HFTD - Distribution - Tier 3 - 5QU CoRE ¦ 1QU LoRE | Red Flag Warning - Catastrophic Fires | 2059 | 2.3214e-09 | 2.3214e-09 | 20390.4035 | 362.3049 | 12307.8747 | 7720.2238 | 0 | 0 | 2.393e-06 | 4.7335e-05 | 0 | 4.7335e-05 | 4.7335e-05 | 0 | 4.7335e-05 | 0 | 6.0354e-06 | 1.323e-05 | 0 | 1.323e-05 | [17 empty] | 7.3.3.17.5 (Remote Grid) Updates to grid topology to minimize risk of ignition in HFTDs Remote GridWLDFRVegetation ContactAggregated | WLDFR | HFTD - Distribution - Tier 2 - 3QU CoRE ¦ 2QU LoRE | Red Flag Warning - Destructive Fires | Vegetation Contact | Aggregated | 2059 | 3.3992e-06 | 791.1377 | 0.0026892 | 2059 | Mitigation | 0.95 | 45 | 0 | esc | 0.00097009 | 3.2975e-09 | 0.00097009 | 3.2975e-09
[35 empty] | 7.3.3.17.6 Updates to grid topology to minimize risk of ignition in HFTDs Butte County Rebuild | WLDFR | HFTD - Distribution - Tier 3 - 5QU CoRE ¦ 2QU LoRE | 2065 | 0.050946 | 0.0076596 | 0.056323 | 0 | 0.056323 |  |  |  |  | 0.012312 | 0.090531 | 0 | 0.090531 | 0.0028695 |  | 0.0046122 | 0.019971 | 0.0010175 | Column23: 0.14685; Column24: 0.0074817; Column25: 0; Column26: 0; Column27: 0.14685; Column28: 0.0074817; Column29: 0.015528; Column30: 0.11418; Column31: 0; Column32: 0.11418; Column33: 0.0058172 | WLDFR | HFTD - Distribution - Tier 3 - 5QU CoRE ¦ 1QU LoRE | Red Flag Warning - Catastrophic Fires | 2060 | 2.3214e-09 | 2.3214e-09 | 20390.4035 | 362.3049 | 12307.8747 | 7720.2238 | 0 | 0 | 2.393e-06 | 4.7335e-05 | 0 | 4.7335e-05 | 4.7335e-05 | 0 | 4.7335e-05 | 0 | 6.0354e-06 | 1.323e-05 | 0 | 1.323e-05 | [17 empty] | 7.3.3.17.5 (Remote Grid) Updates to grid topology to minimize risk of ignition in HFTDs Remote GridWLDFRVegetation ContactAggregated | WLDFR | HFTD - Distribution - Tier 2 - 3QU CoRE ¦ 2QU LoRE | Red Flag Warning - Destructive Fires | Vegetation Contact | Aggregated | 2060 | 3.3992e-06 | 791.1377 | 0.0026892 | 2060 | Mitigation | 0.95 | 45 | 0 | esc | 0.00097009 | 3.2975e-09 | 0.00097009 | 3.2975e-09
[35 empty] | 7.3.3.17.6 Updates to grid topology to minimize risk of ignition in HFTDs Butte County Rebuild | WLDFR | HFTD - Distribution - Tier 3 - 5QU CoRE ¦ 2QU LoRE | 2066 | 0.047613 | 0.0076596 | 0.056323 | 0 | 0.056323 |  |  |  |  | 0.012312 | 0.090531 | 0 | 0.090531 | 0.0026818 |  | 0.0043105 | 0.019971 | 0.0009509 | Column23: 0.14685; Column24: 0.0069923; Column25: 0; Column26: 0; Column27: 0.14685; Column28: 0.0069923; Column29: 0.015528; Column30: 0.11418; Column31: 0; Column32: 0.11418; Column33: 0.0054367 | WLDFR | HFTD - Distribution - Tier 3 - 5QU CoRE ¦ 1QU LoRE | Red Flag Warning - Catastrophic Fires | 2061 | 2.3214e-09 | 2.3214e-09 | 20390.4035 | 362.3049 | 12307.8747 | 7720.2238 | 0 | 0 | 2.393e-06 | 4.7335e-05 | 0 | 4.7335e-05 | 4.7335e-05 | 0 | 4.7335e-05 | 0 | 6.0354e-06 | 1.323e-05 | 0 | 1.323e-05 | [17 empty] | 7.3.3.17.5 (Remote Grid) Updates to grid topology to minimize risk of ignition in HFTDs Remote GridWLDFRVegetation ContactAggregated | WLDFR | HFTD - Distribution - Tier 2 - 3QU CoRE ¦ 2QU LoRE | Red Flag Warning - Destructive Fires | Vegetation Contact | Aggregated | 2061 | 3.3992e-06 | 791.1377 | 0.0026892 | 2061 | Mitigation | 0.95 | 45 | 0 | esc | 0.00097009 | 3.2975e-09 | 0.00097009 | 3.2975e-09
[35 empty] | 7.3.3.17.6 Updates to grid topology to minimize risk of ignition in HFTDs Butte County Rebuild | WLDFR | HFTD - Distribution - Tier 3 - 5QU CoRE ¦ 2QU LoRE | 2067 | 0.044499 | 0.0076596 | 0.056323 | 0 | 0.056323 |  |  |  |  | 0.012312 | 0.090531 | 0 | 0.090531 | 0.0025063 |  | 0.0040285 | 0.019971 | 0.00088869 | Column23: 0.14685; Column24: 0.0065348; Column25: 0; Column26: 0; Column27: 0.14685; Column28: 0.0065348; Column29: 0.015528; Column30: 0.11418; Column31: 0; Column32: 0.11418; Column33: 0.005081 | WLDFR | HFTD - Distribution - Tier 3 - 5QU CoRE ¦ 1QU LoRE | Red Flag Warning - Catastrophic Fires | 2062 | 2.3214e-09 | 2.3214e-09 | 20390.4035 | 362.3049 | 12307.8747 | 7720.2238 | 0 | 0 | 2.393e-06 | 4.7335e-05 | 0 | 4.7335e-05 | 4.7335e-05 | 0 | 4.7335e-05 | 0 | 6.0354e-06 | 1.323e-05 | 0 | 1.323e-05 | [17 empty] | 7.3.3.17.5 (Remote Grid) Updates to grid topology to minimize risk of ignition in HFTDs Remote GridWLDFRVegetation ContactAggregated | WLDFR | HFTD - Distribution - Tier 2 - 3QU CoRE ¦ 2QU LoRE | Red Flag Warning - Destructive Fires | Vegetation Contact | Aggregated | 2062 | 3.3992e-06 | 791.1377 | 0.0026892 | 2062 | Mitigation | 0.95 | 45 | 0 | esc | 0.00097009 | 3.2975e-09 | 0.00097009 | 3.2975e-09
[35 empty] | 7.3.3.17.6 Updates to grid topology to minimize risk of ignition in HFTDs Butte County Rebuild | WLDFR | HFTD - Distribution - Tier 3 - 5QU CoRE ¦ 2QU LoRE | 2068 | 0.041587 | 0.0076596 | 0.058789 | 0 | 0.058789 |  |  |  |  | 0.012312 | 0.094494 | 0 | 0.094494 | 0.0024449 |  | 0.0039297 | 0.019971 | 0.00083055 | Column23: 0.15328; Column24: 0.0063746; Column25: 0; Column26: 0; Column27: 0.15328; Column28: 0.0063746; Column29: 0.015528; Column30: 0.11918; Column31: 0; Column32: 0.11918; Column33: 0.0049564 | WLDFR | HFTD - Distribution - Tier 3 - 5QU CoRE ¦ 1QU LoRE | Red Flag Warning - Catastrophic Fires | 2063 | 2.3214e-09 | 2.3214e-09 | 21325.9188 | 384.5316 | 12862.0997 | 8079.2876 | 0 | 0 | 2.393e-06 | 4.9507e-05 | 0 | 4.9507e-05 | 4.9507e-05 | 0 | 4.9507e-05 | 0 | 6.0354e-06 | 1.323e-05 | 0 | 1.323e-05 | [17 empty] | 7.3.3.17.5 (Remote Grid) Updates to grid topology to minimize risk of ignition in HFTDs Remote GridWLDFRVegetation ContactAggregated | WLDFR | HFTD - Distribution - Tier 2 - 3QU CoRE ¦ 2QU LoRE | Red Flag Warning - Destructive Fires | Vegetation Contact | Aggregated | 2063 | 3.3992e-06 | 791.1377 | 0.0026892 | 2063 | Mitigation | 0.95 | 45 | 0 | esc | 0.00097009 | 3.2975e-09 | 0.00097009 | 3.2975e-09
[35 empty] | 7.3.3.17.6 Updates to grid topology to minimize risk of ignition in HFTDs Butte County Rebuild | WLDFR | HFTD - Distribution - Tier 3 - 5QU CoRE ¦ 2QU LoRE | 2069 | 0.038867 | 0.0076596 | 0.058789 | 0 | 0.058789 |  |  |  |  | 0.012312 | 0.094494 | 0 | 0.094494 | 0.0022849 |  | 0.0036727 | 0.019971 | 0.00077622 | Column23: 0.15328; Column24: 0.0059576; Column25: 0; Column26: 0; Column27: 0.15328; Column28: 0.0059576; Column29: 0.015528; Column30: 0.11918; Column31: 0; Column32: 0.11918; Column33: 0.0046322 | WLDFR | HFTD - Distribution - Tier 3 - 5QU CoRE ¦ 1QU LoRE | Red Flag Warning - Catastrophic Fires | 2064 | 2.3214e-09 | 2.3214e-09 | 21325.9188 | 384.5316 | 12862.0997 | 8079.2876 | 0 | 0 | 2.393e-06 | 4.9507e-05 | 0 | 4.9507e-05 | 4.9507e-05 | 0 | 4.9507e-05 | 0 | 6.3032e-06 | 1.3817e-05 | 0 | 1.3817e-05 | [17 empty] | 7.3.3.17.5 (Remote Grid) Updates to grid topology to minimize risk of ignition in HFTDs Remote GridWLDFRVegetation ContactAggregated | WLDFR | HFTD - Distribution - Tier 2 - 3QU CoRE ¦ 2QU LoRE | Red Flag Warning - Destructive Fires | Vegetation Contact | Aggregated | 2064 | 3.3992e-06 | 791.1377 | 0.0026892 | 2064 | Mitigation | 0.95 | 45 | 0 | esc | 0.00097009 | 3.2975e-09 | 0.00097009 | 3.2975e-09
[35 empty] | 7.3.3.17.6 Updates to grid topology to minimize risk of ignition in HFTDs Butte County Rebuild | WLDFR | HFTD - Distribution - Tier 3 - 5QU CoRE ¦ 2QU LoRE | 2070 | 0.036324 | 0.0076596 | 0.058789 | 0 | 0.058789 |  |  |  |  | 0.012312 | 0.094494 | 0 | 0.094494 | 0.0021354 |  | 0.0034324 | 0.019971 | 0.00072544 | Column23: 0.15328; Column24: 0.0055678; Column25: 0; Column26: 0; Column27: 0.15328; Column28: 0.0055678; Column29: 0.015528; Column30: 0.11918; Column31: 0; Column32: 0.11918; Column33: 0.0043291 | WLDFR | HFTD - Distribution - Tier 3 - 5QU CoRE ¦ 1QU LoRE | Red Flag Warning - Catastrophic Fires | 2065 | 2.3214e-09 | 2.3214e-09 | 21325.9188 | 384.5316 | 12862.0997 | 8079.2876 | 0 | 0 | 2.393e-06 | 4.9507e-05 | 0 | 4.9507e-05 | 4.9507e-05 | 0 | 4.9507e-05 | 0 | 6.3032e-06 | 1.3817e-05 | 0 | 1.3817e-05 | [17 empty] | 7.3.3.17.5 (Remote Grid) Updates to grid topology to minimize risk of ignition in HFTDs Remote GridWLDFRVegetation ContactAggregated | WLDFR | HFTD - Distribution - Tier 2 - 3QU CoRE ¦ 2QU LoRE | Red Flag Warning - Destructive Fires | Vegetation Contact | Aggregated | 2065 | 3.3992e-06 | 791.1377 | 0.0026892 | 2065 | Mitigation | 0.95 | 45 | 0 | esc | 0.00097009 | 3.2975e-09 | 0.00097009 | 3.2975e-09
[35 empty] | 7.3.3.17.6 Updates to grid topology to minimize risk of ignition in HFTDs Butte County Rebuild | WLDFR | HFTD - Distribution - Tier 3 - 5QU CoRE ¦ 2QU LoRE | 2071 | 0.033948 | 0.0076596 | 0.058789 | 0 | 0.058789 |  |  |  |  | 0.012312 | 0.094494 | 0 | 0.094494 | 0.0019957 |  | 0.0032078 | 0.019971 | 0.00067798 | Column23: 0.15328; Column24: 0.0052036; Column25: 0; Column26: 0; Column27: 0.15328; Column28: 0.0052036; Column29: 0.015528; Column30: 0.11918; Column31: 0; Column32: 0.11918; Column33: 0.0040459 | WLDFR | HFTD - Distribution - Tier 3 - 5QU CoRE ¦ 1QU LoRE | Red Flag Warning - Catastrophic Fires | 2066 | 2.3214e-09 | 2.3214e-09 | 21325.9188 | 384.5316 | 12862.0997 | 8079.2876 | 0 | 0 | 2.393e-06 | 4.9507e-05 | 0 | 4.9507e-05 | 4.9507e-05 | 0 | 4.9507e-05 | 0 | 6.3032e-06 | 1.3817e-05 | 0 | 1.3817e-05 | [17 empty] | 7.3.3.17.5 (Remote Grid) Updates to grid topology to minimize risk of ignition in HFTDs Remote GridWLDFRVegetation ContactAggregated | WLDFR | HFTD - Distribution - Tier 2 - 3QU CoRE ¦ 2QU LoRE | Red Flag Warning - Destructive Fires | Vegetation Contact | Aggregated | 2066 | 3.3992e-06 | 791.1377 | 0.0026892 | 2066 | Mitigation | 0.95 | 45 | 0 | esc | 0.00097009 | 3.2975e-09 | 0.00097009 | 3.2975e-09
[35 empty] | 7.3.3.17.6 Updates to grid topology to minimize risk of ignition in HFTDs Butte County Rebuild | WLDFR | HFTD - Distribution - Tier 3 - 5QU CoRE ¦ 2QU LoRE | 2072 | 0.031727 | 0.0076596 | 0.058789 | 0 | 0.058789 |  |  |  |  | 0.012312 | 0.094494 | 0 | 0.094494 | 0.0018652 |  | 0.002998 | 0.019971 | 0.00063362 | Column23: 0.15328; Column24: 0.0048632; Column25: 0; Column26: 0; Column27: 0.15328; Column28: 0.0048632; Column29: 0.015528; Column30: 0.11918; Column31: 0; Column32: 0.11918; Column33: 0.0037812 | WLDFR | HFTD - Distribution - Tier 3 - 5QU CoRE ¦ 1QU LoRE | Red Flag Warning - Catastrophic Fires | 2067 | 0 | 2.3214e-09 | 21325.9188 | 384.5316 | 12862.0997 | 8079.2876 | 0 | 0 | 2.393e-06 | 0 | 0 | 0 | 4.9507e-05 | 0 | 4.9507e-05 | 0 | 6.3032e-06 | 1.3817e-05 | 0 | 1.3817e-05 | [17 empty] | 7.3.3.17.5 (Remote Grid) Updates to grid topology to minimize risk of ignition in HFTDs Remote GridWLDFRVegetation ContactAggregated | WLDFR | HFTD - Distribution - Tier 2 - 3QU CoRE ¦ 2QU LoRE | Red Flag Warning - Destructive Fires | Vegetation Contact | Aggregated | 2067 | 3.3992e-06 | 791.1377 | 0.0026892 | 2067 | Mitigation | 0.95 | 45 | 0 | esc | 0 | 0 | 0.00097009 | 3.2975e-09
[35 empty] | 7.3.3.17.6 Updates to grid topology to minimize risk of ignition in HFTDs Butte County Rebuild | WLDFR | HFTD - Distribution - Tier 3 - 5QU CoRE ¦ 2QU LoRE | 2073 | 0.029651 | 0.0076596 | 0.061214 | 0 | 0.061214 |  |  |  |  | 0.012312 | 0.098392 | 0 | 0.098392 | 0.0018151 |  | 0.0029175 | 0.019971 | 0.00059217 | Column23: 0.15961; Column24: 0.0047325; Column25: 0; Column26: 0; Column27: 0.15961; Column28: 0.0047325; Column29: 0.015528; Column30: 0.1241; Column31: 0; Column32: 0.1241; Column33: 0.0036797 | WLDFR | HFTD - Distribution - Tier 3 - 5QU CoRE ¦ 1QU LoRE | Red Flag Warning - Destructive Fires | 2022 | 3.9805e-10 | 0 | 8807.9522 | 222.2294 | 8585.7228 | 0 | 0 | 0 | 4.1032e-07 | 3.506e-06 | 0 | 3.506e-06 | 0 | 0 | 0 | 0 | 6.3032e-06 | 1.3817e-05 | 0 | 1.3817e-05 | [17 empty] | 7.3.3.17.5 (Remote Grid) Updates to grid topology to minimize risk of ignition in HFTDs Remote GridWLDFREquipment / facility failureAggregated | WLDFR | HFTD - Distribution - Tier 2 - 3QU CoRE ¦ 2QU LoRE | Red Flag Warning - Large Fires | Equipment / facility failure | Aggregated | 2022 | 1.6544e-05 | 791.1377 | 0.013088 | 2022 | Mitigation | 0.95 | 45 | 0 | esc | 0.00097009 | 1.6049e-08 | 0 | 0
[35 empty] | 7.3.3.17.6 Updates to grid topology to minimize risk of ignition in HFTDs Butte County Rebuild | WLDFR | HFTD - Distribution - Tier 3 - 5QU CoRE ¦ 2QU LoRE | 2074 | 0.027711 | 0.0076596 | 0.061214 | 0 | 0.061214 |  |  |  |  | 0.012312 | 0.098392 | 0 | 0.098392 | 0.0016963 |  | 0.0027266 | 0.019971 | 0.00055343 | Column23: 0.15961; Column24: 0.0044229; Column25: 0; Column26: 0; Column27: 0.15961; Column28: 0.0044229; Column29: 0.015528; Column30: 0.1241; Column31: 0; Column32: 0.1241; Column33: 0.003439 | WLDFR | HFTD - Distribution - Tier 3 - 5QU CoRE ¦ 1QU LoRE | Red Flag Warning - Destructive Fires | 2023 | 3.9805e-10 | 3.9805e-10 | 9129.7461 | 233.2301 | 8896.516 | 0 | 0 | 0 | 4.1032e-07 | 3.6341e-06 | 0 | 3.6341e-06 | 3.6341e-06 | 0 | 3.6341e-06 | 0 | 6.6006e-06 | 1.4469e-05 | 0 | 1.4469e-05 | [17 empty] | 7.3.3.17.5 (Remote Grid) Updates to grid topology to minimize risk of ignition in HFTDs Remote GridWLDFREquipment / facility failureAggregated | WLDFR | HFTD - Distribution - Tier 2 - 3QU CoRE ¦ 2QU LoRE | Red Flag Warning - Large Fires | Equipment / facility failure | Aggregated | 2023 | 1.6544e-05 | 791.1377 | 0.013088 | 2023 | Mitigation | 0.95 | 45 | 0 | esc | 0.00097009 | 1.6049e-08 | 0.00097009 | 1.6049e-08
[35 empty] | 7.3.3.17.6 Updates to grid topology to minimize risk of ignition in HFTDs Butte County Rebuild | WLDFR | HFTD - Distribution - Tier 3 - 5QU CoRE ¦ 2QU LoRE | 2075 | 0.025899 | 0 | 0 | 0 | 0 |  |  |  |  | 0.012312 | 0.098392 | 0 | 0.098392 | 0 |  | 0.0025482 | 0.012312 | 0.00031885 | Column23: 0.098392; Column24: 0.0025482; Column25: 0; Column26: 0; Column27: 0.098392; Column28: 0.0025482; Column29: 0.015528; Column30: 0.1241; Column31: 0; Column32: 0.1241; Column33: 0.003214 | WLDFR | HFTD - Distribution - Tier 3 - 5QU CoRE ¦ 1QU LoRE | Red Flag Warning - Destructive Fires | 2024 | 3.9805e-10 | 3.9805e-10 | 9129.7461 | 233.2301 | 8896.516 | 0 | 0 | 0 | 4.1032e-07 | 3.6341e-06 | 0 | 3.6341e-06 | 3.6341e-06 | 0 | 3.6341e-06 | 0 | 6.6006e-06 | 1.4469e-05 | 0 | 1.4469e-05 | [17 empty] | 7.3.3.17.5 (Remote Grid) Updates to grid topology to minimize risk of ignition in HFTDs Remote GridWLDFREquipment / facility failureAggregated | WLDFR | HFTD - Distribution - Tier 2 - 3QU CoRE ¦ 2QU LoRE | Red Flag Warning - Large Fires | Equipment / facility failure | Aggregated | 2024 | 1.6544e-05 | 791.1377 | 0.013088 | 2024 | Mitigation | 0.95 | 45 | 0 | esc | 0.00097009 | 1.6049e-08 | 0.00097009 | 1.6049e-08
[35 empty] | 7.3.3.17.6 Updates to grid topology to minimize risk of ignition in HFTDs Butte County Rebuild | WLDFR | HFTD - Distribution - Tier 3 - 5QU CoRE ¦ 2QU LoRE | 2076 | 0.024204 | 0 | 0 | 0 | 0 |  |  |  |  | 0.012312 | 0.098392 | 0 | 0.098392 | 0 |  | 0.0023815 | 0.012312 | 0.00029799 | Column23: 0.098392; Column24: 0.0023815; Column25: 0; Column26: 0; Column27: 0.098392; Column28: 0.0023815; Column29: 0.015528; Column30: 0.1241; Column31: 0; Column32: 0.1241; Column33: 0.0030037 | WLDFR | HFTD - Distribution - Tier 3 - 5QU CoRE ¦ 1QU LoRE | Red Flag Warning - Destructive Fires | 2025 | 3.9805e-10 | 3.9805e-10 | 9129.7461 | 233.2301 | 8896.516 | 0 | 0 | 0 | 4.1032e-07 | 3.6341e-06 | 0 | 3.6341e-06 | 3.6341e-06 | 0 | 3.6341e-06 | 0 | 6.6006e-06 | 1.4469e-05 | 0 | 1.4469e-05 | [17 empty] | 7.3.3.17.5 (Remote Grid) Updates to grid topology to minimize risk of ignition in HFTDs Remote GridWLDFREquipment / facility failureAggregated | WLDFR | HFTD - Distribution - Tier 2 - 3QU CoRE ¦ 2QU LoRE | Red Flag Warning - Large Fires | Equipment / facility failure | Aggregated | 2025 | 1.6544e-05 | 791.1377 | 0.013088 | 2025 | Mitigation | 0.95 | 45 | 0 | esc | 0.00097009 | 1.6049e-08 | 0.00097009 | 1.6049e-08
[35 empty] | 7.3.3.17.6 Updates to grid topology to minimize risk of ignition in HFTDs Butte County Rebuild | WLDFR | HFTD - Distribution - Tier 3 - 5QU CoRE ¦ 2QU LoRE | 2077 | 0.022621 | 0 | 0 | 0 | 0 |  |  |  |  | 0 | 0 | 0 | 0 | 0 |  | 0 | 0 | 0 | Column23: 0; Column24: 0; Column25: 0; Column26: 0; Column27: 0; Column28: 0; Column29: 0.015528; Column30: 0.1241; Column31: 0; Column32: 0.1241; Column33: 0.0028072 | WLDFR | HFTD - Distribution - Tier 3 - 5QU CoRE ¦ 1QU LoRE | Red Flag Warning - Destructive Fires | 2026 | 3.9805e-10 | 3.9805e-10 | 9129.7461 | 233.2301 | 8896.516 | 0 | 0 | 0 | 4.1032e-07 | 3.6341e-06 | 0 | 3.6341e-06 | 3.6341e-06 | 0 | 3.6341e-06 | 0 | 6.6006e-06 | 1.4469e-05 | 0 | 1.4469e-05 | [17 empty] | 7.3.3.17.5 (Remote Grid) Updates to grid topology to minimize risk of ignition in HFTDs Remote GridWLDFREquipment / facility failureAggregated | WLDFR | HFTD - Distribution - Tier 2 - 3QU CoRE ¦ 2QU LoRE | Red Flag Warning - Large Fires | Equipment / facility failure | Aggregated | 2026 | 1.6544e-05 | 791.1377 | 0.013088 | 2026 | Mitigation | 0.95 | 45 | 0 | esc | 0.00097009 | 1.6049e-08 | 0.00097009 | 1.6049e-08
[35 empty] | 7.3.3.17.6 Updates to grid topology to minimize risk of ignition in HFTDs Butte County Rebuild | WLDFR | HFTD - Distribution - Tier 3 - 5QU CoRE ¦ 3QU LoRE | 2020 | 1 | 0.0020454 | 0.015043 | 0 | 0.015043 |  |  |  |  | 0 | 0 | 0 | 0 | 0.015043 |  | 0 | 0.0020454 | 0.0020454 | Column23: 0.015043; Column24: 0.015043; Column25: 0; Column26: 0; Column27: 0.015043; Column28: 0.015043; Column29: 0; Column30: 0; Column31: 0; Column32: 0; Column33: 0 | WLDFR | HFTD - Distribution - Tier 3 - 5QU CoRE ¦ 1QU LoRE | Red Flag Warning - Destructive Fires | 2027 | 3.9805e-10 | 3.9805e-10 | 9129.7461 | 233.2301 | 8896.516 | 0 | 0 | 0 | 4.1032e-07 | 3.6341e-06 | 0 | 3.6341e-06 | 3.6341e-06 | 0 | 3.6341e-06 | 0 | 6.6006e-06 | 1.4469e-05 | 0 | 1.4469e-05 | [17 empty] | 7.3.3.17.5 (Remote Grid) Updates to grid topology to minimize risk of ignition in HFTDs Remote GridWLDFREquipment / facility failureAggregated | WLDFR | HFTD - Distribution - Tier 2 - 3QU CoRE ¦ 2QU LoRE | Red Flag Warning - Large Fires | Equipment / facility failure | Aggregated | 2027 | 1.6544e-05 | 791.1377 | 0.013088 | 2027 | Mitigation | 0.95 | 45 | 0 | esc | 0.00097009 | 1.6049e-08 | 0.00097009 | 1.6049e-08
[35 empty] | 7.3.3.17.6 Updates to grid topology to minimize risk of ignition in HFTDs Butte County Rebuild | WLDFR | HFTD - Distribution - Tier 3 - 5QU CoRE ¦ 3QU LoRE | 2021 | 1 | 0.0020454 | 0.015043 | 0 | 0.015043 |  |  |  |  | 0 | 0 | 0 | 0 | 0.015043 |  | 0 | 0.0020454 | 0.0020454 | Column23: 0.015043; Column24: 0.015043; Column25: 0; Column26: 0; Column27: 0.015043; Column28: 0.015043; Column29: 0; Column30: 0; Column31: 0; Column32: 0; Column33: 0 | WLDFR | HFTD - Distribution - Tier 3 - 5QU CoRE ¦ 1QU LoRE | Red Flag Warning - Destructive Fires | 2028 | 3.9805e-10 | 3.9805e-10 | 9534.9221 | 247.273 | 9287.6491 | 0 | 0 | 0 | 4.1032e-07 | 3.7954e-06 | 0 | 3.7954e-06 | 3.7954e-06 | 0 | 3.7954e-06 | 0 | 6.9232e-06 | 1.5176e-05 | 0 | 1.5176e-05 | [17 empty] | 7.3.3.17.5 (Remote Grid) Updates to grid topology to minimize risk of ignition in HFTDs Remote GridWLDFREquipment / facility failureAggregated | WLDFR | HFTD - Distribution - Tier 2 - 3QU CoRE ¦ 2QU LoRE | Red Flag Warning - Large Fires | Equipment / facility failure | Aggregated | 2028 | 1.6544e-05 | 791.1377 | 0.013088 | 2028 | Mitigation | 0.95 | 45 | 0 | esc | 0.00097009 | 1.6049e-08 | 0.00097009 | 1.6049e-08
[35 empty] | 7.3.3.17.6 Updates to grid topology to minimize risk of ignition in HFTDs Butte County Rebuild | WLDFR | HFTD - Distribution - Tier 3 - 5QU CoRE ¦ 3QU LoRE | 2022 | 0.93458 | 0.0020135 | 0.013724 | 0 | 0.013724 |  |  |  |  | 0.0034591 | 0.023577 | 0 | 0.023577 | 0.012826 |  | 0.022035 | 0.0054726 | 0.0051146 | Column23: 0.037302; Column24: 0.034861; Column25: 0; Column26: 0; Column27: 0.037302; Column28: 0.034861; Column29: 0; Column30: 0; Column31: 0; Column32: 0; Column33: 0 | WLDFR | HFTD - Distribution - Tier 3 - 5QU CoRE ¦ 1QU LoRE | Red Flag Warning - Destructive Fires | 2029 | 3.9805e-10 | 3.9805e-10 | 9534.9221 | 247.273 | 9287.6491 | 0 | 0 | 0 | 4.1032e-07 | 3.7954e-06 | 0 | 3.7954e-06 | 3.7954e-06 | 0 | 3.7954e-06 | 0 | 6.9232e-06 | 1.5176e-05 | 0 | 1.5176e-05 | [17 empty] | 7.3.3.17.5 (Remote Grid) Updates to grid topology to minimize risk of ignition in HFTDs Remote GridWLDFREquipment / facility failureAggregated | WLDFR | HFTD - Distribution - Tier 2 - 3QU CoRE ¦ 2QU LoRE | Red Flag Warning - Large Fires | Equipment / facility failure | Aggregated | 2029 | 1.6544e-05 | 791.1377 | 0.013088 | 2029 | Mitigation | 0.95 | 45 | 0 | esc | 0.00097009 | 1.6049e-08 | 0.00097009 | 1.6049e-08
[35 empty] | 7.3.3.17.6 Updates to grid topology to minimize risk of ignition in HFTDs Butte County Rebuild | WLDFR | HFTD - Distribution - Tier 3 - 5QU CoRE ¦ 3QU LoRE | 2023 | 0.87344 | 0.0020135 | 0.014227 | 0 | 0.014227 |  |  |  |  | 0.0034591 | 0.02444 | 0 | 0.02444 | 0.012426 |  | 0.021347 | 0.0054726 | 0.00478 | Column23: 0.038667; Column24: 0.033773; Column25: 0; Column26: 0; Column27: 0.038667; Column28: 0.033773; Column29: 0.0043628; Column30: 0.030826; Column31: 0; Column32: 0.030826; Column33: 0.026924 | WLDFR | HFTD - Distribution - Tier 3 - 5QU CoRE ¦ 1QU LoRE | Red Flag Warning - Destructive Fires | 2030 | 3.9805e-10 | 3.9805e-10 | 9534.9221 | 247.273 | 9287.6491 | 0 | 0 | 0 | 4.1032e-07 | 3.7954e-06 | 0 | 3.7954e-06 | 3.7954e-06 | 0 | 3.7954e-06 | 0 | 6.9232e-06 | 1.5176e-05 | 0 | 1.5176e-05 | [17 empty] | 7.3.3.17.5 (Remote Grid) Updates to grid topology to minimize risk of ignition in HFTDs Remote GridWLDFREquipment / facility failureAggregated | WLDFR | HFTD - Distribution - Tier 2 - 3QU CoRE ¦ 2QU LoRE | Red Flag Warning - Large Fires | Equipment / facility failure | Aggregated | 2030 | 1.6544e-05 | 791.1377 | 0.013088 | 2030 | Mitigation | 0.95 | 45 | 0 | esc | 0.00097009 | 1.6049e-08 | 0.00097009 | 1.6049e-08
[35 empty] | 7.3.3.17.6 Updates to grid topology to minimize risk of ignition in HFTDs Butte County Rebuild | WLDFR | HFTD - Distribution - Tier 3 - 5QU CoRE ¦ 3QU LoRE | 2024 | 0.8163 | 0.0020135 | 0.014227 | 0 | 0.014227 |  |  |  |  | 0.0034591 | 0.02444 | 0 | 0.02444 | 0.011613 |  | 0.019951 | 0.0054726 | 0.0044672 | Column23: 0.038667; Column24: 0.031564; Column25: 0; Column26: 0; Column27: 0.038667; Column28: 0.031564; Column29: 0.0043628; Column30: 0.030826; Column31: 0; Column32: 0.030826; Column33: 0.025163 | WLDFR | HFTD - Distribution - Tier 3 - 5QU CoRE ¦ 1QU LoRE | Red Flag Warning - Destructive Fires | 2031 | 3.9805e-10 | 3.9805e-10 | 9534.9221 | 247.273 | 9287.6491 | 0 | 0 | 0 | 4.1032e-07 | 3.7954e-06 | 0 | 3.7954e-06 | 3.7954e-06 | 0 | 3.7954e-06 | 0 | 6.9232e-06 | 1.5176e-05 | 0 | 1.5176e-05 | [17 empty] | 7.3.3.17.5 (Remote Grid) Updates to grid topology to minimize risk of ignition in HFTDs Remote GridWLDFREquipment / facility failureAggregated | WLDFR | HFTD - Distribution - Tier 2 - 3QU CoRE ¦ 2QU LoRE | Red Flag Warning - Large Fires | Equipment / facility failure | Aggregated | 2031 | 1.6544e-05 | 791.1377 | 0.013088 | 2031 | Mitigation | 0.95 | 45 | 0 | esc | 0.00097009 | 1.6049e-08 | 0.00097009 | 1.6049e-08
[35 empty] | 7.3.3.17.6 Updates to grid topology to minimize risk of ignition in HFTDs Butte County Rebuild | WLDFR | HFTD - Distribution - Tier 3 - 5QU CoRE ¦ 3QU LoRE | 2025 | 0.7629 | 0.0020135 | 0.014227 | 0 | 0.014227 |  |  |  |  | 0.0034591 | 0.02444 | 0 | 0.02444 | 0.010853 |  | 0.018646 | 0.0054726 | 0.004175 | Column23: 0.038667; Column24: 0.029499; Column25: 0; Column26: 0; Column27: 0.038667; Column28: 0.029499; Column29: 0.0043628; Column30: 0.030826; Column31: 0; Column32: 0.030826; Column33: 0.023517 | WLDFR | HFTD - Distribution - Tier 3 - 5QU CoRE ¦ 1QU LoRE | Red Flag Warning - Destructive Fires | 2032 | 3.9805e-10 | 3.9805e-10 | 9534.9221 | 247.273 | 9287.6491 | 0 | 0 | 0 | 4.1032e-07 | 3.7954e-06 | 0 | 3.7954e-06 | 3.7954e-06 | 0 | 3.7954e-06 | 0 | 6.9232e-06 | 1.5176e-05 | 0 | 1.5176e-05 | [17 empty] | 7.3.3.17.5 (Remote Grid) Updates to grid topology to minimize risk of ignition in HFTDs Remote GridWLDFREquipment / facility failureAggregated | WLDFR | HFTD - Distribution - Tier 2 - 3QU CoRE ¦ 2QU LoRE | Red Flag Warning - Large Fires | Equipment / facility failure | Aggregated | 2032 | 1.6544e-05 | 791.1377 | 0.013088 | 2032 | Mitigation | 0.95 | 45 | 0 | esc | 0.00097009 | 1.6049e-08 | 0.00097009 | 1.6049e-08
[35 empty] | 7.3.3.17.6 Updates to grid topology to minimize risk of ignition in HFTDs Butte County Rebuild | WLDFR | HFTD - Distribution - Tier 3 - 5QU CoRE ¦ 3QU LoRE | 2026 | 0.71299 | 0.0020135 | 0.014227 | 0 | 0.014227 |  |  |  |  | 0.0034591 | 0.02444 | 0 | 0.02444 | 0.010143 |  | 0.017426 | 0.0054726 | 0.0039019 | Column23: 0.038667; Column24: 0.027569; Column25: 0; Column26: 0; Column27: 0.038667; Column28: 0.027569; Column29: 0.0043628; Column30: 0.030826; Column31: 0; Column32: 0.030826; Column33: 0.021978 | WLDFR | HFTD - Distribution - Tier 3 - 5QU CoRE ¦ 1QU LoRE | Red Flag Warning - Destructive Fires | 2033 | 3.9805e-10 | 3.9805e-10 | 9984.8474 | 263.1074 | 9721.74 | 0 | 0 | 0 | 4.1032e-07 | 3.9744e-06 | 0 | 3.9744e-06 | 3.9744e-06 | 0 | 3.9744e-06 | 0 | 7.2665e-06 | 1.5928e-05 | 0 | 1.5928e-05 | [17 empty] | 7.3.3.17.5 (Remote Grid) Updates to grid topology to minimize risk of ignition in HFTDs Remote GridWLDFREquipment / facility failureAggregated | WLDFR | HFTD - Distribution - Tier 2 - 3QU CoRE ¦ 2QU LoRE | Red Flag Warning - Large Fires | Equipment / facility failure | Aggregated | 2033 | 1.6544e-05 | 791.1377 | 0.013088 | 2033 | Mitigation | 0.95 | 45 | 0 | esc | 0.00097009 | 1.6049e-08 | 0.00097009 | 1.6049e-08
[35 empty] | 7.3.3.17.6 Updates to grid topology to minimize risk of ignition in HFTDs Butte County Rebuild | WLDFR | HFTD - Distribution - Tier 3 - 5QU CoRE ¦ 3QU LoRE | 2027 | 0.66634 | 0.0020135 | 0.014227 | 0 | 0.014227 |  |  |  |  | 0.0034591 | 0.02444 | 0 | 0.02444 | 0.0094797 |  | 0.016286 | 0.0054726 | 0.0036466 | Column23: 0.038667; Column24: 0.025765; Column25: 0; Column26: 0; Column27: 0.038667; Column28: 0.025765; Column29: 0.0043628; Column30: 0.030826; Column31: 0; Column32: 0.030826; Column33: 0.020541 | WLDFR | HFTD - Distribution - Tier 3 - 5QU CoRE ¦ 1QU LoRE | Red Flag Warning - Destructive Fires | 2034 | 3.9805e-10 | 3.9805e-10 | 9984.8474 | 263.1074 | 9721.74 | 0 | 0 | 0 | 4.1032e-07 | 3.9744e-06 | 0 | 3.9744e-06 | 3.9744e-06 | 0 | 3.9744e-06 | 0 | 7.2665e-06 | 1.5928e-05 | 0 | 1.5928e-05 | [17 empty] | 7.3.3.17.5 (Remote Grid) Updates to grid topology to minimize risk of ignition in HFTDs Remote GridWLDFREquipment / facility failureAggregated | WLDFR | HFTD - Distribution - Tier 2 - 3QU CoRE ¦ 2QU LoRE | Red Flag Warning - Large Fires | Equipment / facility failure | Aggregated | 2034 | 1.6544e-05 | 791.1377 | 0.013088 | 2034 | Mitigation | 0.95 | 45 | 0 | esc | 0.00097009 | 1.6049e-08 | 0.00097009 | 1.6049e-08
[35 empty] | 7.3.3.17.6 Updates to grid topology to minimize risk of ignition in HFTDs Butte County Rebuild | WLDFR | HFTD - Distribution - Tier 3 - 5QU CoRE ¦ 3QU LoRE | 2028 | 0.62275 | 0.0020135 | 0.01486 | 0 | 0.01486 |  |  |  |  | 0.0034591 | 0.025528 | 0 | 0.025528 | 0.0092538 |  | 0.015898 | 0.0054726 | 0.003408 | Column23: 0.040388; Column24: 0.025151; Column25: 0; Column26: 0; Column27: 0.040388; Column28: 0.025151; Column29: 0.0043628; Column30: 0.032198; Column31: 0; Column32: 0.032198; Column33: 0.020051 | WLDFR | HFTD - Distribution - Tier 3 - 5QU CoRE ¦ 1QU LoRE | Red Flag Warning - Destructive Fires | 2035 | 3.9805e-10 | 3.9805e-10 | 9984.8474 | 263.1074 | 9721.74 | 0 | 0 | 0 | 4.1032e-07 | 3.9744e-06 | 0 | 3.9744e-06 | 3.9744e-06 | 0 | 3.9744e-06 | 0 | 7.2665e-06 | 1.5928e-05 | 0 | 1.5928e-05 | [17 empty] | 7.3.3.17.5 (Remote Grid) Updates to grid topology to minimize risk of ignition in HFTDs Remote GridWLDFREquipment / facility failureAggregated | WLDFR | HFTD - Distribution - Tier 2 - 3QU CoRE ¦ 2QU LoRE | Red Flag Warning - Large Fires | Equipment / facility failure | Aggregated | 2035 | 1.6544e-05 | 791.1377 | 0.013088 | 2035 | Mitigation | 0.95 | 45 | 0 | esc | 0.00097009 | 1.6049e-08 | 0.00097009 | 1.6049e-08
[35 empty] | 7.3.3.17.6 Updates to grid topology to minimize risk of ignition in HFTDs Butte County Rebuild | WLDFR | HFTD - Distribution - Tier 3 - 5QU CoRE ¦ 3QU LoRE | 2029 | 0.58201 | 0.0020135 | 0.01486 | 0 | 0.01486 |  |  |  |  | 0.0034591 | 0.025528 | 0 | 0.025528 | 0.0086485 |  | 0.014858 | 0.0054726 | 0.0031851 | Column23: 0.040388; Column24: 0.023506; Column25: 0; Column26: 0; Column27: 0.040388; Column28: 0.023506; Column29: 0.0043628; Column30: 0.032198; Column31: 0; Column32: 0.032198; Column33: 0.018739 | WLDFR | HFTD - Distribution - Tier 3 - 5QU CoRE ¦ 1QU LoRE | Red Flag Warning - Destructive Fires | 2036 | 3.9805e-10 | 3.9805e-10 | 9984.8474 | 263.1074 | 9721.74 | 0 | 0 | 0 | 4.1032e-07 | 3.9744e-06 | 0 | 3.9744e-06 | 3.9744e-06 | 0 | 3.9744e-06 | 0 | 7.2665e-06 | 1.5928e-05 | 0 | 1.5928e-05 | [17 empty] | 7.3.3.17.5 (Remote Grid) Updates to grid topology to minimize risk of ignition in HFTDs Remote GridWLDFREquipment / facility failureAggregated | WLDFR | HFTD - Distribution - Tier 2 - 3QU CoRE ¦ 2QU LoRE | Red Flag Warning - Large Fires | Equipment / facility failure | Aggregated | 2036 | 1.6544e-05 | 791.1377 | 0.013088 | 2036 | Mitigation | 0.95 | 45 | 0 | esc | 0.00097009 | 1.6049e-08 | 0.00097009 | 1.6049e-08
[35 empty] | 7.3.3.17.6 Updates to grid topology to minimize risk of ignition in HFTDs Butte County Rebuild | WLDFR | HFTD - Distribution - Tier 3 - 5QU CoRE ¦ 3QU LoRE | 2030 | 0.54393 | 0.0020135 | 0.01486 | 0 | 0.01486 |  |  |  |  | 0.0034591 | 0.025528 | 0 | 0.025528 | 0.0080827 |  | 0.013886 | 0.0054726 | 0.0029767 | Column23: 0.040388; Column24: 0.021968; Column25: 0; Column26: 0; Column27: 0.040388; Column28: 0.021968; Column29: 0.0043628; Column30: 0.032198; Column31: 0; Column32: 0.032198; Column33: 0.017513 | WLDFR | HFTD - Distribution - Tier 3 - 5QU CoRE ¦ 1QU LoRE | Red Flag Warning - Destructive Fires | 2037 | 3.9805e-10 | 3.9805e-10 | 9984.8474 | 263.1074 | 9721.74 | 0 | 0 | 0 | 4.1032e-07 | 3.9744e-06 | 0 | 3.9744e-06 | 3.9744e-06 | 0 | 3.9744e-06 | 0 | 7.2665e-06 | 1.5928e-05 | 0 | 1.5928e-05 | [17 empty] | 7.3.3.17.5 (Remote Grid) Updates to grid topology to minimize risk of ignition in HFTDs Remote GridWLDFREquipment / facility failureAggregated | WLDFR | HFTD - Distribution - Tier 2 - 3QU CoRE ¦ 2QU LoRE | Red Flag Warning - Large Fires | Equipment / facility failure | Aggregated | 2037 | 1.6544e-05 | 791.1377 | 0.013088 | 2037 | Mitigation | 0.95 | 45 | 0 | esc | 0.00097009 | 1.6049e-08 | 0.00097009 | 1.6049e-08
[35 empty] | 7.3.3.17.6 Updates to grid topology to minimize risk of ignition in HFTDs Butte County Rebuild | WLDFR | HFTD - Distribution - Tier 3 - 5QU CoRE ¦ 3QU LoRE | 2031 | 0.50835 | 0.0020135 | 0.01486 | 0 | 0.01486 |  |  |  |  | 0.0034591 | 0.025528 | 0 | 0.025528 | 0.0075539 |  | 0.012977 | 0.0054726 | 0.002782 | Column23: 0.040388; Column24: 0.020531; Column25: 0; Column26: 0; Column27: 0.040388; Column28: 0.020531; Column29: 0.0043628; Column30: 0.032198; Column31: 0; Column32: 0.032198; Column33: 0.016368 | WLDFR | HFTD - Distribution - Tier 3 - 5QU CoRE ¦ 1QU LoRE | Red Flag Warning - Destructive Fires | 2038 | 3.9805e-10 | 3.9805e-10 | 10472.8261 | 280.5544 | 10192.2718 | 0 | 0 | 0 | 4.1032e-07 | 4.1687e-06 | 0 | 4.1687e-06 | 4.1687e-06 | 0 | 4.1687e-06 | 0 | 7.6261e-06 | 1.6717e-05 | 0 | 1.6717e-05 | [17 empty] | 7.3.3.17.5 (Remote Grid) Updates to grid topology to minimize risk of ignition in HFTDs Remote GridWLDFREquipment / facility failureAggregated | WLDFR | HFTD - Distribution - Tier 2 - 3QU CoRE ¦ 2QU LoRE | Red Flag Warning - Large Fires | Equipment / facility failure | Aggregated | 2038 | 1.6544e-05 | 791.1377 | 0.013088 | 2038 | Mitigation | 0.95 | 45 | 0 | esc | 0.00097009 | 1.6049e-08 | 0.00097009 | 1.6049e-08
[35 empty] | 7.3.3.17.6 Updates to grid topology to minimize risk of ignition in HFTDs Butte County Rebuild | WLDFR | HFTD - Distribution - Tier 3 - 5QU CoRE ¦ 3QU LoRE | 2032 | 0.47509 | 0.0020135 | 0.01486 | 0 | 0.01486 |  |  |  |  | 0.0034591 | 0.025528 | 0 | 0.025528 | 0.0070597 |  | 0.012128 | 0.0054726 | 0.0026 | Column23: 0.040388; Column24: 0.019188; Column25: 0; Column26: 0; Column27: 0.040388; Column28: 0.019188; Column29: 0.0043628; Column30: 0.032198; Column31: 0; Column32: 0.032198; Column33: 0.015297 | WLDFR | HFTD - Distribution - Tier 3 - 5QU CoRE ¦ 1QU LoRE | Red Flag Warning - Destructive Fires | 2039 | 3.9805e-10 | 3.9805e-10 | 10472.8261 | 280.5544 | 10192.2718 | 0 | 0 | 0 | 4.1032e-07 | 4.1687e-06 | 0 | 4.1687e-06 | 4.1687e-06 | 0 | 4.1687e-06 | 0 | 7.6261e-06 | 1.6717e-05 | 0 | 1.6717e-05 | [17 empty] | 7.3.3.17.5 (Remote Grid) Updates to grid topology to minimize risk of ignition in HFTDs Remote GridWLDFREquipment / facility failureAggregated | WLDFR | HFTD - Distribution - Tier 2 - 3QU CoRE ¦ 2QU LoRE | Red Flag Warning - Large Fires | Equipment / facility failure | Aggregated | 2039 | 1.6544e-05 | 791.1377 | 0.013088 | 2039 | Mitigation | 0.95 | 45 | 0 | esc | 0.00097009 | 1.6049e-08 | 0.00097009 | 1.6049e-08
[35 empty] | 7.3.3.17.6 Updates to grid topology to minimize risk of ignition in HFTDs Butte County Rebuild | WLDFR | HFTD - Distribution - Tier 3 - 5QU CoRE ¦ 3QU LoRE | 2033 | 0.44401 | 0.0020135 | 0.015563 | 0 | 0.015563 |  |  |  |  | 0.0034591 | 0.026737 | 0 | 0.026737 | 0.0069103 |  | 0.011872 | 0.0054726 | 0.0024299 | Column23: 0.042301; Column24: 0.018782; Column25: 0; Column26: 0; Column27: 0.042301; Column28: 0.018782; Column29: 0.0043628; Column30: 0.033722; Column31: 0; Column32: 0.033722; Column33: 0.014973 | WLDFR | HFTD - Distribution - Tier 3 - 5QU CoRE ¦ 1QU LoRE | Red Flag Warning - Destructive Fires | 2040 | 3.9805e-10 | 3.9805e-10 | 10472.8261 | 280.5544 | 10192.2718 | 0 | 0 | 0 | 4.1032e-07 | 4.1687e-06 | 0 | 4.1687e-06 | 4.1687e-06 | 0 | 4.1687e-06 | 0 | 7.6261e-06 | 1.6717e-05 | 0 | 1.6717e-05 | [17 empty] | 7.3.3.17.5 (Remote Grid) Updates to grid topology to minimize risk of ignition in HFTDs Remote GridWLDFREquipment / facility failureAggregated | WLDFR | HFTD - Distribution - Tier 2 - 3QU CoRE ¦ 2QU LoRE | Red Flag Warning - Large Fires | Equipment / facility failure | Aggregated | 2040 | 1.6544e-05 | 791.1377 | 0.013088 | 2040 | Mitigation | 0.95 | 45 | 0 | esc | 0.00097009 | 1.6049e-08 | 0.00097009 | 1.6049e-08
[35 empty] | 7.3.3.17.6 Updates to grid topology to minimize risk of ignition in HFTDs Butte County Rebuild | WLDFR | HFTD - Distribution - Tier 3 - 5QU CoRE ¦ 3QU LoRE | 2034 | 0.41496 | 0.0020135 | 0.015563 | 0 | 0.015563 |  |  |  |  | 0.0034591 | 0.026737 | 0 | 0.026737 | 0.0064583 |  | 0.011095 | 0.0054726 | 0.0022709 | Column23: 0.042301; Column24: 0.017553; Column25: 0; Column26: 0; Column27: 0.042301; Column28: 0.017553; Column29: 0.0043628; Column30: 0.033722; Column31: 0; Column32: 0.033722; Column33: 0.013994 | WLDFR | HFTD - Distribution - Tier 3 - 5QU CoRE ¦ 1QU LoRE | Red Flag Warning - Destructive Fires | 2041 | 3.9805e-10 | 3.9805e-10 | 10472.8261 | 280.5544 | 10192.2718 | 0 | 0 | 0 | 4.1032e-07 | 4.1687e-06 | 0 | 4.1687e-06 | 4.1687e-06 | 0 | 4.1687e-06 | 0 | 7.6261e-06 | 1.6717e-05 | 0 | 1.6717e-05 | [17 empty] | 7.3.3.17.5 (Remote Grid) Updates to grid topology to minimize risk of ignition in HFTDs Remote GridWLDFREquipment / facility failureAggregated | WLDFR | HFTD - Distribution - Tier 2 - 3QU CoRE ¦ 2QU LoRE | Red Flag Warning - Large Fires | Equipment / facility failure | Aggregated | 2041 | 1.6544e-05 | 791.1377 | 0.013088 | 2041 | Mitigation | 0.95 | 45 | 0 | esc | 0.00097009 | 1.6049e-08 | 0.00097009 | 1.6049e-08
[35 empty] | 7.3.3.17.6 Updates to grid topology to minimize risk of ignition in HFTDs Butte County Rebuild | WLDFR | HFTD - Distribution - Tier 3 - 5QU CoRE ¦ 3QU LoRE | 2035 | 0.38782 | 0.0020135 | 0.015563 | 0 | 0.015563 |  |  |  |  | 0.0034591 | 0.026737 | 0 | 0.026737 | 0.0060358 |  | 0.010369 | 0.0054726 | 0.0021224 | Column23: 0.042301; Column24: 0.016405; Column25: 0; Column26: 0; Column27: 0.042301; Column28: 0.016405; Column29: 0.0043628; Column30: 0.033722; Column31: 0; Column32: 0.033722; Column33: 0.013078 | WLDFR | HFTD - Distribution - Tier 3 - 5QU CoRE ¦ 1QU LoRE | Red Flag Warning - Destructive Fires | 2042 | 3.9805e-10 | 3.9805e-10 | 10472.8261 | 280.5544 | 10192.2718 | 0 | 0 | 0 | 4.1032e-07 | 4.1687e-06 | 0 | 4.1687e-06 | 4.1687e-06 | 0 | 4.1687e-06 | 0 | 7.6261e-06 | 1.6717e-05 | 0 | 1.6717e-05 | [17 empty] | 7.3.3.17.5 (Remote Grid) Updates to grid topology to minimize risk of ignition in HFTDs Remote GridWLDFREquipment / facility failureAggregated | WLDFR | HFTD - Distribution - Tier 2 - 3QU CoRE ¦ 2QU LoRE | Red Flag Warning - Large Fires | Equipment / facility failure | Aggregated | 2042 | 1.6544e-05 | 791.1377 | 0.013088 | 2042 | Mitigation | 0.95 | 45 | 0 | esc | 0.00097009 | 1.6049e-08 | 0.00097009 | 1.6049e-08
[35 empty] | 7.3.3.17.6 Updates to grid topology to minimize risk of ignition in HFTDs Butte County Rebuild | WLDFR | HFTD - Distribution - Tier 3 - 5QU CoRE ¦ 3QU LoRE | 2036 | 0.36245 | 0.0020135 | 0.015563 | 0 | 0.015563 |  |  |  |  | 0.0034591 | 0.026737 | 0 | 0.026737 | 0.0056409 |  | 0.0096908 | 0.0054726 | 0.0019835 | Column23: 0.042301; Column24: 0.015332; Column25: 0; Column26: 0; Column27: 0.042301; Column28: 0.015332; Column29: 0.0043628; Column30: 0.033722; Column31: 0; Column32: 0.033722; Column33: 0.012223 | WLDFR | HFTD - Distribution - Tier 3 - 5QU CoRE ¦ 1QU LoRE | Red Flag Warning - Destructive Fires | 2043 | 3.9805e-10 | 3.9805e-10 | 10992.1562 | 299.42 | 10692.7362 | 0 | 0 | 0 | 4.1032e-07 | 4.3754e-06 | 0 | 4.3754e-06 | 4.3754e-06 | 0 | 4.3754e-06 | 0 | 7.9974e-06 | 1.753e-05 | 0 | 1.753e-05 | [17 empty] | 7.3.3.17.5 (Remote Grid) Updates to grid topology to minimize risk of ignition in HFTDs Remote GridWLDFREquipment / facility failureAggregated | WLDFR | HFTD - Distribution - Tier 2 - 3QU CoRE ¦ 2QU LoRE | Red Flag Warning - Large Fires | Equipment / facility failure | Aggregated | 2043 | 1.6544e-05 | 791.1377 | 0.013088 | 2043 | Mitigation | 0.95 | 45 | 0 | esc | 0.00097009 | 1.6049e-08 | 0.00097009 | 1.6049e-08
[35 empty] | 7.3.3.17.6 Updates to grid topology to minimize risk of ignition in HFTDs Butte County Rebuild | WLDFR | HFTD - Distribution - Tier 3 - 5QU CoRE ¦ 3QU LoRE | 2037 | 0.33873 | 0.0020135 | 0.015563 | 0 | 0.015563 |  |  |  |  | 0.0034591 | 0.026737 | 0 | 0.026737 | 0.0052719 |  | 0.0090568 | 0.0054726 | 0.0018537 | Column23: 0.042301; Column24: 0.014329; Column25: 0; Column26: 0; Column27: 0.042301; Column28: 0.014329; Column29: 0.0043628; Column30: 0.033722; Column31: 0; Column32: 0.033722; Column33: 0.011423 | WLDFR | HFTD - Distribution - Tier 3 - 5QU CoRE ¦ 1QU LoRE | Red Flag Warning - Destructive Fires | 2044 | 3.9805e-10 | 3.9805e-10 | 10992.1562 | 299.42 | 10692.7362 | 0 | 0 | 0 | 4.1032e-07 | 4.3754e-06 | 0 | 4.3754e-06 | 4.3754e-06 | 0 | 4.3754e-06 | 0 | 7.9974e-06 | 1.753e-05 | 0 | 1.753e-05 | [17 empty] | 7.3.3.17.5 (Remote Grid) Updates to grid topology to minimize risk of ignition in HFTDs Remote GridWLDFREquipment / facility failureAggregated | WLDFR | HFTD - Distribution - Tier 2 - 3QU CoRE ¦ 2QU LoRE | Red Flag Warning - Large Fires | Equipment / facility failure | Aggregated | 2044 | 1.6544e-05 | 791.1377 | 0.013088 | 2044 | Mitigation | 0.95 | 45 | 0 | esc | 0.00097009 | 1.6049e-08 | 0.00097009 | 1.6049e-08
[35 empty] | 7.3.3.17.6 Updates to grid topology to minimize risk of ignition in HFTDs Butte County Rebuild | WLDFR | HFTD - Distribution - Tier 3 - 5QU CoRE ¦ 3QU LoRE | 2038 | 0.31657 | 0.0020135 | 0.016328 | 0 | 0.016328 |  |  |  |  | 0.0034591 | 0.02805 | 0 | 0.02805 | 0.0051689 |  | 0.0088799 | 0.0054726 | 0.0017325 | Column23: 0.044377; Column24: 0.014049; Column25: 0; Column26: 0; Column27: 0.044377; Column28: 0.014049; Column29: 0.0043628; Column30: 0.035378; Column31: 0; Column32: 0.035378; Column33: 0.0112 | WLDFR | HFTD - Distribution - Tier 3 - 5QU CoRE ¦ 1QU LoRE | Red Flag Warning - Destructive Fires | 2045 | 3.9805e-10 | 3.9805e-10 | 10992.1562 | 299.42 | 10692.7362 | 0 | 0 | 0 | 4.1032e-07 | 4.3754e-06 | 0 | 4.3754e-06 | 4.3754e-06 | 0 | 4.3754e-06 | 0 | 7.9974e-06 | 1.753e-05 | 0 | 1.753e-05 | [17 empty] | 7.3.3.17.5 (Remote Grid) Updates to grid topology to minimize risk of ignition in HFTDs Remote GridWLDFREquipment / facility failureAggregated | WLDFR | HFTD - Distribution - Tier 2 - 3QU CoRE ¦ 2QU LoRE | Red Flag Warning - Large Fires | Equipment / facility failure | Aggregated | 2045 | 1.6544e-05 | 791.1377 | 0.013088 | 2045 | Mitigation | 0.95 | 45 | 0 | esc | 0.00097009 | 1.6049e-08 | 0.00097009 | 1.6049e-08
[35 empty] | 7.3.3.17.6 Updates to grid topology to minimize risk of ignition in HFTDs Butte County Rebuild | WLDFR | HFTD - Distribution - Tier 3 - 5QU CoRE ¦ 3QU LoRE | 2039 | 0.29586 | 0.0020135 | 0.016328 | 0 | 0.016328 |  |  |  |  | 0.0034591 | 0.02805 | 0 | 0.02805 | 0.0048307 |  | 0.0082989 | 0.0054726 | 0.0016191 | Column23: 0.044377; Column24: 0.01313; Column25: 0; Column26: 0; Column27: 0.044377; Column28: 0.01313; Column29: 0.0043628; Column30: 0.035378; Column31: 0; Column32: 0.035378; Column33: 0.010467 | WLDFR | HFTD - Distribution - Tier 3 - 5QU CoRE ¦ 1QU LoRE | Red Flag Warning - Destructive Fires | 2046 | 3.9805e-10 | 3.9805e-10 | 10992.1562 | 299.42 | 10692.7362 | 0 | 0 | 0 | 4.1032e-07 | 4.3754e-06 | 0 | 4.3754e-06 | 4.3754e-06 | 0 | 4.3754e-06 | 0 | 7.9974e-06 | 1.753e-05 | 0 | 1.753e-05 | [17 empty] | 7.3.3.17.5 (Remote Grid) Updates to grid topology to minimize risk of ignition in HFTDs Remote GridWLDFREquipment / facility failureAggregated | WLDFR | HFTD - Distribution - Tier 2 - 3QU CoRE ¦ 2QU LoRE | Red Flag Warning - Large Fires | Equipment / facility failure | Aggregated | 2046 | 1.6544e-05 | 791.1377 | 0.013088 | 2046 | Mitigation | 0.95 | 45 | 0 | esc | 0.00097009 | 1.6049e-08 | 0.00097009 | 1.6049e-08
[35 empty] | 7.3.3.17.6 Updates to grid topology to minimize risk of ignition in HFTDs Butte County Rebuild | WLDFR | HFTD - Distribution - Tier 3 - 5QU CoRE ¦ 3QU LoRE | 2040 | 0.27651 | 0.0020135 | 0.016328 | 0 | 0.016328 |  |  |  |  | 0.0034591 | 0.02805 | 0 | 0.02805 | 0.0045147 |  | 0.007756 | 0.0054726 | 0.0015132 | Column23: 0.044377; Column24: 0.012271; Column25: 0; Column26: 0; Column27: 0.044377; Column28: 0.012271; Column29: 0.0043628; Column30: 0.035378; Column31: 0; Column32: 0.035378; Column33: 0.0097824 | WLDFR | HFTD - Distribution - Tier 3 - 5QU CoRE ¦ 1QU LoRE | Red Flag Warning - Destructive Fires | 2047 | 3.9805e-10 | 3.9805e-10 | 10992.1562 | 299.42 | 10692.7362 | 0 | 0 | 0 | 4.1032e-07 | 4.3754e-06 | 0 | 4.3754e-06 | 4.3754e-06 | 0 | 4.3754e-06 | 0 | 7.9974e-06 | 1.753e-05 | 0 | 1.753e-05 | [17 empty] | 7.3.3.17.5 (Remote Grid) Updates to grid topology to minimize risk of ignition in HFTDs Remote GridWLDFREquipment / facility failureAggregated | WLDFR | HFTD - Distribution - Tier 2 - 3QU CoRE ¦ 2QU LoRE | Red Flag Warning - Large Fires | Equipment / facility failure | Aggregated | 2047 | 1.6544e-05 | 791.1377 | 0.013088 | 2047 | Mitigation | 0.95 | 45 | 0 | esc | 0.00097009 | 1.6049e-08 | 0.00097009 | 1.6049e-08
[35 empty] | 7.3.3.17.6 Updates to grid topology to minimize risk of ignition in HFTDs Butte County Rebuild | WLDFR | HFTD - Distribution - Tier 3 - 5QU CoRE ¦ 3QU LoRE | 2041 | 0.25842 | 0.0020135 | 0.016328 | 0 | 0.016328 |  |  |  |  | 0.0034591 | 0.02805 | 0 | 0.02805 | 0.0042193 |  | 0.0072486 | 0.0054726 | 0.0014142 | Column23: 0.044377; Column24: 0.011468; Column25: 0; Column26: 0; Column27: 0.044377; Column28: 0.011468; Column29: 0.0043628; Column30: 0.035378; Column31: 0; Column32: 0.035378; Column33: 0.0091424 | WLDFR | HFTD - Distribution - Tier 3 - 5QU CoRE ¦ 1QU LoRE | Red Flag Warning - Destructive Fires | 2048 | 3.9805e-10 | 3.9805e-10 | 11536.0538 | 319.4911 | 11216.5626 | 0 | 0 | 0 | 4.1032e-07 | 4.5919e-06 | 0 | 4.5919e-06 | 4.5919e-06 | 0 | 4.5919e-06 | 0 | 8.3758e-06 | 1.836e-05 | 0 | 1.836e-05 | [17 empty] | 7.3.3.17.5 (Remote Grid) Updates to grid topology to minimize risk of ignition in HFTDs Remote GridWLDFREquipment / facility failureAggregated | WLDFR | HFTD - Distribution - Tier 2 - 3QU CoRE ¦ 2QU LoRE | Red Flag Warning - Large Fires | Equipment / facility failure | Aggregated | 2048 | 1.6544e-05 | 791.1377 | 0.013088 | 2048 | Mitigation | 0.95 | 45 | 0 | esc | 0.00097009 | 1.6049e-08 | 0.00097009 | 1.6049e-08
[35 empty] | 7.3.3.17.6 Updates to grid topology to minimize risk of ignition in HFTDs Butte County Rebuild | WLDFR | HFTD - Distribution - Tier 3 - 5QU CoRE ¦ 3QU LoRE | 2042 | 0.24151 | 0.0020135 | 0.016328 | 0 | 0.016328 |  |  |  |  | 0.0034591 | 0.02805 | 0 | 0.02805 | 0.0039433 |  | 0.0067744 | 0.0054726 | 0.0013217 | Column23: 0.044377; Column24: 0.010718; Column25: 0; Column26: 0; Column27: 0.044377; Column28: 0.010718; Column29: 0.0043628; Column30: 0.035378; Column31: 0; Column32: 0.035378; Column33: 0.0085443 | WLDFR | HFTD - Distribution - Tier 3 - 5QU CoRE ¦ 1QU LoRE | Red Flag Warning - Destructive Fires | 2049 | 3.9805e-10 | 3.9805e-10 | 11536.0538 | 319.4911 | 11216.5626 | 0 | 0 | 0 | 4.1032e-07 | 4.5919e-06 | 0 | 4.5919e-06 | 4.5919e-06 | 0 | 4.5919e-06 | 0 | 8.3758e-06 | 1.836e-05 | 0 | 1.836e-05 | [17 empty] | 7.3.3.17.5 (Remote Grid) Updates to grid topology to minimize risk of ignition in HFTDs Remote GridWLDFREquipment / facility failureAggregated | WLDFR | HFTD - Distribution - Tier 2 - 3QU CoRE ¦ 2QU LoRE | Red Flag Warning - Large Fires | Equipment / facility failure | Aggregated | 2049 | 1.6544e-05 | 791.1377 | 0.013088 | 2049 | Mitigation | 0.95 | 45 | 0 | esc | 0.00097009 | 1.6049e-08 | 0.00097009 | 1.6049e-08
[35 empty] | 7.3.3.17.6 Updates to grid topology to minimize risk of ignition in HFTDs Butte County Rebuild | WLDFR | HFTD - Distribution - Tier 3 - 5QU CoRE ¦ 3QU LoRE | 2043 | 0.22571 | 0.0020135 | 0.017142 | 0 | 0.017142 |  |  |  |  | 0.0034591 | 0.029449 | 0 | 0.029449 | 0.0038691 |  | 0.0066469 | 0.0054726 | 0.0012352 | Column23: 0.04659; Column24: 0.010516; Column25: 0; Column26: 0; Column27: 0.04659; Column28: 0.010516; Column29: 0.0043628; Column30: 0.037142; Column31: 0; Column32: 0.037142; Column33: 0.0083835 | WLDFR | HFTD - Distribution - Tier 3 - 5QU CoRE ¦ 1QU LoRE | Red Flag Warning - Destructive Fires | 2050 | 3.9805e-10 | 3.9805e-10 | 11536.0538 | 319.4911 | 11216.5626 | 0 | 0 | 0 | 4.1032e-07 | 4.5919e-06 | 0 | 4.5919e-06 | 4.5919e-06 | 0 | 4.5919e-06 | 0 | 8.3758e-06 | 1.836e-05 | 0 | 1.836e-05 | [17 empty] | 7.3.3.17.5 (Remote Grid) Updates to grid topology to minimize risk of ignition in HFTDs Remote GridWLDFREquipment / facility failureAggregated | WLDFR | HFTD - Distribution - Tier 2 - 3QU CoRE ¦ 2QU LoRE | Red Flag Warning - Large Fires | Equipment / facility failure | Aggregated | 2050 | 1.6544e-05 | 791.1377 | 0.013088 | 2050 | Mitigation | 0.95 | 45 | 0 | esc | 0.00097009 | 1.6049e-08 | 0.00097009 | 1.6049e-08
[35 empty] | 7.3.3.17.6 Updates to grid topology to minimize risk of ignition in HFTDs Butte County Rebuild | WLDFR | HFTD - Distribution - Tier 3 - 5QU CoRE ¦ 3QU LoRE | 2044 | 0.21095 | 0.0020135 | 0.017142 | 0 | 0.017142 |  |  |  |  | 0.0034591 | 0.029449 | 0 | 0.029449 | 0.003616 |  | 0.0062121 | 0.0054726 | 0.0011544 | Column23: 0.04659; Column24: 0.0098281; Column25: 0; Column26: 0; Column27: 0.04659; Column28: 0.0098281; Column29: 0.0043628; Column30: 0.037142; Column31: 0; Column32: 0.037142; Column33: 0.007835 | WLDFR | HFTD - Distribution - Tier 3 - 5QU CoRE ¦ 1QU LoRE | Red Flag Warning - Destructive Fires | 2051 | 3.9805e-10 | 3.9805e-10 | 11536.0538 | 319.4911 | 11216.5626 | 0 | 0 | 0 | 4.1032e-07 | 4.5919e-06 | 0 | 4.5919e-06 | 4.5919e-06 | 0 | 4.5919e-06 | 0 | 8.3758e-06 | 1.836e-05 | 0 | 1.836e-05 | [17 empty] | 7.3.3.17.5 (Remote Grid) Updates to grid topology to minimize risk of ignition in HFTDs Remote GridWLDFREquipment / facility failureAggregated | WLDFR | HFTD - Distribution - Tier 2 - 3QU CoRE ¦ 2QU LoRE | Red Flag Warning - Large Fires | Equipment / facility failure | Aggregated | 2051 | 1.6544e-05 | 791.1377 | 0.013088 | 2051 | Mitigation | 0.95 | 45 | 0 | esc | 0.00097009 | 1.6049e-08 | 0.00097009 | 1.6049e-08
[35 empty] | 7.3.3.17.6 Updates to grid topology to minimize risk of ignition in HFTDs Butte County Rebuild | WLDFR | HFTD - Distribution - Tier 3 - 5QU CoRE ¦ 3QU LoRE | 2045 | 0.19715 | 0.0020135 | 0.017142 | 0 | 0.017142 |  |  |  |  | 0.0034591 | 0.029449 | 0 | 0.029449 | 0.0033794 |  | 0.0058057 | 0.0054726 | 0.0010789 | Column23: 0.04659; Column24: 0.0091851; Column25: 0; Column26: 0; Column27: 0.04659; Column28: 0.0091851; Column29: 0.0043628; Column30: 0.037142; Column31: 0; Column32: 0.037142; Column33: 0.0073225 | WLDFR | HFTD - Distribution - Tier 3 - 5QU CoRE ¦ 1QU LoRE | Red Flag Warning - Destructive Fires | 2052 | 3.9805e-10 | 3.9805e-10 | 11536.0538 | 319.4911 | 11216.5626 | 0 | 0 | 0 | 4.1032e-07 | 4.5919e-06 | 0 | 4.5919e-06 | 4.5919e-06 | 0 | 4.5919e-06 | 0 | 8.3758e-06 | 1.836e-05 | 0 | 1.836e-05 | [17 empty] | 7.3.3.17.5 (Remote Grid) Updates to grid topology to minimize risk of ignition in HFTDs Remote GridWLDFREquipment / facility failureAggregated | WLDFR | HFTD - Distribution - Tier 2 - 3QU CoRE ¦ 2QU LoRE | Red Flag Warning - Large Fires | Equipment / facility failure | Aggregated | 2052 | 1.6544e-05 | 791.1377 | 0.013088 | 2052 | Mitigation | 0.95 | 45 | 0 | esc | 0.00097009 | 1.6049e-08 | 0.00097009 | 1.6049e-08
[35 empty] | 7.3.3.17.6 Updates to grid topology to minimize risk of ignition in HFTDs Butte County Rebuild | WLDFR | HFTD - Distribution - Tier 3 - 5QU CoRE ¦ 3QU LoRE | 2046 | 0.18425 | 0.0020135 | 0.017142 | 0 | 0.017142 |  |  |  |  | 0.0034591 | 0.029449 | 0 | 0.029449 | 0.0031583 |  | 0.0054259 | 0.0054726 | 0.0010083 | Column23: 0.04659; Column24: 0.0085842; Column25: 0; Column26: 0; Column27: 0.04659; Column28: 0.0085842; Column29: 0.0043628; Column30: 0.037142; Column31: 0; Column32: 0.037142; Column33: 0.0068434 | WLDFR | HFTD - Distribution - Tier 3 - 5QU CoRE ¦ 1QU LoRE | Red Flag Warning - Destructive Fires | 2053 | 3.9805e-10 | 3.9805e-10 | 12097.6769 | 340.5356 | 11757.1413 | 0 | 0 | 0 | 4.1032e-07 | 4.8155e-06 | 0 | 4.8155e-06 | 4.8155e-06 | 0 | 4.8155e-06 | 0 | 8.7569e-06 | 1.9195e-05 | 0 | 1.9195e-05 | [17 empty] | 7.3.3.17.5 (Remote Grid) Updates to grid topology to minimize risk of ignition in HFTDs Remote GridWLDFREquipment / facility failureAggregated | WLDFR | HFTD - Distribution - Tier 2 - 3QU CoRE ¦ 2QU LoRE | Red Flag Warning - Large Fires | Equipment / facility failure | Aggregated | 2053 | 1.6544e-05 | 791.1377 | 0.013088 | 2053 | Mitigation | 0.95 | 45 | 0 | esc | 0.00097009 | 1.6049e-08 | 0.00097009 | 1.6049e-08
[35 empty] | 7.3.3.17.6 Updates to grid topology to minimize risk of ignition in HFTDs Butte County Rebuild | WLDFR | HFTD - Distribution - Tier 3 - 5QU CoRE ¦ 3QU LoRE | 2047 | 0.1722 | 0.0020135 | 0.017142 | 0 | 0.017142 |  |  |  |  | 0.0034591 | 0.029449 | 0 | 0.029449 | 0.0029517 |  | 0.0050709 | 0.0054726 | 0.00094235 | Column23: 0.04659; Column24: 0.0080226; Column25: 0; Column26: 0; Column27: 0.04659; Column28: 0.0080226; Column29: 0.0043628; Column30: 0.037142; Column31: 0; Column32: 0.037142; Column33: 0.0063957 | WLDFR | HFTD - Distribution - Tier 3 - 5QU CoRE ¦ 1QU LoRE | Red Flag Warning - Destructive Fires | 2054 | 3.9805e-10 | 3.9805e-10 | 12097.6769 | 340.5356 | 11757.1413 | 0 | 0 | 0 | 4.1032e-07 | 4.8155e-06 | 0 | 4.8155e-06 | 4.8155e-06 | 0 | 4.8155e-06 | 0 | 8.7569e-06 | 1.9195e-05 | 0 | 1.9195e-05 | [17 empty] | 7.3.3.17.5 (Remote Grid) Updates to grid topology to minimize risk of ignition in HFTDs Remote GridWLDFREquipment / facility failureAggregated | WLDFR | HFTD - Distribution - Tier 2 - 3QU CoRE ¦ 2QU LoRE | Red Flag Warning - Large Fires | Equipment / facility failure | Aggregated | 2054 | 1.6544e-05 | 791.1377 | 0.013088 | 2054 | Mitigation | 0.95 | 45 | 0 | esc | 0.00097009 | 1.6049e-08 | 0.00097009 | 1.6049e-08
[35 empty] | 7.3.3.17.6 Updates to grid topology to minimize risk of ignition in HFTDs Butte County Rebuild | WLDFR | HFTD - Distribution - Tier 3 - 5QU CoRE ¦ 3QU LoRE | 2048 | 0.16093 | 0.0020135 | 0.017995 | 0 | 0.017995 |  |  |  |  | 0.0034591 | 0.030915 | 0 | 0.030915 | 0.002896 |  | 0.0049752 | 0.0054726 | 0.0008807 | Column23: 0.04891; Column24: 0.0078712; Column25: 0; Column26: 0; Column27: 0.04891; Column28: 0.0078712; Column29: 0.0043628; Column30: 0.038992; Column31: 0; Column32: 0.038992; Column33: 0.006275 | WLDFR | HFTD - Distribution - Tier 3 - 5QU CoRE ¦ 1QU LoRE | Red Flag Warning - Destructive Fires | 2055 | 3.9805e-10 | 3.9805e-10 | 12097.6769 | 340.5356 | 11757.1413 | 0 | 0 | 0 | 4.1032e-07 | 4.8155e-06 | 0 | 4.8155e-06 | 4.8155e-06 | 0 | 4.8155e-06 | 0 | 8.7569e-06 | 1.9195e-05 | 0 | 1.9195e-05 | [17 empty] | 7.3.3.17.5 (Remote Grid) Updates to grid topology to minimize risk of ignition in HFTDs Remote GridWLDFREquipment / facility failureAggregated | WLDFR | HFTD - Distribution - Tier 2 - 3QU CoRE ¦ 2QU LoRE | Red Flag Warning - Large Fires | Equipment / facility failure | Aggregated | 2055 | 1.6544e-05 | 791.1377 | 0.013088 | 2055 | Mitigation | 0.95 | 45 | 0 | esc | 0.00097009 | 1.6049e-08 | 0.00097009 | 1.6049e-08
[35 empty] | 7.3.3.17.6 Updates to grid topology to minimize risk of ignition in HFTDs Butte County Rebuild | WLDFR | HFTD - Distribution - Tier 3 - 5QU CoRE ¦ 3QU LoRE | 2049 | 0.1504 | 0.0020135 | 0.017995 | 0 | 0.017995 |  |  |  |  | 0.0034591 | 0.030915 | 0 | 0.030915 | 0.0027065 |  | 0.0046497 | 0.0054726 | 0.00082309 | Column23: 0.04891; Column24: 0.0073562; Column25: 0; Column26: 0; Column27: 0.04891; Column28: 0.0073562; Column29: 0.0043628; Column30: 0.038992; Column31: 0; Column32: 0.038992; Column33: 0.0058645 | WLDFR | HFTD - Distribution - Tier 3 - 5QU CoRE ¦ 1QU LoRE | Red Flag Warning - Destructive Fires | 2056 | 3.9805e-10 | 3.9805e-10 | 12097.6769 | 340.5356 | 11757.1413 | 0 | 0 | 0 | 4.1032e-07 | 4.8155e-06 | 0 | 4.8155e-06 | 4.8155e-06 | 0 | 4.8155e-06 | 0 | 8.7569e-06 | 1.9195e-05 | 0 | 1.9195e-05 | [17 empty] | 7.3.3.17.5 (Remote Grid) Updates to grid topology to minimize risk of ignition in HFTDs Remote GridWLDFREquipment / facility failureAggregated | WLDFR | HFTD - Distribution - Tier 2 - 3QU CoRE ¦ 2QU LoRE | Red Flag Warning - Large Fires | Equipment / facility failure | Aggregated | 2056 | 1.6544e-05 | 791.1377 | 0.013088 | 2056 | Mitigation | 0.95 | 45 | 0 | esc | 0.00097009 | 1.6049e-08 | 0.00097009 | 1.6049e-08
[35 empty] | 7.3.3.17.6 Updates to grid topology to minimize risk of ignition in HFTDs Butte County Rebuild | WLDFR | HFTD - Distribution - Tier 3 - 5QU CoRE ¦ 3QU LoRE | 2050 | 0.14056 | 0.0020135 | 0.017995 | 0 | 0.017995 |  |  |  |  | 0.0034591 | 0.030915 | 0 | 0.030915 | 0.0025295 |  | 0.0043455 | 0.0054726 | 0.00076924 | Column23: 0.04891; Column24: 0.006875; Column25: 0; Column26: 0; Column27: 0.04891; Column28: 0.006875; Column29: 0.0043628; Column30: 0.038992; Column31: 0; Column32: 0.038992; Column33: 0.0054808 | WLDFR | HFTD - Distribution - Tier 3 - 5QU CoRE ¦ 1QU LoRE | Red Flag Warning - Destructive Fires | 2057 | 3.9805e-10 | 3.9805e-10 | 12097.6769 | 340.5356 | 11757.1413 | 0 | 0 | 0 | 4.1032e-07 | 4.8155e-06 | 0 | 4.8155e-06 | 4.8155e-06 | 0 | 4.8155e-06 | 0 | 8.7569e-06 | 1.9195e-05 | 0 | 1.9195e-05 | [17 empty] | 7.3.3.17.5 (Remote Grid) Updates to grid topology to minimize risk of ignition in HFTDs Remote GridWLDFREquipment / facility failureAggregated | WLDFR | HFTD - Distribution - Tier 2 - 3QU CoRE ¦ 2QU LoRE | Red Flag Warning - Large Fires | Equipment / facility failure | Aggregated | 2057 | 1.6544e-05 | 791.1377 | 0.013088 | 2057 | Mitigation | 0.95 | 45 | 0 | esc | 0.00097009 | 1.6049e-08 | 0.00097009 | 1.6049e-08
[35 empty] | 7.3.3.17.6 Updates to grid topology to minimize risk of ignition in HFTDs Butte County Rebuild | WLDFR | HFTD - Distribution - Tier 3 - 5QU CoRE ¦ 3QU LoRE | 2051 | 0.13137 | 0.0020135 | 0.017995 | 0 | 0.017995 |  |  |  |  | 0.0034591 | 0.030915 | 0 | 0.030915 | 0.002364 |  | 0.0040612 | 0.0054726 | 0.00071892 | Column23: 0.04891; Column24: 0.0064252; Column25: 0; Column26: 0; Column27: 0.04891; Column28: 0.0064252; Column29: 0.0043628; Column30: 0.038992; Column31: 0; Column32: 0.038992; Column33: 0.0051223 | WLDFR | HFTD - Distribution - Tier 3 - 5QU CoRE ¦ 1QU LoRE | Red Flag Warning - Destructive Fires | 2058 | 3.9805e-10 | 3.9805e-10 | 12670.1796 | 362.3049 | 12307.8747 | 0 | 0 | 0 | 4.1032e-07 | 5.0433e-06 | 0 | 5.0433e-06 | 5.0433e-06 | 0 | 5.0433e-06 | 0 | 9.136e-06 | 2.0026e-05 | 0 | 2.0026e-05 | [17 empty] | 7.3.3.17.5 (Remote Grid) Updates to grid topology to minimize risk of ignition in HFTDs Remote GridWLDFREquipment / facility failureAggregated | WLDFR | HFTD - Distribution - Tier 2 - 3QU CoRE ¦ 2QU LoRE | Red Flag Warning - Large Fires | Equipment / facility failure | Aggregated | 2058 | 1.6544e-05 | 791.1377 | 0.013088 | 2058 | Mitigation | 0.95 | 45 | 0 | esc | 0.00097009 | 1.6049e-08 | 0.00097009 | 1.6049e-08
[35 empty] | 7.3.3.17.6 Updates to grid topology to minimize risk of ignition in HFTDs Butte County Rebuild | WLDFR | HFTD - Distribution - Tier 3 - 5QU CoRE ¦ 3QU LoRE | 2052 | 0.12277 | 0.0020135 | 0.017995 | 0 | 0.017995 |  |  |  |  | 0.0034591 | 0.030915 | 0 | 0.030915 | 0.0022093 |  | 0.0037955 | 0.0054726 | 0.00067188 | Column23: 0.04891; Column24: 0.0060049; Column25: 0; Column26: 0; Column27: 0.04891; Column28: 0.0060049; Column29: 0.0043628; Column30: 0.038992; Column31: 0; Column32: 0.038992; Column33: 0.0047872 | WLDFR | HFTD - Distribution - Tier 3 - 5QU CoRE ¦ 1QU LoRE | Red Flag Warning - Destructive Fires | 2059 | 3.9805e-10 | 3.9805e-10 | 12670.1796 | 362.3049 | 12307.8747 | 0 | 0 | 0 | 4.1032e-07 | 5.0433e-06 | 0 | 5.0433e-06 | 5.0433e-06 | 0 | 5.0433e-06 | 0 | 9.136e-06 | 2.0026e-05 | 0 | 2.0026e-05 | [17 empty] | 7.3.3.17.5 (Remote Grid) Updates to grid topology to minimize risk of ignition in HFTDs Remote GridWLDFREquipment / facility failureAggregated | WLDFR | HFTD - Distribution - Tier 2 - 3QU CoRE ¦ 2QU LoRE | Red Flag Warning - Large Fires | Equipment / facility failure | Aggregated | 2059 | 1.6544e-05 | 791.1377 | 0.013088 | 2059 | Mitigation | 0.95 | 45 | 0 | esc | 0.00097009 | 1.6049e-08 | 0.00097009 | 1.6049e-08
[35 empty] | 7.3.3.17.6 Updates to grid topology to minimize risk of ignition in HFTDs Butte County Rebuild | WLDFR | HFTD - Distribution - Tier 3 - 5QU CoRE ¦ 3QU LoRE | 2053 | 0.11474 | 0.0020135 | 0.018878 | 0 | 0.018878 |  |  |  |  | 0.0034591 | 0.032431 | 0 | 0.032431 | 0.0021661 |  | 0.0037212 | 0.0054726 | 0.00062793 | Column23: 0.051309; Column24: 0.0058873; Column25: 0; Column26: 0; Column27: 0.051309; Column28: 0.0058873; Column29: 0.0043628; Column30: 0.040904; Column31: 0; Column32: 0.040904; Column33: 0.0046934 | WLDFR | HFTD - Distribution - Tier 3 - 5QU CoRE ¦ 1QU LoRE | Red Flag Warning - Destructive Fires | 2060 | 3.9805e-10 | 3.9805e-10 | 12670.1796 | 362.3049 | 12307.8747 | 0 | 0 | 0 | 4.1032e-07 | 5.0433e-06 | 0 | 5.0433e-06 | 5.0433e-06 | 0 | 5.0433e-06 | 0 | 9.136e-06 | 2.0026e-05 | 0 | 2.0026e-05 | [17 empty] | 7.3.3.17.5 (Remote Grid) Updates to grid topology to minimize risk of ignition in HFTDs Remote GridWLDFREquipment / facility failureAggregated | WLDFR | HFTD - Distribution - Tier 2 - 3QU CoRE ¦ 2QU LoRE | Red Flag Warning - Large Fires | Equipment / facility failure | Aggregated | 2060 | 1.6544e-05 | 791.1377 | 0.013088 | 2060 | Mitigation | 0.95 | 45 | 0 | esc | 0.00097009 | 1.6049e-08 | 0.00097009 | 1.6049e-08
[35 empty] | 7.3.3.17.6 Updates to grid topology to minimize risk of ignition in HFTDs Butte County Rebuild | WLDFR | HFTD - Distribution - Tier 3 - 5QU CoRE ¦ 3QU LoRE | 2054 | 0.10723 | 0.0020135 | 0.018878 | 0 | 0.018878 |  |  |  |  | 0.0034591 | 0.032431 | 0 | 0.032431 | 0.0020244 |  | 0.0034778 | 0.0054726 | 0.00058685 | Column23: 0.051309; Column24: 0.0055021; Column25: 0; Column26: 0; Column27: 0.051309; Column28: 0.0055021; Column29: 0.0043628; Column30: 0.040904; Column31: 0; Column32: 0.040904; Column33: 0.0043864 | WLDFR | HFTD - Distribution - Tier 3 - 5QU CoRE ¦ 1QU LoRE | Red Flag Warning - Destructive Fires | 2061 | 3.9805e-10 | 3.9805e-10 | 12670.1796 | 362.3049 | 12307.8747 | 0 | 0 | 0 | 4.1032e-07 | 5.0433e-06 | 0 | 5.0433e-06 | 5.0433e-06 | 0 | 5.0433e-06 | 0 | 0 | 2.0026e-05 | 0 | 2.0026e-05 | [17 empty] | 7.3.3.17.5 (Remote Grid) Updates to grid topology to minimize risk of ignition in HFTDs Remote GridWLDFREquipment / facility failureAggregated | WLDFR | HFTD - Distribution - Tier 2 - 3QU CoRE ¦ 2QU LoRE | Red Flag Warning - Large Fires | Equipment / facility failure | Aggregated | 2061 | 1.6544e-05 | 791.1377 | 0.013088 | 2061 | Mitigation | 0.95 | 45 | 0 | esc | 0.00097009 | 1.6049e-08 | 0.00097009 | 1.6049e-08
[35 empty] | 7.3.3.17.6 Updates to grid topology to minimize risk of ignition in HFTDs Butte County Rebuild | WLDFR | HFTD - Distribution - Tier 3 - 5QU CoRE ¦ 3QU LoRE | 2055 | 0.10022 | 0.0020135 | 0.018878 | 0 | 0.018878 |  |  |  |  | 0.0034591 | 0.032431 | 0 | 0.032431 | 0.0018919 |  | 0.0032502 | 0.0054726 | 0.00054846 | Column23: 0.051309; Column24: 0.0051422; Column25: 0; Column26: 0; Column27: 0.051309; Column28: 0.0051422; Column29: 0.0043628; Column30: 0.040904; Column31: 0; Column32: 0.040904; Column33: 0.0040994 | WLDFR | HFTD - Distribution - Tier 3 - 5QU CoRE ¦ 1QU LoRE | Red Flag Warning - Destructive Fires | 2062 | 3.9805e-10 | 3.9805e-10 | 12670.1796 | 362.3049 | 12307.8747 | 0 | 0 | 0 | 4.1032e-07 | 5.0433e-06 | 0 | 5.0433e-06 | 5.0433e-06 | 0 | 5.0433e-06 | 0 | 0 | 0 | 0 | 0 | [17 empty] | 7.3.3.17.5 (Remote Grid) Updates to grid topology to minimize risk of ignition in HFTDs Remote GridWLDFREquipment / facility failureAggregated | WLDFR | HFTD - Distribution - Tier 2 - 3QU CoRE ¦ 2QU LoRE | Red Flag Warning - Large Fires | Equipment / facility failure | Aggregated | 2062 | 1.6544e-05 | 791.1377 | 0.013088 | 2062 | Mitigation | 0.95 | 45 | 0 | esc | 0.00097009 | 1.6049e-08 | 0.00097009 | 1.6049e-08
[35 empty] | 7.3.3.17.6 Updates to grid topology to minimize risk of ignition in HFTDs Butte County Rebuild | WLDFR | HFTD - Distribution - Tier 3 - 5QU CoRE ¦ 3QU LoRE | 2056 | 0.093663 | 0.0020135 | 0.018878 | 0 | 0.018878 |  |  |  |  | 0.0034591 | 0.032431 | 0 | 0.032431 | 0.0017682 |  | 0.0030376 | 0.0054726 | 0.00051258 | Column23: 0.051309; Column24: 0.0048058; Column25: 0; Column26: 0; Column27: 0.051309; Column28: 0.0048058; Column29: 0.0043628; Column30: 0.040904; Column31: 0; Column32: 0.040904; Column33: 0.0038312 | WLDFR | HFTD - Distribution - Tier 3 - 5QU CoRE ¦ 1QU LoRE | Red Flag Warning - Destructive Fires | 2063 | 3.9805e-10 | 3.9805e-10 | 13246.6313 | 384.5316 | 12862.0997 | 0 | 0 | 0 | 4.1032e-07 | 5.2728e-06 | 0 | 5.2728e-06 | 5.2728e-06 | 0 | 5.2728e-06 | 0 | 8.5068e-08 | 0 | 0 | 0 | [17 empty] | 7.3.3.17.5 (Remote Grid) Updates to grid topology to minimize risk of ignition in HFTDs Remote GridWLDFREquipment / facility failureAggregated | WLDFR | HFTD - Distribution - Tier 2 - 3QU CoRE ¦ 2QU LoRE | Red Flag Warning - Large Fires | Equipment / facility failure | Aggregated | 2063 | 1.6544e-05 | 791.1377 | 0.013088 | 2063 | Mitigation | 0.95 | 45 | 0 | esc | 0.00097009 | 1.6049e-08 | 0.00097009 | 1.6049e-08
[35 empty] | 7.3.3.17.6 Updates to grid topology to minimize risk of ignition in HFTDs Butte County Rebuild | WLDFR | HFTD - Distribution - Tier 3 - 5QU CoRE ¦ 3QU LoRE | 2057 | 0.087535 | 0.0020135 | 0.018878 | 0 | 0.018878 |  |  |  |  | 0.0034591 | 0.032431 | 0 | 0.032431 | 0.0016525 |  | 0.0028389 | 0.0054726 | 0.00047904 | Column23: 0.051309; Column24: 0.0044914; Column25: 0; Column26: 0; Column27: 0.051309; Column28: 0.0044914; Column29: 0.0043628; Column30: 0.040904; Column31: 0; Column32: 0.040904; Column33: 0.0035806 | WLDFR | HFTD - Distribution - Tier 3 - 5QU CoRE ¦ 1QU LoRE | Red Flag Warning - Destructive Fires | 2064 | 3.9805e-10 | 3.9805e-10 | 13246.6313 | 384.5316 | 12862.0997 | 0 | 0 | 0 | 4.1032e-07 | 5.2728e-06 | 0 | 5.2728e-06 | 5.2728e-06 | 0 | 5.2728e-06 | 0 | 8.8874e-08 | 1.9481e-07 | 0 | 1.9481e-07 | [17 empty] | 7.3.3.17.5 (Remote Grid) Updates to grid topology to minimize risk of ignition in HFTDs Remote GridWLDFREquipment / facility failureAggregated | WLDFR | HFTD - Distribution - Tier 2 - 3QU CoRE ¦ 2QU LoRE | Red Flag Warning - Large Fires | Equipment / facility failure | Aggregated | 2064 | 1.6544e-05 | 791.1377 | 0.013088 | 2064 | Mitigation | 0.95 | 45 | 0 | esc | 0.00097009 | 1.6049e-08 | 0.00097009 | 1.6049e-08
[35 empty] | 7.3.3.17.6 Updates to grid topology to minimize risk of ignition in HFTDs Butte County Rebuild | WLDFR | HFTD - Distribution - Tier 3 - 5QU CoRE ¦ 3QU LoRE | 2058 | 0.081809 | 0.0020135 | 0.019779 | 0 | 0.019779 |  |  |  |  | 0.0034591 | 0.033979 | 0 | 0.033979 | 0.0016181 |  | 0.0027798 | 0.0054726 | 0.0004477 | Column23: 0.053757; Column24: 0.0043978; Column25: 0; Column26: 0; Column27: 0.053757; Column28: 0.0043978; Column29: 0.0043628; Column30: 0.042856; Column31: 0; Column32: 0.042856; Column33: 0.003506 | WLDFR | HFTD - Distribution - Tier 3 - 5QU CoRE ¦ 1QU LoRE | Red Flag Warning - Destructive Fires | 2065 | 3.9805e-10 | 3.9805e-10 | 13246.6313 | 384.5316 | 12862.0997 | 0 | 0 | 0 | 4.1032e-07 | 5.2728e-06 | 0 | 5.2728e-06 | 5.2728e-06 | 0 | 5.2728e-06 | 0 | 8.8874e-08 | 1.9481e-07 | 0 | 1.9481e-07 | [17 empty] | 7.3.3.17.5 (Remote Grid) Updates to grid topology to minimize risk of ignition in HFTDs Remote GridWLDFREquipment / facility failureAggregated | WLDFR | HFTD - Distribution - Tier 2 - 3QU CoRE ¦ 2QU LoRE | Red Flag Warning - Large Fires | Equipment / facility failure | Aggregated | 2065 | 1.6544e-05 | 791.1377 | 0.013088 | 2065 | Mitigation | 0.95 | 45 | 0 | esc | 0.00097009 | 1.6049e-08 | 0.00097009 | 1.6049e-08
[35 empty] | 7.3.3.17.6 Updates to grid topology to minimize risk of ignition in HFTDs Butte County Rebuild | WLDFR | HFTD - Distribution - Tier 3 - 5QU CoRE ¦ 3QU LoRE | 2059 | 0.076457 | 0.0020135 | 0.019779 | 0 | 0.019779 |  |  |  |  | 0.0034591 | 0.033979 | 0 | 0.033979 | 0.0015122 |  | 0.0025979 | 0.0054726 | 0.00041842 | Column23: 0.053757; Column24: 0.0041101; Column25: 0; Column26: 0; Column27: 0.053757; Column28: 0.0041101; Column29: 0.0043628; Column30: 0.042856; Column31: 0; Column32: 0.042856; Column33: 0.0032766 | WLDFR | HFTD - Distribution - Tier 3 - 5QU CoRE ¦ 1QU LoRE | Red Flag Warning - Destructive Fires | 2066 | 3.9805e-10 | 3.9805e-10 | 13246.6313 | 384.5316 | 12862.0997 | 0 | 0 | 0 | 4.1032e-07 | 5.2728e-06 | 0 | 5.2728e-06 | 5.2728e-06 | 0 | 5.2728e-06 | 0 | 8.8874e-08 | 1.9481e-07 | 0 | 1.9481e-07 | [17 empty] | 7.3.3.17.5 (Remote Grid) Updates to grid topology to minimize risk of ignition in HFTDs Remote GridWLDFREquipment / facility failureAggregated | WLDFR | HFTD - Distribution - Tier 2 - 3QU CoRE ¦ 2QU LoRE | Red Flag Warning - Large Fires | Equipment / facility failure | Aggregated | 2066 | 1.6544e-05 | 791.1377 | 0.013088 | 2066 | Mitigation | 0.95 | 45 | 0 | esc | 0.00097009 | 1.6049e-08 | 0.00097009 | 1.6049e-08
[35 empty] | 7.3.3.17.6 Updates to grid topology to minimize risk of ignition in HFTDs Butte County Rebuild | WLDFR | HFTD - Distribution - Tier 3 - 5QU CoRE ¦ 3QU LoRE | 2060 | 0.071455 | 0.0020135 | 0.019779 | 0 | 0.019779 |  |  |  |  | 0.0034591 | 0.033979 | 0 | 0.033979 | 0.0014133 |  | 0.002428 | 0.0054726 | 0.00039104 | Column23: 0.053757; Column24: 0.0038412; Column25: 0; Column26: 0; Column27: 0.053757; Column28: 0.0038412; Column29: 0.0043628; Column30: 0.042856; Column31: 0; Column32: 0.042856; Column33: 0.0030623 | WLDFR | HFTD - Distribution - Tier 3 - 5QU CoRE ¦ 1QU LoRE | Red Flag Warning - Destructive Fires | 2067 | 0 | 3.9805e-10 | 13246.6313 | 384.5316 | 12862.0997 | 0 | 0 | 0 | 4.1032e-07 | 0 | 0 | 0 | 5.2728e-06 | 0 | 5.2728e-06 | 0 | 8.8874e-08 | 1.9481e-07 | 0 | 1.9481e-07 | [17 empty] | 7.3.3.17.5 (Remote Grid) Updates to grid topology to minimize risk of ignition in HFTDs Remote GridWLDFREquipment / facility failureAggregated | WLDFR | HFTD - Distribution - Tier 2 - 3QU CoRE ¦ 2QU LoRE | Red Flag Warning - Large Fires | Equipment / facility failure | Aggregated | 2067 | 1.6544e-05 | 791.1377 | 0.013088 | 2067 | Mitigation | 0.95 | 45 | 0 | esc | 0 | 0 | 0.00097009 | 1.6049e-08
[35 empty] | 7.3.3.17.6 Updates to grid topology to minimize risk of ignition in HFTDs Butte County Rebuild | WLDFR | HFTD - Distribution - Tier 3 - 5QU CoRE ¦ 3QU LoRE | 2061 | 0.06678 | 0.0020135 | 0.019779 | 0 | 0.019779 |  |  |  |  | 0.0034591 | 0.033979 | 0 | 0.033979 | 0.0013208 |  | 0.0022691 | 0.0054726 | 0.00036546 | Column23: 0.053757; Column24: 0.0035899; Column25: 0; Column26: 0; Column27: 0.053757; Column28: 0.0035899; Column29: 0.0043628; Column30: 0.042856; Column31: 0; Column32: 0.042856; Column33: 0.0028619 | WLDFR | HFTD - Distribution - Tier 3 - 5QU CoRE ¦ 1QU LoRE | Red Flag Warning - Large Fires | 2022 | 4.032e-08 | 0 | 5.2406 | 0.69642 | 2.942 | 1.6022 | 0 | 0 | 4.1563e-05 | 2.113e-07 | 0 | 2.113e-07 | 0 | 0 | 0 | 0 | 8.8874e-08 | 1.9481e-07 | 0 | 1.9481e-07 | [17 empty] | 7.3.3.17.5 (Remote Grid) Updates to grid topology to minimize risk of ignition in HFTDs Remote GridWLDFRVegetation ContactAggregated | WLDFR | HFTD - Distribution - Tier 2 - 3QU CoRE ¦ 2QU LoRE | Red Flag Warning - Large Fires | Vegetation Contact | Aggregated | 2022 | 2.3451e-05 | 791.1377 | 0.018553 | 2022 | Mitigation | 0.95 | 45 | 0 | esc | 0.00097009 | 2.2749e-08 | 0 | 0
[35 empty] | 7.3.3.17.6 Updates to grid topology to minimize risk of ignition in HFTDs Butte County Rebuild | WLDFR | HFTD - Distribution - Tier 3 - 5QU CoRE ¦ 3QU LoRE | 2062 | 0.062412 | 0.0020135 | 0.019779 | 0 | 0.019779 |  |  |  |  | 0.0034591 | 0.033979 | 0 | 0.033979 | 0.0012344 |  | 0.0021207 | 0.0054726 | 0.00034155 | Column23: 0.053757; Column24: 0.0033551; Column25: 0; Column26: 0; Column27: 0.053757; Column28: 0.0033551; Column29: 0.0043628; Column30: 0.042856; Column31: 0; Column32: 0.042856; Column33: 0.0026747 | WLDFR | HFTD - Distribution - Tier 3 - 5QU CoRE ¦ 1QU LoRE | Red Flag Warning - Large Fires | 2023 | 4.032e-08 | 4.032e-08 | 5.475 | 0.71896 | 3.0715 | 1.6846 | 0 | 0 | 4.1563e-05 | 2.2075e-07 | 0 | 2.2075e-07 | 2.2075e-07 | 0 | 2.2075e-07 | 0 | 9.3776e-08 | 2.0556e-07 | 0 | 2.0556e-07 | [17 empty] | 7.3.3.17.5 (Remote Grid) Updates to grid topology to minimize risk of ignition in HFTDs Remote GridWLDFRVegetation ContactAggregated | WLDFR | HFTD - Distribution - Tier 2 - 3QU CoRE ¦ 2QU LoRE | Red Flag Warning - Large Fires | Vegetation Contact | Aggregated | 2023 | 2.3451e-05 | 791.1377 | 0.018553 | 2023 | Mitigation | 0.95 | 45 | 0 | esc | 0.00097009 | 2.2749e-08 | 0.00097009 | 2.2749e-08
[35 empty] | 7.3.3.17.6 Updates to grid topology to minimize risk of ignition in HFTDs Butte County Rebuild | WLDFR | HFTD - Distribution - Tier 3 - 5QU CoRE ¦ 3QU LoRE | 2063 | 0.058329 | 0.0020135 | 0.020687 | 0 | 0.020687 |  |  |  |  | 0.0034591 | 0.035539 | 0 | 0.035539 | 0.0012066 |  | 0.0020729 | 0.0054726 | 0.00031921 | Column23: 0.056225; Column24: 0.0032795; Column25: 0; Column26: 0; Column27: 0.056225; Column28: 0.0032795; Column29: 0.0043628; Column30: 0.044824; Column31: 0; Column32: 0.044824; Column33: 0.0026145 | WLDFR | HFTD - Distribution - Tier 3 - 5QU CoRE ¦ 1QU LoRE | Red Flag Warning - Large Fires | 2024 | 4.032e-08 | 4.032e-08 | 5.475 | 0.71896 | 3.0715 | 1.6846 | 0 | 0 | 4.1563e-05 | 2.2075e-07 | 0 | 2.2075e-07 | 2.2075e-07 | 0 | 2.2075e-07 | 0 | 9.3776e-08 | 2.0556e-07 | 0 | 2.0556e-07 | [17 empty] | 7.3.3.17.5 (Remote Grid) Updates to grid topology to minimize risk of ignition in HFTDs Remote GridWLDFRVegetation ContactAggregated | WLDFR | HFTD - Distribution - Tier 2 - 3QU CoRE ¦ 2QU LoRE | Red Flag Warning - Large Fires | Vegetation Contact | Aggregated | 2024 | 2.3451e-05 | 791.1377 | 0.018553 | 2024 | Mitigation | 0.95 | 45 | 0 | esc | 0.00097009 | 2.2749e-08 | 0.00097009 | 2.2749e-08
[35 empty] | 7.3.3.17.6 Updates to grid topology to minimize risk of ignition in HFTDs Butte County Rebuild | WLDFR | HFTD - Distribution - Tier 3 - 5QU CoRE ¦ 3QU LoRE | 2064 | 0.054513 | 0.0020135 | 0.020687 | 0 | 0.020687 |  |  |  |  | 0.0034591 | 0.035539 | 0 | 0.035539 | 0.0011277 |  | 0.0019373 | 0.0054726 | 0.00029832 | Column23: 0.056225; Column24: 0.003065; Column25: 0; Column26: 0; Column27: 0.056225; Column28: 0.003065; Column29: 0.0043628; Column30: 0.044824; Column31: 0; Column32: 0.044824; Column33: 0.0024435 | WLDFR | HFTD - Distribution - Tier 3 - 5QU CoRE ¦ 1QU LoRE | Red Flag Warning - Large Fires | 2025 | 4.032e-08 | 4.032e-08 | 5.475 | 0.71896 | 3.0715 | 1.6846 | 0 | 0 | 4.1563e-05 | 2.2075e-07 | 0 | 2.2075e-07 | 2.2075e-07 | 0 | 2.2075e-07 | 0 | 9.3776e-08 | 2.0556e-07 | 0 | 2.0556e-07 | [17 empty] | 7.3.3.17.5 (Remote Grid) Updates to grid topology to minimize risk of ignition in HFTDs Remote GridWLDFRVegetation ContactAggregated | WLDFR | HFTD - Distribution - Tier 2 - 3QU CoRE ¦ 2QU LoRE | Red Flag Warning - Large Fires | Vegetation Contact | Aggregated | 2025 | 2.3451e-05 | 791.1377 | 0.018553 | 2025 | Mitigation | 0.95 | 45 | 0 | esc | 0.00097009 | 2.2749e-08 | 0.00097009 | 2.2749e-08
[35 empty] | 7.3.3.17.6 Updates to grid topology to minimize risk of ignition in HFTDs Butte County Rebuild | WLDFR | HFTD - Distribution - Tier 3 - 5QU CoRE ¦ 3QU LoRE | 2065 | 0.050946 | 0.0020135 | 0.020687 | 0 | 0.020687 |  |  |  |  | 0.0034591 | 0.035539 | 0 | 0.035539 | 0.0010539 |  | 0.0018106 | 0.0054726 | 0.00027881 | Column23: 0.056225; Column24: 0.0028645; Column25: 0; Column26: 0; Column27: 0.056225; Column28: 0.0028645; Column29: 0.0043628; Column30: 0.044824; Column31: 0; Column32: 0.044824; Column33: 0.0022836 | WLDFR | HFTD - Distribution - Tier 3 - 5QU CoRE ¦ 1QU LoRE | Red Flag Warning - Large Fires | 2026 | 4.032e-08 | 4.032e-08 | 5.475 | 0.71896 | 3.0715 | 1.6846 | 0 | 0 | 4.1563e-05 | 2.2075e-07 | 0 | 2.2075e-07 | 2.2075e-07 | 0 | 2.2075e-07 | 0 | 9.3776e-08 | 2.0556e-07 | 0 | 2.0556e-07 | [17 empty] | 7.3.3.17.5 (Remote Grid) Updates to grid topology to minimize risk of ignition in HFTDs Remote GridWLDFRVegetation ContactAggregated | WLDFR | HFTD - Distribution - Tier 2 - 3QU CoRE ¦ 2QU LoRE | Red Flag Warning - Large Fires | Vegetation Contact | Aggregated | 2026 | 2.3451e-05 | 791.1377 | 0.018553 | 2026 | Mitigation | 0.95 | 45 | 0 | esc | 0.00097009 | 2.2749e-08 | 0.00097009 | 2.2749e-08
[35 empty] | 7.3.3.17.6 Updates to grid topology to minimize risk of ignition in HFTDs Butte County Rebuild | WLDFR | HFTD - Distribution - Tier 3 - 5QU CoRE ¦ 3QU LoRE | 2066 | 0.047613 | 0.0020135 | 0.020687 | 0 | 0.020687 |  |  |  |  | 0.0034591 | 0.035539 | 0 | 0.035539 | 0.00098497 |  | 0.0016921 | 0.0054726 | 0.00026057 | Column23: 0.056225; Column24: 0.0026771; Column25: 0; Column26: 0; Column27: 0.056225; Column28: 0.0026771; Column29: 0.0043628; Column30: 0.044824; Column31: 0; Column32: 0.044824; Column33: 0.0021342 | WLDFR | HFTD - Distribution - Tier 3 - 5QU CoRE ¦ 1QU LoRE | Red Flag Warning - Large Fires | 2027 | 4.032e-08 | 4.032e-08 | 5.475 | 0.71896 | 3.0715 | 1.6846 | 0 | 0 | 4.1563e-05 | 2.2075e-07 | 0 | 2.2075e-07 | 2.2075e-07 | 0 | 2.2075e-07 | 0 | 9.3776e-08 | 2.0556e-07 | 0 | 2.0556e-07 | [17 empty] | 7.3.3.17.5 (Remote Grid) Updates to grid topology to minimize risk of ignition in HFTDs Remote GridWLDFRVegetation ContactAggregated | WLDFR | HFTD - Distribution - Tier 2 - 3QU CoRE ¦ 2QU LoRE | Red Flag Warning - Large Fires | Vegetation Contact | Aggregated | 2027 | 2.3451e-05 | 791.1377 | 0.018553 | 2027 | Mitigation | 0.95 | 45 | 0 | esc | 0.00097009 | 2.2749e-08 | 0.00097009 | 2.2749e-08
[35 empty] | 7.3.3.17.6 Updates to grid topology to minimize risk of ignition in HFTDs Butte County Rebuild | WLDFR | HFTD - Distribution - Tier 3 - 5QU CoRE ¦ 3QU LoRE | 2067 | 0.044499 | 0.0020135 | 0.020687 | 0 | 0.020687 |  |  |  |  | 0.0034591 | 0.035539 | 0 | 0.035539 | 0.00092053 |  | 0.0015814 | 0.0054726 | 0.00024352 | Column23: 0.056225; Column24: 0.0025019; Column25: 0; Column26: 0; Column27: 0.056225; Column28: 0.0025019; Column29: 0.0043628; Column30: 0.044824; Column31: 0; Column32: 0.044824; Column33: 0.0019946 | WLDFR | HFTD - Distribution - Tier 3 - 5QU CoRE ¦ 1QU LoRE | Red Flag Warning - Large Fires | 2028 | 4.032e-08 | 4.032e-08 | 5.777 | 0.74734 | 3.238 | 1.7917 | 0 | 0 | 4.1563e-05 | 2.3293e-07 | 0 | 2.3293e-07 | 2.3293e-07 | 0 | 2.3293e-07 | 0 | 9.9351e-08 | 2.1778e-07 | 0 | 2.1778e-07 | [17 empty] | 7.3.3.17.5 (Remote Grid) Updates to grid topology to minimize risk of ignition in HFTDs Remote GridWLDFRVegetation ContactAggregated | WLDFR | HFTD - Distribution - Tier 2 - 3QU CoRE ¦ 2QU LoRE | Red Flag Warning - Large Fires | Vegetation Contact | Aggregated | 2028 | 2.3451e-05 | 791.1377 | 0.018553 | 2028 | Mitigation | 0.95 | 45 | 0 | esc | 0.00097009 | 2.2749e-08 | 0.00097009 | 2.2749e-08
[35 empty] | 7.3.3.17.6 Updates to grid topology to minimize risk of ignition in HFTDs Butte County Rebuild | WLDFR | HFTD - Distribution - Tier 3 - 5QU CoRE ¦ 3QU LoRE | 2068 | 0.041587 | 0.0020135 | 0.021591 | 0 | 0.021591 |  |  |  |  | 0.0034591 | 0.037092 | 0 | 0.037092 | 0.00089792 |  | 0.0015426 | 0.0054726 | 0.00022759 | Column23: 0.058683; Column24: 0.0024405; Column25: 0; Column26: 0; Column27: 0.058683; Column28: 0.0024405; Column29: 0.0043628; Column30: 0.046783; Column31: 0; Column32: 0.046783; Column33: 0.0019456 | WLDFR | HFTD - Distribution - Tier 3 - 5QU CoRE ¦ 1QU LoRE | Red Flag Warning - Large Fires | 2029 | 4.032e-08 | 4.032e-08 | 5.777 | 0.74734 | 3.238 | 1.7917 | 0 | 0 | 4.1563e-05 | 2.3293e-07 | 0 | 2.3293e-07 | 2.3293e-07 | 0 | 2.3293e-07 | 0 | 9.9351e-08 | 2.1778e-07 | 0 | 2.1778e-07 | [17 empty] | 7.3.3.17.5 (Remote Grid) Updates to grid topology to minimize risk of ignition in HFTDs Remote GridWLDFRVegetation ContactAggregated | WLDFR | HFTD - Distribution - Tier 2 - 3QU CoRE ¦ 2QU LoRE | Red Flag Warning - Large Fires | Vegetation Contact | Aggregated | 2029 | 2.3451e-05 | 791.1377 | 0.018553 | 2029 | Mitigation | 0.95 | 45 | 0 | esc | 0.00097009 | 2.2749e-08 | 0.00097009 | 2.2749e-08
[35 empty] | 7.3.3.17.6 Updates to grid topology to minimize risk of ignition in HFTDs Butte County Rebuild | WLDFR | HFTD - Distribution - Tier 3 - 5QU CoRE ¦ 3QU LoRE | 2069 | 0.038867 | 0.0020135 | 0.021591 | 0 | 0.021591 |  |  |  |  | 0.0034591 | 0.037092 | 0 | 0.037092 | 0.00083918 |  | 0.0014417 | 0.0054726 | 0.0002127 | Column23: 0.058683; Column24: 0.0022808; Column25: 0; Column26: 0; Column27: 0.058683; Column28: 0.0022808; Column29: 0.0043628; Column30: 0.046783; Column31: 0; Column32: 0.046783; Column33: 0.0018183 | WLDFR | HFTD - Distribution - Tier 3 - 5QU CoRE ¦ 1QU LoRE | Red Flag Warning - Large Fires | 2030 | 4.032e-08 | 4.032e-08 | 5.777 | 0.74734 | 3.238 | 1.7917 | 0 | 0 | 4.1563e-05 | 2.3293e-07 | 0 | 2.3293e-07 | 2.3293e-07 | 0 | 2.3293e-07 | 0 | 9.9351e-08 | 2.1778e-07 | 0 | 2.1778e-07 | [17 empty] | 7.3.3.17.5 (Remote Grid) Updates to grid topology to minimize risk of ignition in HFTDs Remote GridWLDFRVegetation ContactAggregated | WLDFR | HFTD - Distribution - Tier 2 - 3QU CoRE ¦ 2QU LoRE | Red Flag Warning - Large Fires | Vegetation Contact | Aggregated | 2030 | 2.3451e-05 | 791.1377 | 0.018553 | 2030 | Mitigation | 0.95 | 45 | 0 | esc | 0.00097009 | 2.2749e-08 | 0.00097009 | 2.2749e-08
[35 empty] | 7.3.3.17.6 Updates to grid topology to minimize risk of ignition in HFTDs Butte County Rebuild | WLDFR | HFTD - Distribution - Tier 3 - 5QU CoRE ¦ 3QU LoRE | 2070 | 0.036324 | 0.0020135 | 0.021591 | 0 | 0.021591 |  |  |  |  | 0.0034591 | 0.037092 | 0 | 0.037092 | 0.00078428 |  | 0.0013473 | 0.0054726 | 0.00019879 | Column23: 0.058683; Column24: 0.0021316; Column25: 0; Column26: 0; Column27: 0.058683; Column28: 0.0021316; Column29: 0.0043628; Column30: 0.046783; Column31: 0; Column32: 0.046783; Column33: 0.0016994 | WLDFR | HFTD - Distribution - Tier 3 - 5QU CoRE ¦ 1QU LoRE | Red Flag Warning - Large Fires | 2031 | 4.032e-08 | 4.032e-08 | 5.777 | 0.74734 | 3.238 | 1.7917 | 0 | 0 | 4.1563e-05 | 2.3293e-07 | 0 | 2.3293e-07 | 2.3293e-07 | 0 | 2.3293e-07 | 0 | 9.9351e-08 | 2.1778e-07 | 0 | 2.1778e-07 | [17 empty] | 7.3.3.17.5 (Remote Grid) Updates to grid topology to minimize risk of ignition in HFTDs Remote GridWLDFRVegetation ContactAggregated | WLDFR | HFTD - Distribution - Tier 2 - 3QU CoRE ¦ 2QU LoRE | Red Flag Warning - Large Fires | Vegetation Contact | Aggregated | 2031 | 2.3451e-05 | 791.1377 | 0.018553 | 2031 | Mitigation | 0.95 | 45 | 0 | esc | 0.00097009 | 2.2749e-08 | 0.00097009 | 2.2749e-08
[35 empty] | 7.3.3.17.6 Updates to grid topology to minimize risk of ignition in HFTDs Butte County Rebuild | WLDFR | HFTD - Distribution - Tier 3 - 5QU CoRE ¦ 3QU LoRE | 2071 | 0.033948 | 0.0020135 | 0.021591 | 0 | 0.021591 |  |  |  |  | 0.0034591 | 0.037092 | 0 | 0.037092 | 0.00073297 |  | 0.0012592 | 0.0054726 | 0.00018578 | Column23: 0.058683; Column24: 0.0019922; Column25: 0; Column26: 0; Column27: 0.058683; Column28: 0.0019922; Column29: 0.0043628; Column30: 0.046783; Column31: 0; Column32: 0.046783; Column33: 0.0015882 | WLDFR | HFTD - Distribution - Tier 3 - 5QU CoRE ¦ 1QU LoRE | Red Flag Warning - Large Fires | 2032 | 4.032e-08 | 4.032e-08 | 5.777 | 0.74734 | 3.238 | 1.7917 | 0 | 0 | 4.1563e-05 | 2.3293e-07 | 0 | 2.3293e-07 | 2.3293e-07 | 0 | 2.3293e-07 | 0 | 9.9351e-08 | 2.1778e-07 | 0 | 2.1778e-07 | [17 empty] | 7.3.3.17.5 (Remote Grid) Updates to grid topology to minimize risk of ignition in HFTDs Remote GridWLDFRVegetation ContactAggregated | WLDFR | HFTD - Distribution - Tier 2 - 3QU CoRE ¦ 2QU LoRE | Red Flag Warning - Large Fires | Vegetation Contact | Aggregated | 2032 | 2.3451e-05 | 791.1377 | 0.018553 | 2032 | Mitigation | 0.95 | 45 | 0 | esc | 0.00097009 | 2.2749e-08 | 0.00097009 | 2.2749e-08
[35 empty] | 7.3.3.17.6 Updates to grid topology to minimize risk of ignition in HFTDs Butte County Rebuild | WLDFR | HFTD - Distribution - Tier 3 - 5QU CoRE ¦ 3QU LoRE | 2072 | 0.031727 | 0.0020135 | 0.021591 | 0 | 0.021591 |  |  |  |  | 0.0034591 | 0.037092 | 0 | 0.037092 | 0.00068502 |  | 0.0011768 | 0.0054726 | 0.00017363 | Column23: 0.058683; Column24: 0.0018618; Column25: 0; Column26: 0; Column27: 0.058683; Column28: 0.0018618; Column29: 0.0043628; Column30: 0.046783; Column31: 0; Column32: 0.046783; Column33: 0.0014843 | WLDFR | HFTD - Distribution - Tier 3 - 5QU CoRE ¦ 1QU LoRE | Red Flag Warning - Large Fires | 2033 | 4.032e-08 | 4.032e-08 | 6.1205 | 0.77885 | 3.4265 | 1.9151 | 0 | 0 | 4.1563e-05 | 2.4678e-07 | 0 | 2.4678e-07 | 2.4678e-07 | 0 | 2.4678e-07 | 0 | 1.0556e-07 | 2.3138e-07 | 0 | 2.3138e-07 | [17 empty] | 7.3.3.17.5 (Remote Grid) Updates to grid topology to minimize risk of ignition in HFTDs Remote GridWLDFRVegetation ContactAggregated | WLDFR | HFTD - Distribution - Tier 2 - 3QU CoRE ¦ 2QU LoRE | Red Flag Warning - Large Fires | Vegetation Contact | Aggregated | 2033 | 2.3451e-05 | 791.1377 | 0.018553 | 2033 | Mitigation | 0.95 | 45 | 0 | esc | 0.00097009 | 2.2749e-08 | 0.00097009 | 2.2749e-08
[35 empty] | 7.3.3.17.6 Updates to grid topology to minimize risk of ignition in HFTDs Butte County Rebuild | WLDFR | HFTD - Distribution - Tier 3 - 5QU CoRE ¦ 3QU LoRE | 2073 | 0.029651 | 0.0020135 | 0.022481 | 0 | 0.022481 |  |  |  |  | 0.0034591 | 0.038621 | 0 | 0.038621 | 0.00066658 |  | 0.0011452 | 0.0054726 | 0.00016227 | Column23: 0.061102; Column24: 0.0018117; Column25: 0; Column26: 0; Column27: 0.061102; Column28: 0.0018117; Column29: 0.0043628; Column30: 0.048711; Column31: 0; Column32: 0.048711; Column33: 0.0014443 | WLDFR | HFTD - Distribution - Tier 3 - 5QU CoRE ¦ 1QU LoRE | Red Flag Warning - Large Fires | 2034 | 4.032e-08 | 4.032e-08 | 6.1205 | 0.77885 | 3.4265 | 1.9151 | 0 | 0 | 4.1563e-05 | 2.4678e-07 | 0 | 2.4678e-07 | 2.4678e-07 | 0 | 2.4678e-07 | 0 | 1.0556e-07 | 2.3138e-07 | 0 | 2.3138e-07 | [17 empty] | 7.3.3.17.5 (Remote Grid) Updates to grid topology to minimize risk of ignition in HFTDs Remote GridWLDFRVegetation ContactAggregated | WLDFR | HFTD - Distribution - Tier 2 - 3QU CoRE ¦ 2QU LoRE | Red Flag Warning - Large Fires | Vegetation Contact | Aggregated | 2034 | 2.3451e-05 | 791.1377 | 0.018553 | 2034 | Mitigation | 0.95 | 45 | 0 | esc | 0.00097009 | 2.2749e-08 | 0.00097009 | 2.2749e-08
[35 empty] | 7.3.3.17.6 Updates to grid topology to minimize risk of ignition in HFTDs Butte County Rebuild | WLDFR | HFTD - Distribution - Tier 3 - 5QU CoRE ¦ 3QU LoRE | 2074 | 0.027711 | 0.0020135 | 0.022481 | 0 | 0.022481 |  |  |  |  | 0.0034591 | 0.038621 | 0 | 0.038621 | 0.00062297 |  | 0.0010702 | 0.0054726 | 0.00015165 | Column23: 0.061102; Column24: 0.0016932; Column25: 0; Column26: 0; Column27: 0.061102; Column28: 0.0016932; Column29: 0.0043628; Column30: 0.048711; Column31: 0; Column32: 0.048711; Column33: 0.0013499 | WLDFR | HFTD - Distribution - Tier 3 - 5QU CoRE ¦ 1QU LoRE | Red Flag Warning - Large Fires | 2035 | 4.032e-08 | 4.032e-08 | 6.1205 | 0.77885 | 3.4265 | 1.9151 | 0 | 0 | 4.1563e-05 | 2.4678e-07 | 0 | 2.4678e-07 | 2.4678e-07 | 0 | 2.4678e-07 | 0 | 1.0556e-07 | 2.3138e-07 | 0 | 2.3138e-07 | [17 empty] | 7.3.3.17.5 (Remote Grid) Updates to grid topology to minimize risk of ignition in HFTDs Remote GridWLDFRVegetation ContactAggregated | WLDFR | HFTD - Distribution - Tier 2 - 3QU CoRE ¦ 2QU LoRE | Red Flag Warning - Large Fires | Vegetation Contact | Aggregated | 2035 | 2.3451e-05 | 791.1377 | 0.018553 | 2035 | Mitigation | 0.95 | 45 | 0 | esc | 0.00097009 | 2.2749e-08 | 0.00097009 | 2.2749e-08
[35 empty] | 7.3.3.17.6 Updates to grid topology to minimize risk of ignition in HFTDs Butte County Rebuild | WLDFR | HFTD - Distribution - Tier 3 - 5QU CoRE ¦ 3QU LoRE | 2075 | 0.025899 | 0 | 0 | 0 | 0 |  |  |  |  | 0.0034591 | 0.038621 | 0 | 0.038621 | 0 |  | 0.0010002 | 0.0034591 | 8.9585e-05 | Column23: 0.038621; Column24: 0.0010002; Column25: 0; Column26: 0; Column27: 0.038621; Column28: 0.0010002; Column29: 0.0043628; Column30: 0.048711; Column31: 0; Column32: 0.048711; Column33: 0.0012615 | WLDFR | HFTD - Distribution - Tier 3 - 5QU CoRE ¦ 1QU LoRE | Red Flag Warning - Large Fires | 2036 | 4.032e-08 | 4.032e-08 | 6.1205 | 0.77885 | 3.4265 | 1.9151 | 0 | 0 | 4.1563e-05 | 2.4678e-07 | 0 | 2.4678e-07 | 2.4678e-07 | 0 | 2.4678e-07 | 0 | 1.0556e-07 | 2.3138e-07 | 0 | 2.3138e-07 | [17 empty] | 7.3.3.17.5 (Remote Grid) Updates to grid topology to minimize risk of ignition in HFTDs Remote GridWLDFRVegetation ContactAggregated | WLDFR | HFTD - Distribution - Tier 2 - 3QU CoRE ¦ 2QU LoRE | Red Flag Warning - Large Fires | Vegetation Contact | Aggregated | 2036 | 2.3451e-05 | 791.1377 | 0.018553 | 2036 | Mitigation | 0.95 | 45 | 0 | esc | 0.00097009 | 2.2749e-08 | 0.00097009 | 2.2749e-08
[35 empty] | 7.3.3.17.6 Updates to grid topology to minimize risk of ignition in HFTDs Butte County Rebuild | WLDFR | HFTD - Distribution - Tier 3 - 5QU CoRE ¦ 3QU LoRE | 2076 | 0.024204 | 0 | 0 | 0 | 0 |  |  |  |  | 0.0034591 | 0.038621 | 0 | 0.038621 | 0 |  | 0.00093479 | 0.0034591 | 8.3724e-05 | Column23: 0.038621; Column24: 0.00093479; Column25: 0; Column26: 0; Column27: 0.038621; Column28: 0.00093479; Column29: 0.0043628; Column30: 0.048711; Column31: 0; Column32: 0.048711; Column33: 0.001179 | WLDFR | HFTD - Distribution - Tier 3 - 5QU CoRE ¦ 1QU LoRE | Red Flag Warning - Large Fires | 2037 | 4.032e-08 | 4.032e-08 | 6.1205 | 0.77885 | 3.4265 | 1.9151 | 0 | 0 | 4.1563e-05 | 2.4678e-07 | 0 | 2.4678e-07 | 2.4678e-07 | 0 | 2.4678e-07 | 0 | 1.0556e-07 | 2.3138e-07 | 0 | 2.3138e-07 | [17 empty] | 7.3.3.17.5 (Remote Grid) Updates to grid topology to minimize risk of ignition in HFTDs Remote GridWLDFRVegetation ContactAggregated | WLDFR | HFTD - Distribution - Tier 2 - 3QU CoRE ¦ 2QU LoRE | Red Flag Warning - Large Fires | Vegetation Contact | Aggregated | 2037 | 2.3451e-05 | 791.1377 | 0.018553 | 2037 | Mitigation | 0.95 | 45 | 0 | esc | 0.00097009 | 2.2749e-08 | 0.00097009 | 2.2749e-08
[35 empty] | 7.3.3.17.6 Updates to grid topology to minimize risk of ignition in HFTDs Butte County Rebuild | WLDFR | HFTD - Distribution - Tier 3 - 5QU CoRE ¦ 3QU LoRE | 2077 | 0.022621 | 0 | 0 | 0 | 0 |  |  |  |  | 0 | 0 | 0 | 0 | 0 |  | 0 | 0 | 0 | Column23: 0; Column24: 0; Column25: 0; Column26: 0; Column27: 0; Column28: 0; Column29: 0.0043628; Column30: 0.048711; Column31: 0; Column32: 0.048711; Column33: 0.0011019 | WLDFR | HFTD - Distribution - Tier 3 - 5QU CoRE ¦ 1QU LoRE | Red Flag Warning - Large Fires | 2038 | 4.032e-08 | 4.032e-08 | 6.5028 | 0.81304 | 3.6355 | 2.0543 | 0 | 0 | 4.1563e-05 | 2.6219e-07 | 0 | 2.6219e-07 | 2.6219e-07 | 0 | 2.6219e-07 | 0 | 1.1234e-07 | 2.4626e-07 | 0 | 2.4626e-07 | [17 empty] | 7.3.3.17.5 (Remote Grid) Updates to grid topology to minimize risk of ignition in HFTDs Remote GridWLDFRVegetation ContactAggregated | WLDFR | HFTD - Distribution - Tier 2 - 3QU CoRE ¦ 2QU LoRE | Red Flag Warning - Large Fires | Vegetation Contact | Aggregated | 2038 | 2.3451e-05 | 791.1377 | 0.018553 | 2038 | Mitigation | 0.95 | 45 | 0 | esc | 0.00097009 | 2.2749e-08 | 0.00097009 | 2.2749e-08
[35 empty] | 7.3.3.17.6 Updates to grid topology to minimize risk of ignition in HFTDs Butte County Rebuild | WLDFR | HFTD - Distribution - Tier 3 - 5QU CoRE ¦ 4QU LoRE | 2020 | 1 | 0.00071541 | 0.00429 | 0 | 0.00429 |  |  |  |  | 0 | 0 | 0 | 0 | 0.00429 |  | 0 | 0.00071541 | 0.00071541 | Column23: 0.00429; Column24: 0.00429; Column25: 0; Column26: 0; Column27: 0.00429; Column28: 0.00429; Column29: 0; Column30: 0; Column31: 0; Column32: 0; Column33: 0 | WLDFR | HFTD - Distribution - Tier 3 - 5QU CoRE ¦ 1QU LoRE | Red Flag Warning - Large Fires | 2039 | 4.032e-08 | 4.032e-08 | 6.5028 | 0.81304 | 3.6355 | 2.0543 | 0 | 0 | 4.1563e-05 | 2.6219e-07 | 0 | 2.6219e-07 | 2.6219e-07 | 0 | 2.6219e-07 | 0 | 1.1234e-07 | 2.4626e-07 | 0 | 2.4626e-07 | [17 empty] | 7.3.3.17.5 (Remote Grid) Updates to grid topology to minimize risk of ignition in HFTDs Remote GridWLDFRVegetation ContactAggregated | WLDFR | HFTD - Distribution - Tier 2 - 3QU CoRE ¦ 2QU LoRE | Red Flag Warning - Large Fires | Vegetation Contact | Aggregated | 2039 | 2.3451e-05 | 791.1377 | 0.018553 | 2039 | Mitigation | 0.95 | 45 | 0 | esc | 0.00097009 | 2.2749e-08 | 0.00097009 | 2.2749e-08
[35 empty] | 7.3.3.17.6 Updates to grid topology to minimize risk of ignition in HFTDs Butte County Rebuild | WLDFR | HFTD - Distribution - Tier 3 - 5QU CoRE ¦ 4QU LoRE | 2021 | 1 | 0.00071541 | 0.00429 | 0 | 0.00429 |  |  |  |  | 0 | 0 | 0 | 0 | 0.00429 |  | 0 | 0.00071541 | 0.00071541 | Column23: 0.00429; Column24: 0.00429; Column25: 0; Column26: 0; Column27: 0.00429; Column28: 0.00429; Column29: 0; Column30: 0; Column31: 0; Column32: 0; Column33: 0 | WLDFR | HFTD - Distribution - Tier 3 - 5QU CoRE ¦ 1QU LoRE | Red Flag Warning - Large Fires | 2040 | 4.032e-08 | 4.032e-08 | 6.5028 | 0.81304 | 3.6355 | 2.0543 | 0 | 0 | 4.1563e-05 | 2.6219e-07 | 0 | 2.6219e-07 | 2.6219e-07 | 0 | 2.6219e-07 | 0 | 1.1234e-07 | 2.4626e-07 | 0 | 2.4626e-07 | [17 empty] | 7.3.3.17.5 (Remote Grid) Updates to grid topology to minimize risk of ignition in HFTDs Remote GridWLDFRVegetation ContactAggregated | WLDFR | HFTD - Distribution - Tier 2 - 3QU CoRE ¦ 2QU LoRE | Red Flag Warning - Large Fires | Vegetation Contact | Aggregated | 2040 | 2.3451e-05 | 791.1377 | 0.018553 | 2040 | Mitigation | 0.95 | 45 | 0 | esc | 0.00097009 | 2.2749e-08 | 0.00097009 | 2.2749e-08
[35 empty] | 7.3.3.17.6 Updates to grid topology to minimize risk of ignition in HFTDs Butte County Rebuild | WLDFR | HFTD - Distribution - Tier 3 - 5QU CoRE ¦ 4QU LoRE | 2022 | 0.93458 | 0.00072409 | 0.0044795 | 0 | 0.0044795 |  |  |  |  | 0.0013639 | 0.0084376 | 0 | 0.0084376 | 0.0041865 |  | 0.0078856 | 0.002088 | 0.0019514 | Column23: 0.012917; Column24: 0.012072; Column25: 0; Column26: 0; Column27: 0.012917; Column28: 0.012072; Column29: 0; Column30: 0; Column31: 0; Column32: 0; Column33: 0 | WLDFR | HFTD - Distribution - Tier 3 - 5QU CoRE ¦ 1QU LoRE | Red Flag Warning - Large Fires | 2041 | 4.032e-08 | 4.032e-08 | 6.5028 | 0.81304 | 3.6355 | 2.0543 | 0 | 0 | 4.1563e-05 | 2.6219e-07 | 0 | 2.6219e-07 | 2.6219e-07 | 0 | 2.6219e-07 | 0 | 1.1234e-07 | 2.4626e-07 | 0 | 2.4626e-07 | [17 empty] | 7.3.3.17.5 (Remote Grid) Updates to grid topology to minimize risk of ignition in HFTDs Remote GridWLDFRVegetation ContactAggregated | WLDFR | HFTD - Distribution - Tier 2 - 3QU CoRE ¦ 2QU LoRE | Red Flag Warning - Large Fires | Vegetation Contact | Aggregated | 2041 | 2.3451e-05 | 791.1377 | 0.018553 | 2041 | Mitigation | 0.95 | 45 | 0 | esc | 0.00097009 | 2.2749e-08 | 0.00097009 | 2.2749e-08
[35 empty] | 7.3.3.17.6 Updates to grid topology to minimize risk of ignition in HFTDs Butte County Rebuild | WLDFR | HFTD - Distribution - Tier 3 - 5QU CoRE ¦ 4QU LoRE | 2023 | 0.87344 | 0.00072409 | 0.0046435 | 0 | 0.0046435 |  |  |  |  | 0.0013639 | 0.0087464 | 0 | 0.0087464 | 0.0040558 |  | 0.0076395 | 0.002088 | 0.0018237 | Column23: 0.01339; Column24: 0.011695; Column25: 0; Column26: 0; Column27: 0.01339; Column28: 0.011695; Column29: 0.0017202; Column30: 0.011032; Column31: 0; Column32: 0.011032; Column33: 0.0096354 | WLDFR | HFTD - Distribution - Tier 3 - 5QU CoRE ¦ 1QU LoRE | Red Flag Warning - Large Fires | 2042 | 4.032e-08 | 4.032e-08 | 6.5028 | 0.81304 | 3.6355 | 2.0543 | 0 | 0 | 4.1563e-05 | 2.6219e-07 | 0 | 2.6219e-07 | 2.6219e-07 | 0 | 2.6219e-07 | 0 | 1.1234e-07 | 2.4626e-07 | 0 | 2.4626e-07 | [17 empty] | 7.3.3.17.5 (Remote Grid) Updates to grid topology to minimize risk of ignition in HFTDs Remote GridWLDFRVegetation ContactAggregated | WLDFR | HFTD - Distribution - Tier 2 - 3QU CoRE ¦ 2QU LoRE | Red Flag Warning - Large Fires | Vegetation Contact | Aggregated | 2042 | 2.3451e-05 | 791.1377 | 0.018553 | 2042 | Mitigation | 0.95 | 45 | 0 | esc | 0.00097009 | 2.2749e-08 | 0.00097009 | 2.2749e-08
[35 empty] | 7.3.3.17.6 Updates to grid topology to minimize risk of ignition in HFTDs Butte County Rebuild | WLDFR | HFTD - Distribution - Tier 3 - 5QU CoRE ¦ 4QU LoRE | 2024 | 0.8163 | 0.00072409 | 0.0046435 | 0 | 0.0046435 |  |  |  |  | 0.0013639 | 0.0087464 | 0 | 0.0087464 | 0.0037904 |  | 0.0071397 | 0.002088 | 0.0017044 | Column23: 0.01339; Column24: 0.01093; Column25: 0; Column26: 0; Column27: 0.01339; Column28: 0.01093; Column29: 0.0017202; Column30: 0.011032; Column31: 0; Column32: 0.011032; Column33: 0.009005 | WLDFR | HFTD - Distribution - Tier 3 - 5QU CoRE ¦ 1QU LoRE | Red Flag Warning - Large Fires | 2043 | 4.032e-08 | 4.032e-08 | 6.9209 | 0.84944 | 3.8632 | 2.2083 | 0 | 0 | 4.1563e-05 | 2.7905e-07 | 0 | 2.7905e-07 | 2.7905e-07 | 0 | 2.7905e-07 | 0 | 1.1966e-07 | 2.6229e-07 | 0 | 2.6229e-07 | [17 empty] | 7.3.3.17.5 (Remote Grid) Updates to grid topology to minimize risk of ignition in HFTDs Remote GridWLDFRVegetation ContactAggregated | WLDFR | HFTD - Distribution - Tier 2 - 3QU CoRE ¦ 2QU LoRE | Red Flag Warning - Large Fires | Vegetation Contact | Aggregated | 2043 | 2.3451e-05 | 791.1377 | 0.018553 | 2043 | Mitigation | 0.95 | 45 | 0 | esc | 0.00097009 | 2.2749e-08 | 0.00097009 | 2.2749e-08
[35 empty] | 7.3.3.17.6 Updates to grid topology to minimize risk of ignition in HFTDs Butte County Rebuild | WLDFR | HFTD - Distribution - Tier 3 - 5QU CoRE ¦ 4QU LoRE | 2025 | 0.7629 | 0.00072409 | 0.0046435 | 0 | 0.0046435 |  |  |  |  | 0.0013639 | 0.0087464 | 0 | 0.0087464 | 0.0035425 |  | 0.0066726 | 0.002088 | 0.0015929 | Column23: 0.01339; Column24: 0.010215; Column25: 0; Column26: 0; Column27: 0.01339; Column28: 0.010215; Column29: 0.0017202; Column30: 0.011032; Column31: 0; Column32: 0.011032; Column33: 0.0084159 | WLDFR | HFTD - Distribution - Tier 3 - 5QU CoRE ¦ 1QU LoRE | Red Flag Warning - Large Fires | 2044 | 4.032e-08 | 4.032e-08 | 6.9209 | 0.84944 | 3.8632 | 2.2083 | 0 | 0 | 4.1563e-05 | 2.7905e-07 | 0 | 2.7905e-07 | 2.7905e-07 | 0 | 2.7905e-07 | 0 | 1.1966e-07 | 2.6229e-07 | 0 | 2.6229e-07 | [17 empty] | 7.3.3.17.5 (Remote Grid) Updates to grid topology to minimize risk of ignition in HFTDs Remote GridWLDFRVegetation ContactAggregated | WLDFR | HFTD - Distribution - Tier 2 - 3QU CoRE ¦ 2QU LoRE | Red Flag Warning - Large Fires | Vegetation Contact | Aggregated | 2044 | 2.3451e-05 | 791.1377 | 0.018553 | 2044 | Mitigation | 0.95 | 45 | 0 | esc | 0.00097009 | 2.2749e-08 | 0.00097009 | 2.2749e-08
[35 empty] | 7.3.3.17.6 Updates to grid topology to minimize risk of ignition in HFTDs Butte County Rebuild | WLDFR | HFTD - Distribution - Tier 3 - 5QU CoRE ¦ 4QU LoRE | 2026 | 0.71299 | 0.00072409 | 0.0046435 | 0 | 0.0046435 |  |  |  |  | 0.0013639 | 0.0087464 | 0 | 0.0087464 | 0.0033107 |  | 0.0062361 | 0.002088 | 0.0014887 | Column23: 0.01339; Column24: 0.0095468; Column25: 0; Column26: 0; Column27: 0.01339; Column28: 0.0095468; Column29: 0.0017202; Column30: 0.011032; Column31: 0; Column32: 0.011032; Column33: 0.0078653 | WLDFR | HFTD - Distribution - Tier 3 - 5QU CoRE ¦ 1QU LoRE | Red Flag Warning - Large Fires | 2045 | 4.032e-08 | 4.032e-08 | 6.9209 | 0.84944 | 3.8632 | 2.2083 | 0 | 0 | 4.1563e-05 | 2.7905e-07 | 0 | 2.7905e-07 | 2.7905e-07 | 0 | 2.7905e-07 | 0 | 1.1966e-07 | 2.6229e-07 | 0 | 2.6229e-07 | [17 empty] | 7.3.3.17.5 (Remote Grid) Updates to grid topology to minimize risk of ignition in HFTDs Remote GridWLDFRVegetation ContactAggregated | WLDFR | HFTD - Distribution - Tier 2 - 3QU CoRE ¦ 2QU LoRE | Red Flag Warning - Large Fires | Vegetation Contact | Aggregated | 2045 | 2.3451e-05 | 791.1377 | 0.018553 | 2045 | Mitigation | 0.95 | 45 | 0 | esc | 0.00097009 | 2.2749e-08 | 0.00097009 | 2.2749e-08
[35 empty] | 7.3.3.17.6 Updates to grid topology to minimize risk of ignition in HFTDs Butte County Rebuild | WLDFR | HFTD - Distribution - Tier 3 - 5QU CoRE ¦ 4QU LoRE | 2027 | 0.66634 | 0.00072409 | 0.0046435 | 0 | 0.0046435 |  |  |  |  | 0.0013639 | 0.0087464 | 0 | 0.0087464 | 0.0030941 |  | 0.0058281 | 0.002088 | 0.0013913 | Column23: 0.01339; Column24: 0.0089223; Column25: 0; Column26: 0; Column27: 0.01339; Column28: 0.0089223; Column29: 0.0017202; Column30: 0.011032; Column31: 0; Column32: 0.011032; Column33: 0.0073508 | WLDFR | HFTD - Distribution - Tier 3 - 5QU CoRE ¦ 1QU LoRE | Red Flag Warning - Large Fires | 2046 | 4.032e-08 | 4.032e-08 | 6.9209 | 0.84944 | 3.8632 | 2.2083 | 0 | 0 | 4.1563e-05 | 2.7905e-07 | 0 | 2.7905e-07 | 2.7905e-07 | 0 | 2.7905e-07 | 0 | 1.1966e-07 | 2.6229e-07 | 0 | 2.6229e-07 | [17 empty] | 7.3.3.17.5 (Remote Grid) Updates to grid topology to minimize risk of ignition in HFTDs Remote GridWLDFRVegetation ContactAggregated | WLDFR | HFTD - Distribution - Tier 2 - 3QU CoRE ¦ 2QU LoRE | Red Flag Warning - Large Fires | Vegetation Contact | Aggregated | 2046 | 2.3451e-05 | 791.1377 | 0.018553 | 2046 | Mitigation | 0.95 | 45 | 0 | esc | 0.00097009 | 2.2749e-08 | 0.00097009 | 2.2749e-08
[35 empty] | 7.3.3.17.6 Updates to grid topology to minimize risk of ignition in HFTDs Butte County Rebuild | WLDFR | HFTD - Distribution - Tier 3 - 5QU CoRE ¦ 4QU LoRE | 2028 | 0.62275 | 0.00072409 | 0.0048501 | 0 | 0.0048501 |  |  |  |  | 0.0013639 | 0.0091356 | 0 | 0.0091356 | 0.0030204 |  | 0.0056892 | 0.002088 | 0.0013003 | Column23: 0.013986; Column24: 0.0087096; Column25: 0; Column26: 0; Column27: 0.013986; Column28: 0.0087096; Column29: 0.0017202; Column30: 0.011522; Column31: 0; Column32: 0.011522; Column33: 0.0071756 | WLDFR | HFTD - Distribution - Tier 3 - 5QU CoRE ¦ 1QU LoRE | Red Flag Warning - Large Fires | 2047 | 4.032e-08 | 4.032e-08 | 6.9209 | 0.84944 | 3.8632 | 2.2083 | 0 | 0 | 4.1563e-05 | 2.7905e-07 | 0 | 2.7905e-07 | 2.7905e-07 | 0 | 2.7905e-07 | 0 | 1.1966e-07 | 2.6229e-07 | 0 | 2.6229e-07 | [17 empty] | 7.3.3.17.5 (Remote Grid) Updates to grid topology to minimize risk of ignition in HFTDs Remote GridWLDFRVegetation ContactAggregated | WLDFR | HFTD - Distribution - Tier 2 - 3QU CoRE ¦ 2QU LoRE | Red Flag Warning - Large Fires | Vegetation Contact | Aggregated | 2047 | 2.3451e-05 | 791.1377 | 0.018553 | 2047 | Mitigation | 0.95 | 45 | 0 | esc | 0.00097009 | 2.2749e-08 | 0.00097009 | 2.2749e-08
[35 empty] | 7.3.3.17.6 Updates to grid topology to minimize risk of ignition in HFTDs Butte County Rebuild | WLDFR | HFTD - Distribution - Tier 3 - 5QU CoRE ¦ 4QU LoRE | 2029 | 0.58201 | 0.00072409 | 0.0048501 | 0 | 0.0048501 |  |  |  |  | 0.0013639 | 0.0091356 | 0 | 0.0091356 | 0.0028228 |  | 0.005317 | 0.002088 | 0.0012152 | Column23: 0.013986; Column24: 0.0081398; Column25: 0; Column26: 0; Column27: 0.013986; Column28: 0.0081398; Column29: 0.0017202; Column30: 0.011522; Column31: 0; Column32: 0.011522; Column33: 0.0067061 | WLDFR | HFTD - Distribution - Tier 3 - 5QU CoRE ¦ 1QU LoRE | Red Flag Warning - Large Fires | 2048 | 4.032e-08 | 4.032e-08 | 7.3713 | 0.88759 | 4.1075 | 2.3763 | 0 | 0 | 4.1563e-05 | 2.9721e-07 | 0 | 2.9721e-07 | 2.9721e-07 | 0 | 2.9721e-07 | 0 | 1.2743e-07 | 2.7933e-07 | 0 | 2.7933e-07 | [17 empty] | 7.3.3.17.5 (Remote Grid) Updates to grid topology to minimize risk of ignition in HFTDs Remote GridWLDFRVegetation ContactAggregated | WLDFR | HFTD - Distribution - Tier 2 - 3QU CoRE ¦ 2QU LoRE | Red Flag Warning - Large Fires | Vegetation Contact | Aggregated | 2048 | 2.3451e-05 | 791.1377 | 0.018553 | 2048 | Mitigation | 0.95 | 45 | 0 | esc | 0.00097009 | 2.2749e-08 | 0.00097009 | 2.2749e-08
[35 empty] | 7.3.3.17.6 Updates to grid topology to minimize risk of ignition in HFTDs Butte County Rebuild | WLDFR | HFTD - Distribution - Tier 3 - 5QU CoRE ¦ 4QU LoRE | 2030 | 0.54393 | 0.00072409 | 0.0048501 | 0 | 0.0048501 |  |  |  |  | 0.0013639 | 0.0091356 | 0 | 0.0091356 | 0.0026381 |  | 0.0049692 | 0.002088 | 0.0011357 | Column23: 0.013986; Column24: 0.0076073; Column25: 0; Column26: 0; Column27: 0.013986; Column28: 0.0076073; Column29: 0.0017202; Column30: 0.011522; Column31: 0; Column32: 0.011522; Column33: 0.0062674 | WLDFR | HFTD - Distribution - Tier 3 - 5QU CoRE ¦ 1QU LoRE | Red Flag Warning - Large Fires | 2049 | 4.032e-08 | 4.032e-08 | 7.3713 | 0.88759 | 4.1075 | 2.3763 | 0 | 0 | 4.1563e-05 | 2.9721e-07 | 0 | 2.9721e-07 | 2.9721e-07 | 0 | 2.9721e-07 | 0 | 1.2743e-07 | 2.7933e-07 | 0 | 2.7933e-07 | [17 empty] | 7.3.3.17.5 (Remote Grid) Updates to grid topology to minimize risk of ignition in HFTDs Remote GridWLDFRVegetation ContactAggregated | WLDFR | HFTD - Distribution - Tier 2 - 3QU CoRE ¦ 2QU LoRE | Red Flag Warning - Large Fires | Vegetation Contact | Aggregated | 2049 | 2.3451e-05 | 791.1377 | 0.018553 | 2049 | Mitigation | 0.95 | 45 | 0 | esc | 0.00097009 | 2.2749e-08 | 0.00097009 | 2.2749e-08
[35 empty] | 7.3.3.17.6 Updates to grid topology to minimize risk of ignition in HFTDs Butte County Rebuild | WLDFR | HFTD - Distribution - Tier 3 - 5QU CoRE ¦ 4QU LoRE | 2031 | 0.50835 | 0.00072409 | 0.0048501 | 0 | 0.0048501 |  |  |  |  | 0.0013639 | 0.0091356 | 0 | 0.0091356 | 0.0024655 |  | 0.0046441 | 0.002088 | 0.0010614 | Column23: 0.013986; Column24: 0.0071096; Column25: 0; Column26: 0; Column27: 0.013986; Column28: 0.0071096; Column29: 0.0017202; Column30: 0.011522; Column31: 0; Column32: 0.011522; Column33: 0.0058574 | WLDFR | HFTD - Distribution - Tier 3 - 5QU CoRE ¦ 1QU LoRE | Red Flag Warning - Large Fires | 2050 | 4.032e-08 | 4.032e-08 | 7.3713 | 0.88759 | 4.1075 | 2.3763 | 0 | 0 | 4.1563e-05 | 2.9721e-07 | 0 | 2.9721e-07 | 2.9721e-07 | 0 | 2.9721e-07 | 0 | 1.2743e-07 | 2.7933e-07 | 0 | 2.7933e-07 | [17 empty] | 7.3.3.17.5 (Remote Grid) Updates to grid topology to minimize risk of ignition in HFTDs Remote GridWLDFRVegetation ContactAggregated | WLDFR | HFTD - Distribution - Tier 2 - 3QU CoRE ¦ 2QU LoRE | Red Flag Warning - Large Fires | Vegetation Contact | Aggregated | 2050 | 2.3451e-05 | 791.1377 | 0.018553 | 2050 | Mitigation | 0.95 | 45 | 0 | esc | 0.00097009 | 2.2749e-08 | 0.00097009 | 2.2749e-08
[35 empty] | 7.3.3.17.6 Updates to grid topology to minimize risk of ignition in HFTDs Butte County Rebuild | WLDFR | HFTD - Distribution - Tier 3 - 5QU CoRE ¦ 4QU LoRE | 2032 | 0.47509 | 0.00072409 | 0.0048501 | 0 | 0.0048501 |  |  |  |  | 0.0013639 | 0.0091356 | 0 | 0.0091356 | 0.0023042 |  | 0.0043403 | 0.002088 | 0.00099198 | Column23: 0.013986; Column24: 0.0066445; Column25: 0; Column26: 0; Column27: 0.013986; Column28: 0.0066445; Column29: 0.0017202; Column30: 0.011522; Column31: 0; Column32: 0.011522; Column33: 0.0054742 | WLDFR | HFTD - Distribution - Tier 3 - 5QU CoRE ¦ 1QU LoRE | Red Flag Warning - Large Fires | 2051 | 4.032e-08 | 4.032e-08 | 7.3713 | 0.88759 | 4.1075 | 2.3763 | 0 | 0 | 4.1563e-05 | 2.9721e-07 | 0 | 2.9721e-07 | 2.9721e-07 | 0 | 2.9721e-07 | 0 | 1.2743e-07 | 2.7933e-07 | 0 | 2.7933e-07 | [17 empty] | 7.3.3.17.5 (Remote Grid) Updates to grid topology to minimize risk of ignition in HFTDs Remote GridWLDFRVegetation ContactAggregated | WLDFR | HFTD - Distribution - Tier 2 - 3QU CoRE ¦ 2QU LoRE | Red Flag Warning - Large Fires | Vegetation Contact | Aggregated | 2051 | 2.3451e-05 | 791.1377 | 0.018553 | 2051 | Mitigation | 0.95 | 45 | 0 | esc | 0.00097009 | 2.2749e-08 | 0.00097009 | 2.2749e-08
[35 empty] | 7.3.3.17.6 Updates to grid topology to minimize risk of ignition in HFTDs Butte County Rebuild | WLDFR | HFTD - Distribution - Tier 3 - 5QU CoRE ¦ 4QU LoRE | 2033 | 0.44401 | 0.00072409 | 0.0050797 | 0 | 0.0050797 |  |  |  |  | 0.0013639 | 0.0095682 | 0 | 0.0095682 | 0.0022555 |  | 0.0042484 | 0.002088 | 0.00092709 | Column23: 0.014648; Column24: 0.0065039; Column25: 0; Column26: 0; Column27: 0.014648; Column28: 0.0065039; Column29: 0.0017202; Column30: 0.012068; Column31: 0; Column32: 0.012068; Column33: 0.0053584 | WLDFR | HFTD - Distribution - Tier 3 - 5QU CoRE ¦ 1QU LoRE | Red Flag Warning - Large Fires | 2052 | 4.032e-08 | 4.032e-08 | 7.3713 | 0.88759 | 4.1075 | 2.3763 | 0 | 0 | 4.1563e-05 | 2.9721e-07 | 0 | 2.9721e-07 | 2.9721e-07 | 0 | 2.9721e-07 | 0 | 1.2743e-07 | 2.7933e-07 | 0 | 2.7933e-07 | [17 empty] | 7.3.3.17.5 (Remote Grid) Updates to grid topology to minimize risk of ignition in HFTDs Remote GridWLDFRVegetation ContactAggregated | WLDFR | HFTD - Distribution - Tier 2 - 3QU CoRE ¦ 2QU LoRE | Red Flag Warning - Large Fires | Vegetation Contact | Aggregated | 2052 | 2.3451e-05 | 791.1377 | 0.018553 | 2052 | Mitigation | 0.95 | 45 | 0 | esc | 0.00097009 | 2.2749e-08 | 0.00097009 | 2.2749e-08
[35 empty] | 7.3.3.17.6 Updates to grid topology to minimize risk of ignition in HFTDs Butte County Rebuild | WLDFR | HFTD - Distribution - Tier 3 - 5QU CoRE ¦ 4QU LoRE | 2034 | 0.41496 | 0.00072409 | 0.0050797 | 0 | 0.0050797 |  |  |  |  | 0.0013639 | 0.0095682 | 0 | 0.0095682 | 0.0021079 |  | 0.0039705 | 0.002088 | 0.00086644 | Column23: 0.014648; Column24: 0.0060784; Column25: 0; Column26: 0; Column27: 0.014648; Column28: 0.0060784; Column29: 0.0017202; Column30: 0.012068; Column31: 0; Column32: 0.012068; Column33: 0.0050078 | WLDFR | HFTD - Distribution - Tier 3 - 5QU CoRE ¦ 1QU LoRE | Red Flag Warning - Large Fires | 2053 | 4.032e-08 | 4.032e-08 | 7.8503 | 0.92702 | 4.3664 | 2.5569 | 0 | 0 | 4.1563e-05 | 3.1652e-07 | 0 | 3.1652e-07 | 3.1652e-07 | 0 | 3.1652e-07 | 0 | 1.3558e-07 | 2.9719e-07 | 0 | 2.9719e-07 | [17 empty] | 7.3.3.17.5 (Remote Grid) Updates to grid topology to minimize risk of ignition in HFTDs Remote GridWLDFRVegetation ContactAggregated | WLDFR | HFTD - Distribution - Tier 2 - 3QU CoRE ¦ 2QU LoRE | Red Flag Warning - Large Fires | Vegetation Contact | Aggregated | 2053 | 2.3451e-05 | 791.1377 | 0.018553 | 2053 | Mitigation | 0.95 | 45 | 0 | esc | 0.00097009 | 2.2749e-08 | 0.00097009 | 2.2749e-08
[35 empty] | 7.3.3.17.6 Updates to grid topology to minimize risk of ignition in HFTDs Butte County Rebuild | WLDFR | HFTD - Distribution - Tier 3 - 5QU CoRE ¦ 4QU LoRE | 2035 | 0.38782 | 0.00072409 | 0.0050797 | 0 | 0.0050797 |  |  |  |  | 0.0013639 | 0.0095682 | 0 | 0.0095682 | 0.00197 |  | 0.0037107 | 0.002088 | 0.00080975 | Column23: 0.014648; Column24: 0.0056807; Column25: 0; Column26: 0; Column27: 0.014648; Column28: 0.0056807; Column29: 0.0017202; Column30: 0.012068; Column31: 0; Column32: 0.012068; Column33: 0.0046802 | WLDFR | HFTD - Distribution - Tier 3 - 5QU CoRE ¦ 1QU LoRE | Red Flag Warning - Large Fires | 2054 | 4.032e-08 | 4.032e-08 | 7.8503 | 0.92702 | 4.3664 | 2.5569 | 0 | 0 | 4.1563e-05 | 3.1652e-07 | 0 | 3.1652e-07 | 3.1652e-07 | 0 | 3.1652e-07 | 0 | 1.3558e-07 | 2.9719e-07 | 0 | 2.9719e-07 | [17 empty] | 7.3.3.17.5 (Remote Grid) Updates to grid topology to minimize risk of ignition in HFTDs Remote GridWLDFRVegetation ContactAggregated | WLDFR | HFTD - Distribution - Tier 2 - 3QU CoRE ¦ 2QU LoRE | Red Flag Warning - Large Fires | Vegetation Contact | Aggregated | 2054 | 2.3451e-05 | 791.1377 | 0.018553 | 2054 | Mitigation | 0.95 | 45 | 0 | esc | 0.00097009 | 2.2749e-08 | 0.00097009 | 2.2749e-08
[35 empty] | 7.3.3.17.6 Updates to grid topology to minimize risk of ignition in HFTDs Butte County Rebuild | WLDFR | HFTD - Distribution - Tier 3 - 5QU CoRE ¦ 4QU LoRE | 2036 | 0.36245 | 0.00072409 | 0.0050797 | 0 | 0.0050797 |  |  |  |  | 0.0013639 | 0.0095682 | 0 | 0.0095682 | 0.0018411 |  | 0.003468 | 0.002088 | 0.00075678 | Column23: 0.014648; Column24: 0.0053091; Column25: 0; Column26: 0; Column27: 0.014648; Column28: 0.0053091; Column29: 0.0017202; Column30: 0.012068; Column31: 0; Column32: 0.012068; Column33: 0.004374 | WLDFR | HFTD - Distribution - Tier 3 - 5QU CoRE ¦ 1QU LoRE | Red Flag Warning - Large Fires | 2055 | 4.032e-08 | 4.032e-08 | 7.8503 | 0.92702 | 4.3664 | 2.5569 | 0 | 0 | 4.1563e-05 | 3.1652e-07 | 0 | 3.1652e-07 | 3.1652e-07 | 0 | 3.1652e-07 | 0 | 1.3558e-07 | 2.9719e-07 | 0 | 2.9719e-07 | [17 empty] | 7.3.3.17.5 (Remote Grid) Updates to grid topology to minimize risk of ignition in HFTDs Remote GridWLDFRVegetation ContactAggregated | WLDFR | HFTD - Distribution - Tier 2 - 3QU CoRE ¦ 2QU LoRE | Red Flag Warning - Large Fires | Vegetation Contact | Aggregated | 2055 | 2.3451e-05 | 791.1377 | 0.018553 | 2055 | Mitigation | 0.95 | 45 | 0 | esc | 0.00097009 | 2.2749e-08 | 0.00097009 | 2.2749e-08
[35 empty] | 7.3.3.17.6 Updates to grid topology to minimize risk of ignition in HFTDs Butte County Rebuild | WLDFR | HFTD - Distribution - Tier 3 - 5QU CoRE ¦ 4QU LoRE | 2037 | 0.33873 | 0.00072409 | 0.0050797 | 0 | 0.0050797 |  |  |  |  | 0.0013639 | 0.0095682 | 0 | 0.0095682 | 0.0017207 |  | 0.0032411 | 0.002088 | 0.00070727 | Column23: 0.014648; Column24: 0.0049618; Column25: 0; Column26: 0; Column27: 0.014648; Column28: 0.0049618; Column29: 0.0017202; Column30: 0.012068; Column31: 0; Column32: 0.012068; Column33: 0.0040879 | WLDFR | HFTD - Distribution - Tier 3 - 5QU CoRE ¦ 1QU LoRE | Red Flag Warning - Large Fires | 2056 | 4.032e-08 | 4.032e-08 | 7.8503 | 0.92702 | 4.3664 | 2.5569 | 0 | 0 | 4.1563e-05 | 3.1652e-07 | 0 | 3.1652e-07 | 3.1652e-07 | 0 | 3.1652e-07 | 0 | 1.3558e-07 | 2.9719e-07 | 0 | 2.9719e-07 | [17 empty] | 7.3.3.17.5 (Remote Grid) Updates to grid topology to minimize risk of ignition in HFTDs Remote GridWLDFRVegetation ContactAggregated | WLDFR | HFTD - Distribution - Tier 2 - 3QU CoRE ¦ 2QU LoRE | Red Flag Warning - Large Fires | Vegetation Contact | Aggregated | 2056 | 2.3451e-05 | 791.1377 | 0.018553 | 2056 | Mitigation | 0.95 | 45 | 0 | esc | 0.00097009 | 2.2749e-08 | 0.00097009 | 2.2749e-08
[35 empty] | 7.3.3.17.6 Updates to grid topology to minimize risk of ignition in HFTDs Butte County Rebuild | WLDFR | HFTD - Distribution - Tier 3 - 5QU CoRE ¦ 4QU LoRE | 2038 | 0.31657 | 0.00072409 | 0.0053291 | 0 | 0.0053291 |  |  |  |  | 0.0013639 | 0.010038 | 0 | 0.010038 | 0.0016871 |  | 0.0031778 | 0.002088 | 0.000661 | Column23: 0.015367; Column24: 0.0048648; Column25: 0; Column26: 0; Column27: 0.015367; Column28: 0.0048648; Column29: 0.0017202; Column30: 0.012661; Column31: 0; Column32: 0.012661; Column33: 0.004008 | WLDFR | HFTD - Distribution - Tier 3 - 5QU CoRE ¦ 1QU LoRE | Red Flag Warning - Large Fires | 2057 | 4.032e-08 | 4.032e-08 | 7.8503 | 0.92702 | 4.3664 | 2.5569 | 0 | 0 | 4.1563e-05 | 3.1652e-07 | 0 | 3.1652e-07 | 3.1652e-07 | 0 | 3.1652e-07 | 0 | 1.3558e-07 | 2.9719e-07 | 0 | 2.9719e-07 | [17 empty] | 7.3.3.17.5 (Remote Grid) Updates to grid topology to minimize risk of ignition in HFTDs Remote GridWLDFRVegetation ContactAggregated | WLDFR | HFTD - Distribution - Tier 2 - 3QU CoRE ¦ 2QU LoRE | Red Flag Warning - Large Fires | Vegetation Contact | Aggregated | 2057 | 2.3451e-05 | 791.1377 | 0.018553 | 2057 | Mitigation | 0.95 | 45 | 0 | esc | 0.00097009 | 2.2749e-08 | 0.00097009 | 2.2749e-08
[35 empty] | 7.3.3.17.6 Updates to grid topology to minimize risk of ignition in HFTDs Butte County Rebuild | WLDFR | HFTD - Distribution - Tier 3 - 5QU CoRE ¦ 4QU LoRE | 2039 | 0.29586 | 0.00072409 | 0.0053291 | 0 | 0.0053291 |  |  |  |  | 0.0013639 | 0.010038 | 0 | 0.010038 | 0.0015767 |  | 0.0029699 | 0.002088 | 0.00061776 | Column23: 0.015367; Column24: 0.0045466; Column25: 0; Column26: 0; Column27: 0.015367; Column28: 0.0045466; Column29: 0.0017202; Column30: 0.012661; Column31: 0; Column32: 0.012661; Column33: 0.0037458 | WLDFR | HFTD - Distribution - Tier 3 - 5QU CoRE ¦ 1QU LoRE | Red Flag Warning - Large Fires | 2058 | 4.032e-08 | 4.032e-08 | 8.3524 | 0.96727 | 4.6367 | 2.7484 | 0 | 0 | 4.1563e-05 | 3.3676e-07 | 0 | 3.3676e-07 | 3.3676e-07 | 0 | 3.3676e-07 | 0 | 1.4402e-07 | 3.1568e-07 | 0 | 3.1568e-07 | [17 empty] | 7.3.3.17.5 (Remote Grid) Updates to grid topology to minimize risk of ignition in HFTDs Remote GridWLDFRVegetation ContactAggregated | WLDFR | HFTD - Distribution - Tier 2 - 3QU CoRE ¦ 2QU LoRE | Red Flag Warning - Large Fires | Vegetation Contact | Aggregated | 2058 | 2.3451e-05 | 791.1377 | 0.018553 | 2058 | Mitigation | 0.95 | 45 | 0 | esc | 0.00097009 | 2.2749e-08 | 0.00097009 | 2.2749e-08
[35 empty] | 7.3.3.17.6 Updates to grid topology to minimize risk of ignition in HFTDs Butte County Rebuild | WLDFR | HFTD - Distribution - Tier 3 - 5QU CoRE ¦ 4QU LoRE | 2040 | 0.27651 | 0.00072409 | 0.0053291 | 0 | 0.0053291 |  |  |  |  | 0.0013639 | 0.010038 | 0 | 0.010038 | 0.0014735 |  | 0.0027756 | 0.002088 | 0.00057734 | Column23: 0.015367; Column24: 0.0042491; Column25: 0; Column26: 0; Column27: 0.015367; Column28: 0.0042491; Column29: 0.0017202; Column30: 0.012661; Column31: 0; Column32: 0.012661; Column33: 0.0035007 | WLDFR | HFTD - Distribution - Tier 3 - 5QU CoRE ¦ 1QU LoRE | Red Flag Warning - Large Fires | 2059 | 4.032e-08 | 4.032e-08 | 8.3524 | 0.96727 | 4.6367 | 2.7484 | 0 | 0 | 4.1563e-05 | 3.3676e-07 | 0 | 3.3676e-07 | 3.3676e-07 | 0 | 3.3676e-07 | 0 | 1.4402e-07 | 3.1568e-07 | 0 | 3.1568e-07 | [17 empty] | 7.3.3.17.5 (Remote Grid) Updates to grid topology to minimize risk of ignition in HFTDs Remote GridWLDFRVegetation ContactAggregated | WLDFR | HFTD - Distribution - Tier 2 - 3QU CoRE ¦ 2QU LoRE | Red Flag Warning - Large Fires | Vegetation Contact | Aggregated | 2059 | 2.3451e-05 | 791.1377 | 0.018553 | 2059 | Mitigation | 0.95 | 45 | 0 | esc | 0.00097009 | 2.2749e-08 | 0.00097009 | 2.2749e-08
[35 empty] | 7.3.3.17.6 Updates to grid topology to minimize risk of ignition in HFTDs Butte County Rebuild | WLDFR | HFTD - Distribution - Tier 3 - 5QU CoRE ¦ 4QU LoRE | 2041 | 0.25842 | 0.00072409 | 0.0053291 | 0 | 0.0053291 |  |  |  |  | 0.0013639 | 0.010038 | 0 | 0.010038 | 0.0013771 |  | 0.002594 | 0.002088 | 0.00053957 | Column23: 0.015367; Column24: 0.0039711; Column25: 0; Column26: 0; Column27: 0.015367; Column28: 0.0039711; Column29: 0.0017202; Column30: 0.012661; Column31: 0; Column32: 0.012661; Column33: 0.0032717 | WLDFR | HFTD - Distribution - Tier 3 - 5QU CoRE ¦ 1QU LoRE | Red Flag Warning - Large Fires | 2060 | 4.032e-08 | 4.032e-08 | 8.3524 | 0.96727 | 4.6367 | 2.7484 | 0 | 0 | 4.1563e-05 | 3.3676e-07 | 0 | 3.3676e-07 | 3.3676e-07 | 0 | 3.3676e-07 | 0 | 1.4402e-07 | 3.1568e-07 | 0 | 3.1568e-07 | [17 empty] | 7.3.3.17.5 (Remote Grid) Updates to grid topology to minimize risk of ignition in HFTDs Remote GridWLDFRVegetation ContactAggregated | WLDFR | HFTD - Distribution - Tier 2 - 3QU CoRE ¦ 2QU LoRE | Red Flag Warning - Large Fires | Vegetation Contact | Aggregated | 2060 | 2.3451e-05 | 791.1377 | 0.018553 | 2060 | Mitigation | 0.95 | 45 | 0 | esc | 0.00097009 | 2.2749e-08 | 0.00097009 | 2.2749e-08
[35 empty] | 7.3.3.17.6 Updates to grid topology to minimize risk of ignition in HFTDs Butte County Rebuild | WLDFR | HFTD - Distribution - Tier 3 - 5QU CoRE ¦ 4QU LoRE | 2042 | 0.24151 | 0.00072409 | 0.0053291 | 0 | 0.0053291 |  |  |  |  | 0.0013639 | 0.010038 | 0 | 0.010038 | 0.0012871 |  | 0.0024243 | 0.002088 | 0.00050427 | Column23: 0.015367; Column24: 0.0037114; Column25: 0; Column26: 0; Column27: 0.015367; Column28: 0.0037114; Column29: 0.0017202; Column30: 0.012661; Column31: 0; Column32: 0.012661; Column33: 0.0030577 | WLDFR | HFTD - Distribution - Tier 3 - 5QU CoRE ¦ 1QU LoRE | Red Flag Warning - Large Fires | 2061 | 4.032e-08 | 4.032e-08 | 8.3524 | 0.96727 | 4.6367 | 2.7484 | 0 | 0 | 4.1563e-05 | 3.3676e-07 | 0 | 3.3676e-07 | 3.3676e-07 | 0 | 3.3676e-07 | 0 | 1.4402e-07 | 3.1568e-07 | 0 | 3.1568e-07 | [17 empty] | 7.3.3.17.5 (Remote Grid) Updates to grid topology to minimize risk of ignition in HFTDs Remote GridWLDFRVegetation ContactAggregated | WLDFR | HFTD - Distribution - Tier 2 - 3QU CoRE ¦ 2QU LoRE | Red Flag Warning - Large Fires | Vegetation Contact | Aggregated | 2061 | 2.3451e-05 | 791.1377 | 0.018553 | 2061 | Mitigation | 0.95 | 45 | 0 | esc | 0.00097009 | 2.2749e-08 | 0.00097009 | 2.2749e-08
[35 empty] | 7.3.3.17.6 Updates to grid topology to minimize risk of ignition in HFTDs Butte County Rebuild | WLDFR | HFTD - Distribution - Tier 3 - 5QU CoRE ¦ 4QU LoRE | 2043 | 0.22571 | 0.00072409 | 0.0055948 | 0 | 0.0055948 |  |  |  |  | 0.0013639 | 0.010538 | 0 | 0.010538 | 0.0012628 |  | 0.0023787 | 0.002088 | 0.00047128 | Column23: 0.016133; Column24: 0.0036415; Column25: 0; Column26: 0; Column27: 0.016133; Column28: 0.0036415; Column29: 0.0017202; Column30: 0.013292; Column31: 0; Column32: 0.013292; Column33: 0.0030001 | WLDFR | HFTD - Distribution - Tier 3 - 5QU CoRE ¦ 1QU LoRE | Red Flag Warning - Large Fires | 2062 | 4.032e-08 | 4.032e-08 | 8.3524 | 0.96727 | 4.6367 | 2.7484 | 0 | 0 | 4.1563e-05 | 3.3676e-07 | 0 | 3.3676e-07 | 3.3676e-07 | 0 | 3.3676e-07 | 0 | 1.4402e-07 | 3.1568e-07 | 0 | 3.1568e-07 | [17 empty] | 7.3.3.17.5 (Remote Grid) Updates to grid topology to minimize risk of ignition in HFTDs Remote GridWLDFRVegetation ContactAggregated | WLDFR | HFTD - Distribution - Tier 2 - 3QU CoRE ¦ 2QU LoRE | Red Flag Warning - Large Fires | Vegetation Contact | Aggregated | 2062 | 2.3451e-05 | 791.1377 | 0.018553 | 2062 | Mitigation | 0.95 | 45 | 0 | esc | 0.00097009 | 2.2749e-08 | 0.00097009 | 2.2749e-08
[35 empty] | 7.3.3.17.6 Updates to grid topology to minimize risk of ignition in HFTDs Butte County Rebuild | WLDFR | HFTD - Distribution - Tier 3 - 5QU CoRE ¦ 4QU LoRE | 2044 | 0.21095 | 0.00072409 | 0.0055948 | 0 | 0.0055948 |  |  |  |  | 0.0013639 | 0.010538 | 0 | 0.010538 | 0.0011802 |  | 0.0022231 | 0.002088 | 0.00044045 | Column23: 0.016133; Column24: 0.0034033; Column25: 0; Column26: 0; Column27: 0.016133; Column28: 0.0034033; Column29: 0.0017202; Column30: 0.013292; Column31: 0; Column32: 0.013292; Column33: 0.0028039 | WLDFR | HFTD - Distribution - Tier 3 - 5QU CoRE ¦ 1QU LoRE | Red Flag Warning - Large Fires | 2063 | 4.032e-08 | 4.032e-08 | 8.872 | 1.0079 | 4.9153 | 2.9488 | 0 | 0 | 4.1563e-05 | 3.5772e-07 | 0 | 3.5772e-07 | 3.5772e-07 | 0 | 3.5772e-07 | 0 | 1.5264e-07 | 3.3459e-07 | 0 | 3.3459e-07 | [17 empty] | 7.3.3.17.5 (Remote Grid) Updates to grid topology to minimize risk of ignition in HFTDs Remote GridWLDFRVegetation ContactAggregated | WLDFR | HFTD - Distribution - Tier 2 - 3QU CoRE ¦ 2QU LoRE | Red Flag Warning - Large Fires | Vegetation Contact | Aggregated | 2063 | 2.3451e-05 | 791.1377 | 0.018553 | 2063 | Mitigation | 0.95 | 45 | 0 | esc | 0.00097009 | 2.2749e-08 | 0.00097009 | 2.2749e-08
[35 empty] | 7.3.3.17.6 Updates to grid topology to minimize risk of ignition in HFTDs Butte County Rebuild | WLDFR | HFTD - Distribution - Tier 3 - 5QU CoRE ¦ 4QU LoRE | 2045 | 0.19715 | 0.00072409 | 0.0055948 | 0 | 0.0055948 |  |  |  |  | 0.0013639 | 0.010538 | 0 | 0.010538 | 0.001103 |  | 0.0020776 | 0.002088 | 0.00041164 | Column23: 0.016133; Column24: 0.0031806; Column25: 0; Column26: 0; Column27: 0.016133; Column28: 0.0031806; Column29: 0.0017202; Column30: 0.013292; Column31: 0; Column32: 0.013292; Column33: 0.0026204 | WLDFR | HFTD - Distribution - Tier 3 - 5QU CoRE ¦ 1QU LoRE | Red Flag Warning - Large Fires | 2064 | 4.032e-08 | 4.032e-08 | 8.872 | 1.0079 | 4.9153 | 2.9488 | 0 | 0 | 4.1563e-05 | 3.5772e-07 | 0 | 3.5772e-07 | 3.5772e-07 | 0 | 3.5772e-07 | 0 | 1.5264e-07 | 3.3459e-07 | 0 | 3.3459e-07 | [17 empty] | 7.3.3.17.5 (Remote Grid) Updates to grid topology to minimize risk of ignition in HFTDs Remote GridWLDFRVegetation ContactAggregated | WLDFR | HFTD - Distribution - Tier 2 - 3QU CoRE ¦ 2QU LoRE | Red Flag Warning - Large Fires | Vegetation Contact | Aggregated | 2064 | 2.3451e-05 | 791.1377 | 0.018553 | 2064 | Mitigation | 0.95 | 45 | 0 | esc | 0.00097009 | 2.2749e-08 | 0.00097009 | 2.2749e-08
[35 empty] | 7.3.3.17.6 Updates to grid topology to minimize risk of ignition in HFTDs Butte County Rebuild | WLDFR | HFTD - Distribution - Tier 3 - 5QU CoRE ¦ 4QU LoRE | 2046 | 0.18425 | 0.00072409 | 0.0055948 | 0 | 0.0055948 |  |  |  |  | 0.0013639 | 0.010538 | 0 | 0.010538 | 0.0010308 |  | 0.0019417 | 0.002088 | 0.00038471 | Column23: 0.016133; Column24: 0.0029726; Column25: 0; Column26: 0; Column27: 0.016133; Column28: 0.0029726; Column29: 0.0017202; Column30: 0.013292; Column31: 0; Column32: 0.013292; Column33: 0.002449 | WLDFR | HFTD - Distribution - Tier 3 - 5QU CoRE ¦ 1QU LoRE | Red Flag Warning - Large Fires | 2065 | 4.032e-08 | 4.032e-08 | 8.872 | 1.0079 | 4.9153 | 2.9488 | 0 | 0 | 4.1563e-05 | 3.5772e-07 | 0 | 3.5772e-07 | 3.5772e-07 | 0 | 3.5772e-07 | 0 | 1.5264e-07 | 3.3459e-07 | 0 | 3.3459e-07 | [17 empty] | 7.3.3.17.5 (Remote Grid) Updates to grid topology to minimize risk of ignition in HFTDs Remote GridWLDFRVegetation ContactAggregated | WLDFR | HFTD - Distribution - Tier 2 - 3QU CoRE ¦ 2QU LoRE | Red Flag Warning - Large Fires | Vegetation Contact | Aggregated | 2065 | 2.3451e-05 | 791.1377 | 0.018553 | 2065 | Mitigation | 0.95 | 45 | 0 | esc | 0.00097009 | 2.2749e-08 | 0.00097009 | 2.2749e-08
[35 empty] | 7.3.3.17.6 Updates to grid topology to minimize risk of ignition in HFTDs Butte County Rebuild | WLDFR | HFTD - Distribution - Tier 3 - 5QU CoRE ¦ 4QU LoRE | 2047 | 0.1722 | 0.00072409 | 0.0055948 | 0 | 0.0055948 |  |  |  |  | 0.0013639 | 0.010538 | 0 | 0.010538 | 0.00096341 |  | 0.0018147 | 0.002088 | 0.00035954 | Column23: 0.016133; Column24: 0.0027781; Column25: 0; Column26: 0; Column27: 0.016133; Column28: 0.0027781; Column29: 0.0017202; Column30: 0.013292; Column31: 0; Column32: 0.013292; Column33: 0.0022888 | WLDFR | HFTD - Distribution - Tier 3 - 5QU CoRE ¦ 1QU LoRE | Red Flag Warning - Large Fires | 2066 | 4.032e-08 | 4.032e-08 | 8.872 | 1.0079 | 4.9153 | 2.9488 | 0 | 0 | 4.1563e-05 | 3.5772e-07 | 0 | 3.5772e-07 | 3.5772e-07 | 0 | 3.5772e-07 | 0 | 0 | 3.3459e-07 | 0 | 3.3459e-07 | [17 empty] | 7.3.3.17.5 (Remote Grid) Updates to grid topology to minimize risk of ignition in HFTDs Remote GridWLDFRVegetation ContactAggregated | WLDFR | HFTD - Distribution - Tier 2 - 3QU CoRE ¦ 2QU LoRE | Red Flag Warning - Large Fires | Vegetation Contact | Aggregated | 2066 | 2.3451e-05 | 791.1377 | 0.018553 | 2066 | Mitigation | 0.95 | 45 | 0 | esc | 0.00097009 | 2.2749e-08 | 0.00097009 | 2.2749e-08
[35 empty] | 7.3.3.17.6 Updates to grid topology to minimize risk of ignition in HFTDs Butte County Rebuild | WLDFR | HFTD - Distribution - Tier 3 - 5QU CoRE ¦ 4QU LoRE | 2048 | 0.16093 | 0.00072409 | 0.0058735 | 0 | 0.0058735 |  |  |  |  | 0.0013639 | 0.011063 | 0 | 0.011063 | 0.00094522 |  | 0.0017804 | 0.002088 | 0.00033602 | Column23: 0.016937; Column24: 0.0027256; Column25: 0; Column26: 0; Column27: 0.016937; Column28: 0.0027256; Column29: 0.0017202; Column30: 0.013954; Column31: 0; Column32: 0.013954; Column33: 0.0022456 | WLDFR | HFTD - Distribution - Tier 3 - 5QU CoRE ¦ 1QU LoRE | Red Flag Warning - Large Fires | 2067 | 0 | 4.032e-08 | 8.872 | 1.0079 | 4.9153 | 2.9488 | 0 | 0 | 4.1563e-05 | 0 | 0 | 0 | 3.5772e-07 | 0 | 3.5772e-07 | 0 | 0 | 0 | 0 | 0 | [17 empty] | 7.3.3.17.5 (Remote Grid) Updates to grid topology to minimize risk of ignition in HFTDs Remote GridWLDFRVegetation ContactAggregated | WLDFR | HFTD - Distribution - Tier 2 - 3QU CoRE ¦ 2QU LoRE | Red Flag Warning - Large Fires | Vegetation Contact | Aggregated | 2067 | 2.3451e-05 | 791.1377 | 0.018553 | 2067 | Mitigation | 0.95 | 45 | 0 | esc | 0 | 0 | 0.00097009 | 2.2749e-08
[35 empty] | 7.3.3.17.6 Updates to grid topology to minimize risk of ignition in HFTDs Butte County Rebuild | WLDFR | HFTD - Distribution - Tier 3 - 5QU CoRE ¦ 4QU LoRE | 2049 | 0.1504 | 0.00072409 | 0.0058735 | 0 | 0.0058735 |  |  |  |  | 0.0013639 | 0.011063 | 0 | 0.011063 | 0.00088338 |  | 0.0016639 | 0.002088 | 0.00031404 | Column23: 0.016937; Column24: 0.0025473; Column25: 0; Column26: 0; Column27: 0.016937; Column28: 0.0025473; Column29: 0.0017202; Column30: 0.013954; Column31: 0; Column32: 0.013954; Column33: 0.0020987 | WLDFR | HFTD - Distribution - Tier 3 - 5QU CoRE ¦ 1QU LoRE | Red Flag Warning - Small Fires | 2022 | 1.2178e-06 | 0 | 0.077901 | 0.036425 | 0.0015809 | 0.039895 | 0 | 0 | 0.0012904 | 9.4871e-08 | 0 | 9.4871e-08 | 0 | 0 | 0 | 0 | 5.2263e-07 | 0 | 0 | 0 | [17 empty] | 7.3.3.17.5 (Remote Grid) Updates to grid topology to minimize risk of ignition in HFTDs Remote GridWLDFRContact from objectAggregated | WLDFR | HFTD - Distribution - Tier 2 - 3QU CoRE ¦ 2QU LoRE | Red Flag Warning - Small Fires | Contact from object | Aggregated | 2022 | 2.7641e-05 | 791.1377 | 0.021868 | 2022 | Mitigation | 0.95 | 45 | 0 | esc | 0.00097009 | 2.6814e-08 | 0 | 0
[35 empty] | 7.3.3.17.6 Updates to grid topology to minimize risk of ignition in HFTDs Butte County Rebuild | WLDFR | HFTD - Distribution - Tier 3 - 5QU CoRE ¦ 4QU LoRE | 2050 | 0.14056 | 0.00072409 | 0.0058735 | 0 | 0.0058735 |  |  |  |  | 0.0013639 | 0.011063 | 0 | 0.011063 | 0.00082559 |  | 0.0015551 | 0.002088 | 0.00029349 | Column23: 0.016937; Column24: 0.0023807; Column25: 0; Column26: 0; Column27: 0.016937; Column28: 0.0023807; Column29: 0.0017202; Column30: 0.013954; Column31: 0; Column32: 0.013954; Column33: 0.0019614 | WLDFR | HFTD - Distribution - Tier 3 - 5QU CoRE ¦ 1QU LoRE | Red Flag Warning - Small Fires | 2023 | 1.2178e-06 | 1.2178e-06 | 0.080408 | 0.03759 | 0.0016314 | 0.041187 | 0 | 0 | 0.0012904 | 9.7925e-08 | 0 | 9.7925e-08 | 9.7925e-08 | 0 | 9.7925e-08 | 0 | 5.3946e-07 | 1.1825e-06 | 0 | 1.1825e-06 | [17 empty] | 7.3.3.17.5 (Remote Grid) Updates to grid topology to minimize risk of ignition in HFTDs Remote GridWLDFRContact from objectAggregated | WLDFR | HFTD - Distribution - Tier 2 - 3QU CoRE ¦ 2QU LoRE | Red Flag Warning - Small Fires | Contact from object | Aggregated | 2023 | 2.7641e-05 | 791.1377 | 0.021868 | 2023 | Mitigation | 0.95 | 45 | 0 | esc | 0.00097009 | 2.6814e-08 | 0.00097009 | 2.6814e-08
[35 empty] | 7.3.3.17.6 Updates to grid topology to minimize risk of ignition in HFTDs Butte County Rebuild | WLDFR | HFTD - Distribution - Tier 3 - 5QU CoRE ¦ 4QU LoRE | 2051 | 0.13137 | 0.00072409 | 0.0058735 | 0 | 0.0058735 |  |  |  |  | 0.0013639 | 0.011063 | 0 | 0.011063 | 0.00077158 |  | 0.0014534 | 0.002088 | 0.00027429 | Column23: 0.016937; Column24: 0.0022249; Column25: 0; Column26: 0; Column27: 0.016937; Column28: 0.0022249; Column29: 0.0017202; Column30: 0.013954; Column31: 0; Column32: 0.013954; Column33: 0.0018331 | WLDFR | HFTD - Distribution - Tier 3 - 5QU CoRE ¦ 1QU LoRE | Red Flag Warning - Small Fires | 2024 | 1.2178e-06 | 1.2178e-06 | 0.080408 | 0.03759 | 0.0016314 | 0.041187 | 0 | 0 | 0.0012904 | 9.7925e-08 | 0 | 9.7925e-08 | 9.7925e-08 | 0 | 9.7925e-08 | 0 | 5.3946e-07 | 1.1825e-06 | 0 | 1.1825e-06 | [17 empty] | 7.3.3.17.5 (Remote Grid) Updates to grid topology to minimize risk of ignition in HFTDs Remote GridWLDFRContact from objectAggregated | WLDFR | HFTD - Distribution - Tier 2 - 3QU CoRE ¦ 2QU LoRE | Red Flag Warning - Small Fires | Contact from object | Aggregated | 2024 | 2.7641e-05 | 791.1377 | 0.021868 | 2024 | Mitigation | 0.95 | 45 | 0 | esc | 0.00097009 | 2.6814e-08 | 0.00097009 | 2.6814e-08
[35 empty] | 7.3.3.17.6 Updates to grid topology to minimize risk of ignition in HFTDs Butte County Rebuild | WLDFR | HFTD - Distribution - Tier 3 - 5QU CoRE ¦ 4QU LoRE | 2052 | 0.12277 | 0.00072409 | 0.0058735 | 0 | 0.0058735 |  |  |  |  | 0.0013639 | 0.011063 | 0 | 0.011063 | 0.0007211 |  | 0.0013583 | 0.002088 | 0.00025635 | Column23: 0.016937; Column24: 0.0020794; Column25: 0; Column26: 0; Column27: 0.016937; Column28: 0.0020794; Column29: 0.0017202; Column30: 0.013954; Column31: 0; Column32: 0.013954; Column33: 0.0017131 | WLDFR | HFTD - Distribution - Tier 3 - 5QU CoRE ¦ 1QU LoRE | Red Flag Warning - Small Fires | 2025 | 1.2178e-06 | 1.2178e-06 | 0.080408 | 0.03759 | 0.0016314 | 0.041187 | 0 | 0 | 0.0012904 | 9.7925e-08 | 0 | 9.7925e-08 | 9.7925e-08 | 0 | 9.7925e-08 | 0 | 5.3946e-07 | 1.1825e-06 | 0 | 1.1825e-06 | [17 empty] | 7.3.3.17.5 (Remote Grid) Updates to grid topology to minimize risk of ignition in HFTDs Remote GridWLDFRContact from objectAggregated | WLDFR | HFTD - Distribution - Tier 2 - 3QU CoRE ¦ 2QU LoRE | Red Flag Warning - Small Fires | Contact from object | Aggregated | 2025 | 2.7641e-05 | 791.1377 | 0.021868 | 2025 | Mitigation | 0.95 | 45 | 0 | esc | 0.00097009 | 2.6814e-08 | 0.00097009 | 2.6814e-08
[35 empty] | 7.3.3.17.6 Updates to grid topology to minimize risk of ignition in HFTDs Butte County Rebuild | WLDFR | HFTD - Distribution - Tier 3 - 5QU CoRE ¦ 4QU LoRE | 2053 | 0.11474 | 0.00072409 | 0.0061615 | 0 | 0.0061615 |  |  |  |  | 0.0013639 | 0.011606 | 0 | 0.011606 | 0.00070698 |  | 0.0013317 | 0.002088 | 0.00023958 | Column23: 0.017767; Column24: 0.0020387; Column25: 0; Column26: 0; Column27: 0.017767; Column28: 0.0020387; Column29: 0.0017202; Column30: 0.014638; Column31: 0; Column32: 0.014638; Column33: 0.0016796 | WLDFR | HFTD - Distribution - Tier 3 - 5QU CoRE ¦ 1QU LoRE | Red Flag Warning - Small Fires | 2026 | 1.2178e-06 | 1.2178e-06 | 0.080408 | 0.03759 | 0.0016314 | 0.041187 | 0 | 0 | 0.0012904 | 9.7925e-08 | 0 | 9.7925e-08 | 9.7925e-08 | 0 | 9.7925e-08 | 0 | 5.3946e-07 | 1.1825e-06 | 0 | 1.1825e-06 | [17 empty] | 7.3.3.17.5 (Remote Grid) Updates to grid topology to minimize risk of ignition in HFTDs Remote GridWLDFRContact from objectAggregated | WLDFR | HFTD - Distribution - Tier 2 - 3QU CoRE ¦ 2QU LoRE | Red Flag Warning - Small Fires | Contact from object | Aggregated | 2026 | 2.7641e-05 | 791.1377 | 0.021868 | 2026 | Mitigation | 0.95 | 45 | 0 | esc | 0.00097009 | 2.6814e-08 | 0.00097009 | 2.6814e-08
[35 empty] | 7.3.3.17.6 Updates to grid topology to minimize risk of ignition in HFTDs Butte County Rebuild | WLDFR | HFTD - Distribution - Tier 3 - 5QU CoRE ¦ 4QU LoRE | 2054 | 0.10723 | 0.00072409 | 0.0061615 | 0 | 0.0061615 |  |  |  |  | 0.0013639 | 0.011606 | 0 | 0.011606 | 0.00066073 |  | 0.0012446 | 0.002088 | 0.0002239 | Column23: 0.017767; Column24: 0.0019053; Column25: 0; Column26: 0; Column27: 0.017767; Column28: 0.0019053; Column29: 0.0017202; Column30: 0.014638; Column31: 0; Column32: 0.014638; Column33: 0.0015697 | WLDFR | HFTD - Distribution - Tier 3 - 5QU CoRE ¦ 1QU LoRE | Red Flag Warning - Small Fires | 2027 | 1.2178e-06 | 1.2178e-06 | 0.080408 | 0.03759 | 0.0016314 | 0.041187 | 0 | 0 | 0.0012904 | 9.7925e-08 | 0 | 9.7925e-08 | 9.7925e-08 | 0 | 9.7925e-08 | 0 | 5.3946e-07 | 1.1825e-06 | 0 | 1.1825e-06 | [17 empty] | 7.3.3.17.5 (Remote Grid) Updates to grid topology to minimize risk of ignition in HFTDs Remote GridWLDFRContact from objectAggregated | WLDFR | HFTD - Distribution - Tier 2 - 3QU CoRE ¦ 2QU LoRE | Red Flag Warning - Small Fires | Contact from object | Aggregated | 2027 | 2.7641e-05 | 791.1377 | 0.021868 | 2027 | Mitigation | 0.95 | 45 | 0 | esc | 0.00097009 | 2.6814e-08 | 0.00097009 | 2.6814e-08
[35 empty] | 7.3.3.17.6 Updates to grid topology to minimize risk of ignition in HFTDs Butte County Rebuild | WLDFR | HFTD - Distribution - Tier 3 - 5QU CoRE ¦ 4QU LoRE | 2055 | 0.10022 | 0.00072409 | 0.0061615 | 0 | 0.0061615 |  |  |  |  | 0.0013639 | 0.011606 | 0 | 0.011606 | 0.0006175 |  | 0.0011631 | 0.002088 | 0.00020926 | Column23: 0.017767; Column24: 0.0017806; Column25: 0; Column26: 0; Column27: 0.017767; Column28: 0.0017806; Column29: 0.0017202; Column30: 0.014638; Column31: 0; Column32: 0.014638; Column33: 0.001467 | WLDFR | HFTD - Distribution - Tier 3 - 5QU CoRE ¦ 1QU LoRE | Red Flag Warning - Small Fires | 2028 | 1.2178e-06 | 1.2178e-06 | 0.083606 | 0.039055 | 0.001695 | 0.042856 | 0 | 0 | 0.0012904 | 1.0182e-07 | 0 | 1.0182e-07 | 1.0182e-07 | 0 | 1.0182e-07 | 0 | 5.6091e-07 | 1.2295e-06 | 0 | 1.2295e-06 | [17 empty] | 7.3.3.17.5 (Remote Grid) Updates to grid topology to minimize risk of ignition in HFTDs Remote GridWLDFRContact from objectAggregated | WLDFR | HFTD - Distribution - Tier 2 - 3QU CoRE ¦ 2QU LoRE | Red Flag Warning - Small Fires | Contact from object | Aggregated | 2028 | 2.7641e-05 | 791.1377 | 0.021868 | 2028 | Mitigation | 0.95 | 45 | 0 | esc | 0.00097009 | 2.6814e-08 | 0.00097009 | 2.6814e-08
[35 empty] | 7.3.3.17.6 Updates to grid topology to minimize risk of ignition in HFTDs Butte County Rebuild | WLDFR | HFTD - Distribution - Tier 3 - 5QU CoRE ¦ 4QU LoRE | 2056 | 0.093663 | 0.00072409 | 0.0061615 | 0 | 0.0061615 |  |  |  |  | 0.0013639 | 0.011606 | 0 | 0.011606 | 0.00057711 |  | 0.001087 | 0.002088 | 0.00019557 | Column23: 0.017767; Column24: 0.0016641; Column25: 0; Column26: 0; Column27: 0.017767; Column28: 0.0016641; Column29: 0.0017202; Column30: 0.014638; Column31: 0; Column32: 0.014638; Column33: 0.001371 | WLDFR | HFTD - Distribution - Tier 3 - 5QU CoRE ¦ 1QU LoRE | Red Flag Warning - Small Fires | 2029 | 1.2178e-06 | 1.2178e-06 | 0.083606 | 0.039055 | 0.001695 | 0.042856 | 0 | 0 | 0.0012904 | 1.0182e-07 | 0 | 1.0182e-07 | 1.0182e-07 | 0 | 1.0182e-07 | 0 | 5.6091e-07 | 1.2295e-06 | 0 | 1.2295e-06 | [17 empty] | 7.3.3.17.5 (Remote Grid) Updates to grid topology to minimize risk of ignition in HFTDs Remote GridWLDFRContact from objectAggregated | WLDFR | HFTD - Distribution - Tier 2 - 3QU CoRE ¦ 2QU LoRE | Red Flag Warning - Small Fires | Contact from object | Aggregated | 2029 | 2.7641e-05 | 791.1377 | 0.021868 | 2029 | Mitigation | 0.95 | 45 | 0 | esc | 0.00097009 | 2.6814e-08 | 0.00097009 | 2.6814e-08
[35 empty] | 7.3.3.17.6 Updates to grid topology to minimize risk of ignition in HFTDs Butte County Rebuild | WLDFR | HFTD - Distribution - Tier 3 - 5QU CoRE ¦ 4QU LoRE | 2057 | 0.087535 | 0.00072409 | 0.0061615 | 0 | 0.0061615 |  |  |  |  | 0.0013639 | 0.011606 | 0 | 0.011606 | 0.00053935 |  | 0.0010159 | 0.002088 | 0.00018277 | Column23: 0.017767; Column24: 0.0015553; Column25: 0; Column26: 0; Column27: 0.017767; Column28: 0.0015553; Column29: 0.0017202; Column30: 0.014638; Column31: 0; Column32: 0.014638; Column33: 0.0012813 | WLDFR | HFTD - Distribution - Tier 3 - 5QU CoRE ¦ 1QU LoRE | Red Flag Warning - Small Fires | 2030 | 1.2178e-06 | 1.2178e-06 | 0.083606 | 0.039055 | 0.001695 | 0.042856 | 0 | 0 | 0.0012904 | 1.0182e-07 | 0 | 1.0182e-07 | 1.0182e-07 | 0 | 1.0182e-07 | 0 | 5.6091e-07 | 1.2295e-06 | 0 | 1.2295e-06 | [17 empty] | 7.3.3.17.5 (Remote Grid) Updates to grid topology to minimize risk of ignition in HFTDs Remote GridWLDFRContact from objectAggregated | WLDFR | HFTD - Distribution - Tier 2 - 3QU CoRE ¦ 2QU LoRE | Red Flag Warning - Small Fires | Contact from object | Aggregated | 2030 | 2.7641e-05 | 791.1377 | 0.021868 | 2030 | Mitigation | 0.95 | 45 | 0 | esc | 0.00097009 | 2.6814e-08 | 0.00097009 | 2.6814e-08
[35 empty] | 7.3.3.17.6 Updates to grid topology to minimize risk of ignition in HFTDs Butte County Rebuild | WLDFR | HFTD - Distribution - Tier 3 - 5QU CoRE ¦ 4QU LoRE | 2058 | 0.081809 | 0.00072409 | 0.0064555 | 0 | 0.0064555 |  |  |  |  | 0.0013639 | 0.01216 | 0 | 0.01216 | 0.00052812 |  | 0.00099477 | 0.002088 | 0.00017082 | Column23: 0.018615; Column24: 0.0015229; Column25: 0; Column26: 0; Column27: 0.018615; Column28: 0.0015229; Column29: 0.0017202; Column30: 0.015337; Column31: 0; Column32: 0.015337; Column33: 0.0012547 | WLDFR | HFTD - Distribution - Tier 3 - 5QU CoRE ¦ 1QU LoRE | Red Flag Warning - Small Fires | 2031 | 1.2178e-06 | 1.2178e-06 | 0.083606 | 0.039055 | 0.001695 | 0.042856 | 0 | 0 | 0.0012904 | 1.0182e-07 | 0 | 1.0182e-07 | 1.0182e-07 | 0 | 1.0182e-07 | 0 | 5.6091e-07 | 1.2295e-06 | 0 | 1.2295e-06 | [17 empty] | 7.3.3.17.5 (Remote Grid) Updates to grid topology to minimize risk of ignition in HFTDs Remote GridWLDFRContact from objectAggregated | WLDFR | HFTD - Distribution - Tier 2 - 3QU CoRE ¦ 2QU LoRE | Red Flag Warning - Small Fires | Contact from object | Aggregated | 2031 | 2.7641e-05 | 791.1377 | 0.021868 | 2031 | Mitigation | 0.95 | 45 | 0 | esc | 0.00097009 | 2.6814e-08 | 0.00097009 | 2.6814e-08
[35 empty] | 7.3.3.17.6 Updates to grid topology to minimize risk of ignition in HFTDs Butte County Rebuild | WLDFR | HFTD - Distribution - Tier 3 - 5QU CoRE ¦ 4QU LoRE | 2059 | 0.076457 | 0.00072409 | 0.0064555 | 0 | 0.0064555 |  |  |  |  | 0.0013639 | 0.01216 | 0 | 0.01216 | 0.00049357 |  | 0.00092969 | 0.002088 | 0.00015964 | Column23: 0.018615; Column24: 0.0014233; Column25: 0; Column26: 0; Column27: 0.018615; Column28: 0.0014233; Column29: 0.0017202; Column30: 0.015337; Column31: 0; Column32: 0.015337; Column33: 0.0011726 | WLDFR | HFTD - Distribution - Tier 3 - 5QU CoRE ¦ 1QU LoRE | Red Flag Warning - Small Fires | 2032 | 1.2178e-06 | 1.2178e-06 | 0.083606 | 0.039055 | 0.001695 | 0.042856 | 0 | 0 | 0.0012904 | 1.0182e-07 | 0 | 1.0182e-07 | 1.0182e-07 | 0 | 1.0182e-07 | 0 | 5.6091e-07 | 1.2295e-06 | 0 | 1.2295e-06 | [17 empty] | 7.3.3.17.5 (Remote Grid) Updates to grid topology to minimize risk of ignition in HFTDs Remote GridWLDFRContact from objectAggregated | WLDFR | HFTD - Distribution - Tier 2 - 3QU CoRE ¦ 2QU LoRE | Red Flag Warning - Small Fires | Contact from object | Aggregated | 2032 | 2.7641e-05 | 791.1377 | 0.021868 | 2032 | Mitigation | 0.95 | 45 | 0 | esc | 0.00097009 | 2.6814e-08 | 0.00097009 | 2.6814e-08
[35 empty] | 7.3.3.17.6 Updates to grid topology to minimize risk of ignition in HFTDs Butte County Rebuild | WLDFR | HFTD - Distribution - Tier 3 - 5QU CoRE ¦ 4QU LoRE | 2060 | 0.071455 | 0.00072409 | 0.0064555 | 0 | 0.0064555 |  |  |  |  | 0.0013639 | 0.01216 | 0 | 0.01216 | 0.00046128 |  | 0.00086887 | 0.002088 | 0.0001492 | Column23: 0.018615; Column24: 0.0013302; Column25: 0; Column26: 0; Column27: 0.018615; Column28: 0.0013302; Column29: 0.0017202; Column30: 0.015337; Column31: 0; Column32: 0.015337; Column33: 0.0010959 | WLDFR | HFTD - Distribution - Tier 3 - 5QU CoRE ¦ 1QU LoRE | Red Flag Warning - Small Fires | 2033 | 1.2178e-06 | 1.2178e-06 | 0.087211 | 0.040679 | 0.0017655 | 0.044766 | 0 | 0 | 0.0012904 | 1.0621e-07 | 0 | 1.0621e-07 | 1.0621e-07 | 0 | 1.0621e-07 | 0 | 5.8509e-07 | 1.2825e-06 | 0 | 1.2825e-06 | [17 empty] | 7.3.3.17.5 (Remote Grid) Updates to grid topology to minimize risk of ignition in HFTDs Remote GridWLDFRContact from objectAggregated | WLDFR | HFTD - Distribution - Tier 2 - 3QU CoRE ¦ 2QU LoRE | Red Flag Warning - Small Fires | Contact from object | Aggregated | 2033 | 2.7641e-05 | 791.1377 | 0.021868 | 2033 | Mitigation | 0.95 | 45 | 0 | esc | 0.00097009 | 2.6814e-08 | 0.00097009 | 2.6814e-08
[35 empty] | 7.3.3.17.6 Updates to grid topology to minimize risk of ignition in HFTDs Butte County Rebuild | WLDFR | HFTD - Distribution - Tier 3 - 5QU CoRE ¦ 4QU LoRE | 2061 | 0.06678 | 0.00072409 | 0.0064555 | 0 | 0.0064555 |  |  |  |  | 0.0013639 | 0.01216 | 0 | 0.01216 | 0.0004311 |  | 0.00081203 | 0.002088 | 0.00013944 | Column23: 0.018615; Column24: 0.0012431; Column25: 0; Column26: 0; Column27: 0.018615; Column28: 0.0012431; Column29: 0.0017202; Column30: 0.015337; Column31: 0; Column32: 0.015337; Column33: 0.0010242 | WLDFR | HFTD - Distribution - Tier 3 - 5QU CoRE ¦ 1QU LoRE | Red Flag Warning - Small Fires | 2034 | 1.2178e-06 | 1.2178e-06 | 0.087211 | 0.040679 | 0.0017655 | 0.044766 | 0 | 0 | 0.0012904 | 1.0621e-07 | 0 | 1.0621e-07 | 1.0621e-07 | 0 | 1.0621e-07 | 0 | 5.8509e-07 | 1.2825e-06 | 0 | 1.2825e-06 | [17 empty] | 7.3.3.17.5 (Remote Grid) Updates to grid topology to minimize risk of ignition in HFTDs Remote GridWLDFRContact from objectAggregated | WLDFR | HFTD - Distribution - Tier 2 - 3QU CoRE ¦ 2QU LoRE | Red Flag Warning - Small Fires | Contact from object | Aggregated | 2034 | 2.7641e-05 | 791.1377 | 0.021868 | 2034 | Mitigation | 0.95 | 45 | 0 | esc | 0.00097009 | 2.6814e-08 | 0.00097009 | 2.6814e-08
[35 empty] | 7.3.3.17.6 Updates to grid topology to minimize risk of ignition in HFTDs Butte County Rebuild | WLDFR | HFTD - Distribution - Tier 3 - 5QU CoRE ¦ 4QU LoRE | 2062 | 0.062412 | 0.00072409 | 0.0064555 | 0 | 0.0064555 |  |  |  |  | 0.0013639 | 0.01216 | 0 | 0.01216 | 0.0004029 |  | 0.0007589 | 0.002088 | 0.00013031 | Column23: 0.018615; Column24: 0.0011618; Column25: 0; Column26: 0; Column27: 0.018615; Column28: 0.0011618; Column29: 0.0017202; Column30: 0.015337; Column31: 0; Column32: 0.015337; Column33: 0.00095718 | WLDFR | HFTD - Distribution - Tier 3 - 5QU CoRE ¦ 1QU LoRE | Red Flag Warning - Small Fires | 2035 | 1.2178e-06 | 1.2178e-06 | 0.087211 | 0.040679 | 0.0017655 | 0.044766 | 0 | 0 | 0.0012904 | 1.0621e-07 | 0 | 1.0621e-07 | 1.0621e-07 | 0 | 1.0621e-07 | 0 | 5.8509e-07 | 1.2825e-06 | 0 | 1.2825e-06 | [17 empty] | 7.3.3.17.5 (Remote Grid) Updates to grid topology to minimize risk of ignition in HFTDs Remote GridWLDFRContact from objectAggregated | WLDFR | HFTD - Distribution - Tier 2 - 3QU CoRE ¦ 2QU LoRE | Red Flag Warning - Small Fires | Contact from object | Aggregated | 2035 | 2.7641e-05 | 791.1377 | 0.021868 | 2035 | Mitigation | 0.95 | 45 | 0 | esc | 0.00097009 | 2.6814e-08 | 0.00097009 | 2.6814e-08
[35 empty] | 7.3.3.17.6 Updates to grid topology to minimize risk of ignition in HFTDs Butte County Rebuild | WLDFR | HFTD - Distribution - Tier 3 - 5QU CoRE ¦ 4QU LoRE | 2063 | 0.058329 | 0.00072409 | 0.0067519 | 0 | 0.0067519 |  |  |  |  | 0.0013639 | 0.012718 | 0 | 0.012718 | 0.00039383 |  | 0.00074182 | 0.002088 | 0.00012179 | Column23: 0.01947; Column24: 0.0011356; Column25: 0; Column26: 0; Column27: 0.01947; Column28: 0.0011356; Column29: 0.0017202; Column30: 0.016041; Column31: 0; Column32: 0.016041; Column33: 0.00093563 | WLDFR | HFTD - Distribution - Tier 3 - 5QU CoRE ¦ 1QU LoRE | Red Flag Warning - Small Fires | 2036 | 1.2178e-06 | 1.2178e-06 | 0.087211 | 0.040679 | 0.0017655 | 0.044766 | 0 | 0 | 0.0012904 | 1.0621e-07 | 0 | 1.0621e-07 | 1.0621e-07 | 0 | 1.0621e-07 | 0 | 5.8509e-07 | 1.2825e-06 | 0 | 1.2825e-06 | [17 empty] | 7.3.3.17.5 (Remote Grid) Updates to grid topology to minimize risk of ignition in HFTDs Remote GridWLDFRContact from objectAggregated | WLDFR | HFTD - Distribution - Tier 2 - 3QU CoRE ¦ 2QU LoRE | Red Flag Warning - Small Fires | Contact from object | Aggregated | 2036 | 2.7641e-05 | 791.1377 | 0.021868 | 2036 | Mitigation | 0.95 | 45 | 0 | esc | 0.00097009 | 2.6814e-08 | 0.00097009 | 2.6814e-08
[35 empty] | 7.3.3.17.6 Updates to grid topology to minimize risk of ignition in HFTDs Butte County Rebuild | WLDFR | HFTD - Distribution - Tier 3 - 5QU CoRE ¦ 4QU LoRE | 2064 | 0.054513 | 0.00072409 | 0.0067519 | 0 | 0.0067519 |  |  |  |  | 0.0013639 | 0.012718 | 0 | 0.012718 | 0.00036807 |  | 0.00069329 | 0.002088 | 0.00011382 | Column23: 0.01947; Column24: 0.0010614; Column25: 0; Column26: 0; Column27: 0.01947; Column28: 0.0010614; Column29: 0.0017202; Column30: 0.016041; Column31: 0; Column32: 0.016041; Column33: 0.00087442 | WLDFR | HFTD - Distribution - Tier 3 - 5QU CoRE ¦ 1QU LoRE | Red Flag Warning - Small Fires | 2037 | 1.2178e-06 | 1.2178e-06 | 0.087211 | 0.040679 | 0.0017655 | 0.044766 | 0 | 0 | 0.0012904 | 1.0621e-07 | 0 | 1.0621e-07 | 1.0621e-07 | 0 | 1.0621e-07 | 0 | 5.8509e-07 | 1.2825e-06 | 0 | 1.2825e-06 | [17 empty] | 7.3.3.17.5 (Remote Grid) Updates to grid topology to minimize risk of ignition in HFTDs Remote GridWLDFRContact from objectAggregated | WLDFR | HFTD - Distribution - Tier 2 - 3QU CoRE ¦ 2QU LoRE | Red Flag Warning - Small Fires | Contact from object | Aggregated | 2037 | 2.7641e-05 | 791.1377 | 0.021868 | 2037 | Mitigation | 0.95 | 45 | 0 | esc | 0.00097009 | 2.6814e-08 | 0.00097009 | 2.6814e-08
[35 empty] | 7.3.3.17.6 Updates to grid topology to minimize risk of ignition in HFTDs Butte County Rebuild | WLDFR | HFTD - Distribution - Tier 3 - 5QU CoRE ¦ 4QU LoRE | 2065 | 0.050946 | 0.00072409 | 0.0067519 | 0 | 0.0067519 |  |  |  |  | 0.0013639 | 0.012718 | 0 | 0.012718 | 0.00034399 |  | 0.00064793 | 0.002088 | 0.00010638 | Column23: 0.01947; Column24: 0.00099192; Column25: 0; Column26: 0; Column27: 0.01947; Column28: 0.00099192; Column29: 0.0017202; Column30: 0.016041; Column31: 0; Column32: 0.016041; Column33: 0.00081721 | WLDFR | HFTD - Distribution - Tier 3 - 5QU CoRE ¦ 1QU LoRE | Red Flag Warning - Small Fires | 2038 | 1.2178e-06 | 1.2178e-06 | 0.091184 | 0.042438 | 0.0018418 | 0.046905 | 0 | 0 | 0.0012904 | 1.1105e-07 | 0 | 1.1105e-07 | 1.1105e-07 | 0 | 1.1105e-07 | 0 | 6.1175e-07 | 1.341e-06 | 0 | 1.341e-06 | [17 empty] | 7.3.3.17.5 (Remote Grid) Updates to grid topology to minimize risk of ignition in HFTDs Remote GridWLDFRContact from objectAggregated | WLDFR | HFTD - Distribution - Tier 2 - 3QU CoRE ¦ 2QU LoRE | Red Flag Warning - Small Fires | Contact from object | Aggregated | 2038 | 2.7641e-05 | 791.1377 | 0.021868 | 2038 | Mitigation | 0.95 | 45 | 0 | esc | 0.00097009 | 2.6814e-08 | 0.00097009 | 2.6814e-08
[35 empty] | 7.3.3.17.6 Updates to grid topology to minimize risk of ignition in HFTDs Butte County Rebuild | WLDFR | HFTD - Distribution - Tier 3 - 5QU CoRE ¦ 4QU LoRE | 2066 | 0.047613 | 0.00072409 | 0.0067519 | 0 | 0.0067519 |  |  |  |  | 0.0013639 | 0.012718 | 0 | 0.012718 | 0.00032148 |  | 0.00060555 | 0.002088 | 9.9416e-05 | Column23: 0.01947; Column24: 0.00092703; Column25: 0; Column26: 0; Column27: 0.01947; Column28: 0.00092703; Column29: 0.0017202; Column30: 0.016041; Column31: 0; Column32: 0.016041; Column33: 0.00076375 | WLDFR | HFTD - Distribution - Tier 3 - 5QU CoRE ¦ 1QU LoRE | Red Flag Warning - Small Fires | 2039 | 1.2178e-06 | 1.2178e-06 | 0.091184 | 0.042438 | 0.0018418 | 0.046905 | 0 | 0 | 0.0012904 | 1.1105e-07 | 0 | 1.1105e-07 | 1.1105e-07 | 0 | 1.1105e-07 | 0 | 6.1175e-07 | 1.341e-06 | 0 | 1.341e-06 | [17 empty] | 7.3.3.17.5 (Remote Grid) Updates to grid topology to minimize risk of ignition in HFTDs Remote GridWLDFRContact from objectAggregated | WLDFR | HFTD - Distribution - Tier 2 - 3QU CoRE ¦ 2QU LoRE | Red Flag Warning - Small Fires | Contact from object | Aggregated | 2039 | 2.7641e-05 | 791.1377 | 0.021868 | 2039 | Mitigation | 0.95 | 45 | 0 | esc | 0.00097009 | 2.6814e-08 | 0.00097009 | 2.6814e-08
[35 empty] | 7.3.3.17.6 Updates to grid topology to minimize risk of ignition in HFTDs Butte County Rebuild | WLDFR | HFTD - Distribution - Tier 3 - 5QU CoRE ¦ 4QU LoRE | 2067 | 0.044499 | 0.00072409 | 0.0067519 | 0 | 0.0067519 |  |  |  |  | 0.0013639 | 0.012718 | 0 | 0.012718 | 0.00030045 |  | 0.00056593 | 0.002088 | 9.2912e-05 | Column23: 0.01947; Column24: 0.00086638; Column25: 0; Column26: 0; Column27: 0.01947; Column28: 0.00086638; Column29: 0.0017202; Column30: 0.016041; Column31: 0; Column32: 0.016041; Column33: 0.00071379 | WLDFR | HFTD - Distribution - Tier 3 - 5QU CoRE ¦ 1QU LoRE | Red Flag Warning - Small Fires | 2040 | 1.2178e-06 | 1.2178e-06 | 0.091184 | 0.042438 | 0.0018418 | 0.046905 | 0 | 0 | 0.0012904 | 1.1105e-07 | 0 | 1.1105e-07 | 1.1105e-07 | 0 | 1.1105e-07 | 0 | 6.1175e-07 | 1.341e-06 | 0 | 1.341e-06 | [17 empty] | 7.3.3.17.5 (Remote Grid) Updates to grid topology to minimize risk of ignition in HFTDs Remote GridWLDFRContact from objectAggregated | WLDFR | HFTD - Distribution - Tier 2 - 3QU CoRE ¦ 2QU LoRE | Red Flag Warning - Small Fires | Contact from object | Aggregated | 2040 | 2.7641e-05 | 791.1377 | 0.021868 | 2040 | Mitigation | 0.95 | 45 | 0 | esc | 0.00097009 | 2.6814e-08 | 0.00097009 | 2.6814e-08
[35 empty] | 7.3.3.17.6 Updates to grid topology to minimize risk of ignition in HFTDs Butte County Rebuild | WLDFR | HFTD - Distribution - Tier 3 - 5QU CoRE ¦ 4QU LoRE | 2068 | 0.041587 | 0.00072409 | 0.0070471 | 0 | 0.0070471 |  |  |  |  | 0.0013639 | 0.013274 | 0 | 0.013274 | 0.00029307 |  | 0.00055203 | 0.002088 | 8.6834e-05 | Column23: 0.020321; Column24: 0.0008451; Column25: 0; Column26: 0; Column27: 0.020321; Column28: 0.0008451; Column29: 0.0017202; Column30: 0.016742; Column31: 0; Column32: 0.016742; Column33: 0.00069626 | WLDFR | HFTD - Distribution - Tier 3 - 5QU CoRE ¦ 1QU LoRE | Red Flag Warning - Small Fires | 2041 | 1.2178e-06 | 1.2178e-06 | 0.091184 | 0.042438 | 0.0018418 | 0.046905 | 0 | 0 | 0.0012904 | 1.1105e-07 | 0 | 1.1105e-07 | 1.1105e-07 | 0 | 1.1105e-07 | 0 | 6.1175e-07 | 1.341e-06 | 0 | 1.341e-06 | [17 empty] | 7.3.3.17.5 (Remote Grid) Updates to grid topology to minimize risk of ignition in HFTDs Remote GridWLDFRContact from objectAggregated | WLDFR | HFTD - Distribution - Tier 2 - 3QU CoRE ¦ 2QU LoRE | Red Flag Warning - Small Fires | Contact from object | Aggregated | 2041 | 2.7641e-05 | 791.1377 | 0.021868 | 2041 | Mitigation | 0.95 | 45 | 0 | esc | 0.00097009 | 2.6814e-08 | 0.00097009 | 2.6814e-08
[35 empty] | 7.3.3.17.6 Updates to grid topology to minimize risk of ignition in HFTDs Butte County Rebuild | WLDFR | HFTD - Distribution - Tier 3 - 5QU CoRE ¦ 4QU LoRE | 2069 | 0.038867 | 0.00072409 | 0.0070471 | 0 | 0.0070471 |  |  |  |  | 0.0013639 | 0.013274 | 0 | 0.013274 | 0.0002739 |  | 0.00051592 | 0.002088 | 8.1153e-05 | Column23: 0.020321; Column24: 0.00078982; Column25: 0; Column26: 0; Column27: 0.020321; Column28: 0.00078982; Column29: 0.0017202; Column30: 0.016742; Column31: 0; Column32: 0.016742; Column33: 0.00065071 | WLDFR | HFTD - Distribution - Tier 3 - 5QU CoRE ¦ 1QU LoRE | Red Flag Warning - Small Fires | 2042 | 1.2178e-06 | 1.2178e-06 | 0.091184 | 0.042438 | 0.0018418 | 0.046905 | 0 | 0 | 0.0012904 | 1.1105e-07 | 0 | 1.1105e-07 | 1.1105e-07 | 0 | 1.1105e-07 | 0 | 6.1175e-07 | 1.341e-06 | 0 | 1.341e-06 | [17 empty] | 7.3.3.17.5 (Remote Grid) Updates to grid topology to minimize risk of ignition in HFTDs Remote GridWLDFRContact from objectAggregated | WLDFR | HFTD - Distribution - Tier 2 - 3QU CoRE ¦ 2QU LoRE | Red Flag Warning - Small Fires | Contact from object | Aggregated | 2042 | 2.7641e-05 | 791.1377 | 0.021868 | 2042 | Mitigation | 0.95 | 45 | 0 | esc | 0.00097009 | 2.6814e-08 | 0.00097009 | 2.6814e-08
[35 empty] | 7.3.3.17.6 Updates to grid topology to minimize risk of ignition in HFTDs Butte County Rebuild | WLDFR | HFTD - Distribution - Tier 3 - 5QU CoRE ¦ 4QU LoRE | 2070 | 0.036324 | 0.00072409 | 0.0070471 | 0 | 0.0070471 |  |  |  |  | 0.0013639 | 0.013274 | 0 | 0.013274 | 0.00025598 |  | 0.00048217 | 0.002088 | 7.5844e-05 | Column23: 0.020321; Column24: 0.00073815; Column25: 0; Column26: 0; Column27: 0.020321; Column28: 0.00073815; Column29: 0.0017202; Column30: 0.016742; Column31: 0; Column32: 0.016742; Column33: 0.00060814 | WLDFR | HFTD - Distribution - Tier 3 - 5QU CoRE ¦ 1QU LoRE | Red Flag Warning - Small Fires | 2043 | 1.2178e-06 | 1.2178e-06 | 0.095486 | 0.044306 | 0.0019228 | 0.049257 | 0 | 0 | 0.0012904 | 1.1629e-07 | 0 | 1.1629e-07 | 1.1629e-07 | 0 | 1.1629e-07 | 0 | 6.4061e-07 | 1.4042e-06 | 0 | 1.4042e-06 | [17 empty] | 7.3.3.17.5 (Remote Grid) Updates to grid topology to minimize risk of ignition in HFTDs Remote GridWLDFRContact from objectAggregated | WLDFR | HFTD - Distribution - Tier 2 - 3QU CoRE ¦ 2QU LoRE | Red Flag Warning - Small Fires | Contact from object | Aggregated | 2043 | 2.7641e-05 | 791.1377 | 0.021868 | 2043 | Mitigation | 0.95 | 45 | 0 | esc | 0.00097009 | 2.6814e-08 | 0.00097009 | 2.6814e-08
[35 empty] | 7.3.3.17.6 Updates to grid topology to minimize risk of ignition in HFTDs Butte County Rebuild | WLDFR | HFTD - Distribution - Tier 3 - 5QU CoRE ¦ 4QU LoRE | 2071 | 0.033948 | 0.00072409 | 0.0070471 | 0 | 0.0070471 |  |  |  |  | 0.0013639 | 0.013274 | 0 | 0.013274 | 0.00023923 |  | 0.00045062 | 0.002088 | 7.0882e-05 | Column23: 0.020321; Column24: 0.00068986; Column25: 0; Column26: 0; Column27: 0.020321; Column28: 0.00068986; Column29: 0.0017202; Column30: 0.016742; Column31: 0; Column32: 0.016742; Column33: 0.00056835 | WLDFR | HFTD - Distribution - Tier 3 - 5QU CoRE ¦ 1QU LoRE | Red Flag Warning - Small Fires | 2044 | 1.2178e-06 | 1.2178e-06 | 0.095486 | 0.044306 | 0.0019228 | 0.049257 | 0 | 0 | 0.0012904 | 1.1629e-07 | 0 | 1.1629e-07 | 1.1629e-07 | 0 | 1.1629e-07 | 0 | 6.4061e-07 | 1.4042e-06 | 0 | 1.4042e-06 | [17 empty] | 7.3.3.17.5 (Remote Grid) Updates to grid topology to minimize risk of ignition in HFTDs Remote GridWLDFRContact from objectAggregated | WLDFR | HFTD - Distribution - Tier 2 - 3QU CoRE ¦ 2QU LoRE | Red Flag Warning - Small Fires | Contact from object | Aggregated | 2044 | 2.7641e-05 | 791.1377 | 0.021868 | 2044 | Mitigation | 0.95 | 45 | 0 | esc | 0.00097009 | 2.6814e-08 | 0.00097009 | 2.6814e-08
[35 empty] | 7.3.3.17.6 Updates to grid topology to minimize risk of ignition in HFTDs Butte County Rebuild | WLDFR | HFTD - Distribution - Tier 3 - 5QU CoRE ¦ 4QU LoRE | 2072 | 0.031727 | 0.00072409 | 0.0070471 | 0 | 0.0070471 |  |  |  |  | 0.0013639 | 0.013274 | 0 | 0.013274 | 0.00022358 |  | 0.00042114 | 0.002088 | 6.6245e-05 | Column23: 0.020321; Column24: 0.00064473; Column25: 0; Column26: 0; Column27: 0.020321; Column28: 0.00064473; Column29: 0.0017202; Column30: 0.016742; Column31: 0; Column32: 0.016742; Column33: 0.00053117 | WLDFR | HFTD - Distribution - Tier 3 - 5QU CoRE ¦ 1QU LoRE | Red Flag Warning - Small Fires | 2045 | 1.2178e-06 | 1.2178e-06 | 0.095486 | 0.044306 | 0.0019228 | 0.049257 | 0 | 0 | 0.0012904 | 1.1629e-07 | 0 | 1.1629e-07 | 1.1629e-07 | 0 | 1.1629e-07 | 0 | 6.4061e-07 | 1.4042e-06 | 0 | 1.4042e-06 | [17 empty] | 7.3.3.17.5 (Remote Grid) Updates to grid topology to minimize risk of ignition in HFTDs Remote GridWLDFRContact from objectAggregated | WLDFR | HFTD - Distribution - Tier 2 - 3QU CoRE ¦ 2QU LoRE | Red Flag Warning - Small Fires | Contact from object | Aggregated | 2045 | 2.7641e-05 | 791.1377 | 0.021868 | 2045 | Mitigation | 0.95 | 45 | 0 | esc | 0.00097009 | 2.6814e-08 | 0.00097009 | 2.6814e-08
[35 empty] | 7.3.3.17.6 Updates to grid topology to minimize risk of ignition in HFTDs Butte County Rebuild | WLDFR | HFTD - Distribution - Tier 3 - 5QU CoRE ¦ 4QU LoRE | 2073 | 0.029651 | 0.00072409 | 0.0073376 | 0 | 0.0073376 |  |  |  |  | 0.0013639 | 0.013821 | 0 | 0.013821 | 0.00021757 |  | 0.00040981 | 0.002088 | 6.1911e-05 | Column23: 0.021159; Column24: 0.00062738; Column25: 0; Column26: 0; Column27: 0.021159; Column28: 0.00062738; Column29: 0.0017202; Column30: 0.017432; Column31: 0; Column32: 0.017432; Column33: 0.00051688 | WLDFR | HFTD - Distribution - Tier 3 - 5QU CoRE ¦ 1QU LoRE | Red Flag Warning - Small Fires | 2046 | 1.2178e-06 | 1.2178e-06 | 0.095486 | 0.044306 | 0.0019228 | 0.049257 | 0 | 0 | 0.0012904 | 1.1629e-07 | 0 | 1.1629e-07 | 1.1629e-07 | 0 | 1.1629e-07 | 0 | 6.4061e-07 | 1.4042e-06 | 0 | 1.4042e-06 | [17 empty] | 7.3.3.17.5 (Remote Grid) Updates to grid topology to minimize risk of ignition in HFTDs Remote GridWLDFRContact from objectAggregated | WLDFR | HFTD - Distribution - Tier 2 - 3QU CoRE ¦ 2QU LoRE | Red Flag Warning - Small Fires | Contact from object | Aggregated | 2046 | 2.7641e-05 | 791.1377 | 0.021868 | 2046 | Mitigation | 0.95 | 45 | 0 | esc | 0.00097009 | 2.6814e-08 | 0.00097009 | 2.6814e-08
[35 empty] | 7.3.3.17.6 Updates to grid topology to minimize risk of ignition in HFTDs Butte County Rebuild | WLDFR | HFTD - Distribution - Tier 3 - 5QU CoRE ¦ 4QU LoRE | 2074 | 0.027711 | 0.00072409 | 0.0073376 | 0 | 0.0073376 |  |  |  |  | 0.0013639 | 0.013821 | 0 | 0.013821 | 0.00020333 |  | 0.000383 | 0.002088 | 5.7861e-05 | Column23: 0.021159; Column24: 0.00058634; Column25: 0; Column26: 0; Column27: 0.021159; Column28: 0.00058634; Column29: 0.0017202; Column30: 0.017432; Column31: 0; Column32: 0.017432; Column33: 0.00048307 | WLDFR | HFTD - Distribution - Tier 3 - 5QU CoRE ¦ 1QU LoRE | Red Flag Warning - Small Fires | 2047 | 1.2178e-06 | 1.2178e-06 | 0.095486 | 0.044306 | 0.0019228 | 0.049257 | 0 | 0 | 0.0012904 | 1.1629e-07 | 0 | 1.1629e-07 | 1.1629e-07 | 0 | 1.1629e-07 | 0 | 6.4061e-07 | 1.4042e-06 | 0 | 1.4042e-06 | [17 empty] | 7.3.3.17.5 (Remote Grid) Updates to grid topology to minimize risk of ignition in HFTDs Remote GridWLDFRContact from objectAggregated | WLDFR | HFTD - Distribution - Tier 2 - 3QU CoRE ¦ 2QU LoRE | Red Flag Warning - Small Fires | Contact from object | Aggregated | 2047 | 2.7641e-05 | 791.1377 | 0.021868 | 2047 | Mitigation | 0.95 | 45 | 0 | esc | 0.00097009 | 2.6814e-08 | 0.00097009 | 2.6814e-08
[35 empty] | 7.3.3.17.6 Updates to grid topology to minimize risk of ignition in HFTDs Butte County Rebuild | WLDFR | HFTD - Distribution - Tier 3 - 5QU CoRE ¦ 4QU LoRE | 2075 | 0.025899 | 0 | 0 | 0 | 0 |  |  |  |  | 0.0013639 | 0.013821 | 0 | 0.013821 | 0 |  | 0.00035795 | 0.0013639 | 3.5323e-05 | Column23: 0.013821; Column24: 0.00035795; Column25: 0; Column26: 0; Column27: 0.013821; Column28: 0.00035795; Column29: 0.0017202; Column30: 0.017432; Column31: 0; Column32: 0.017432; Column33: 0.00045146 | WLDFR | HFTD - Distribution - Tier 3 - 5QU CoRE ¦ 1QU LoRE | Red Flag Warning - Small Fires | 2048 | 1.2178e-06 | 1.2178e-06 | 0.10007 | 0.04626 | 0.0020076 | 0.051804 | 0 | 0 | 0.0012904 | 1.2187e-07 | 0 | 1.2187e-07 | 1.2187e-07 | 0 | 1.2187e-07 | 0 | 6.7138e-07 | 1.4717e-06 | 0 | 1.4717e-06 | [17 empty] | 7.3.3.17.5 (Remote Grid) Updates to grid topology to minimize risk of ignition in HFTDs Remote GridWLDFRContact from objectAggregated | WLDFR | HFTD - Distribution - Tier 2 - 3QU CoRE ¦ 2QU LoRE | Red Flag Warning - Small Fires | Contact from object | Aggregated | 2048 | 2.7641e-05 | 791.1377 | 0.021868 | 2048 | Mitigation | 0.95 | 45 | 0 | esc | 0.00097009 | 2.6814e-08 | 0.00097009 | 2.6814e-08
[35 empty] | 7.3.3.17.6 Updates to grid topology to minimize risk of ignition in HFTDs Butte County Rebuild | WLDFR | HFTD - Distribution - Tier 3 - 5QU CoRE ¦ 4QU LoRE | 2076 | 0.024204 | 0 | 0 | 0 | 0 |  |  |  |  | 0.0013639 | 0.013821 | 0 | 0.013821 | 0 |  | 0.00033453 | 0.0013639 | 3.3012e-05 | Column23: 0.013821; Column24: 0.00033453; Column25: 0; Column26: 0; Column27: 0.013821; Column28: 0.00033453; Column29: 0.0017202; Column30: 0.017432; Column31: 0; Column32: 0.017432; Column33: 0.00042193 | WLDFR | HFTD - Distribution - Tier 3 - 5QU CoRE ¦ 1QU LoRE | Red Flag Warning - Small Fires | 2049 | 1.2178e-06 | 1.2178e-06 | 0.10007 | 0.04626 | 0.0020076 | 0.051804 | 0 | 0 | 0.0012904 | 1.2187e-07 | 0 | 1.2187e-07 | 1.2187e-07 | 0 | 1.2187e-07 | 0 | 6.7138e-07 | 1.4717e-06 | 0 | 1.4717e-06 | [17 empty] | 7.3.3.17.5 (Remote Grid) Updates to grid topology to minimize risk of ignition in HFTDs Remote GridWLDFRContact from objectAggregated | WLDFR | HFTD - Distribution - Tier 2 - 3QU CoRE ¦ 2QU LoRE | Red Flag Warning - Small Fires | Contact from object | Aggregated | 2049 | 2.7641e-05 | 791.1377 | 0.021868 | 2049 | Mitigation | 0.95 | 45 | 0 | esc | 0.00097009 | 2.6814e-08 | 0.00097009 | 2.6814e-08
[35 empty] | 7.3.3.17.6 Updates to grid topology to minimize risk of ignition in HFTDs Butte County Rebuild | WLDFR | HFTD - Distribution - Tier 3 - 5QU CoRE ¦ 4QU LoRE | 2077 | 0.022621 | 0 | 0 | 0 | 0 |  |  |  |  | 0 | 0 | 0 | 0 | 0 |  | 0 | 0 | 0 | Column23: 0; Column24: 0; Column25: 0; Column26: 0; Column27: 0; Column28: 0; Column29: 0.0017202; Column30: 0.017432; Column31: 0; Column32: 0.017432; Column33: 0.00039433 | WLDFR | HFTD - Distribution - Tier 3 - 5QU CoRE ¦ 1QU LoRE | Red Flag Warning - Small Fires | 2050 | 1.2178e-06 | 1.2178e-06 | 0.10007 | 0.04626 | 0.0020076 | 0.051804 | 0 | 0 | 0.0012904 | 1.2187e-07 | 0 | 1.2187e-07 | 1.2187e-07 | 0 | 1.2187e-07 | 0 | 6.7138e-07 | 1.4717e-06 | 0 | 1.4717e-06 | [17 empty] | 7.3.3.17.5 (Remote Grid) Updates to grid topology to minimize risk of ignition in HFTDs Remote GridWLDFRContact from objectAggregated | WLDFR | HFTD - Distribution - Tier 2 - 3QU CoRE ¦ 2QU LoRE | Red Flag Warning - Small Fires | Contact from object | Aggregated | 2050 | 2.7641e-05 | 791.1377 | 0.021868 | 2050 | Mitigation | 0.95 | 45 | 0 | esc | 0.00097009 | 2.6814e-08 | 0.00097009 | 2.6814e-08
[35 empty] | 7.3.3.17.6 Updates to grid topology to minimize risk of ignition in HFTDs Butte County Rebuild | WLDFR | HFTD - Distribution - Tier 3 - 5QU CoRE ¦ 5QU LoRE | 2020 | 1 | 0.0005179 | 0.002836 | 0 | 0.002836 |  |  |  |  | 0 | 0 | 0 | 0 | 0.002836 |  | 0 | 0.0005179 | 0.0005179 | Column23: 0.002836; Column24: 0.002836; Column25: 0; Column26: 0; Column27: 0.002836; Column28: 0.002836; Column29: 0; Column30: 0; Column31: 0; Column32: 0; Column33: 0 | WLDFR | HFTD - Distribution - Tier 3 - 5QU CoRE ¦ 1QU LoRE | Red Flag Warning - Small Fires | 2051 | 1.2178e-06 | 1.2178e-06 | 0.10007 | 0.04626 | 0.0020076 | 0.051804 | 0 | 0 | 0.0012904 | 1.2187e-07 | 0 | 1.2187e-07 | 1.2187e-07 | 0 | 1.2187e-07 | 0 | 6.7138e-07 | 1.4717e-06 | 0 | 1.4717e-06 | [17 empty] | 7.3.3.17.5 (Remote Grid) Updates to grid topology to minimize risk of ignition in HFTDs Remote GridWLDFRContact from objectAggregated | WLDFR | HFTD - Distribution - Tier 2 - 3QU CoRE ¦ 2QU LoRE | Red Flag Warning - Small Fires | Contact from object | Aggregated | 2051 | 2.7641e-05 | 791.1377 | 0.021868 | 2051 | Mitigation | 0.95 | 45 | 0 | esc | 0.00097009 | 2.6814e-08 | 0.00097009 | 2.6814e-08
[35 empty] | 7.3.3.17.6 Updates to grid topology to minimize risk of ignition in HFTDs Butte County Rebuild | WLDFR | HFTD - Distribution - Tier 3 - 5QU CoRE ¦ 5QU LoRE | 2021 | 1 | 0.0005179 | 0.002836 | 0 | 0.002836 |  |  |  |  | 0 | 0 | 0 | 0 | 0.002836 |  | 0 | 0.0005179 | 0.0005179 | Column23: 0.002836; Column24: 0.002836; Column25: 0; Column26: 0; Column27: 0.002836; Column28: 0.002836; Column29: 0; Column30: 0; Column31: 0; Column32: 0; Column33: 0 | WLDFR | HFTD - Distribution - Tier 3 - 5QU CoRE ¦ 1QU LoRE | Red Flag Warning - Small Fires | 2052 | 1.2178e-06 | 1.2178e-06 | 0.10007 | 0.04626 | 0.0020076 | 0.051804 | 0 | 0 | 0.0012904 | 1.2187e-07 | 0 | 1.2187e-07 | 1.2187e-07 | 0 | 1.2187e-07 | 0 | 6.7138e-07 | 1.4717e-06 | 0 | 1.4717e-06 | [17 empty] | 7.3.3.17.5 (Remote Grid) Updates to grid topology to minimize risk of ignition in HFTDs Remote GridWLDFRContact from objectAggregated | WLDFR | HFTD - Distribution - Tier 2 - 3QU CoRE ¦ 2QU LoRE | Red Flag Warning - Small Fires | Contact from object | Aggregated | 2052 | 2.7641e-05 | 791.1377 | 0.021868 | 2052 | Mitigation | 0.95 | 45 | 0 | esc | 0.00097009 | 2.6814e-08 | 0.00097009 | 2.6814e-08
[35 empty] | 7.3.3.17.6 Updates to grid topology to minimize risk of ignition in HFTDs Butte County Rebuild | WLDFR | HFTD - Distribution - Tier 3 - 5QU CoRE ¦ 5QU LoRE | 2022 | 0.93458 | 0.00051164 | 0.0028269 | 0 | 0.0028269 |  |  |  |  | 0.00091475 | 0.0050541 | 0 | 0.0050541 | 0.0026419 |  | 0.0047235 | 0.0014264 | 0.0013331 | Column23: 0.007881; Column24: 0.0073654; Column25: 0; Column26: 0; Column27: 0.007881; Column28: 0.0073654; Column29: 0; Column30: 0; Column31: 0; Column32: 0; Column33: 0 | WLDFR | HFTD - Distribution - Tier 3 - 5QU CoRE ¦ 1QU LoRE | Red Flag Warning - Small Fires | 2053 | 1.2178e-06 | 1.2178e-06 | 0.10489 | 0.048274 | 0.002095 | 0.054525 | 0 | 0 | 0.0012904 | 1.2774e-07 | 0 | 1.2774e-07 | 1.2774e-07 | 0 | 1.2774e-07 | 0 | 7.0373e-07 | 1.5426e-06 | 0 | 1.5426e-06 | [17 empty] | 7.3.3.17.5 (Remote Grid) Updates to grid topology to minimize risk of ignition in HFTDs Remote GridWLDFRContact from objectAggregated | WLDFR | HFTD - Distribution - Tier 2 - 3QU CoRE ¦ 2QU LoRE | Red Flag Warning - Small Fires | Contact from object | Aggregated | 2053 | 2.7641e-05 | 791.1377 | 0.021868 | 2053 | Mitigation | 0.95 | 45 | 0 | esc | 0.00097009 | 2.6814e-08 | 0.00097009 | 2.6814e-08
[35 empty] | 7.3.3.17.6 Updates to grid topology to minimize risk of ignition in HFTDs Butte County Rebuild | WLDFR | HFTD - Distribution - Tier 3 - 5QU CoRE ¦ 5QU LoRE | 2023 | 0.87344 | 0.00051164 | 0.0029303 | 0 | 0.0029303 |  |  |  |  | 0.00091475 | 0.0052391 | 0 | 0.0052391 | 0.0025595 |  | 0.004576 | 0.0014264 | 0.0012459 | Column23: 0.0081694; Column24: 0.0071355; Column25: 0; Column26: 0; Column27: 0.0081694; Column28: 0.0071355; Column29: 0.0011537; Column30: 0.0066078; Column31: 0; Column32: 0.0066078; Column33: 0.0057715 | WLDFR | HFTD - Distribution - Tier 3 - 5QU CoRE ¦ 1QU LoRE | Red Flag Warning - Small Fires | 2054 | 1.2178e-06 | 1.2178e-06 | 0.10489 | 0.048274 | 0.002095 | 0.054525 | 0 | 0 | 0.0012904 | 1.2774e-07 | 0 | 1.2774e-07 | 1.2774e-07 | 0 | 1.2774e-07 | 0 | 7.0373e-07 | 1.5426e-06 | 0 | 1.5426e-06 | [17 empty] | 7.3.3.17.5 (Remote Grid) Updates to grid topology to minimize risk of ignition in HFTDs Remote GridWLDFRContact from objectAggregated | WLDFR | HFTD - Distribution - Tier 2 - 3QU CoRE ¦ 2QU LoRE | Red Flag Warning - Small Fires | Contact from object | Aggregated | 2054 | 2.7641e-05 | 791.1377 | 0.021868 | 2054 | Mitigation | 0.95 | 45 | 0 | esc | 0.00097009 | 2.6814e-08 | 0.00097009 | 2.6814e-08
[35 empty] | 7.3.3.17.6 Updates to grid topology to minimize risk of ignition in HFTDs Butte County Rebuild | WLDFR | HFTD - Distribution - Tier 3 - 5QU CoRE ¦ 5QU LoRE | 2024 | 0.8163 | 0.00051164 | 0.0029303 | 0 | 0.0029303 |  |  |  |  | 0.00091475 | 0.0052391 | 0 | 0.0052391 | 0.002392 |  | 0.0042766 | 0.0014264 | 0.0011644 | Column23: 0.0081694; Column24: 0.0066687; Column25: 0; Column26: 0; Column27: 0.0081694; Column28: 0.0066687; Column29: 0.0011537; Column30: 0.0066078; Column31: 0; Column32: 0.0066078; Column33: 0.005394 | WLDFR | HFTD - Distribution - Tier 3 - 5QU CoRE ¦ 1QU LoRE | Red Flag Warning - Small Fires | 2055 | 1.2178e-06 | 1.2178e-06 | 0.10489 | 0.048274 | 0.002095 | 0.054525 | 0 | 0 | 0.0012904 | 1.2774e-07 | 0 | 1.2774e-07 | 1.2774e-07 | 0 | 1.2774e-07 | 0 | 7.0373e-07 | 1.5426e-06 | 0 | 1.5426e-06 | [17 empty] | 7.3.3.17.5 (Remote Grid) Updates to grid topology to minimize risk of ignition in HFTDs Remote GridWLDFRContact from objectAggregated | WLDFR | HFTD - Distribution - Tier 2 - 3QU CoRE ¦ 2QU LoRE | Red Flag Warning - Small Fires | Contact from object | Aggregated | 2055 | 2.7641e-05 | 791.1377 | 0.021868 | 2055 | Mitigation | 0.95 | 45 | 0 | esc | 0.00097009 | 2.6814e-08 | 0.00097009 | 2.6814e-08
[35 empty] | 7.3.3.17.6 Updates to grid topology to minimize risk of ignition in HFTDs Butte County Rebuild | WLDFR | HFTD - Distribution - Tier 3 - 5QU CoRE ¦ 5QU LoRE | 2025 | 0.7629 | 0.00051164 | 0.0029303 | 0 | 0.0029303 |  |  |  |  | 0.00091475 | 0.0052391 | 0 | 0.0052391 | 0.0022355 |  | 0.0039969 | 0.0014264 | 0.0010882 | Column23: 0.0081694; Column24: 0.0062324; Column25: 0; Column26: 0; Column27: 0.0081694; Column28: 0.0062324; Column29: 0.0011537; Column30: 0.0066078; Column31: 0; Column32: 0.0066078; Column33: 0.0050411 | WLDFR | HFTD - Distribution - Tier 3 - 5QU CoRE ¦ 1QU LoRE | Red Flag Warning - Small Fires | 2056 | 1.2178e-06 | 1.2178e-06 | 0.10489 | 0.048274 | 0.002095 | 0.054525 | 0 | 0 | 0.0012904 | 1.2774e-07 | 0 | 1.2774e-07 | 1.2774e-07 | 0 | 1.2774e-07 | 0 | 7.0373e-07 | 1.5426e-06 | 0 | 1.5426e-06 | [17 empty] | 7.3.3.17.5 (Remote Grid) Updates to grid topology to minimize risk of ignition in HFTDs Remote GridWLDFRContact from objectAggregated | WLDFR | HFTD - Distribution - Tier 2 - 3QU CoRE ¦ 2QU LoRE | Red Flag Warning - Small Fires | Contact from object | Aggregated | 2056 | 2.7641e-05 | 791.1377 | 0.021868 | 2056 | Mitigation | 0.95 | 45 | 0 | esc | 0.00097009 | 2.6814e-08 | 0.00097009 | 2.6814e-08
[35 empty] | 7.3.3.17.6 Updates to grid topology to minimize risk of ignition in HFTDs Butte County Rebuild | WLDFR | HFTD - Distribution - Tier 3 - 5QU CoRE ¦ 5QU LoRE | 2026 | 0.71299 | 0.00051164 | 0.0029303 | 0 | 0.0029303 |  |  |  |  | 0.00091475 | 0.0052391 | 0 | 0.0052391 | 0.0020893 |  | 0.0037354 | 0.0014264 | 0.001017 | Column23: 0.0081694; Column24: 0.0058247; Column25: 0; Column26: 0; Column27: 0.0081694; Column28: 0.0058247; Column29: 0.0011537; Column30: 0.0066078; Column31: 0; Column32: 0.0066078; Column33: 0.0047113 | WLDFR | HFTD - Distribution - Tier 3 - 5QU CoRE ¦ 1QU LoRE | Red Flag Warning - Small Fires | 2057 | 1.2178e-06 | 1.2178e-06 | 0.10489 | 0.048274 | 0.002095 | 0.054525 | 0 | 0 | 0.0012904 | 1.2774e-07 | 0 | 1.2774e-07 | 1.2774e-07 | 0 | 1.2774e-07 | 0 | 7.0373e-07 | 1.5426e-06 | 0 | 1.5426e-06 | [17 empty] | 7.3.3.17.5 (Remote Grid) Updates to grid topology to minimize risk of ignition in HFTDs Remote GridWLDFRContact from objectAggregated | WLDFR | HFTD - Distribution - Tier 2 - 3QU CoRE ¦ 2QU LoRE | Red Flag Warning - Small Fires | Contact from object | Aggregated | 2057 | 2.7641e-05 | 791.1377 | 0.021868 | 2057 | Mitigation | 0.95 | 45 | 0 | esc | 0.00097009 | 2.6814e-08 | 0.00097009 | 2.6814e-08
[35 empty] | 7.3.3.17.6 Updates to grid topology to minimize risk of ignition in HFTDs Butte County Rebuild | WLDFR | HFTD - Distribution - Tier 3 - 5QU CoRE ¦ 5QU LoRE | 2027 | 0.66634 | 0.00051164 | 0.0029303 | 0 | 0.0029303 |  |  |  |  | 0.00091475 | 0.0052391 | 0 | 0.0052391 | 0.0019526 |  | 0.003491 | 0.0014264 | 0.00095047 | Column23: 0.0081694; Column24: 0.0054436; Column25: 0; Column26: 0; Column27: 0.0081694; Column28: 0.0054436; Column29: 0.0011537; Column30: 0.0066078; Column31: 0; Column32: 0.0066078; Column33: 0.0044031 | WLDFR | HFTD - Distribution - Tier 3 - 5QU CoRE ¦ 1QU LoRE | Red Flag Warning - Small Fires | 2058 | 1.2178e-06 | 1.2178e-06 | 0.1099 | 0.050325 | 0.0021839 | 0.057393 | 0 | 0 | 0.0012904 | 1.3384e-07 | 0 | 1.3384e-07 | 1.3384e-07 | 0 | 1.3384e-07 | 0 | 7.3733e-07 | 1.6162e-06 | 0 | 1.6162e-06 | [17 empty] | 7.3.3.17.5 (Remote Grid) Updates to grid topology to minimize risk of ignition in HFTDs Remote GridWLDFRContact from objectAggregated | WLDFR | HFTD - Distribution - Tier 2 - 3QU CoRE ¦ 2QU LoRE | Red Flag Warning - Small Fires | Contact from object | Aggregated | 2058 | 2.7641e-05 | 791.1377 | 0.021868 | 2058 | Mitigation | 0.95 | 45 | 0 | esc | 0.00097009 | 2.6814e-08 | 0.00097009 | 2.6814e-08
[35 empty] | 7.3.3.17.6 Updates to grid topology to minimize risk of ignition in HFTDs Butte County Rebuild | WLDFR | HFTD - Distribution - Tier 3 - 5QU CoRE ¦ 5QU LoRE | 2028 | 0.62275 | 0.00051164 | 0.0030607 | 0 | 0.0030607 |  |  |  |  | 0.00091475 | 0.0054722 | 0 | 0.0054722 | 0.0019061 |  | 0.0034078 | 0.0014264 | 0.00088829 | Column23: 0.0085329; Column24: 0.0053139; Column25: 0; Column26: 0; Column27: 0.0085329; Column28: 0.0053139; Column29: 0.0011537; Column30: 0.0069019; Column31: 0; Column32: 0.0069019; Column33: 0.0042981 | WLDFR | HFTD - Distribution - Tier 3 - 5QU CoRE ¦ 1QU LoRE | Red Flag Warning - Small Fires | 2059 | 1.2178e-06 | 1.2178e-06 | 0.1099 | 0.050325 | 0.0021839 | 0.057393 | 0 | 0 | 0.0012904 | 1.3384e-07 | 0 | 1.3384e-07 | 1.3384e-07 | 0 | 1.3384e-07 | 0 | 7.3733e-07 | 1.6162e-06 | 0 | 1.6162e-06 | [17 empty] | 7.3.3.17.5 (Remote Grid) Updates to grid topology to minimize risk of ignition in HFTDs Remote GridWLDFRContact from objectAggregated | WLDFR | HFTD - Distribution - Tier 2 - 3QU CoRE ¦ 2QU LoRE | Red Flag Warning - Small Fires | Contact from object | Aggregated | 2059 | 2.7641e-05 | 791.1377 | 0.021868 | 2059 | Mitigation | 0.95 | 45 | 0 | esc | 0.00097009 | 2.6814e-08 | 0.00097009 | 2.6814e-08
[35 empty] | 7.3.3.17.6 Updates to grid topology to minimize risk of ignition in HFTDs Butte County Rebuild | WLDFR | HFTD - Distribution - Tier 3 - 5QU CoRE ¦ 5QU LoRE | 2029 | 0.58201 | 0.00051164 | 0.0030607 | 0 | 0.0030607 |  |  |  |  | 0.00091475 | 0.0054722 | 0 | 0.0054722 | 0.0017814 |  | 0.0031849 | 0.0014264 | 0.00083017 | Column23: 0.0085329; Column24: 0.0049662; Column25: 0; Column26: 0; Column27: 0.0085329; Column28: 0.0049662; Column29: 0.0011537; Column30: 0.0069019; Column31: 0; Column32: 0.0069019; Column33: 0.0040169 | WLDFR | HFTD - Distribution - Tier 3 - 5QU CoRE ¦ 1QU LoRE | Red Flag Warning - Small Fires | 2060 | 1.2178e-06 | 1.2178e-06 | 0.1099 | 0.050325 | 0.0021839 | 0.057393 | 0 | 0 | 0.0012904 | 1.3384e-07 | 0 | 1.3384e-07 | 1.3384e-07 | 0 | 1.3384e-07 | 0 | 7.3733e-07 | 1.6162e-06 | 0 | 1.6162e-06 | [17 empty] | 7.3.3.17.5 (Remote Grid) Updates to grid topology to minimize risk of ignition in HFTDs Remote GridWLDFRContact from objectAggregated | WLDFR | HFTD - Distribution - Tier 2 - 3QU CoRE ¦ 2QU LoRE | Red Flag Warning - Small Fires | Contact from object | Aggregated | 2060 | 2.7641e-05 | 791.1377 | 0.021868 | 2060 | Mitigation | 0.95 | 45 | 0 | esc | 0.00097009 | 2.6814e-08 | 0.00097009 | 2.6814e-08
[35 empty] | 7.3.3.17.6 Updates to grid topology to minimize risk of ignition in HFTDs Butte County Rebuild | WLDFR | HFTD - Distribution - Tier 3 - 5QU CoRE ¦ 5QU LoRE | 2030 | 0.54393 | 0.00051164 | 0.0030607 | 0 | 0.0030607 |  |  |  |  | 0.00091475 | 0.0054722 | 0 | 0.0054722 | 0.0016648 |  | 0.0029765 | 0.0014264 | 0.00077586 | Column23: 0.0085329; Column24: 0.0046413; Column25: 0; Column26: 0; Column27: 0.0085329; Column28: 0.0046413; Column29: 0.0011537; Column30: 0.0069019; Column31: 0; Column32: 0.0069019; Column33: 0.0037542 | WLDFR | HFTD - Distribution - Tier 3 - 5QU CoRE ¦ 1QU LoRE | Red Flag Warning - Small Fires | 2061 | 1.2178e-06 | 1.2178e-06 | 0.1099 | 0.050325 | 0.0021839 | 0.057393 | 0 | 0 | 0.0012904 | 1.3384e-07 | 0 | 1.3384e-07 | 1.3384e-07 | 0 | 1.3384e-07 | 0 | 7.3733e-07 | 1.6162e-06 | 0 | 1.6162e-06 | [17 empty] | 7.3.3.17.5 (Remote Grid) Updates to grid topology to minimize risk of ignition in HFTDs Remote GridWLDFRContact from objectAggregated | WLDFR | HFTD - Distribution - Tier 2 - 3QU CoRE ¦ 2QU LoRE | Red Flag Warning - Small Fires | Contact from object | Aggregated | 2061 | 2.7641e-05 | 791.1377 | 0.021868 | 2061 | Mitigation | 0.95 | 45 | 0 | esc | 0.00097009 | 2.6814e-08 | 0.00097009 | 2.6814e-08
[35 empty] | 7.3.3.17.6 Updates to grid topology to minimize risk of ignition in HFTDs Butte County Rebuild | WLDFR | HFTD - Distribution - Tier 3 - 5QU CoRE ¦ 5QU LoRE | 2031 | 0.50835 | 0.00051164 | 0.0030607 | 0 | 0.0030607 |  |  |  |  | 0.00091475 | 0.0054722 | 0 | 0.0054722 | 0.0015559 |  | 0.0027818 | 0.0014264 | 0.00072511 | Column23: 0.0085329; Column24: 0.0043377; Column25: 0; Column26: 0; Column27: 0.0085329; Column28: 0.0043377; Column29: 0.0011537; Column30: 0.0069019; Column31: 0; Column32: 0.0069019; Column33: 0.0035086 | WLDFR | HFTD - Distribution - Tier 3 - 5QU CoRE ¦ 1QU LoRE | Red Flag Warning - Small Fires | 2062 | 1.2178e-06 | 1.2178e-06 | 0.1099 | 0.050325 | 0.0021839 | 0.057393 | 0 | 0 | 0.0012904 | 1.3384e-07 | 0 | 1.3384e-07 | 1.3384e-07 | 0 | 1.3384e-07 | 0 | 7.3733e-07 | 1.6162e-06 | 0 | 1.6162e-06 | [17 empty] | 7.3.3.17.5 (Remote Grid) Updates to grid topology to minimize risk of ignition in HFTDs Remote GridWLDFRContact from objectAggregated | WLDFR | HFTD - Distribution - Tier 2 - 3QU CoRE ¦ 2QU LoRE | Red Flag Warning - Small Fires | Contact from object | Aggregated | 2062 | 2.7641e-05 | 791.1377 | 0.021868 | 2062 | Mitigation | 0.95 | 45 | 0 | esc | 0.00097009 | 2.6814e-08 | 0.00097009 | 2.6814e-08
[35 empty] | 7.3.3.17.6 Updates to grid topology to minimize risk of ignition in HFTDs Butte County Rebuild | WLDFR | HFTD - Distribution - Tier 3 - 5QU CoRE ¦ 5QU LoRE | 2032 | 0.47509 | 0.00051164 | 0.0030607 | 0 | 0.0030607 |  |  |  |  | 0.00091475 | 0.0054722 | 0 | 0.0054722 | 0.0014541 |  | 0.0025998 | 0.0014264 | 0.00067767 | Column23: 0.0085329; Column24: 0.0040539; Column25: 0; Column26: 0; Column27: 0.0085329; Column28: 0.0040539; Column29: 0.0011537; Column30: 0.0069019; Column31: 0; Column32: 0.0069019; Column33: 0.003279 | WLDFR | HFTD - Distribution - Tier 3 - 5QU CoRE ¦ 1QU LoRE | Red Flag Warning - Small Fires | 2063 | 1.2178e-06 | 1.2178e-06 | 0.11504 | 0.052388 | 0.0022734 | 0.060377 | 0 | 0 | 0.0012904 | 1.401e-07 | 0 | 1.401e-07 | 1.401e-07 | 0 | 1.401e-07 | 0 | 7.7179e-07 | 1.6918e-06 | 0 | 1.6918e-06 | [17 empty] | 7.3.3.17.5 (Remote Grid) Updates to grid topology to minimize risk of ignition in HFTDs Remote GridWLDFRContact from objectAggregated | WLDFR | HFTD - Distribution - Tier 2 - 3QU CoRE ¦ 2QU LoRE | Red Flag Warning - Small Fires | Contact from object | Aggregated | 2063 | 2.7641e-05 | 791.1377 | 0.021868 | 2063 | Mitigation | 0.95 | 45 | 0 | esc | 0.00097009 | 2.6814e-08 | 0.00097009 | 2.6814e-08
[35 empty] | 7.3.3.17.6 Updates to grid topology to minimize risk of ignition in HFTDs Butte County Rebuild | WLDFR | HFTD - Distribution - Tier 3 - 5QU CoRE ¦ 5QU LoRE | 2033 | 0.44401 | 0.00051164 | 0.0032056 | 0 | 0.0032056 |  |  |  |  | 0.00091475 | 0.0057313 | 0 | 0.0057313 | 0.0014233 |  | 0.0025448 | 0.0014264 | 0.00063334 | Column23: 0.008937; Column24: 0.0039681; Column25: 0; Column26: 0; Column27: 0.008937; Column28: 0.0039681; Column29: 0.0011537; Column30: 0.0072287; Column31: 0; Column32: 0.0072287; Column33: 0.0032096 | WLDFR | HFTD - Distribution - Tier 3 - 5QU CoRE ¦ 1QU LoRE | Red Flag Warning - Small Fires | 2064 | 1.2178e-06 | 1.2178e-06 | 0.11504 | 0.052388 | 0.0022734 | 0.060377 | 0 | 0 | 0.0012904 | 1.401e-07 | 0 | 1.401e-07 | 1.401e-07 | 0 | 1.401e-07 | 0 | 7.7179e-07 | 1.6918e-06 | 0 | 1.6918e-06 | [17 empty] | 7.3.3.17.5 (Remote Grid) Updates to grid topology to minimize risk of ignition in HFTDs Remote GridWLDFRContact from objectAggregated | WLDFR | HFTD - Distribution - Tier 2 - 3QU CoRE ¦ 2QU LoRE | Red Flag Warning - Small Fires | Contact from object | Aggregated | 2064 | 2.7641e-05 | 791.1377 | 0.021868 | 2064 | Mitigation | 0.95 | 45 | 0 | esc | 0.00097009 | 2.6814e-08 | 0.00097009 | 2.6814e-08
[35 empty] | 7.3.3.17.6 Updates to grid topology to minimize risk of ignition in HFTDs Butte County Rebuild | WLDFR | HFTD - Distribution - Tier 3 - 5QU CoRE ¦ 5QU LoRE | 2034 | 0.41496 | 0.00051164 | 0.0032056 | 0 | 0.0032056 |  |  |  |  | 0.00091475 | 0.0057313 | 0 | 0.0057313 | 0.0013302 |  | 0.0023783 | 0.0014264 | 0.0005919 | Column23: 0.008937; Column24: 0.0037085; Column25: 0; Column26: 0; Column27: 0.008937; Column28: 0.0037085; Column29: 0.0011537; Column30: 0.0072287; Column31: 0; Column32: 0.0072287; Column33: 0.0029997 | WLDFR | HFTD - Distribution - Tier 3 - 5QU CoRE ¦ 1QU LoRE | Red Flag Warning - Small Fires | 2065 | 1.2178e-06 | 1.2178e-06 | 0.11504 | 0.052388 | 0.0022734 | 0.060377 | 0 | 0 | 0.0012904 | 1.401e-07 | 0 | 1.401e-07 | 1.401e-07 | 0 | 1.401e-07 | 0 | 7.7179e-07 | 1.6918e-06 | 0 | 1.6918e-06 | [17 empty] | 7.3.3.17.5 (Remote Grid) Updates to grid topology to minimize risk of ignition in HFTDs Remote GridWLDFRContact from objectAggregated | WLDFR | HFTD - Distribution - Tier 2 - 3QU CoRE ¦ 2QU LoRE | Red Flag Warning - Small Fires | Contact from object | Aggregated | 2065 | 2.7641e-05 | 791.1377 | 0.021868 | 2065 | Mitigation | 0.95 | 45 | 0 | esc | 0.00097009 | 2.6814e-08 | 0.00097009 | 2.6814e-08
[35 empty] | 7.3.3.17.6 Updates to grid topology to minimize risk of ignition in HFTDs Butte County Rebuild | WLDFR | HFTD - Distribution - Tier 3 - 5QU CoRE ¦ 5QU LoRE | 2035 | 0.38782 | 0.00051164 | 0.0032056 | 0 | 0.0032056 |  |  |  |  | 0.00091475 | 0.0057313 | 0 | 0.0057313 | 0.0012432 |  | 0.0022227 | 0.0014264 | 0.00055318 | Column23: 0.008937; Column24: 0.0034659; Column25: 0; Column26: 0; Column27: 0.008937; Column28: 0.0034659; Column29: 0.0011537; Column30: 0.0072287; Column31: 0; Column32: 0.0072287; Column33: 0.0028034 | WLDFR | HFTD - Distribution - Tier 3 - 5QU CoRE ¦ 1QU LoRE | Red Flag Warning - Small Fires | 2066 | 1.2178e-06 | 1.2178e-06 | 0.11504 | 0.052388 | 0.0022734 | 0.060377 | 0 | 0 | 0.0012904 | 1.401e-07 | 0 | 1.401e-07 | 1.401e-07 | 0 | 1.401e-07 | 0 | 7.7179e-07 | 1.6918e-06 | 0 | 1.6918e-06 | [17 empty] | 7.3.3.17.5 (Remote Grid) Updates to grid topology to minimize risk of ignition in HFTDs Remote GridWLDFRContact from objectAggregated | WLDFR | HFTD - Distribution - Tier 2 - 3QU CoRE ¦ 2QU LoRE | Red Flag Warning - Small Fires | Contact from object | Aggregated | 2066 | 2.7641e-05 | 791.1377 | 0.021868 | 2066 | Mitigation | 0.95 | 45 | 0 | esc | 0.00097009 | 2.6814e-08 | 0.00097009 | 2.6814e-08
[35 empty] | 7.3.3.17.6 Updates to grid topology to minimize risk of ignition in HFTDs Butte County Rebuild | WLDFR | HFTD - Distribution - Tier 3 - 5QU CoRE ¦ 5QU LoRE | 2036 | 0.36245 | 0.00051164 | 0.0032056 | 0 | 0.0032056 |  |  |  |  | 0.00091475 | 0.0057313 | 0 | 0.0057313 | 0.0011619 |  | 0.0020773 | 0.0014264 | 0.00051699 | Column23: 0.008937; Column24: 0.0032392; Column25: 0; Column26: 0; Column27: 0.008937; Column28: 0.0032392; Column29: 0.0011537; Column30: 0.0072287; Column31: 0; Column32: 0.0072287; Column33: 0.00262 | WLDFR | HFTD - Distribution - Tier 3 - 5QU CoRE ¦ 1QU LoRE | Red Flag Warning - Small Fires | 2067 | 0 | 1.2178e-06 | 0.11504 | 0.052388 | 0.0022734 | 0.060377 | 0 | 0 | 0.0012904 | 0 | 0 | 0 | 1.401e-07 | 0 | 1.401e-07 | 0 | 7.7179e-07 | 1.6918e-06 | 0 | 1.6918e-06 | [17 empty] | 7.3.3.17.5 (Remote Grid) Updates to grid topology to minimize risk of ignition in HFTDs Remote GridWLDFRContact from objectAggregated | WLDFR | HFTD - Distribution - Tier 2 - 3QU CoRE ¦ 2QU LoRE | Red Flag Warning - Small Fires | Contact from object | Aggregated | 2067 | 2.7641e-05 | 791.1377 | 0.021868 | 2067 | Mitigation | 0.95 | 45 | 0 | esc | 0 | 0 | 0.00097009 | 2.6814e-08
[35 empty] | 7.3.3.17.6 Updates to grid topology to minimize risk of ignition in HFTDs Butte County Rebuild | WLDFR | HFTD - Distribution - Tier 3 - 5QU CoRE ¦ 5QU LoRE | 2037 | 0.33873 | 0.00051164 | 0.0032056 | 0 | 0.0032056 |  |  |  |  | 0.00091475 | 0.0057313 | 0 | 0.0057313 | 0.0010859 |  | 0.0019414 | 0.0014264 | 0.00048317 | Column23: 0.008937; Column24: 0.0030273; Column25: 0; Column26: 0; Column27: 0.008937; Column28: 0.0030273; Column29: 0.0011537; Column30: 0.0072287; Column31: 0; Column32: 0.0072287; Column33: 0.0024486 | WLDFR | HFTD - Distribution - Tier 3 - 5QU CoRE ¦ 2QU LoRE | Non-Red Flag Warning - Catastrophic Fires | 2022 | 5.4849e-11 | 0 | 14146.1306 | 222.2294 | 8585.7228 | 5338.1784 | 0 | 0 | 6.8265e-08 | 7.7591e-07 | 0 | 7.7591e-07 | 0 | 0 | 0 | 0 | 8.0669e-07 | 1.7683e-06 | 0 | 1.7683e-06 | [17 empty] | 7.3.3.17.5 (Remote Grid) Updates to grid topology to minimize risk of ignition in HFTDs Remote GridWLDFRContaminationAggregated | WLDFR | HFTD - Distribution - Tier 2 - 3QU CoRE ¦ 2QU LoRE | Red Flag Warning - Small Fires | Contamination | Aggregated | 2022 | 2.122e-07 | 791.1377 | 0.00016788 | 2022 | Mitigation | 0.95 | 45 | 0 | esc | 0.00097009 | 2.0585e-10 | 0 | 0
[35 empty] | 7.3.3.17.6 Updates to grid topology to minimize risk of ignition in HFTDs Butte County Rebuild | WLDFR | HFTD - Distribution - Tier 3 - 5QU CoRE ¦ 5QU LoRE | 2038 | 0.31657 | 0.00051164 | 0.003363 | 0 | 0.003363 |  |  |  |  | 0.00091475 | 0.0060127 | 0 | 0.0060127 | 0.0010647 |  | 0.0019035 | 0.0014264 | 0.00045156 | Column23: 0.0093758; Column24: 0.0029681; Column25: 0; Column26: 0; Column27: 0.0093758; Column28: 0.0029681; Column29: 0.0011537; Column30: 0.0075836; Column31: 0; Column32: 0.0075836; Column33: 0.0024008 | WLDFR | HFTD - Distribution - Tier 3 - 5QU CoRE ¦ 2QU LoRE | Non-Red Flag Warning - Catastrophic Fires | 2023 | 5.4849e-11 | 5.4849e-11 | 14664.6376 | 233.2301 | 8896.516 | 5534.8915 | 0 | 0 | 6.8265e-08 | 8.0435e-07 | 0 | 8.0435e-07 | 8.0435e-07 | 0 | 8.0435e-07 | 0 | 8.0669e-07 | 1.7683e-06 | 0 | 1.7683e-06 | [17 empty] | 7.3.3.17.5 (Remote Grid) Updates to grid topology to minimize risk of ignition in HFTDs Remote GridWLDFRContaminationAggregated | WLDFR | HFTD - Distribution - Tier 2 - 3QU CoRE ¦ 2QU LoRE | Red Flag Warning - Small Fires | Contamination | Aggregated | 2023 | 2.122e-07 | 791.1377 | 0.00016788 | 2023 | Mitigation | 0.95 | 45 | 0 | esc | 0.00097009 | 2.0585e-10 | 0.00097009 | 2.0585e-10
[35 empty] | 7.3.3.17.6 Updates to grid topology to minimize risk of ignition in HFTDs Butte County Rebuild | WLDFR | HFTD - Distribution - Tier 3 - 5QU CoRE ¦ 5QU LoRE | 2039 | 0.29586 | 0.00051164 | 0.003363 | 0 | 0.003363 |  |  |  |  | 0.00091475 | 0.0060127 | 0 | 0.0060127 | 0.000995 |  | 0.0017789 | 0.0014264 | 0.00042202 | Column23: 0.0093758; Column24: 0.0027739; Column25: 0; Column26: 0; Column27: 0.0093758; Column28: 0.0027739; Column29: 0.0011537; Column30: 0.0075836; Column31: 0; Column32: 0.0075836; Column33: 0.0022437 | WLDFR | HFTD - Distribution - Tier 3 - 5QU CoRE ¦ 2QU LoRE | Non-Red Flag Warning - Catastrophic Fires | 2024 | 5.4849e-11 | 5.4849e-11 | 14664.6376 | 233.2301 | 8896.516 | 5534.8915 | 0 | 0 | 6.8265e-08 | 8.0435e-07 | 0 | 8.0435e-07 | 8.0435e-07 | 0 | 8.0435e-07 | 0 | 8.0669e-07 | 1.7683e-06 | 0 | 1.7683e-06 | [17 empty] | 7.3.3.17.5 (Remote Grid) Updates to grid topology to minimize risk of ignition in HFTDs Remote GridWLDFRContaminationAggregated | WLDFR | HFTD - Distribution - Tier 2 - 3QU CoRE ¦ 2QU LoRE | Red Flag Warning - Small Fires | Contamination | Aggregated | 2024 | 2.122e-07 | 791.1377 | 0.00016788 | 2024 | Mitigation | 0.95 | 45 | 0 | esc | 0.00097009 | 2.0585e-10 | 0.00097009 | 2.0585e-10
[35 empty] | 7.3.3.17.6 Updates to grid topology to minimize risk of ignition in HFTDs Butte County Rebuild | WLDFR | HFTD - Distribution - Tier 3 - 5QU CoRE ¦ 5QU LoRE | 2040 | 0.27651 | 0.00051164 | 0.003363 | 0 | 0.003363 |  |  |  |  | 0.00091475 | 0.0060127 | 0 | 0.0060127 | 0.00092991 |  | 0.0016626 | 0.0014264 | 0.00039441 | Column23: 0.0093758; Column24: 0.0025925; Column25: 0; Column26: 0; Column27: 0.0093758; Column28: 0.0025925; Column29: 0.0011537; Column30: 0.0075836; Column31: 0; Column32: 0.0075836; Column33: 0.0020969 | WLDFR | HFTD - Distribution - Tier 3 - 5QU CoRE ¦ 2QU LoRE | Non-Red Flag Warning - Catastrophic Fires | 2025 | 5.4849e-11 | 5.4849e-11 | 14664.6376 | 233.2301 | 8896.516 | 5534.8915 | 0 | 0 | 6.8265e-08 | 8.0435e-07 | 0 | 8.0435e-07 | 8.0435e-07 | 0 | 8.0435e-07 | 0 | 0 | 1.7683e-06 | 0 | 1.7683e-06 | [17 empty] | 7.3.3.17.5 (Remote Grid) Updates to grid topology to minimize risk of ignition in HFTDs Remote GridWLDFRContaminationAggregated | WLDFR | HFTD - Distribution - Tier 2 - 3QU CoRE ¦ 2QU LoRE | Red Flag Warning - Small Fires | Contamination | Aggregated | 2025 | 2.122e-07 | 791.1377 | 0.00016788 | 2025 | Mitigation | 0.95 | 45 | 0 | esc | 0.00097009 | 2.0585e-10 | 0.00097009 | 2.0585e-10
[35 empty] | 7.3.3.17.6 Updates to grid topology to minimize risk of ignition in HFTDs Butte County Rebuild | WLDFR | HFTD - Distribution - Tier 3 - 5QU CoRE ¦ 5QU LoRE | 2041 | 0.25842 | 0.00051164 | 0.003363 | 0 | 0.003363 |  |  |  |  | 0.00091475 | 0.0060127 | 0 | 0.0060127 | 0.00086907 |  | 0.0015538 | 0.0014264 | 0.00036861 | Column23: 0.0093758; Column24: 0.0024229; Column25: 0; Column26: 0; Column27: 0.0093758; Column28: 0.0024229; Column29: 0.0011537; Column30: 0.0075836; Column31: 0; Column32: 0.0075836; Column33: 0.0019597 | WLDFR | HFTD - Distribution - Tier 3 - 5QU CoRE ¦ 2QU LoRE | Non-Red Flag Warning - Catastrophic Fires | 2026 | 5.4849e-11 | 5.4849e-11 | 14664.6376 | 233.2301 | 8896.516 | 5534.8915 | 0 | 0 | 6.8265e-08 | 8.0435e-07 | 0 | 8.0435e-07 | 8.0435e-07 | 0 | 8.0435e-07 | 0 | 0 | 0 | 0 | 0 | [17 empty] | 7.3.3.17.5 (Remote Grid) Updates to grid topology to minimize risk of ignition in HFTDs Remote GridWLDFRContaminationAggregated | WLDFR | HFTD - Distribution - Tier 2 - 3QU CoRE ¦ 2QU LoRE | Red Flag Warning - Small Fires | Contamination | Aggregated | 2026 | 2.122e-07 | 791.1377 | 0.00016788 | 2026 | Mitigation | 0.95 | 45 | 0 | esc | 0.00097009 | 2.0585e-10 | 0.00097009 | 2.0585e-10
[35 empty] | 7.3.3.17.6 Updates to grid topology to minimize risk of ignition in HFTDs Butte County Rebuild | WLDFR | HFTD - Distribution - Tier 3 - 5QU CoRE ¦ 5QU LoRE | 2042 | 0.24151 | 0.00051164 | 0.003363 | 0 | 0.003363 |  |  |  |  | 0.00091475 | 0.0060127 | 0 | 0.0060127 | 0.00081222 |  | 0.0014522 | 0.0014264 | 0.00034449 | Column23: 0.0093758; Column24: 0.0022644; Column25: 0; Column26: 0; Column27: 0.0093758; Column28: 0.0022644; Column29: 0.0011537; Column30: 0.0075836; Column31: 0; Column32: 0.0075836; Column33: 0.0018315 | WLDFR | HFTD - Distribution - Tier 3 - 5QU CoRE ¦ 2QU LoRE | Non-Red Flag Warning - Catastrophic Fires | 2027 | 5.4849e-11 | 5.4849e-11 | 14664.6376 | 233.2301 | 8896.516 | 5534.8915 | 0 | 0 | 6.8265e-08 | 8.0435e-07 | 0 | 8.0435e-07 | 8.0435e-07 | 0 | 8.0435e-07 | 0 | 0.0001949 | 0 | 0 | 0 | [17 empty] | 7.3.3.17.5 (Remote Grid) Updates to grid topology to minimize risk of ignition in HFTDs Remote GridWLDFRContaminationAggregated | WLDFR | HFTD - Distribution - Tier 2 - 3QU CoRE ¦ 2QU LoRE | Red Flag Warning - Small Fires | Contamination | Aggregated | 2027 | 2.122e-07 | 791.1377 | 0.00016788 | 2027 | Mitigation | 0.95 | 45 | 0 | esc | 0.00097009 | 2.0585e-10 | 0.00097009 | 2.0585e-10
[35 empty] | 7.3.3.17.6 Updates to grid topology to minimize risk of ignition in HFTDs Butte County Rebuild | WLDFR | HFTD - Distribution - Tier 3 - 5QU CoRE ¦ 5QU LoRE | 2043 | 0.22571 | 0.00051164 | 0.0035307 | 0 | 0.0035307 |  |  |  |  | 0.00091475 | 0.0063126 | 0 | 0.0063126 | 0.00079694 |  | 0.0014248 | 0.0014264 | 0.00032196 | Column23: 0.0098433; Column24: 0.0022218; Column25: 0; Column26: 0; Column27: 0.0098433; Column28: 0.0022218; Column29: 0.0011537; Column30: 0.0079618; Column31: 0; Column32: 0.0079618; Column33: 0.0017971 | WLDFR | HFTD - Distribution - Tier 3 - 5QU CoRE ¦ 2QU LoRE | Non-Red Flag Warning - Catastrophic Fires | 2028 | 5.4849e-11 | 5.4849e-11 | 15317.9909 | 247.273 | 9287.6491 | 5783.0689 | 0 | 0 | 6.8265e-08 | 8.4018e-07 | 0 | 8.4018e-07 | 8.4018e-07 | 0 | 8.4018e-07 | 0 | 0.00020205 | 0.00044289 | 0 | 0.00044289 | [17 empty] | 7.3.3.17.5 (Remote Grid) Updates to grid topology to minimize risk of ignition in HFTDs Remote GridWLDFRContaminationAggregated | WLDFR | HFTD - Distribution - Tier 2 - 3QU CoRE ¦ 2QU LoRE | Red Flag Warning - Small Fires | Contamination | Aggregated | 2028 | 2.122e-07 | 791.1377 | 0.00016788 | 2028 | Mitigation | 0.95 | 45 | 0 | esc | 0.00097009 | 2.0585e-10 | 0.00097009 | 2.0585e-10
[35 empty] | 7.3.3.17.6 Updates to grid topology to minimize risk of ignition in HFTDs Butte County Rebuild | WLDFR | HFTD - Distribution - Tier 3 - 5QU CoRE ¦ 5QU LoRE | 2044 | 0.21095 | 0.00051164 | 0.0035307 | 0 | 0.0035307 |  |  |  |  | 0.00091475 | 0.0063126 | 0 | 0.0063126 | 0.0007448 |  | 0.0013316 | 0.0014264 | 0.00030089 | Column23: 0.0098433; Column24: 0.0020764; Column25: 0; Column26: 0; Column27: 0.0098433; Column28: 0.0020764; Column29: 0.0011537; Column30: 0.0079618; Column31: 0; Column32: 0.0079618; Column33: 0.0016795 | WLDFR | HFTD - Distribution - Tier 3 - 5QU CoRE ¦ 2QU LoRE | Non-Red Flag Warning - Catastrophic Fires | 2029 | 5.4849e-11 | 5.4849e-11 | 15317.9909 | 247.273 | 9287.6491 | 5783.0689 | 0 | 0 | 6.8265e-08 | 8.4018e-07 | 0 | 8.4018e-07 | 8.4018e-07 | 0 | 8.4018e-07 | 0 | 0.00020205 | 0.00044289 | 0 | 0.00044289 | [17 empty] | 7.3.3.17.5 (Remote Grid) Updates to grid topology to minimize risk of ignition in HFTDs Remote GridWLDFRContaminationAggregated | WLDFR | HFTD - Distribution - Tier 2 - 3QU CoRE ¦ 2QU LoRE | Red Flag Warning - Small Fires | Contamination | Aggregated | 2029 | 2.122e-07 | 791.1377 | 0.00016788 | 2029 | Mitigation | 0.95 | 45 | 0 | esc | 0.00097009 | 2.0585e-10 | 0.00097009 | 2.0585e-10
[35 empty] | 7.3.3.17.6 Updates to grid topology to minimize risk of ignition in HFTDs Butte County Rebuild | WLDFR | HFTD - Distribution - Tier 3 - 5QU CoRE ¦ 5QU LoRE | 2045 | 0.19715 | 0.00051164 | 0.0035307 | 0 | 0.0035307 |  |  |  |  | 0.00091475 | 0.0063126 | 0 | 0.0063126 | 0.00069607 |  | 0.0012445 | 0.0014264 | 0.00028121 | Column23: 0.0098433; Column24: 0.0019406; Column25: 0; Column26: 0; Column27: 0.0098433; Column28: 0.0019406; Column29: 0.0011537; Column30: 0.0079618; Column31: 0; Column32: 0.0079618; Column33: 0.0015696 | WLDFR | HFTD - Distribution - Tier 3 - 5QU CoRE ¦ 2QU LoRE | Non-Red Flag Warning - Catastrophic Fires | 2030 | 5.4849e-11 | 5.4849e-11 | 15317.9909 | 247.273 | 9287.6491 | 5783.0689 | 0 | 0 | 6.8265e-08 | 8.4018e-07 | 0 | 8.4018e-07 | 8.4018e-07 | 0 | 8.4018e-07 | 0 | 0.00020205 | 0.00044289 | 0 | 0.00044289 | [17 empty] | 7.3.3.17.5 (Remote Grid) Updates to grid topology to minimize risk of ignition in HFTDs Remote GridWLDFRContaminationAggregated | WLDFR | HFTD - Distribution - Tier 2 - 3QU CoRE ¦ 2QU LoRE | Red Flag Warning - Small Fires | Contamination | Aggregated | 2030 | 2.122e-07 | 791.1377 | 0.00016788 | 2030 | Mitigation | 0.95 | 45 | 0 | esc | 0.00097009 | 2.0585e-10 | 0.00097009 | 2.0585e-10
[35 empty] | 7.3.3.17.6 Updates to grid topology to minimize risk of ignition in HFTDs Butte County Rebuild | WLDFR | HFTD - Distribution - Tier 3 - 5QU CoRE ¦ 5QU LoRE | 2046 | 0.18425 | 0.00051164 | 0.0035307 | 0 | 0.0035307 |  |  |  |  | 0.00091475 | 0.0063126 | 0 | 0.0063126 | 0.00065054 |  | 0.0011631 | 0.0014264 | 0.00026281 | Column23: 0.0098433; Column24: 0.0018136; Column25: 0; Column26: 0; Column27: 0.0098433; Column28: 0.0018136; Column29: 0.0011537; Column30: 0.0079618; Column31: 0; Column32: 0.0079618; Column33: 0.001467 | WLDFR | HFTD - Distribution - Tier 3 - 5QU CoRE ¦ 2QU LoRE | Non-Red Flag Warning - Catastrophic Fires | 2031 | 5.4849e-11 | 5.4849e-11 | 15317.9909 | 247.273 | 9287.6491 | 5783.0689 | 0 | 0 | 6.8265e-08 | 8.4018e-07 | 0 | 8.4018e-07 | 8.4018e-07 | 0 | 8.4018e-07 | 0 | 0.00020205 | 0.00044289 | 0 | 0.00044289 | [17 empty] | 7.3.3.17.5 (Remote Grid) Updates to grid topology to minimize risk of ignition in HFTDs Remote GridWLDFRContaminationAggregated | WLDFR | HFTD - Distribution - Tier 2 - 3QU CoRE ¦ 2QU LoRE | Red Flag Warning - Small Fires | Contamination | Aggregated | 2031 | 2.122e-07 | 791.1377 | 0.00016788 | 2031 | Mitigation | 0.95 | 45 | 0 | esc | 0.00097009 | 2.0585e-10 | 0.00097009 | 2.0585e-10
[35 empty] | 7.3.3.17.6 Updates to grid topology to minimize risk of ignition in HFTDs Butte County Rebuild | WLDFR | HFTD - Distribution - Tier 3 - 5QU CoRE ¦ 5QU LoRE | 2047 | 0.1722 | 0.00051164 | 0.0035307 | 0 | 0.0035307 |  |  |  |  | 0.00091475 | 0.0063126 | 0 | 0.0063126 | 0.00060798 |  | 0.001087 | 0.0014264 | 0.00024562 | Column23: 0.0098433; Column24: 0.001695; Column25: 0; Column26: 0; Column27: 0.0098433; Column28: 0.001695; Column29: 0.0011537; Column30: 0.0079618; Column31: 0; Column32: 0.0079618; Column33: 0.001371 | WLDFR | HFTD - Distribution - Tier 3 - 5QU CoRE ¦ 2QU LoRE | Non-Red Flag Warning - Catastrophic Fires | 2032 | 5.4849e-11 | 5.4849e-11 | 15317.9909 | 247.273 | 9287.6491 | 5783.0689 | 0 | 0 | 6.8265e-08 | 8.4018e-07 | 0 | 8.4018e-07 | 8.4018e-07 | 0 | 8.4018e-07 | 0 | 0.00020205 | 0.00044289 | 0 | 0.00044289 | [17 empty] | 7.3.3.17.5 (Remote Grid) Updates to grid topology to minimize risk of ignition in HFTDs Remote GridWLDFRContaminationAggregated | WLDFR | HFTD - Distribution - Tier 2 - 3QU CoRE ¦ 2QU LoRE | Red Flag Warning - Small Fires | Contamination | Aggregated | 2032 | 2.122e-07 | 791.1377 | 0.00016788 | 2032 | Mitigation | 0.95 | 45 | 0 | esc | 0.00097009 | 2.0585e-10 | 0.00097009 | 2.0585e-10
[35 empty] | 7.3.3.17.6 Updates to grid topology to minimize risk of ignition in HFTDs Butte County Rebuild | WLDFR | HFTD - Distribution - Tier 3 - 5QU CoRE ¦ 5QU LoRE | 2048 | 0.16093 | 0.00051164 | 0.0037066 | 0 | 0.0037066 |  |  |  |  | 0.00091475 | 0.006627 | 0 | 0.006627 | 0.00059651 |  | 0.0010665 | 0.0014264 | 0.00022955 | Column23: 0.010334; Column24: 0.001663; Column25: 0; Column26: 0; Column27: 0.010334; Column28: 0.001663; Column29: 0.0011537; Column30: 0.0083584; Column31: 0; Column32: 0.0083584; Column33: 0.0013451 | WLDFR | HFTD - Distribution - Tier 3 - 5QU CoRE ¦ 2QU LoRE | Non-Red Flag Warning - Catastrophic Fires | 2033 | 5.4849e-11 | 5.4849e-11 | 16044.1264 | 263.1074 | 9721.74 | 6059.2791 | 0 | 0 | 6.8265e-08 | 8.8001e-07 | 0 | 8.8001e-07 | 8.8001e-07 | 0 | 8.8001e-07 | 0 | 0.00021105 | 0.00046262 | 0 | 0.00046262 | [17 empty] | 7.3.3.17.5 (Remote Grid) Updates to grid topology to minimize risk of ignition in HFTDs Remote GridWLDFRContaminationAggregated | WLDFR | HFTD - Distribution - Tier 2 - 3QU CoRE ¦ 2QU LoRE | Red Flag Warning - Small Fires | Contamination | Aggregated | 2033 | 2.122e-07 | 791.1377 | 0.00016788 | 2033 | Mitigation | 0.95 | 45 | 0 | esc | 0.00097009 | 2.0585e-10 | 0.00097009 | 2.0585e-10
[35 empty] | 7.3.3.17.6 Updates to grid topology to minimize risk of ignition in HFTDs Butte County Rebuild | WLDFR | HFTD - Distribution - Tier 3 - 5QU CoRE ¦ 5QU LoRE | 2049 | 0.1504 | 0.00051164 | 0.0037066 | 0 | 0.0037066 |  |  |  |  | 0.00091475 | 0.006627 | 0 | 0.006627 | 0.00055748 |  | 0.00099671 | 0.0014264 | 0.00021453 | Column23: 0.010334; Column24: 0.0015542; Column25: 0; Column26: 0; Column27: 0.010334; Column28: 0.0015542; Column29: 0.0011537; Column30: 0.0083584; Column31: 0; Column32: 0.0083584; Column33: 0.0012571 | WLDFR | HFTD - Distribution - Tier 3 - 5QU CoRE ¦ 2QU LoRE | Non-Red Flag Warning - Catastrophic Fires | 2034 | 5.4849e-11 | 5.4849e-11 | 16044.1264 | 263.1074 | 9721.74 | 6059.2791 | 0 | 0 | 6.8265e-08 | 8.8001e-07 | 0 | 8.8001e-07 | 8.8001e-07 | 0 | 8.8001e-07 | 0 | 0.00021105 | 0.00046262 | 0 | 0.00046262 | [17 empty] | 7.3.3.17.5 (Remote Grid) Updates to grid topology to minimize risk of ignition in HFTDs Remote GridWLDFRContaminationAggregated | WLDFR | HFTD - Distribution - Tier 2 - 3QU CoRE ¦ 2QU LoRE | Red Flag Warning - Small Fires | Contamination | Aggregated | 2034 | 2.122e-07 | 791.1377 | 0.00016788 | 2034 | Mitigation | 0.95 | 45 | 0 | esc | 0.00097009 | 2.0585e-10 | 0.00097009 | 2.0585e-10
[35 empty] | 7.3.3.17.6 Updates to grid topology to minimize risk of ignition in HFTDs Butte County Rebuild | WLDFR | HFTD - Distribution - Tier 3 - 5QU CoRE ¦ 5QU LoRE | 2050 | 0.14056 | 0.00051164 | 0.0037066 | 0 | 0.0037066 |  |  |  |  | 0.00091475 | 0.006627 | 0 | 0.006627 | 0.00052101 |  | 0.00093151 | 0.0014264 | 0.0002005 | Column23: 0.010334; Column24: 0.0014525; Column25: 0; Column26: 0; Column27: 0.010334; Column28: 0.0014525; Column29: 0.0011537; Column30: 0.0083584; Column31: 0; Column32: 0.0083584; Column33: 0.0011749 | WLDFR | HFTD - Distribution - Tier 3 - 5QU CoRE ¦ 2QU LoRE | Non-Red Flag Warning - Catastrophic Fires | 2035 | 5.4849e-11 | 5.4849e-11 | 16044.1264 | 263.1074 | 9721.74 | 6059.2791 | 0 | 0 | 6.8265e-08 | 8.8001e-07 | 0 | 8.8001e-07 | 8.8001e-07 | 0 | 8.8001e-07 | 0 | 0.00021105 | 0.00046262 | 0 | 0.00046262 | [17 empty] | 7.3.3.17.5 (Remote Grid) Updates to grid topology to minimize risk of ignition in HFTDs Remote GridWLDFRContaminationAggregated | WLDFR | HFTD - Distribution - Tier 2 - 3QU CoRE ¦ 2QU LoRE | Red Flag Warning - Small Fires | Contamination | Aggregated | 2035 | 2.122e-07 | 791.1377 | 0.00016788 | 2035 | Mitigation | 0.95 | 45 | 0 | esc | 0.00097009 | 2.0585e-10 | 0.00097009 | 2.0585e-10
[35 empty] | 7.3.3.17.6 Updates to grid topology to minimize risk of ignition in HFTDs Butte County Rebuild | WLDFR | HFTD - Distribution - Tier 3 - 5QU CoRE ¦ 5QU LoRE | 2051 | 0.13137 | 0.00051164 | 0.0037066 | 0 | 0.0037066 |  |  |  |  | 0.00091475 | 0.006627 | 0 | 0.006627 | 0.00048693 |  | 0.00087057 | 0.0014264 | 0.00018738 | Column23: 0.010334; Column24: 0.0013575; Column25: 0; Column26: 0; Column27: 0.010334; Column28: 0.0013575; Column29: 0.0011537; Column30: 0.0083584; Column31: 0; Column32: 0.0083584; Column33: 0.001098 | WLDFR | HFTD - Distribution - Tier 3 - 5QU CoRE ¦ 2QU LoRE | Non-Red Flag Warning - Catastrophic Fires | 2036 | 5.4849e-11 | 5.4849e-11 | 16044.1264 | 263.1074 | 9721.74 | 6059.2791 | 0 | 0 | 6.8265e-08 | 8.8001e-07 | 0 | 8.8001e-07 | 8.8001e-07 | 0 | 8.8001e-07 | 0 | 0.00021105 | 0.00046262 | 0 | 0.00046262 | [17 empty] | 7.3.3.17.5 (Remote Grid) Updates to grid topology to minimize risk of ignition in HFTDs Remote GridWLDFRContaminationAggregated | WLDFR | HFTD - Distribution - Tier 2 - 3QU CoRE ¦ 2QU LoRE | Red Flag Warning - Small Fires | Contamination | Aggregated | 2036 | 2.122e-07 | 791.1377 | 0.00016788 | 2036 | Mitigation | 0.95 | 45 | 0 | esc | 0.00097009 | 2.0585e-10 | 0.00097009 | 2.0585e-10
[35 empty] | 7.3.3.17.6 Updates to grid topology to minimize risk of ignition in HFTDs Butte County Rebuild | WLDFR | HFTD - Distribution - Tier 3 - 5QU CoRE ¦ 5QU LoRE | 2052 | 0.12277 | 0.00051164 | 0.0037066 | 0 | 0.0037066 |  |  |  |  | 0.00091475 | 0.006627 | 0 | 0.006627 | 0.00045507 |  | 0.00081362 | 0.0014264 | 0.00017512 | Column23: 0.010334; Column24: 0.0012687; Column25: 0; Column26: 0; Column27: 0.010334; Column28: 0.0012687; Column29: 0.0011537; Column30: 0.0083584; Column31: 0; Column32: 0.0083584; Column33: 0.0010262 | WLDFR | HFTD - Distribution - Tier 3 - 5QU CoRE ¦ 2QU LoRE | Non-Red Flag Warning - Catastrophic Fires | 2037 | 5.4849e-11 | 5.4849e-11 | 16044.1264 | 263.1074 | 9721.74 | 6059.2791 | 0 | 0 | 6.8265e-08 | 8.8001e-07 | 0 | 8.8001e-07 | 8.8001e-07 | 0 | 8.8001e-07 | 0 | 0.00021105 | 0.00046262 | 0 | 0.00046262 | [17 empty] | 7.3.3.17.5 (Remote Grid) Updates to grid topology to minimize risk of ignition in HFTDs Remote GridWLDFRContaminationAggregated | WLDFR | HFTD - Distribution - Tier 2 - 3QU CoRE ¦ 2QU LoRE | Red Flag Warning - Small Fires | Contamination | Aggregated | 2037 | 2.122e-07 | 791.1377 | 0.00016788 | 2037 | Mitigation | 0.95 | 45 | 0 | esc | 0.00097009 | 2.0585e-10 | 0.00097009 | 2.0585e-10
[35 empty] | 7.3.3.17.6 Updates to grid topology to minimize risk of ignition in HFTDs Butte County Rebuild | WLDFR | HFTD - Distribution - Tier 3 - 5QU CoRE ¦ 5QU LoRE | 2053 | 0.11474 | 0.00051164 | 0.0038884 | 0 | 0.0038884 |  |  |  |  | 0.00091475 | 0.0069521 | 0 | 0.0069521 | 0.00044616 |  | 0.00079769 | 0.0014264 | 0.00016367 | Column23: 0.010841; Column24: 0.0012439; Column25: 0; Column26: 0; Column27: 0.010841; Column28: 0.0012439; Column29: 0.0011537; Column30: 0.0087684; Column31: 0; Column32: 0.0087684; Column33: 0.0010061 | WLDFR | HFTD - Distribution - Tier 3 - 5QU CoRE ¦ 2QU LoRE | Non-Red Flag Warning - Catastrophic Fires | 2038 | 5.4849e-11 | 5.4849e-11 | 16832.3912 | 280.5544 | 10192.2718 | 6359.5651 | 0 | 0 | 6.8265e-08 | 9.2325e-07 | 0 | 9.2325e-07 | 9.2325e-07 | 0 | 9.2325e-07 | 0 | 0.00022105 | 0.00048455 | 0 | 0.00048455 | [17 empty] | 7.3.3.17.5 (Remote Grid) Updates to grid topology to minimize risk of ignition in HFTDs Remote GridWLDFRContaminationAggregated | WLDFR | HFTD - Distribution - Tier 2 - 3QU CoRE ¦ 2QU LoRE | Red Flag Warning - Small Fires | Contamination | Aggregated | 2038 | 2.122e-07 | 791.1377 | 0.00016788 | 2038 | Mitigation | 0.95 | 45 | 0 | esc | 0.00097009 | 2.0585e-10 | 0.00097009 | 2.0585e-10
[35 empty] | 7.3.3.17.6 Updates to grid topology to minimize risk of ignition in HFTDs Butte County Rebuild | WLDFR | HFTD - Distribution - Tier 3 - 5QU CoRE ¦ 5QU LoRE | 2054 | 0.10723 | 0.00051164 | 0.0038884 | 0 | 0.0038884 |  |  |  |  | 0.00091475 | 0.0069521 | 0 | 0.0069521 | 0.00041698 |  | 0.0007455 | 0.0014264 | 0.00015296 | Column23: 0.010841; Column24: 0.0011625; Column25: 0; Column26: 0; Column27: 0.010841; Column28: 0.0011625; Column29: 0.0011537; Column30: 0.0087684; Column31: 0; Column32: 0.0087684; Column33: 0.00094028 | WLDFR | HFTD - Distribution - Tier 3 - 5QU CoRE ¦ 2QU LoRE | Non-Red Flag Warning - Catastrophic Fires | 2039 | 5.4849e-11 | 5.4849e-11 | 16832.3912 | 280.5544 | 10192.2718 | 6359.5651 | 0 | 0 | 6.8265e-08 | 9.2325e-07 | 0 | 9.2325e-07 | 9.2325e-07 | 0 | 9.2325e-07 | 0 | 0.00022105 | 0.00048455 | 0 | 0.00048455 | [17 empty] | 7.3.3.17.5 (Remote Grid) Updates to grid topology to minimize risk of ignition in HFTDs Remote GridWLDFRContaminationAggregated | WLDFR | HFTD - Distribution - Tier 2 - 3QU CoRE ¦ 2QU LoRE | Red Flag Warning - Small Fires | Contamination | Aggregated | 2039 | 2.122e-07 | 791.1377 | 0.00016788 | 2039 | Mitigation | 0.95 | 45 | 0 | esc | 0.00097009 | 2.0585e-10 | 0.00097009 | 2.0585e-10
[35 empty] | 7.3.3.17.6 Updates to grid topology to minimize risk of ignition in HFTDs Butte County Rebuild | WLDFR | HFTD - Distribution - Tier 3 - 5QU CoRE ¦ 5QU LoRE | 2055 | 0.10022 | 0.00051164 | 0.0038884 | 0 | 0.0038884 |  |  |  |  | 0.00091475 | 0.0069521 | 0 | 0.0069521 | 0.0003897 |  | 0.00069673 | 0.0014264 | 0.00014295 | Column23: 0.010841; Column24: 0.0010864; Column25: 0; Column26: 0; Column27: 0.010841; Column28: 0.0010864; Column29: 0.0011537; Column30: 0.0087684; Column31: 0; Column32: 0.0087684; Column33: 0.00087876 | WLDFR | HFTD - Distribution - Tier 3 - 5QU CoRE ¦ 2QU LoRE | Non-Red Flag Warning - Catastrophic Fires | 2040 | 5.4849e-11 | 5.4849e-11 | 16832.3912 | 280.5544 | 10192.2718 | 6359.5651 | 0 | 0 | 6.8265e-08 | 9.2325e-07 | 0 | 9.2325e-07 | 9.2325e-07 | 0 | 9.2325e-07 | 0 | 0.00022105 | 0.00048455 | 0 | 0.00048455 | [17 empty] | 7.3.3.17.5 (Remote Grid) Updates to grid topology to minimize risk of ignition in HFTDs Remote GridWLDFRContaminationAggregated | WLDFR | HFTD - Distribution - Tier 2 - 3QU CoRE ¦ 2QU LoRE | Red Flag Warning - Small Fires | Contamination | Aggregated | 2040 | 2.122e-07 | 791.1377 | 0.00016788 | 2040 | Mitigation | 0.95 | 45 | 0 | esc | 0.00097009 | 2.0585e-10 | 0.00097009 | 2.0585e-10
[35 empty] | 7.3.3.17.6 Updates to grid topology to minimize risk of ignition in HFTDs Butte County Rebuild | WLDFR | HFTD - Distribution - Tier 3 - 5QU CoRE ¦ 5QU LoRE | 2056 | 0.093663 | 0.00051164 | 0.0038884 | 0 | 0.0038884 |  |  |  |  | 0.00091475 | 0.0069521 | 0 | 0.0069521 | 0.0003642 |  | 0.00065115 | 0.0014264 | 0.0001336 | Column23: 0.010841; Column24: 0.0010154; Column25: 0; Column26: 0; Column27: 0.010841; Column28: 0.0010154; Column29: 0.0011537; Column30: 0.0087684; Column31: 0; Column32: 0.0087684; Column33: 0.00082127 | WLDFR | HFTD - Distribution - Tier 3 - 5QU CoRE ¦ 2QU LoRE | Non-Red Flag Warning - Catastrophic Fires | 2041 | 5.4849e-11 | 5.4849e-11 | 16832.3912 | 280.5544 | 10192.2718 | 6359.5651 | 0 | 0 | 6.8265e-08 | 9.2325e-07 | 0 | 9.2325e-07 | 9.2325e-07 | 0 | 9.2325e-07 | 0 | 0.00022105 | 0.00048455 | 0 | 0.00048455 | [17 empty] | 7.3.3.17.5 (Remote Grid) Updates to grid topology to minimize risk of ignition in HFTDs Remote GridWLDFRContaminationAggregated | WLDFR | HFTD - Distribution - Tier 2 - 3QU CoRE ¦ 2QU LoRE | Red Flag Warning - Small Fires | Contamination | Aggregated | 2041 | 2.122e-07 | 791.1377 | 0.00016788 | 2041 | Mitigation | 0.95 | 45 | 0 | esc | 0.00097009 | 2.0585e-10 | 0.00097009 | 2.0585e-10
[35 empty] | 7.3.3.17.6 Updates to grid topology to minimize risk of ignition in HFTDs Butte County Rebuild | WLDFR | HFTD - Distribution - Tier 3 - 5QU CoRE ¦ 5QU LoRE | 2057 | 0.087535 | 0.00051164 | 0.0038884 | 0 | 0.0038884 |  |  |  |  | 0.00091475 | 0.0069521 | 0 | 0.0069521 | 0.00034038 |  | 0.00060855 | 0.0014264 | 0.00012486 | Column23: 0.010841; Column24: 0.00094893; Column25: 0; Column26: 0; Column27: 0.010841; Column28: 0.00094893; Column29: 0.0011537; Column30: 0.0087684; Column31: 0; Column32: 0.0087684; Column33: 0.00076755 | WLDFR | HFTD - Distribution - Tier 3 - 5QU CoRE ¦ 2QU LoRE | Non-Red Flag Warning - Catastrophic Fires | 2042 | 5.4849e-11 | 5.4849e-11 | 16832.3912 | 280.5544 | 10192.2718 | 6359.5651 | 0 | 0 | 6.8265e-08 | 9.2325e-07 | 0 | 9.2325e-07 | 9.2325e-07 | 0 | 9.2325e-07 | 0 | 0.00022105 | 0.00048455 | 0 | 0.00048455 | [17 empty] | 7.3.3.17.5 (Remote Grid) Updates to grid topology to minimize risk of ignition in HFTDs Remote GridWLDFRContaminationAggregated | WLDFR | HFTD - Distribution - Tier 2 - 3QU CoRE ¦ 2QU LoRE | Red Flag Warning - Small Fires | Contamination | Aggregated | 2042 | 2.122e-07 | 791.1377 | 0.00016788 | 2042 | Mitigation | 0.95 | 45 | 0 | esc | 0.00097009 | 2.0585e-10 | 0.00097009 | 2.0585e-10
[35 empty] | 7.3.3.17.6 Updates to grid topology to minimize risk of ignition in HFTDs Butte County Rebuild | WLDFR | HFTD - Distribution - Tier 3 - 5QU CoRE ¦ 5QU LoRE | 2058 | 0.081809 | 0.00051164 | 0.004074 | 0 | 0.004074 |  |  |  |  | 0.00091475 | 0.0072839 | 0 | 0.0072839 | 0.00033329 |  | 0.00059589 | 0.0014264 | 0.00011669 | Column23: 0.011358; Column24: 0.00092918; Column25: 0; Column26: 0; Column27: 0.011358; Column28: 0.00092918; Column29: 0.0011537; Column30: 0.0091869; Column31: 0; Column32: 0.0091869; Column33: 0.00075157 | WLDFR | HFTD - Distribution - Tier 3 - 5QU CoRE ¦ 2QU LoRE | Non-Red Flag Warning - Catastrophic Fires | 2043 | 5.4849e-11 | 5.4849e-11 | 17672.0852 | 299.42 | 10692.7362 | 6679.929 | 0 | 0 | 6.8265e-08 | 9.693e-07 | 0 | 9.693e-07 | 9.693e-07 | 0 | 9.693e-07 | 0 | 0.00023191 | 0.00050836 | 0 | 0.00050836 | [17 empty] | 7.3.3.17.5 (Remote Grid) Updates to grid topology to minimize risk of ignition in HFTDs Remote GridWLDFRContaminationAggregated | WLDFR | HFTD - Distribution - Tier 2 - 3QU CoRE ¦ 2QU LoRE | Red Flag Warning - Small Fires | Contamination | Aggregated | 2043 | 2.122e-07 | 791.1377 | 0.00016788 | 2043 | Mitigation | 0.95 | 45 | 0 | esc | 0.00097009 | 2.0585e-10 | 0.00097009 | 2.0585e-10
[35 empty] | 7.3.3.17.6 Updates to grid topology to minimize risk of ignition in HFTDs Butte County Rebuild | WLDFR | HFTD - Distribution - Tier 3 - 5QU CoRE ¦ 5QU LoRE | 2059 | 0.076457 | 0.00051164 | 0.004074 | 0 | 0.004074 |  |  |  |  | 0.00091475 | 0.0072839 | 0 | 0.0072839 | 0.00031149 |  | 0.0005569 | 0.0014264 | 0.00010906 | Column23: 0.011358; Column24: 0.00086839; Column25: 0; Column26: 0; Column27: 0.011358; Column28: 0.00086839; Column29: 0.0011537; Column30: 0.0091869; Column31: 0; Column32: 0.0091869; Column33: 0.0007024 | WLDFR | HFTD - Distribution - Tier 3 - 5QU CoRE ¦ 2QU LoRE | Non-Red Flag Warning - Catastrophic Fires | 2044 | 5.4849e-11 | 5.4849e-11 | 17672.0852 | 299.42 | 10692.7362 | 6679.929 | 0 | 0 | 6.8265e-08 | 9.693e-07 | 0 | 9.693e-07 | 9.693e-07 | 0 | 9.693e-07 | 0 | 0.00023191 | 0.00050836 | 0 | 0.00050836 | [17 empty] | 7.3.3.17.5 (Remote Grid) Updates to grid topology to minimize risk of ignition in HFTDs Remote GridWLDFRContaminationAggregated | WLDFR | HFTD - Distribution - Tier 2 - 3QU CoRE ¦ 2QU LoRE | Red Flag Warning - Small Fires | Contamination | Aggregated | 2044 | 2.122e-07 | 791.1377 | 0.00016788 | 2044 | Mitigation | 0.95 | 45 | 0 | esc | 0.00097009 | 2.0585e-10 | 0.00097009 | 2.0585e-10
[35 empty] | 7.3.3.17.6 Updates to grid topology to minimize risk of ignition in HFTDs Butte County Rebuild | WLDFR | HFTD - Distribution - Tier 3 - 5QU CoRE ¦ 5QU LoRE | 2060 | 0.071455 | 0.00051164 | 0.004074 | 0 | 0.004074 |  |  |  |  | 0.00091475 | 0.0072839 | 0 | 0.0072839 | 0.00029111 |  | 0.00052047 | 0.0014264 | 0.00010192 | Column23: 0.011358; Column24: 0.00081158; Column25: 0; Column26: 0; Column27: 0.011358; Column28: 0.00081158; Column29: 0.0011537; Column30: 0.0091869; Column31: 0; Column32: 0.0091869; Column33: 0.00065645 | WLDFR | HFTD - Distribution - Tier 3 - 5QU CoRE ¦ 2QU LoRE | Non-Red Flag Warning - Catastrophic Fires | 2045 | 5.4849e-11 | 5.4849e-11 | 17672.0852 | 299.42 | 10692.7362 | 6679.929 | 0 | 0 | 6.8265e-08 | 9.693e-07 | 0 | 9.693e-07 | 9.693e-07 | 0 | 9.693e-07 | 0 | 0.00023191 | 0.00050836 | 0 | 0.00050836 | [17 empty] | 7.3.3.17.5 (Remote Grid) Updates to grid topology to minimize risk of ignition in HFTDs Remote GridWLDFRContaminationAggregated | WLDFR | HFTD - Distribution - Tier 2 - 3QU CoRE ¦ 2QU LoRE | Red Flag Warning - Small Fires | Contamination | Aggregated | 2045 | 2.122e-07 | 791.1377 | 0.00016788 | 2045 | Mitigation | 0.95 | 45 | 0 | esc | 0.00097009 | 2.0585e-10 | 0.00097009 | 2.0585e-10
[35 empty] | 7.3.3.17.6 Updates to grid topology to minimize risk of ignition in HFTDs Butte County Rebuild | WLDFR | HFTD - Distribution - Tier 3 - 5QU CoRE ¦ 5QU LoRE | 2061 | 0.06678 | 0.00051164 | 0.004074 | 0 | 0.004074 |  |  |  |  | 0.00091475 | 0.0072839 | 0 | 0.0072839 | 0.00027207 |  | 0.00048642 | 0.0014264 | 9.5255e-05 | Column23: 0.011358; Column24: 0.00075849; Column25: 0; Column26: 0; Column27: 0.011358; Column28: 0.00075849; Column29: 0.0011537; Column30: 0.0091869; Column31: 0; Column32: 0.0091869; Column33: 0.00061351 | WLDFR | HFTD - Distribution - Tier 3 - 5QU CoRE ¦ 2QU LoRE | Non-Red Flag Warning - Catastrophic Fires | 2046 | 5.4849e-11 | 5.4849e-11 | 17672.0852 | 299.42 | 10692.7362 | 6679.929 | 0 | 0 | 6.8265e-08 | 9.693e-07 | 0 | 9.693e-07 | 9.693e-07 | 0 | 9.693e-07 | 0 | 0.00023191 | 0.00050836 | 0 | 0.00050836 | [17 empty] | 7.3.3.17.5 (Remote Grid) Updates to grid topology to minimize risk of ignition in HFTDs Remote GridWLDFRContaminationAggregated | WLDFR | HFTD - Distribution - Tier 2 - 3QU CoRE ¦ 2QU LoRE | Red Flag Warning - Small Fires | Contamination | Aggregated | 2046 | 2.122e-07 | 791.1377 | 0.00016788 | 2046 | Mitigation | 0.95 | 45 | 0 | esc | 0.00097009 | 2.0585e-10 | 0.00097009 | 2.0585e-10
[35 empty] | 7.3.3.17.6 Updates to grid topology to minimize risk of ignition in HFTDs Butte County Rebuild | WLDFR | HFTD - Distribution - Tier 3 - 5QU CoRE ¦ 5QU LoRE | 2062 | 0.062412 | 0.00051164 | 0.004074 | 0 | 0.004074 |  |  |  |  | 0.00091475 | 0.0072839 | 0 | 0.0072839 | 0.00025427 |  | 0.0004546 | 0.0014264 | 8.9024e-05 | Column23: 0.011358; Column24: 0.00070887; Column25: 0; Column26: 0; Column27: 0.011358; Column28: 0.00070887; Column29: 0.0011537; Column30: 0.0091869; Column31: 0; Column32: 0.0091869; Column33: 0.00057337 | WLDFR | HFTD - Distribution - Tier 3 - 5QU CoRE ¦ 2QU LoRE | Non-Red Flag Warning - Catastrophic Fires | 2047 | 5.4849e-11 | 5.4849e-11 | 17672.0852 | 299.42 | 10692.7362 | 6679.929 | 0 | 0 | 6.8265e-08 | 9.693e-07 | 0 | 9.693e-07 | 9.693e-07 | 0 | 9.693e-07 | 0 | 0.00023191 | 0.00050836 | 0 | 0.00050836 | [17 empty] | 7.3.3.17.5 (Remote Grid) Updates to grid topology to minimize risk of ignition in HFTDs Remote GridWLDFRContaminationAggregated | WLDFR | HFTD - Distribution - Tier 2 - 3QU CoRE ¦ 2QU LoRE | Red Flag Warning - Small Fires | Contamination | Aggregated | 2047 | 2.122e-07 | 791.1377 | 0.00016788 | 2047 | Mitigation | 0.95 | 45 | 0 | esc | 0.00097009 | 2.0585e-10 | 0.00097009 | 2.0585e-10
[35 empty] | 7.3.3.17.6 Updates to grid topology to minimize risk of ignition in HFTDs Butte County Rebuild | WLDFR | HFTD - Distribution - Tier 3 - 5QU CoRE ¦ 5QU LoRE | 2063 | 0.058329 | 0.00051164 | 0.0042612 | 0 | 0.0042612 |  |  |  |  | 0.00091475 | 0.0076184 | 0 | 0.0076184 | 0.00024855 |  | 0.00044437 | 0.0014264 | 8.32e-05 | Column23: 0.01188; Column24: 0.00069292; Column25: 0; Column26: 0; Column27: 0.01188; Column28: 0.00069292; Column29: 0.0011537; Column30: 0.0096089; Column31: 0; Column32: 0.0096089; Column33: 0.00056047 | WLDFR | HFTD - Distribution - Tier 3 - 5QU CoRE ¦ 2QU LoRE | Non-Red Flag Warning - Catastrophic Fires | 2048 | 5.4849e-11 | 5.4849e-11 | 18552.3348 | 319.4911 | 11216.5626 | 7016.281 | 0 | 0 | 6.8265e-08 | 1.0176e-06 | 0 | 1.0176e-06 | 1.0176e-06 | 0 | 1.0176e-06 | 0 | 0.00024348 | 0.00053372 | 0 | 0.00053372 | [17 empty] | 7.3.3.17.5 (Remote Grid) Updates to grid topology to minimize risk of ignition in HFTDs Remote GridWLDFRContaminationAggregated | WLDFR | HFTD - Distribution - Tier 2 - 3QU CoRE ¦ 2QU LoRE | Red Flag Warning - Small Fires | Contamination | Aggregated | 2048 | 2.122e-07 | 791.1377 | 0.00016788 | 2048 | Mitigation | 0.95 | 45 | 0 | esc | 0.00097009 | 2.0585e-10 | 0.00097009 | 2.0585e-10
[35 empty] | 7.3.3.17.6 Updates to grid topology to minimize risk of ignition in HFTDs Butte County Rebuild | WLDFR | HFTD - Distribution - Tier 3 - 5QU CoRE ¦ 5QU LoRE | 2064 | 0.054513 | 0.00051164 | 0.0042612 | 0 | 0.0042612 |  |  |  |  | 0.00091475 | 0.0076184 | 0 | 0.0076184 | 0.00023229 |  | 0.0004153 | 0.0014264 | 7.7757e-05 | Column23: 0.01188; Column24: 0.00064759; Column25: 0; Column26: 0; Column27: 0.01188; Column28: 0.00064759; Column29: 0.0011537; Column30: 0.0096089; Column31: 0; Column32: 0.0096089; Column33: 0.0005238 | WLDFR | HFTD - Distribution - Tier 3 - 5QU CoRE ¦ 2QU LoRE | Non-Red Flag Warning - Catastrophic Fires | 2049 | 5.4849e-11 | 5.4849e-11 | 18552.3348 | 319.4911 | 11216.5626 | 7016.281 | 0 | 0 | 6.8265e-08 | 1.0176e-06 | 0 | 1.0176e-06 | 1.0176e-06 | 0 | 1.0176e-06 | 0 | 0.00024348 | 0.00053372 | 0 | 0.00053372 | [17 empty] | 7.3.3.17.5 (Remote Grid) Updates to grid topology to minimize risk of ignition in HFTDs Remote GridWLDFRContaminationAggregated | WLDFR | HFTD - Distribution - Tier 2 - 3QU CoRE ¦ 2QU LoRE | Red Flag Warning - Small Fires | Contamination | Aggregated | 2049 | 2.122e-07 | 791.1377 | 0.00016788 | 2049 | Mitigation | 0.95 | 45 | 0 | esc | 0.00097009 | 2.0585e-10 | 0.00097009 | 2.0585e-10
[35 empty] | 7.3.3.17.6 Updates to grid topology to minimize risk of ignition in HFTDs Butte County Rebuild | WLDFR | HFTD - Distribution - Tier 3 - 5QU CoRE ¦ 5QU LoRE | 2065 | 0.050946 | 0.00051164 | 0.0042612 | 0 | 0.0042612 |  |  |  |  | 0.00091475 | 0.0076184 | 0 | 0.0076184 | 0.00021709 |  | 0.00038813 | 0.0014264 | 7.267e-05 | Column23: 0.01188; Column24: 0.00060522; Column25: 0; Column26: 0; Column27: 0.01188; Column28: 0.00060522; Column29: 0.0011537; Column30: 0.0096089; Column31: 0; Column32: 0.0096089; Column33: 0.00048954 | WLDFR | HFTD - Distribution - Tier 3 - 5QU CoRE ¦ 2QU LoRE | Non-Red Flag Warning - Catastrophic Fires | 2050 | 5.4849e-11 | 5.4849e-11 | 18552.3348 | 319.4911 | 11216.5626 | 7016.281 | 0 | 0 | 6.8265e-08 | 1.0176e-06 | 0 | 1.0176e-06 | 1.0176e-06 | 0 | 1.0176e-06 | 0 | 0.00024348 | 0.00053372 | 0 | 0.00053372 | [17 empty] | 7.3.3.17.5 (Remote Grid) Updates to grid topology to minimize risk of ignition in HFTDs Remote GridWLDFRContaminationAggregated | WLDFR | HFTD - Distribution - Tier 2 - 3QU CoRE ¦ 2QU LoRE | Red Flag Warning - Small Fires | Contamination | Aggregated | 2050 | 2.122e-07 | 791.1377 | 0.00016788 | 2050 | Mitigation | 0.95 | 45 | 0 | esc | 0.00097009 | 2.0585e-10 | 0.00097009 | 2.0585e-10
[35 empty] | 7.3.3.17.6 Updates to grid topology to minimize risk of ignition in HFTDs Butte County Rebuild | WLDFR | HFTD - Distribution - Tier 3 - 5QU CoRE ¦ 5QU LoRE | 2066 | 0.047613 | 0.00051164 | 0.0042612 | 0 | 0.0042612 |  |  |  |  | 0.00091475 | 0.0076184 | 0 | 0.0076184 | 0.00020289 |  | 0.00036274 | 0.0014264 | 6.7916e-05 | Column23: 0.01188; Column24: 0.00056563; Column25: 0; Column26: 0; Column27: 0.01188; Column28: 0.00056563; Column29: 0.0011537; Column30: 0.0096089; Column31: 0; Column32: 0.0096089; Column33: 0.00045751 | WLDFR | HFTD - Distribution - Tier 3 - 5QU CoRE ¦ 2QU LoRE | Non-Red Flag Warning - Catastrophic Fires | 2051 | 5.4849e-11 | 5.4849e-11 | 18552.3348 | 319.4911 | 11216.5626 | 7016.281 | 0 | 0 | 6.8265e-08 | 1.0176e-06 | 0 | 1.0176e-06 | 1.0176e-06 | 0 | 1.0176e-06 | 0 | 0.00024348 | 0.00053372 | 0 | 0.00053372 | [17 empty] | 7.3.3.17.5 (Remote Grid) Updates to grid topology to minimize risk of ignition in HFTDs Remote GridWLDFRContaminationAggregated | WLDFR | HFTD - Distribution - Tier 2 - 3QU CoRE ¦ 2QU LoRE | Red Flag Warning - Small Fires | Contamination | Aggregated | 2051 | 2.122e-07 | 791.1377 | 0.00016788 | 2051 | Mitigation | 0.95 | 45 | 0 | esc | 0.00097009 | 2.0585e-10 | 0.00097009 | 2.0585e-10
[35 empty] | 7.3.3.17.6 Updates to grid topology to minimize risk of ignition in HFTDs Butte County Rebuild | WLDFR | HFTD - Distribution - Tier 3 - 5QU CoRE ¦ 5QU LoRE | 2067 | 0.044499 | 0.00051164 | 0.0042612 | 0 | 0.0042612 |  |  |  |  | 0.00091475 | 0.0076184 | 0 | 0.0076184 | 0.00018962 |  | 0.00033901 | 0.0014264 | 6.3473e-05 | Column23: 0.01188; Column24: 0.00052863; Column25: 0; Column26: 0; Column27: 0.01188; Column28: 0.00052863; Column29: 0.0011537; Column30: 0.0096089; Column31: 0; Column32: 0.0096089; Column33: 0.00042758 | WLDFR | HFTD - Distribution - Tier 3 - 5QU CoRE ¦ 2QU LoRE | Non-Red Flag Warning - Catastrophic Fires | 2052 | 5.4849e-11 | 5.4849e-11 | 18552.3348 | 319.4911 | 11216.5626 | 7016.281 | 0 | 0 | 6.8265e-08 | 1.0176e-06 | 0 | 1.0176e-06 | 1.0176e-06 | 0 | 1.0176e-06 | 0 | 0.00024348 | 0.00053372 | 0 | 0.00053372 | [17 empty] | 7.3.3.17.5 (Remote Grid) Updates to grid topology to minimize risk of ignition in HFTDs Remote GridWLDFRContaminationAggregated | WLDFR | HFTD - Distribution - Tier 2 - 3QU CoRE ¦ 2QU LoRE | Red Flag Warning - Small Fires | Contamination | Aggregated | 2052 | 2.122e-07 | 791.1377 | 0.00016788 | 2052 | Mitigation | 0.95 | 45 | 0 | esc | 0.00097009 | 2.0585e-10 | 0.00097009 | 2.0585e-10
[35 empty] | 7.3.3.17.6 Updates to grid topology to minimize risk of ignition in HFTDs Butte County Rebuild | WLDFR | HFTD - Distribution - Tier 3 - 5QU CoRE ¦ 5QU LoRE | 2068 | 0.041587 | 0.00051164 | 0.0044475 | 0 | 0.0044475 |  |  |  |  | 0.00091475 | 0.0079517 | 0 | 0.0079517 | 0.00018496 |  | 0.00033069 | 0.0014264 | 5.932e-05 | Column23: 0.012399; Column24: 0.00051565; Column25: 0; Column26: 0; Column27: 0.012399; Column28: 0.00051565; Column29: 0.0011537; Column30: 0.010029; Column31: 0; Column32: 0.010029; Column33: 0.00041709 | WLDFR | HFTD - Distribution - Tier 3 - 5QU CoRE ¦ 2QU LoRE | Non-Red Flag Warning - Catastrophic Fires | 2053 | 5.4849e-11 | 5.4849e-11 | 19462.1283 | 340.5356 | 11757.1413 | 7364.4514 | 0 | 0 | 6.8265e-08 | 1.0675e-06 | 0 | 1.0675e-06 | 1.0675e-06 | 0 | 1.0675e-06 | 0 | 0.00025561 | 0.0005603 | 0 | 0.0005603 | [17 empty] | 7.3.3.17.5 (Remote Grid) Updates to grid topology to minimize risk of ignition in HFTDs Remote GridWLDFRContaminationAggregated | WLDFR | HFTD - Distribution - Tier 2 - 3QU CoRE ¦ 2QU LoRE | Red Flag Warning - Small Fires | Contamination | Aggregated | 2053 | 2.122e-07 | 791.1377 | 0.00016788 | 2053 | Mitigation | 0.95 | 45 | 0 | esc | 0.00097009 | 2.0585e-10 | 0.00097009 | 2.0585e-10
[35 empty] | 7.3.3.17.6 Updates to grid topology to minimize risk of ignition in HFTDs Butte County Rebuild | WLDFR | HFTD - Distribution - Tier 3 - 5QU CoRE ¦ 5QU LoRE | 2069 | 0.038867 | 0.00051164 | 0.0044475 | 0 | 0.0044475 |  |  |  |  | 0.00091475 | 0.0079517 | 0 | 0.0079517 | 0.00017286 |  | 0.00030906 | 0.0014264 | 5.5439e-05 | Column23: 0.012399; Column24: 0.00048192; Column25: 0; Column26: 0; Column27: 0.012399; Column28: 0.00048192; Column29: 0.0011537; Column30: 0.010029; Column31: 0; Column32: 0.010029; Column33: 0.0003898 | WLDFR | HFTD - Distribution - Tier 3 - 5QU CoRE ¦ 2QU LoRE | Non-Red Flag Warning - Catastrophic Fires | 2054 | 5.4849e-11 | 5.4849e-11 | 19462.1283 | 340.5356 | 11757.1413 | 7364.4514 | 0 | 0 | 6.8265e-08 | 1.0675e-06 | 0 | 1.0675e-06 | 1.0675e-06 | 0 | 1.0675e-06 | 0 | 0.00025561 | 0.0005603 | 0 | 0.0005603 | [17 empty] | 7.3.3.17.5 (Remote Grid) Updates to grid topology to minimize risk of ignition in HFTDs Remote GridWLDFRContaminationAggregated | WLDFR | HFTD - Distribution - Tier 2 - 3QU CoRE ¦ 2QU LoRE | Red Flag Warning - Small Fires | Contamination | Aggregated | 2054 | 2.122e-07 | 791.1377 | 0.00016788 | 2054 | Mitigation | 0.95 | 45 | 0 | esc | 0.00097009 | 2.0585e-10 | 0.00097009 | 2.0585e-10
[35 empty] | 7.3.3.17.6 Updates to grid topology to minimize risk of ignition in HFTDs Butte County Rebuild | WLDFR | HFTD - Distribution - Tier 3 - 5QU CoRE ¦ 5QU LoRE | 2070 | 0.036324 | 0.00051164 | 0.0044475 | 0 | 0.0044475 |  |  |  |  | 0.00091475 | 0.0079517 | 0 | 0.0079517 | 0.00016155 |  | 0.00028884 | 0.0014264 | 5.1813e-05 | Column23: 0.012399; Column24: 0.00045039; Column25: 0; Column26: 0; Column27: 0.012399; Column28: 0.00045039; Column29: 0.0011537; Column30: 0.010029; Column31: 0; Column32: 0.010029; Column33: 0.0003643 | WLDFR | HFTD - Distribution - Tier 3 - 5QU CoRE ¦ 2QU LoRE | Non-Red Flag Warning - Catastrophic Fires | 2055 | 5.4849e-11 | 5.4849e-11 | 19462.1283 | 340.5356 | 11757.1413 | 7364.4514 | 0 | 0 | 6.8265e-08 | 1.0675e-06 | 0 | 1.0675e-06 | 1.0675e-06 | 0 | 1.0675e-06 | 0 | 0.00025561 | 0.0005603 | 0 | 0.0005603 | [17 empty] | 7.3.3.17.5 (Remote Grid) Updates to grid topology to minimize risk of ignition in HFTDs Remote GridWLDFRContaminationAggregated | WLDFR | HFTD - Distribution - Tier 2 - 3QU CoRE ¦ 2QU LoRE | Red Flag Warning - Small Fires | Contamination | Aggregated | 2055 | 2.122e-07 | 791.1377 | 0.00016788 | 2055 | Mitigation | 0.95 | 45 | 0 | esc | 0.00097009 | 2.0585e-10 | 0.00097009 | 2.0585e-10
[35 empty] | 7.3.3.17.6 Updates to grid topology to minimize risk of ignition in HFTDs Butte County Rebuild | WLDFR | HFTD - Distribution - Tier 3 - 5QU CoRE ¦ 5QU LoRE | 2071 | 0.033948 | 0.00051164 | 0.0044475 | 0 | 0.0044475 |  |  |  |  | 0.00091475 | 0.0079517 | 0 | 0.0079517 | 0.00015098 |  | 0.00026994 | 0.0014264 | 4.8423e-05 | Column23: 0.012399; Column24: 0.00042093; Column25: 0; Column26: 0; Column27: 0.012399; Column28: 0.00042093; Column29: 0.0011537; Column30: 0.010029; Column31: 0; Column32: 0.010029; Column33: 0.00034047 | WLDFR | HFTD - Distribution - Tier 3 - 5QU CoRE ¦ 2QU LoRE | Non-Red Flag Warning - Catastrophic Fires | 2056 | 5.4849e-11 | 5.4849e-11 | 19462.1283 | 340.5356 | 11757.1413 | 7364.4514 | 0 | 0 | 6.8265e-08 | 1.0675e-06 | 0 | 1.0675e-06 | 1.0675e-06 | 0 | 1.0675e-06 | 0 | 0.00025561 | 0.0005603 | 0 | 0.0005603 | [17 empty] | 7.3.3.17.5 (Remote Grid) Updates to grid topology to minimize risk of ignition in HFTDs Remote GridWLDFRContaminationAggregated | WLDFR | HFTD - Distribution - Tier 2 - 3QU CoRE ¦ 2QU LoRE | Red Flag Warning - Small Fires | Contamination | Aggregated | 2056 | 2.122e-07 | 791.1377 | 0.00016788 | 2056 | Mitigation | 0.95 | 45 | 0 | esc | 0.00097009 | 2.0585e-10 | 0.00097009 | 2.0585e-10
[35 empty] | 7.3.3.17.6 Updates to grid topology to minimize risk of ignition in HFTDs Butte County Rebuild | WLDFR | HFTD - Distribution - Tier 3 - 5QU CoRE ¦ 5QU LoRE | 2072 | 0.031727 | 0.00051164 | 0.0044475 | 0 | 0.0044475 |  |  |  |  | 0.00091475 | 0.0079517 | 0 | 0.0079517 | 0.00014111 |  | 0.00025228 | 0.0014264 | 4.5255e-05 | Column23: 0.012399; Column24: 0.00039339; Column25: 0; Column26: 0; Column27: 0.012399; Column28: 0.00039339; Column29: 0.0011537; Column30: 0.010029; Column31: 0; Column32: 0.010029; Column33: 0.00031819 | WLDFR | HFTD - Distribution - Tier 3 - 5QU CoRE ¦ 2QU LoRE | Non-Red Flag Warning - Catastrophic Fires | 2057 | 5.4849e-11 | 5.4849e-11 | 19462.1283 | 340.5356 | 11757.1413 | 7364.4514 | 0 | 0 | 6.8265e-08 | 1.0675e-06 | 0 | 1.0675e-06 | 1.0675e-06 | 0 | 1.0675e-06 | 0 | 0.00025561 | 0.0005603 | 0 | 0.0005603 | [17 empty] | 7.3.3.17.5 (Remote Grid) Updates to grid topology to minimize risk of ignition in HFTDs Remote GridWLDFRContaminationAggregated | WLDFR | HFTD - Distribution - Tier 2 - 3QU CoRE ¦ 2QU LoRE | Red Flag Warning - Small Fires | Contamination | Aggregated | 2057 | 2.122e-07 | 791.1377 | 0.00016788 | 2057 | Mitigation | 0.95 | 45 | 0 | esc | 0.00097009 | 2.0585e-10 | 0.00097009 | 2.0585e-10
[35 empty] | 7.3.3.17.6 Updates to grid topology to minimize risk of ignition in HFTDs Butte County Rebuild | WLDFR | HFTD - Distribution - Tier 3 - 5QU CoRE ¦ 5QU LoRE | 2073 | 0.029651 | 0.00051164 | 0.0046309 | 0 | 0.0046309 |  |  |  |  | 0.00091475 | 0.0082795 | 0 | 0.0082795 | 0.00013731 |  | 0.0002455 | 0.0014264 | 4.2294e-05 | Column23: 0.01291; Column24: 0.00038281; Column25: 0; Column26: 0; Column27: 0.01291; Column28: 0.00038281; Column29: 0.0011537; Column30: 0.010443; Column31: 0; Column32: 0.010443; Column33: 0.00030964 | WLDFR | HFTD - Distribution - Tier 3 - 5QU CoRE ¦ 2QU LoRE | Non-Red Flag Warning - Catastrophic Fires | 2058 | 5.4849e-11 | 5.4849e-11 | 20390.4035 | 362.3049 | 12307.8747 | 7720.2238 | 0 | 0 | 6.8265e-08 | 1.1184e-06 | 0 | 1.1184e-06 | 1.1184e-06 | 0 | 1.1184e-06 | 0 | 0.00026815 | 0.00058778 | 0 | 0.00058778 | [17 empty] | 7.3.3.17.5 (Remote Grid) Updates to grid topology to minimize risk of ignition in HFTDs Remote GridWLDFRContaminationAggregated | WLDFR | HFTD - Distribution - Tier 2 - 3QU CoRE ¦ 2QU LoRE | Red Flag Warning - Small Fires | Contamination | Aggregated | 2058 | 2.122e-07 | 791.1377 | 0.00016788 | 2058 | Mitigation | 0.95 | 45 | 0 | esc | 0.00097009 | 2.0585e-10 | 0.00097009 | 2.0585e-10
[35 empty] | 7.3.3.17.6 Updates to grid topology to minimize risk of ignition in HFTDs Butte County Rebuild | WLDFR | HFTD - Distribution - Tier 3 - 5QU CoRE ¦ 5QU LoRE | 2074 | 0.027711 | 0.00051164 | 0.0046309 | 0 | 0.0046309 |  |  |  |  | 0.00091475 | 0.0082795 | 0 | 0.0082795 | 0.00012833 |  | 0.00022944 | 0.0014264 | 3.9528e-05 | Column23: 0.01291; Column24: 0.00035777; Column25: 0; Column26: 0; Column27: 0.01291; Column28: 0.00035777; Column29: 0.0011537; Column30: 0.010443; Column31: 0; Column32: 0.010443; Column33: 0.00028938 | WLDFR | HFTD - Distribution - Tier 3 - 5QU CoRE ¦ 2QU LoRE | Non-Red Flag Warning - Catastrophic Fires | 2059 | 5.4849e-11 | 5.4849e-11 | 20390.4035 | 362.3049 | 12307.8747 | 7720.2238 | 0 | 0 | 6.8265e-08 | 1.1184e-06 | 0 | 1.1184e-06 | 1.1184e-06 | 0 | 1.1184e-06 | 0 | 0.00026815 | 0.00058778 | 0 | 0.00058778 | [17 empty] | 7.3.3.17.5 (Remote Grid) Updates to grid topology to minimize risk of ignition in HFTDs Remote GridWLDFRContaminationAggregated | WLDFR | HFTD - Distribution - Tier 2 - 3QU CoRE ¦ 2QU LoRE | Red Flag Warning - Small Fires | Contamination | Aggregated | 2059 | 2.122e-07 | 791.1377 | 0.00016788 | 2059 | Mitigation | 0.95 | 45 | 0 | esc | 0.00097009 | 2.0585e-10 | 0.00097009 | 2.0585e-10
[35 empty] | 7.3.3.17.6 Updates to grid topology to minimize risk of ignition in HFTDs Butte County Rebuild | WLDFR | HFTD - Distribution - Tier 3 - 5QU CoRE ¦ 5QU LoRE | 2075 | 0.025899 | 0 | 0 | 0 | 0 |  |  |  |  | 0.00091475 | 0.0082795 | 0 | 0.0082795 | 0 |  | 0.00021443 | 0.00091475 | 2.3691e-05 | Column23: 0.0082795; Column24: 0.00021443; Column25: 0; Column26: 0; Column27: 0.0082795; Column28: 0.00021443; Column29: 0.0011537; Column30: 0.010443; Column31: 0; Column32: 0.010443; Column33: 0.00027045 | WLDFR | HFTD - Distribution - Tier 3 - 5QU CoRE ¦ 2QU LoRE | Non-Red Flag Warning - Catastrophic Fires | 2060 | 5.4849e-11 | 5.4849e-11 | 20390.4035 | 362.3049 | 12307.8747 | 7720.2238 | 0 | 0 | 6.8265e-08 | 1.1184e-06 | 0 | 1.1184e-06 | 1.1184e-06 | 0 | 1.1184e-06 | 0 | 0.00026815 | 0.00058778 | 0 | 0.00058778 | [17 empty] | 7.3.3.17.5 (Remote Grid) Updates to grid topology to minimize risk of ignition in HFTDs Remote GridWLDFRContaminationAggregated | WLDFR | HFTD - Distribution - Tier 2 - 3QU CoRE ¦ 2QU LoRE | Red Flag Warning - Small Fires | Contamination | Aggregated | 2060 | 2.122e-07 | 791.1377 | 0.00016788 | 2060 | Mitigation | 0.95 | 45 | 0 | esc | 0.00097009 | 2.0585e-10 | 0.00097009 | 2.0585e-10
[35 empty] | 7.3.3.17.6 Updates to grid topology to minimize risk of ignition in HFTDs Butte County Rebuild | WLDFR | HFTD - Distribution - Tier 3 - 5QU CoRE ¦ 5QU LoRE | 2076 | 0.024204 | 0 | 0 | 0 | 0 |  |  |  |  | 0.00091475 | 0.0082795 | 0 | 0.0082795 | 0 |  | 0.0002004 | 0.00091475 | 2.2141e-05 | Column23: 0.0082795; Column24: 0.0002004; Column25: 0; Column26: 0; Column27: 0.0082795; Column28: 0.0002004; Column29: 0.0011537; Column30: 0.010443; Column31: 0; Column32: 0.010443; Column33: 0.00025276 | WLDFR | HFTD - Distribution - Tier 3 - 5QU CoRE ¦ 2QU LoRE | Non-Red Flag Warning - Catastrophic Fires | 2061 | 5.4849e-11 | 5.4849e-11 | 20390.4035 | 362.3049 | 12307.8747 | 7720.2238 | 0 | 0 | 6.8265e-08 | 1.1184e-06 | 0 | 1.1184e-06 | 1.1184e-06 | 0 | 1.1184e-06 | 0 | 0.00026815 | 0.00058778 | 0 | 0.00058778 | [17 empty] | 7.3.3.17.5 (Remote Grid) Updates to grid topology to minimize risk of ignition in HFTDs Remote GridWLDFRContaminationAggregated | WLDFR | HFTD - Distribution - Tier 2 - 3QU CoRE ¦ 2QU LoRE | Red Flag Warning - Small Fires | Contamination | Aggregated | 2061 | 2.122e-07 | 791.1377 | 0.00016788 | 2061 | Mitigation | 0.95 | 45 | 0 | esc | 0.00097009 | 2.0585e-10 | 0.00097009 | 2.0585e-10
[35 empty] | 7.3.3.17.6 Updates to grid topology to minimize risk of ignition in HFTDs Butte County Rebuild | WLDFR | HFTD - Distribution - Tier 3 - 5QU CoRE ¦ 5QU LoRE | 2077 | 0.022621 | 0 | 0 | 0 | 0 |  |  |  |  | 0 | 0 | 0 | 0 | 0 |  | 0 | 0 | 0 | Column23: 0; Column24: 0; Column25: 0; Column26: 0; Column27: 0; Column28: 0; Column29: 0.0011537; Column30: 0.010443; Column31: 0; Column32: 0.010443; Column33: 0.00023622 | WLDFR | HFTD - Distribution - Tier 3 - 5QU CoRE ¦ 2QU LoRE | Non-Red Flag Warning - Catastrophic Fires | 2062 | 5.4849e-11 | 5.4849e-11 | 20390.4035 | 362.3049 | 12307.8747 | 7720.2238 | 0 | 0 | 6.8265e-08 | 1.1184e-06 | 0 | 1.1184e-06 | 1.1184e-06 | 0 | 1.1184e-06 | 0 | 0.00026815 | 0.00058778 | 0 | 0.00058778 | [17 empty] | 7.3.3.17.5 (Remote Grid) Updates to grid topology to minimize risk of ignition in HFTDs Remote GridWLDFRContaminationAggregated | WLDFR | HFTD - Distribution - Tier 2 - 3QU CoRE ¦ 2QU LoRE | Red Flag Warning - Small Fires | Contamination | Aggregated | 2062 | 2.122e-07 | 791.1377 | 0.00016788 | 2062 | Mitigation | 0.95 | 45 | 0 | esc | 0.00097009 | 2.0585e-10 | 0.00097009 | 2.0585e-10
[35 empty] | 7.3.3.17.6 Updates to grid topology to minimize risk of ignition in HFTDs Butte County Rebuild | WLDFR | non-HFTD - Distribution | 2020 | 1 | 0.029731 | 0.023749 | 0 | 0.023749 |  |  |  |  | 0 | 0 | 0 | 0 | 0.023749 |  | 0 | 0.029731 | 0.029731 | Column23: 0.023749; Column24: 0.023749; Column25: 0; Column26: 0; Column27: 0.023749; Column28: 0.023749; Column29: 0; Column30: 0; Column31: 0; Column32: 0; Column33: 0 | WLDFR | HFTD - Distribution - Tier 3 - 5QU CoRE ¦ 2QU LoRE | Non-Red Flag Warning - Catastrophic Fires | 2063 | 5.4849e-11 | 5.4849e-11 | 21325.9188 | 384.5316 | 12862.0997 | 8079.2876 | 0 | 0 | 6.8265e-08 | 1.1697e-06 | 0 | 1.1697e-06 | 1.1697e-06 | 0 | 1.1697e-06 | 0 | 0.00028094 | 0.00061582 | 0 | 0.00061582 | [17 empty] | 7.3.3.17.5 (Remote Grid) Updates to grid topology to minimize risk of ignition in HFTDs Remote GridWLDFRContaminationAggregated | WLDFR | HFTD - Distribution - Tier 2 - 3QU CoRE ¦ 2QU LoRE | Red Flag Warning - Small Fires | Contamination | Aggregated | 2063 | 2.122e-07 | 791.1377 | 0.00016788 | 2063 | Mitigation | 0.95 | 45 | 0 | esc | 0.00097009 | 2.0585e-10 | 0.00097009 | 2.0585e-10
[35 empty] | 7.3.3.17.6 Updates to grid topology to minimize risk of ignition in HFTDs Butte County Rebuild | WLDFR | non-HFTD - Distribution | 2021 | 1 | 0.029731 | 0.023749 | 0 | 0.023749 |  |  |  |  | 0 | 0 | 0 | 0 | 0.023749 |  | 0 | 0.029731 | 0.029731 | Column23: 0.023749; Column24: 0.023749; Column25: 0; Column26: 0; Column27: 0.023749; Column28: 0.023749; Column29: 0; Column30: 0; Column31: 0; Column32: 0; Column33: 0 | WLDFR | HFTD - Distribution - Tier 3 - 5QU CoRE ¦ 2QU LoRE | Non-Red Flag Warning - Catastrophic Fires | 2064 | 5.4849e-11 | 5.4849e-11 | 21325.9188 | 384.5316 | 12862.0997 | 8079.2876 | 0 | 0 | 6.8265e-08 | 1.1697e-06 | 0 | 1.1697e-06 | 1.1697e-06 | 0 | 1.1697e-06 | 0 | 0.00028094 | 0.00061582 | 0 | 0.00061582 | [17 empty] | 7.3.3.17.5 (Remote Grid) Updates to grid topology to minimize risk of ignition in HFTDs Remote GridWLDFRContaminationAggregated | WLDFR | HFTD - Distribution - Tier 2 - 3QU CoRE ¦ 2QU LoRE | Red Flag Warning - Small Fires | Contamination | Aggregated | 2064 | 2.122e-07 | 791.1377 | 0.00016788 | 2064 | Mitigation | 0.95 | 45 | 0 | esc | 0.00097009 | 2.0585e-10 | 0.00097009 | 2.0585e-10
[35 empty] | 7.3.3.17.6 Updates to grid topology to minimize risk of ignition in HFTDs Butte County Rebuild | WLDFR | non-HFTD - Distribution | 2022 | 0.93458 | 0.029731 | 0.023749 | 0 | 0.023749 |  |  |  |  | 0.050694 | 0.040493 | 0 | 0.040493 | 0.022195 |  | 0.037844 | 0.080425 | 0.075164 | Column23: 0.064242; Column24: 0.060039; Column25: 0; Column26: 0; Column27: 0.064242; Column28: 0.060039; Column29: 0; Column30: 0; Column31: 0; Column32: 0; Column33: 0 | WLDFR | HFTD - Distribution - Tier 3 - 5QU CoRE ¦ 2QU LoRE | Non-Red Flag Warning - Catastrophic Fires | 2065 | 5.4849e-11 | 5.4849e-11 | 21325.9188 | 384.5316 | 12862.0997 | 8079.2876 | 0 | 0 | 6.8265e-08 | 1.1697e-06 | 0 | 1.1697e-06 | 1.1697e-06 | 0 | 1.1697e-06 | 0 | 0.00028094 | 0.00061582 | 0 | 0.00061582 | [17 empty] | 7.3.3.17.5 (Remote Grid) Updates to grid topology to minimize risk of ignition in HFTDs Remote GridWLDFRContaminationAggregated | WLDFR | HFTD - Distribution - Tier 2 - 3QU CoRE ¦ 2QU LoRE | Red Flag Warning - Small Fires | Contamination | Aggregated | 2065 | 2.122e-07 | 791.1377 | 0.00016788 | 2065 | Mitigation | 0.95 | 45 | 0 | esc | 0.00097009 | 2.0585e-10 | 0.00097009 | 2.0585e-10
[35 empty] | 7.3.3.17.6 Updates to grid topology to minimize risk of ignition in HFTDs Butte County Rebuild | WLDFR | non-HFTD - Distribution | 2023 | 0.87344 | 0.029731 | 0.024615 | 0 | 0.024615 |  |  |  |  | 0.050694 | 0.04197 | 0 | 0.04197 | 0.0215 |  | 0.036659 | 0.080425 | 0.070247 | Column23: 0.066585; Column24: 0.058158; Column25: 0; Column26: 0; Column27: 0.066585; Column28: 0.058158; Column29: 0.023401; Column30: 0.019374; Column31: 0; Column32: 0.019374; Column33: 0.016922 | WLDFR | HFTD - Distribution - Tier 3 - 5QU CoRE ¦ 2QU LoRE | Non-Red Flag Warning - Catastrophic Fires | 2066 | 5.4849e-11 | 5.4849e-11 | 21325.9188 | 384.5316 | 12862.0997 | 8079.2876 | 0 | 0 | 6.8265e-08 | 1.1697e-06 | 0 | 1.1697e-06 | 1.1697e-06 | 0 | 1.1697e-06 | 0 | 0.00028094 | 0.00061582 | 0 | 0.00061582 | [17 empty] | 7.3.3.17.5 (Remote Grid) Updates to grid topology to minimize risk of ignition in HFTDs Remote GridWLDFRContaminationAggregated | WLDFR | HFTD - Distribution - Tier 2 - 3QU CoRE ¦ 2QU LoRE | Red Flag Warning - Small Fires | Contamination | Aggregated | 2066 | 2.122e-07 | 791.1377 | 0.00016788 | 2066 | Mitigation | 0.95 | 45 | 0 | esc | 0.00097009 | 2.0585e-10 | 0.00097009 | 2.0585e-10
[35 empty] | 7.3.3.17.6 Updates to grid topology to minimize risk of ignition in HFTDs Butte County Rebuild | WLDFR | non-HFTD - Distribution | 2024 | 0.8163 | 0.029731 | 0.024615 | 0 | 0.024615 |  |  |  |  | 0.050694 | 0.04197 | 0 | 0.04197 | 0.020093 |  | 0.03426 | 0.080425 | 0.065651 | Column23: 0.066585; Column24: 0.054353; Column25: 0; Column26: 0; Column27: 0.066585; Column28: 0.054353; Column29: 0.023401; Column30: 0.019374; Column31: 0; Column32: 0.019374; Column33: 0.015815 | WLDFR | HFTD - Distribution - Tier 3 - 5QU CoRE ¦ 2QU LoRE | Non-Red Flag Warning - Catastrophic Fires | 2067 | 0 | 5.4849e-11 | 21325.9188 | 384.5316 | 12862.0997 | 8079.2876 | 0 | 0 | 6.8265e-08 | 0 | 0 | 0 | 1.1697e-06 | 0 | 1.1697e-06 | 0 | 0.00028094 | 0.00061582 | 0 | 0.00061582 | [17 empty] | 7.3.3.17.5 (Remote Grid) Updates to grid topology to minimize risk of ignition in HFTDs Remote GridWLDFRContaminationAggregated | WLDFR | HFTD - Distribution - Tier 2 - 3QU CoRE ¦ 2QU LoRE | Red Flag Warning - Small Fires | Contamination | Aggregated | 2067 | 2.122e-07 | 791.1377 | 0.00016788 | 2067 | Mitigation | 0.95 | 45 | 0 | esc | 0 | 0 | 0.00097009 | 2.0585e-10
[35 empty] | 7.3.3.17.6 Updates to grid topology to minimize risk of ignition in HFTDs Butte County Rebuild | WLDFR | non-HFTD - Distribution | 2025 | 0.7629 | 0.029731 | 0.024615 | 0 | 0.024615 |  |  |  |  | 0.050694 | 0.04197 | 0 | 0.04197 | 0.018779 |  | 0.032019 | 0.080425 | 0.061356 | Column23: 0.066585; Column24: 0.050798; Column25: 0; Column26: 0; Column27: 0.066585; Column28: 0.050798; Column29: 0.023401; Column30: 0.019374; Column31: 0; Column32: 0.019374; Column33: 0.014781 | WLDFR | HFTD - Distribution - Tier 3 - 5QU CoRE ¦ 2QU LoRE | Non-Red Flag Warning - Destructive Fires | 2022 | 8.0061e-11 | 0 | 8807.9522 | 222.2294 | 8585.7228 | 0 | 0 | 0 | 9.0939e-08 | 7.0517e-07 | 0 | 7.0517e-07 | 0 | 0 | 0 | 0 | 0.00029382 | 0.00064407 | 0 | 0.00064407 | [17 empty] | 7.3.3.17.5 (Remote Grid) Updates to grid topology to minimize risk of ignition in HFTDs Remote GridWLDFREquipment / facility failureAggregated | WLDFR | HFTD - Distribution - Tier 2 - 3QU CoRE ¦ 2QU LoRE | Red Flag Warning - Small Fires | Equipment / facility failure | Aggregated | 2022 | 0.00011568 | 791.1377 | 0.091515 | 2022 | Mitigation | 0.95 | 45 | 0 | esc | 0.00097009 | 1.1222e-07 | 0 | 0
[35 empty] | 7.3.3.17.6 Updates to grid topology to minimize risk of ignition in HFTDs Butte County Rebuild | WLDFR | non-HFTD - Distribution | 2026 | 0.71299 | 0.029731 | 0.024615 | 0 | 0.024615 |  |  |  |  | 0.050694 | 0.04197 | 0 | 0.04197 | 0.01755 |  | 0.029924 | 0.080425 | 0.057342 | Column23: 0.066585; Column24: 0.047474; Column25: 0; Column26: 0; Column27: 0.066585; Column28: 0.047474; Column29: 0.023401; Column30: 0.019374; Column31: 0; Column32: 0.019374; Column33: 0.013814 | WLDFR | HFTD - Distribution - Tier 3 - 5QU CoRE ¦ 2QU LoRE | Non-Red Flag Warning - Destructive Fires | 2023 | 8.0061e-11 | 8.0061e-11 | 9129.7461 | 233.2301 | 8896.516 | 0 | 0 | 0 | 9.0939e-08 | 7.3094e-07 | 0 | 7.3094e-07 | 7.3094e-07 | 0 | 7.3094e-07 | 0 | 0.00029382 | 0.00064407 | 0 | 0.00064407 | [17 empty] | 7.3.3.17.5 (Remote Grid) Updates to grid topology to minimize risk of ignition in HFTDs Remote GridWLDFREquipment / facility failureAggregated | WLDFR | HFTD - Distribution - Tier 2 - 3QU CoRE ¦ 2QU LoRE | Red Flag Warning - Small Fires | Equipment / facility failure | Aggregated | 2023 | 0.00011568 | 791.1377 | 0.091515 | 2023 | Mitigation | 0.95 | 45 | 0 | esc | 0.00097009 | 1.1222e-07 | 0.00097009 | 1.1222e-07
[35 empty] | 7.3.3.17.6 Updates to grid topology to minimize risk of ignition in HFTDs Butte County Rebuild | WLDFR | non-HFTD - Distribution | 2027 | 0.66634 | 0.029731 | 0.024615 | 0 | 0.024615 |  |  |  |  | 0.050694 | 0.04197 | 0 | 0.04197 | 0.016402 |  | 0.027967 | 0.080425 | 0.053591 | Column23: 0.066585; Column24: 0.044369; Column25: 0; Column26: 0; Column27: 0.066585; Column28: 0.044369; Column29: 0.023401; Column30: 0.019374; Column31: 0; Column32: 0.019374; Column33: 0.01291 | WLDFR | HFTD - Distribution - Tier 3 - 5QU CoRE ¦ 2QU LoRE | Non-Red Flag Warning - Destructive Fires | 2024 | 8.0061e-11 | 8.0061e-11 | 9129.7461 | 233.2301 | 8896.516 | 0 | 0 | 0 | 9.0939e-08 | 7.3094e-07 | 0 | 7.3094e-07 | 7.3094e-07 | 0 | 7.3094e-07 | 0 | 0.00029382 | 0.00064407 | 0 | 0.00064407 | [17 empty] | 7.3.3.17.5 (Remote Grid) Updates to grid topology to minimize risk of ignition in HFTDs Remote GridWLDFREquipment / facility failureAggregated | WLDFR | HFTD - Distribution - Tier 2 - 3QU CoRE ¦ 2QU LoRE | Red Flag Warning - Small Fires | Equipment / facility failure | Aggregated | 2024 | 0.00011568 | 791.1377 | 0.091515 | 2024 | Mitigation | 0.95 | 45 | 0 | esc | 0.00097009 | 1.1222e-07 | 0.00097009 | 1.1222e-07
[35 empty] | 7.3.3.17.6 Updates to grid topology to minimize risk of ignition in HFTDs Butte County Rebuild | WLDFR | non-HFTD - Distribution | 2028 | 0.62275 | 0.029731 | 0.025709 | 0 | 0.025709 |  |  |  |  | 0.050694 | 0.043835 | 0 | 0.043835 | 0.01601 |  | 0.027298 | 0.080425 | 0.050085 | Column23: 0.069543; Column24: 0.043308; Column25: 0; Column26: 0; Column27: 0.069543; Column28: 0.043308; Column29: 0.023401; Column30: 0.020235; Column31: 0; Column32: 0.020235; Column33: 0.012601 | WLDFR | HFTD - Distribution - Tier 3 - 5QU CoRE ¦ 2QU LoRE | Non-Red Flag Warning - Destructive Fires | 2025 | 8.0061e-11 | 8.0061e-11 | 9129.7461 | 233.2301 | 8896.516 | 0 | 0 | 0 | 9.0939e-08 | 7.3094e-07 | 0 | 7.3094e-07 | 7.3094e-07 | 0 | 7.3094e-07 | 0 | 0.00029382 | 0.00064407 | 0 | 0.00064407 | [17 empty] | 7.3.3.17.5 (Remote Grid) Updates to grid topology to minimize risk of ignition in HFTDs Remote GridWLDFREquipment / facility failureAggregated | WLDFR | HFTD - Distribution - Tier 2 - 3QU CoRE ¦ 2QU LoRE | Red Flag Warning - Small Fires | Equipment / facility failure | Aggregated | 2025 | 0.00011568 | 791.1377 | 0.091515 | 2025 | Mitigation | 0.95 | 45 | 0 | esc | 0.00097009 | 1.1222e-07 | 0.00097009 | 1.1222e-07
[35 empty] | 7.3.3.17.6 Updates to grid topology to minimize risk of ignition in HFTDs Butte County Rebuild | WLDFR | non-HFTD - Distribution | 2029 | 0.58201 | 0.029731 | 0.025709 | 0 | 0.025709 |  |  |  |  | 0.050694 | 0.043835 | 0 | 0.043835 | 0.014963 |  | 0.025512 | 0.080425 | 0.046808 | Column23: 0.069543; Column24: 0.040475; Column25: 0; Column26: 0; Column27: 0.069543; Column28: 0.040475; Column29: 0.023401; Column30: 0.020235; Column31: 0; Column32: 0.020235; Column33: 0.011777 | WLDFR | HFTD - Distribution - Tier 3 - 5QU CoRE ¦ 2QU LoRE | Non-Red Flag Warning - Destructive Fires | 2026 | 8.0061e-11 | 8.0061e-11 | 9129.7461 | 233.2301 | 8896.516 | 0 | 0 | 0 | 9.0939e-08 | 7.3094e-07 | 0 | 7.3094e-07 | 7.3094e-07 | 0 | 7.3094e-07 | 0 | 0.00029382 | 0.00064407 | 0 | 0.00064407 | [17 empty] | 7.3.3.17.5 (Remote Grid) Updates to grid topology to minimize risk of ignition in HFTDs Remote GridWLDFREquipment / facility failureAggregated | WLDFR | HFTD - Distribution - Tier 2 - 3QU CoRE ¦ 2QU LoRE | Red Flag Warning - Small Fires | Equipment / facility failure | Aggregated | 2026 | 0.00011568 | 791.1377 | 0.091515 | 2026 | Mitigation | 0.95 | 45 | 0 | esc | 0.00097009 | 1.1222e-07 | 0.00097009 | 1.1222e-07
[35 empty] | 7.3.3.17.6 Updates to grid topology to minimize risk of ignition in HFTDs Butte County Rebuild | WLDFR | non-HFTD - Distribution | 2030 | 0.54393 | 0.029731 | 0.025709 | 0 | 0.025709 |  |  |  |  | 0.050694 | 0.043835 | 0 | 0.043835 | 0.013984 |  | 0.023843 | 0.080425 | 0.043746 | Column23: 0.069543; Column24: 0.037827; Column25: 0; Column26: 0; Column27: 0.069543; Column28: 0.037827; Column29: 0.023401; Column30: 0.020235; Column31: 0; Column32: 0.020235; Column33: 0.011007 | WLDFR | HFTD - Distribution - Tier 3 - 5QU CoRE ¦ 2QU LoRE | Non-Red Flag Warning - Destructive Fires | 2027 | 8.0061e-11 | 8.0061e-11 | 9129.7461 | 233.2301 | 8896.516 | 0 | 0 | 0 | 9.0939e-08 | 7.3094e-07 | 0 | 7.3094e-07 | 7.3094e-07 | 0 | 7.3094e-07 | 0 | 0.00030666 | 0.0006722 | 0 | 0.0006722 | [17 empty] | 7.3.3.17.5 (Remote Grid) Updates to grid topology to minimize risk of ignition in HFTDs Remote GridWLDFREquipment / facility failureAggregated | WLDFR | HFTD - Distribution - Tier 2 - 3QU CoRE ¦ 2QU LoRE | Red Flag Warning - Small Fires | Equipment / facility failure | Aggregated | 2027 | 0.00011568 | 791.1377 | 0.091515 | 2027 | Mitigation | 0.95 | 45 | 0 | esc | 0.00097009 | 1.1222e-07 | 0.00097009 | 1.1222e-07
[35 empty] | 7.3.3.17.6 Updates to grid topology to minimize risk of ignition in HFTDs Butte County Rebuild | WLDFR | non-HFTD - Distribution | 2031 | 0.50835 | 0.029731 | 0.025709 | 0 | 0.025709 |  |  |  |  | 0.050694 | 0.043835 | 0 | 0.043835 | 0.013069 |  | 0.022283 | 0.080425 | 0.040884 | Column23: 0.069543; Column24: 0.035352; Column25: 0; Column26: 0; Column27: 0.069543; Column28: 0.035352; Column29: 0.023401; Column30: 0.020235; Column31: 0; Column32: 0.020235; Column33: 0.010286 | WLDFR | HFTD - Distribution - Tier 3 - 5QU CoRE ¦ 2QU LoRE | Non-Red Flag Warning - Destructive Fires | 2028 | 8.0061e-11 | 8.0061e-11 | 9534.9221 | 247.273 | 9287.6491 | 0 | 0 | 0 | 9.0939e-08 | 7.6337e-07 | 0 | 7.6337e-07 | 7.6337e-07 | 0 | 7.6337e-07 | 0 | 0.00030666 | 0.0006722 | 0 | 0.0006722 | [17 empty] | 7.3.3.17.5 (Remote Grid) Updates to grid topology to minimize risk of ignition in HFTDs Remote GridWLDFREquipment / facility failureAggregated | WLDFR | HFTD - Distribution - Tier 2 - 3QU CoRE ¦ 2QU LoRE | Red Flag Warning - Small Fires | Equipment / facility failure | Aggregated | 2028 | 0.00011568 | 791.1377 | 0.091515 | 2028 | Mitigation | 0.95 | 45 | 0 | esc | 0.00097009 | 1.1222e-07 | 0.00097009 | 1.1222e-07
[35 empty] | 7.3.3.17.6 Updates to grid topology to minimize risk of ignition in HFTDs Butte County Rebuild | WLDFR | non-HFTD - Distribution | 2032 | 0.47509 | 0.029731 | 0.025709 | 0 | 0.025709 |  |  |  |  | 0.050694 | 0.043835 | 0 | 0.043835 | 0.012214 |  | 0.020826 | 0.080425 | 0.038209 | Column23: 0.069543; Column24: 0.03304; Column25: 0; Column26: 0; Column27: 0.069543; Column28: 0.03304; Column29: 0.023401; Column30: 0.020235; Column31: 0; Column32: 0.020235; Column33: 0.0096135 | WLDFR | HFTD - Distribution - Tier 3 - 5QU CoRE ¦ 2QU LoRE | Non-Red Flag Warning - Destructive Fires | 2029 | 8.0061e-11 | 8.0061e-11 | 9534.9221 | 247.273 | 9287.6491 | 0 | 0 | 0 | 9.0939e-08 | 7.6337e-07 | 0 | 7.6337e-07 | 7.6337e-07 | 0 | 7.6337e-07 | 0 | 0.00030666 | 0.0006722 | 0 | 0.0006722 | [17 empty] | 7.3.3.17.5 (Remote Grid) Updates to grid topology to minimize risk of ignition in HFTDs Remote GridWLDFREquipment / facility failureAggregated | WLDFR | HFTD - Distribution - Tier 2 - 3QU CoRE ¦ 2QU LoRE | Red Flag Warning - Small Fires | Equipment / facility failure | Aggregated | 2029 | 0.00011568 | 791.1377 | 0.091515 | 2029 | Mitigation | 0.95 | 45 | 0 | esc | 0.00097009 | 1.1222e-07 | 0.00097009 | 1.1222e-07
[35 empty] | 7.3.3.17.6 Updates to grid topology to minimize risk of ignition in HFTDs Butte County Rebuild | WLDFR | non-HFTD - Distribution | 2033 | 0.44401 | 0.029731 | 0.026926 | 0 | 0.026926 |  |  |  |  | 0.050694 | 0.045911 | 0 | 0.045911 | 0.011956 |  | 0.020385 | 0.080425 | 0.03571 | Column23: 0.072838; Column24: 0.032341; Column25: 0; Column26: 0; Column27: 0.072838; Column28: 0.032341; Column29: 0.023401; Column30: 0.021194; Column31: 0; Column32: 0.021194; Column33: 0.0094102 | WLDFR | HFTD - Distribution - Tier 3 - 5QU CoRE ¦ 2QU LoRE | Non-Red Flag Warning - Destructive Fires | 2030 | 8.0061e-11 | 8.0061e-11 | 9534.9221 | 247.273 | 9287.6491 | 0 | 0 | 0 | 9.0939e-08 | 7.6337e-07 | 0 | 7.6337e-07 | 7.6337e-07 | 0 | 7.6337e-07 | 0 | 0 | 0.0006722 | 0 | 0.0006722 | [17 empty] | 7.3.3.17.5 (Remote Grid) Updates to grid topology to minimize risk of ignition in HFTDs Remote GridWLDFREquipment / facility failureAggregated | WLDFR | HFTD - Distribution - Tier 2 - 3QU CoRE ¦ 2QU LoRE | Red Flag Warning - Small Fires | Equipment / facility failure | Aggregated | 2030 | 0.00011568 | 791.1377 | 0.091515 | 2030 | Mitigation | 0.95 | 45 | 0 | esc | 0.00097009 | 1.1222e-07 | 0.00097009 | 1.1222e-07
[35 empty] | 7.3.3.17.6 Updates to grid topology to minimize risk of ignition in HFTDs Butte County Rebuild | WLDFR | non-HFTD - Distribution | 2034 | 0.41496 | 0.029731 | 0.026926 | 0 | 0.026926 |  |  |  |  | 0.050694 | 0.045911 | 0 | 0.045911 | 0.011173 |  | 0.019052 | 0.080425 | 0.033374 | Column23: 0.072838; Column24: 0.030225; Column25: 0; Column26: 0; Column27: 0.072838; Column28: 0.030225; Column29: 0.023401; Column30: 0.021194; Column31: 0; Column32: 0.021194; Column33: 0.0087946 | WLDFR | HFTD - Distribution - Tier 3 - 5QU CoRE ¦ 2QU LoRE | Non-Red Flag Warning - Destructive Fires | 2031 | 8.0061e-11 | 8.0061e-11 | 9534.9221 | 247.273 | 9287.6491 | 0 | 0 | 0 | 9.0939e-08 | 7.6337e-07 | 0 | 7.6337e-07 | 7.6337e-07 | 0 | 7.6337e-07 | 0 | 0 | 0 | 0 | 0 | [17 empty] | 7.3.3.17.5 (Remote Grid) Updates to grid topology to minimize risk of ignition in HFTDs Remote GridWLDFREquipment / facility failureAggregated | WLDFR | HFTD - Distribution - Tier 2 - 3QU CoRE ¦ 2QU LoRE | Red Flag Warning - Small Fires | Equipment / facility failure | Aggregated | 2031 | 0.00011568 | 791.1377 | 0.091515 | 2031 | Mitigation | 0.95 | 45 | 0 | esc | 0.00097009 | 1.1222e-07 | 0.00097009 | 1.1222e-07
[35 empty] | 7.3.3.17.6 Updates to grid topology to minimize risk of ignition in HFTDs Butte County Rebuild | WLDFR | non-HFTD - Distribution | 2035 | 0.38782 | 0.029731 | 0.026926 | 0 | 0.026926 |  |  |  |  | 0.050694 | 0.045911 | 0 | 0.045911 | 0.010442 |  | 0.017805 | 0.080425 | 0.03119 | Column23: 0.072838; Column24: 0.028248; Column25: 0; Column26: 0; Column27: 0.072838; Column28: 0.028248; Column29: 0.023401; Column30: 0.021194; Column31: 0; Column32: 0.021194; Column33: 0.0082193 | WLDFR | HFTD - Distribution - Tier 3 - 5QU CoRE ¦ 2QU LoRE | Non-Red Flag Warning - Destructive Fires | 2032 | 8.0061e-11 | 8.0061e-11 | 9534.9221 | 247.273 | 9287.6491 | 0 | 0 | 0 | 9.0939e-08 | 7.6337e-07 | 0 | 7.6337e-07 | 7.6337e-07 | 0 | 7.6337e-07 | 0 | 1.8738e-05 | 0 | 0 | 0 | [17 empty] | 7.3.3.17.5 (Remote Grid) Updates to grid topology to minimize risk of ignition in HFTDs Remote GridWLDFREquipment / facility failureAggregated | WLDFR | HFTD - Distribution - Tier 2 - 3QU CoRE ¦ 2QU LoRE | Red Flag Warning - Small Fires | Equipment / facility failure | Aggregated | 2032 | 0.00011568 | 791.1377 | 0.091515 | 2032 | Mitigation | 0.95 | 45 | 0 | esc | 0.00097009 | 1.1222e-07 | 0.00097009 | 1.1222e-07
[35 empty] | 7.3.3.17.6 Updates to grid topology to minimize risk of ignition in HFTDs Butte County Rebuild | WLDFR | non-HFTD - Distribution | 2036 | 0.36245 | 0.029731 | 0.026926 | 0 | 0.026926 |  |  |  |  | 0.050694 | 0.045911 | 0 | 0.045911 | 0.0097593 |  | 0.01664 | 0.080425 | 0.02915 | Column23: 0.072838; Column24: 0.0264; Column25: 0; Column26: 0; Column27: 0.072838; Column28: 0.0264; Column29: 0.023401; Column30: 0.021194; Column31: 0; Column32: 0.021194; Column33: 0.0076815 | WLDFR | HFTD - Distribution - Tier 3 - 5QU CoRE ¦ 2QU LoRE | Non-Red Flag Warning - Destructive Fires | 2033 | 8.0061e-11 | 8.0061e-11 | 9984.8474 | 263.1074 | 9721.74 | 0 | 0 | 0 | 9.0939e-08 | 7.994e-07 | 0 | 7.994e-07 | 7.994e-07 | 0 | 7.994e-07 | 0 | 1.9422e-05 | 4.2575e-05 | 0 | 4.2575e-05 | [17 empty] | 7.3.3.17.5 (Remote Grid) Updates to grid topology to minimize risk of ignition in HFTDs Remote GridWLDFREquipment / facility failureAggregated | WLDFR | HFTD - Distribution - Tier 2 - 3QU CoRE ¦ 2QU LoRE | Red Flag Warning - Small Fires | Equipment / facility failure | Aggregated | 2033 | 0.00011568 | 791.1377 | 0.091515 | 2033 | Mitigation | 0.95 | 45 | 0 | esc | 0.00097009 | 1.1222e-07 | 0.00097009 | 1.1222e-07
[35 empty] | 7.3.3.17.6 Updates to grid topology to minimize risk of ignition in HFTDs Butte County Rebuild | WLDFR | non-HFTD - Distribution | 2037 | 0.33873 | 0.029731 | 0.026926 | 0 | 0.026926 |  |  |  |  | 0.050694 | 0.045911 | 0 | 0.045911 | 0.0091209 |  | 0.015552 | 0.080425 | 0.027243 | Column23: 0.072838; Column24: 0.024673; Column25: 0; Column26: 0; Column27: 0.072838; Column28: 0.024673; Column29: 0.023401; Column30: 0.021194; Column31: 0; Column32: 0.021194; Column33: 0.007179 | WLDFR | HFTD - Distribution - Tier 3 - 5QU CoRE ¦ 2QU LoRE | Non-Red Flag Warning - Destructive Fires | 2034 | 8.0061e-11 | 8.0061e-11 | 9984.8474 | 263.1074 | 9721.74 | 0 | 0 | 0 | 9.0939e-08 | 7.994e-07 | 0 | 7.994e-07 | 7.994e-07 | 0 | 7.994e-07 | 0 | 1.9422e-05 | 4.2575e-05 | 0 | 4.2575e-05 | [17 empty] | 7.3.3.17.5 (Remote Grid) Updates to grid topology to minimize risk of ignition in HFTDs Remote GridWLDFREquipment / facility failureAggregated | WLDFR | HFTD - Distribution - Tier 2 - 3QU CoRE ¦ 2QU LoRE | Red Flag Warning - Small Fires | Equipment / facility failure | Aggregated | 2034 | 0.00011568 | 791.1377 | 0.091515 | 2034 | Mitigation | 0.95 | 45 | 0 | esc | 0.00097009 | 1.1222e-07 | 0.00097009 | 1.1222e-07
[35 empty] | 7.3.3.17.6 Updates to grid topology to minimize risk of ignition in HFTDs Butte County Rebuild | WLDFR | non-HFTD - Distribution | 2038 | 0.31657 | 0.029731 | 0.028251 | 0 | 0.028251 |  |  |  |  | 0.050694 | 0.048171 | 0 | 0.048171 | 0.0089437 |  | 0.01525 | 0.080425 | 0.025461 | Column23: 0.076422; Column24: 0.024193; Column25: 0; Column26: 0; Column27: 0.076422; Column28: 0.024193; Column29: 0.023401; Column30: 0.022237; Column31: 0; Column32: 0.022237; Column33: 0.0070395 | WLDFR | HFTD - Distribution - Tier 3 - 5QU CoRE ¦ 2QU LoRE | Non-Red Flag Warning - Destructive Fires | 2035 | 8.0061e-11 | 8.0061e-11 | 9984.8474 | 263.1074 | 9721.74 | 0 | 0 | 0 | 9.0939e-08 | 7.994e-07 | 0 | 7.994e-07 | 7.994e-07 | 0 | 7.994e-07 | 0 | 1.9422e-05 | 4.2575e-05 | 0 | 4.2575e-05 | [17 empty] | 7.3.3.17.5 (Remote Grid) Updates to grid topology to minimize risk of ignition in HFTDs Remote GridWLDFREquipment / facility failureAggregated | WLDFR | HFTD - Distribution - Tier 2 - 3QU CoRE ¦ 2QU LoRE | Red Flag Warning - Small Fires | Equipment / facility failure | Aggregated | 2035 | 0.00011568 | 791.1377 | 0.091515 | 2035 | Mitigation | 0.95 | 45 | 0 | esc | 0.00097009 | 1.1222e-07 | 0.00097009 | 1.1222e-07
[35 empty] | 7.3.3.17.6 Updates to grid topology to minimize risk of ignition in HFTDs Butte County Rebuild | WLDFR | non-HFTD - Distribution | 2039 | 0.29586 | 0.029731 | 0.028251 | 0 | 0.028251 |  |  |  |  | 0.050694 | 0.048171 | 0 | 0.048171 | 0.0083586 |  | 0.014252 | 0.080425 | 0.023795 | Column23: 0.076422; Column24: 0.02261; Column25: 0; Column26: 0; Column27: 0.076422; Column28: 0.02261; Column29: 0.023401; Column30: 0.022237; Column31: 0; Column32: 0.022237; Column33: 0.006579 | WLDFR | HFTD - Distribution - Tier 3 - 5QU CoRE ¦ 2QU LoRE | Non-Red Flag Warning - Destructive Fires | 2036 | 8.0061e-11 | 8.0061e-11 | 9984.8474 | 263.1074 | 9721.74 | 0 | 0 | 0 | 9.0939e-08 | 7.994e-07 | 0 | 7.994e-07 | 7.994e-07 | 0 | 7.994e-07 | 0 | 1.9422e-05 | 4.2575e-05 | 0 | 4.2575e-05 | [17 empty] | 7.3.3.17.5 (Remote Grid) Updates to grid topology to minimize risk of ignition in HFTDs Remote GridWLDFREquipment / facility failureAggregated | WLDFR | HFTD - Distribution - Tier 2 - 3QU CoRE ¦ 2QU LoRE | Red Flag Warning - Small Fires | Equipment / facility failure | Aggregated | 2036 | 0.00011568 | 791.1377 | 0.091515 | 2036 | Mitigation | 0.95 | 45 | 0 | esc | 0.00097009 | 1.1222e-07 | 0.00097009 | 1.1222e-07
[35 empty] | 7.3.3.17.6 Updates to grid topology to minimize risk of ignition in HFTDs Butte County Rebuild | WLDFR | non-HFTD - Distribution | 2040 | 0.27651 | 0.029731 | 0.028251 | 0 | 0.028251 |  |  |  |  | 0.050694 | 0.048171 | 0 | 0.048171 | 0.0078117 |  | 0.01332 | 0.080425 | 0.022238 | Column23: 0.076422; Column24: 0.021131; Column25: 0; Column26: 0; Column27: 0.076422; Column28: 0.021131; Column29: 0.023401; Column30: 0.022237; Column31: 0; Column32: 0.022237; Column33: 0.0061486 | WLDFR | HFTD - Distribution - Tier 3 - 5QU CoRE ¦ 2QU LoRE | Non-Red Flag Warning - Destructive Fires | 2037 | 8.0061e-11 | 8.0061e-11 | 9984.8474 | 263.1074 | 9721.74 | 0 | 0 | 0 | 9.0939e-08 | 7.994e-07 | 0 | 7.994e-07 | 7.994e-07 | 0 | 7.994e-07 | 0 | 1.9422e-05 | 4.2575e-05 | 0 | 4.2575e-05 | [17 empty] | 7.3.3.17.5 (Remote Grid) Updates to grid topology to minimize risk of ignition in HFTDs Remote GridWLDFREquipment / facility failureAggregated | WLDFR | HFTD - Distribution - Tier 2 - 3QU CoRE ¦ 2QU LoRE | Red Flag Warning - Small Fires | Equipment / facility failure | Aggregated | 2037 | 0.00011568 | 791.1377 | 0.091515 | 2037 | Mitigation | 0.95 | 45 | 0 | esc | 0.00097009 | 1.1222e-07 | 0.00097009 | 1.1222e-07
[35 empty] | 7.3.3.17.6 Updates to grid topology to minimize risk of ignition in HFTDs Butte County Rebuild | WLDFR | non-HFTD - Distribution | 2041 | 0.25842 | 0.029731 | 0.028251 | 0 | 0.028251 |  |  |  |  | 0.050694 | 0.048171 | 0 | 0.048171 | 0.0073007 |  | 0.012448 | 0.080425 | 0.020783 | Column23: 0.076422; Column24: 0.019749; Column25: 0; Column26: 0; Column27: 0.076422; Column28: 0.019749; Column29: 0.023401; Column30: 0.022237; Column31: 0; Column32: 0.022237; Column33: 0.0057464 | WLDFR | HFTD - Distribution - Tier 3 - 5QU CoRE ¦ 2QU LoRE | Non-Red Flag Warning - Destructive Fires | 2038 | 8.0061e-11 | 8.0061e-11 | 10472.8261 | 280.5544 | 10192.2718 | 0 | 0 | 0 | 9.0939e-08 | 8.3846e-07 | 0 | 8.3846e-07 | 8.3846e-07 | 0 | 8.3846e-07 | 0 | 2.0284e-05 | 4.4464e-05 | 0 | 4.4464e-05 | [17 empty] | 7.3.3.17.5 (Remote Grid) Updates to grid topology to minimize risk of ignition in HFTDs Remote GridWLDFREquipment / facility failureAggregated | WLDFR | HFTD - Distribution - Tier 2 - 3QU CoRE ¦ 2QU LoRE | Red Flag Warning - Small Fires | Equipment / facility failure | Aggregated | 2038 | 0.00011568 | 791.1377 | 0.091515 | 2038 | Mitigation | 0.95 | 45 | 0 | esc | 0.00097009 | 1.1222e-07 | 0.00097009 | 1.1222e-07
[35 empty] | 7.3.3.17.6 Updates to grid topology to minimize risk of ignition in HFTDs Butte County Rebuild | WLDFR | non-HFTD - Distribution | 2042 | 0.24151 | 0.029731 | 0.028251 | 0 | 0.028251 |  |  |  |  | 0.050694 | 0.048171 | 0 | 0.048171 | 0.0068231 |  | 0.011634 | 0.080425 | 0.019424 | Column23: 0.076422; Column24: 0.018457; Column25: 0; Column26: 0; Column27: 0.076422; Column28: 0.018457; Column29: 0.023401; Column30: 0.022237; Column31: 0; Column32: 0.022237; Column33: 0.0053704 | WLDFR | HFTD - Distribution - Tier 3 - 5QU CoRE ¦ 2QU LoRE | Non-Red Flag Warning - Destructive Fires | 2039 | 8.0061e-11 | 8.0061e-11 | 10472.8261 | 280.5544 | 10192.2718 | 0 | 0 | 0 | 9.0939e-08 | 8.3846e-07 | 0 | 8.3846e-07 | 8.3846e-07 | 0 | 8.3846e-07 | 0 | 2.0284e-05 | 4.4464e-05 | 0 | 4.4464e-05 | [17 empty] | 7.3.3.17.5 (Remote Grid) Updates to grid topology to minimize risk of ignition in HFTDs Remote GridWLDFREquipment / facility failureAggregated | WLDFR | HFTD - Distribution - Tier 2 - 3QU CoRE ¦ 2QU LoRE | Red Flag Warning - Small Fires | Equipment / facility failure | Aggregated | 2039 | 0.00011568 | 791.1377 | 0.091515 | 2039 | Mitigation | 0.95 | 45 | 0 | esc | 0.00097009 | 1.1222e-07 | 0.00097009 | 1.1222e-07
[35 empty] | 7.3.3.17.6 Updates to grid topology to minimize risk of ignition in HFTDs Butte County Rebuild | WLDFR | non-HFTD - Distribution | 2043 | 0.22571 | 0.029731 | 0.029666 | 0 | 0.029666 |  |  |  |  | 0.050694 | 0.050583 | 0 | 0.050583 | 0.0066961 |  | 0.011417 | 0.080425 | 0.018153 | Column23: 0.08025; Column24: 0.018113; Column25: 0; Column26: 0; Column27: 0.08025; Column28: 0.018113; Column29: 0.023401; Column30: 0.02335; Column31: 0; Column32: 0.02335; Column33: 0.0052705 | WLDFR | HFTD - Distribution - Tier 3 - 5QU CoRE ¦ 2QU LoRE | Non-Red Flag Warning - Destructive Fires | 2040 | 8.0061e-11 | 8.0061e-11 | 10472.8261 | 280.5544 | 10192.2718 | 0 | 0 | 0 | 9.0939e-08 | 8.3846e-07 | 0 | 8.3846e-07 | 8.3846e-07 | 0 | 8.3846e-07 | 0 | 2.0284e-05 | 4.4464e-05 | 0 | 4.4464e-05 | [17 empty] | 7.3.3.17.5 (Remote Grid) Updates to grid topology to minimize risk of ignition in HFTDs Remote GridWLDFREquipment / facility failureAggregated | WLDFR | HFTD - Distribution - Tier 2 - 3QU CoRE ¦ 2QU LoRE | Red Flag Warning - Small Fires | Equipment / facility failure | Aggregated | 2040 | 0.00011568 | 791.1377 | 0.091515 | 2040 | Mitigation | 0.95 | 45 | 0 | esc | 0.00097009 | 1.1222e-07 | 0.00097009 | 1.1222e-07
[35 empty] | 7.3.3.17.6 Updates to grid topology to minimize risk of ignition in HFTDs Butte County Rebuild | WLDFR | non-HFTD - Distribution | 2044 | 0.21095 | 0.029731 | 0.029666 | 0 | 0.029666 |  |  |  |  | 0.050694 | 0.050583 | 0 | 0.050583 | 0.006258 |  | 0.01067 | 0.080425 | 0.016965 | Column23: 0.08025; Column24: 0.016928; Column25: 0; Column26: 0; Column27: 0.08025; Column28: 0.016928; Column29: 0.023401; Column30: 0.02335; Column31: 0; Column32: 0.02335; Column33: 0.0049257 | WLDFR | HFTD - Distribution - Tier 3 - 5QU CoRE ¦ 2QU LoRE | Non-Red Flag Warning - Destructive Fires | 2041 | 8.0061e-11 | 8.0061e-11 | 10472.8261 | 280.5544 | 10192.2718 | 0 | 0 | 0 | 9.0939e-08 | 8.3846e-07 | 0 | 8.3846e-07 | 8.3846e-07 | 0 | 8.3846e-07 | 0 | 2.0284e-05 | 4.4464e-05 | 0 | 4.4464e-05 | [17 empty] | 7.3.3.17.5 (Remote Grid) Updates to grid topology to minimize risk of ignition in HFTDs Remote GridWLDFREquipment / facility failureAggregated | WLDFR | HFTD - Distribution - Tier 2 - 3QU CoRE ¦ 2QU LoRE | Red Flag Warning - Small Fires | Equipment / facility failure | Aggregated | 2041 | 0.00011568 | 791.1377 | 0.091515 | 2041 | Mitigation | 0.95 | 45 | 0 | esc | 0.00097009 | 1.1222e-07 | 0.00097009 | 1.1222e-07
[35 empty] | 7.3.3.17.6 Updates to grid topology to minimize risk of ignition in HFTDs Butte County Rebuild | WLDFR | non-HFTD - Distribution | 2045 | 0.19715 | 0.029731 | 0.029666 | 0 | 0.029666 |  |  |  |  | 0.050694 | 0.050583 | 0 | 0.050583 | 0.0058486 |  | 0.0099723 | 0.080425 | 0.015856 | Column23: 0.08025; Column24: 0.015821; Column25: 0; Column26: 0; Column27: 0.08025; Column28: 0.015821; Column29: 0.023401; Column30: 0.02335; Column31: 0; Column32: 0.02335; Column33: 0.0046034 | WLDFR | HFTD - Distribution - Tier 3 - 5QU CoRE ¦ 2QU LoRE | Non-Red Flag Warning - Destructive Fires | 2042 | 8.0061e-11 | 8.0061e-11 | 10472.8261 | 280.5544 | 10192.2718 | 0 | 0 | 0 | 9.0939e-08 | 8.3846e-07 | 0 | 8.3846e-07 | 8.3846e-07 | 0 | 8.3846e-07 | 0 | 2.0284e-05 | 4.4464e-05 | 0 | 4.4464e-05 | [17 empty] | 7.3.3.17.5 (Remote Grid) Updates to grid topology to minimize risk of ignition in HFTDs Remote GridWLDFREquipment / facility failureAggregated | WLDFR | HFTD - Distribution - Tier 2 - 3QU CoRE ¦ 2QU LoRE | Red Flag Warning - Small Fires | Equipment / facility failure | Aggregated | 2042 | 0.00011568 | 791.1377 | 0.091515 | 2042 | Mitigation | 0.95 | 45 | 0 | esc | 0.00097009 | 1.1222e-07 | 0.00097009 | 1.1222e-07
[35 empty] | 7.3.3.17.6 Updates to grid topology to minimize risk of ignition in HFTDs Butte County Rebuild | WLDFR | non-HFTD - Distribution | 2046 | 0.18425 | 0.029731 | 0.029666 | 0 | 0.029666 |  |  |  |  | 0.050694 | 0.050583 | 0 | 0.050583 | 0.005466 |  | 0.0093199 | 0.080425 | 0.014818 | Column23: 0.08025; Column24: 0.014786; Column25: 0; Column26: 0; Column27: 0.08025; Column28: 0.014786; Column29: 0.023401; Column30: 0.02335; Column31: 0; Column32: 0.02335; Column33: 0.0043023 | WLDFR | HFTD - Distribution - Tier 3 - 5QU CoRE ¦ 2QU LoRE | Non-Red Flag Warning - Destructive Fires | 2043 | 8.0061e-11 | 8.0061e-11 | 10992.1562 | 299.42 | 10692.7362 | 0 | 0 | 0 | 9.0939e-08 | 8.8004e-07 | 0 | 8.8004e-07 | 8.8004e-07 | 0 | 8.8004e-07 | 0 | 2.1242e-05 | 4.6562e-05 | 0 | 4.6562e-05 | [17 empty] | 7.3.3.17.5 (Remote Grid) Updates to grid topology to minimize risk of ignition in HFTDs Remote GridWLDFREquipment / facility failureAggregated | WLDFR | HFTD - Distribution - Tier 2 - 3QU CoRE ¦ 2QU LoRE | Red Flag Warning - Small Fires | Equipment / facility failure | Aggregated | 2043 | 0.00011568 | 791.1377 | 0.091515 | 2043 | Mitigation | 0.95 | 45 | 0 | esc | 0.00097009 | 1.1222e-07 | 0.00097009 | 1.1222e-07
[35 empty] | 7.3.3.17.6 Updates to grid topology to minimize risk of ignition in HFTDs Butte County Rebuild | WLDFR | non-HFTD - Distribution | 2047 | 0.1722 | 0.029731 | 0.029666 | 0 | 0.029666 |  |  |  |  | 0.050694 | 0.050583 | 0 | 0.050583 | 0.0051084 |  | 0.0087102 | 0.080425 | 0.013849 | Column23: 0.08025; Column24: 0.013819; Column25: 0; Column26: 0; Column27: 0.08025; Column28: 0.013819; Column29: 0.023401; Column30: 0.02335; Column31: 0; Column32: 0.02335; Column33: 0.0040208 | WLDFR | HFTD - Distribution - Tier 3 - 5QU CoRE ¦ 2QU LoRE | Non-Red Flag Warning - Destructive Fires | 2044 | 8.0061e-11 | 8.0061e-11 | 10992.1562 | 299.42 | 10692.7362 | 0 | 0 | 0 | 9.0939e-08 | 8.8004e-07 | 0 | 8.8004e-07 | 8.8004e-07 | 0 | 8.8004e-07 | 0 | 2.1242e-05 | 4.6562e-05 | 0 | 4.6562e-05 | [17 empty] | 7.3.3.17.5 (Remote Grid) Updates to grid topology to minimize risk of ignition in HFTDs Remote GridWLDFREquipment / facility failureAggregated | WLDFR | HFTD - Distribution - Tier 2 - 3QU CoRE ¦ 2QU LoRE | Red Flag Warning - Small Fires | Equipment / facility failure | Aggregated | 2044 | 0.00011568 | 791.1377 | 0.091515 | 2044 | Mitigation | 0.95 | 45 | 0 | esc | 0.00097009 | 1.1222e-07 | 0.00097009 | 1.1222e-07
[35 empty] | 7.3.3.17.6 Updates to grid topology to minimize risk of ignition in HFTDs Butte County Rebuild | WLDFR | non-HFTD - Distribution | 2048 | 0.16093 | 0.029731 | 0.031154 | 0 | 0.031154 |  |  |  |  | 0.050694 | 0.053119 | 0 | 0.053119 | 0.0050136 |  | 0.0085485 | 0.080425 | 0.012943 | Column23: 0.084273; Column24: 0.013562; Column25: 0; Column26: 0; Column27: 0.084273; Column28: 0.013562; Column29: 0.023401; Column30: 0.024521; Column31: 0; Column32: 0.024521; Column33: 0.0039462 | WLDFR | HFTD - Distribution - Tier 3 - 5QU CoRE ¦ 2QU LoRE | Non-Red Flag Warning - Destructive Fires | 2045 | 8.0061e-11 | 8.0061e-11 | 10992.1562 | 299.42 | 10692.7362 | 0 | 0 | 0 | 9.0939e-08 | 8.8004e-07 | 0 | 8.8004e-07 | 8.8004e-07 | 0 | 8.8004e-07 | 0 | 2.1242e-05 | 4.6562e-05 | 0 | 4.6562e-05 | [17 empty] | 7.3.3.17.5 (Remote Grid) Updates to grid topology to minimize risk of ignition in HFTDs Remote GridWLDFREquipment / facility failureAggregated | WLDFR | HFTD - Distribution - Tier 2 - 3QU CoRE ¦ 2QU LoRE | Red Flag Warning - Small Fires | Equipment / facility failure | Aggregated | 2045 | 0.00011568 | 791.1377 | 0.091515 | 2045 | Mitigation | 0.95 | 45 | 0 | esc | 0.00097009 | 1.1222e-07 | 0.00097009 | 1.1222e-07
[35 empty] | 7.3.3.17.6 Updates to grid topology to minimize risk of ignition in HFTDs Butte County Rebuild | WLDFR | non-HFTD - Distribution | 2049 | 0.1504 | 0.029731 | 0.031154 | 0 | 0.031154 |  |  |  |  | 0.050694 | 0.053119 | 0 | 0.053119 | 0.0046856 |  | 0.0079892 | 0.080425 | 0.012096 | Column23: 0.084273; Column24: 0.012675; Column25: 0; Column26: 0; Column27: 0.084273; Column28: 0.012675; Column29: 0.023401; Column30: 0.024521; Column31: 0; Column32: 0.024521; Column33: 0.003688 | WLDFR | HFTD - Distribution - Tier 3 - 5QU CoRE ¦ 2QU LoRE | Non-Red Flag Warning - Destructive Fires | 2046 | 8.0061e-11 | 8.0061e-11 | 10992.1562 | 299.42 | 10692.7362 | 0 | 0 | 0 | 9.0939e-08 | 8.8004e-07 | 0 | 8.8004e-07 | 8.8004e-07 | 0 | 8.8004e-07 | 0 | 2.1242e-05 | 4.6562e-05 | 0 | 4.6562e-05 | [17 empty] | 7.3.3.17.5 (Remote Grid) Updates to grid topology to minimize risk of ignition in HFTDs Remote GridWLDFREquipment / facility failureAggregated | WLDFR | HFTD - Distribution - Tier 2 - 3QU CoRE ¦ 2QU LoRE | Red Flag Warning - Small Fires | Equipment / facility failure | Aggregated | 2046 | 0.00011568 | 791.1377 | 0.091515 | 2046 | Mitigation | 0.95 | 45 | 0 | esc | 0.00097009 | 1.1222e-07 | 0.00097009 | 1.1222e-07
[35 empty] | 7.3.3.17.6 Updates to grid topology to minimize risk of ignition in HFTDs Butte County Rebuild | WLDFR | non-HFTD - Distribution | 2050 | 0.14056 | 0.029731 | 0.031154 | 0 | 0.031154 |  |  |  |  | 0.050694 | 0.053119 | 0 | 0.053119 | 0.004379 |  | 0.0074666 | 0.080425 | 0.011305 | Column23: 0.084273; Column24: 0.011846; Column25: 0; Column26: 0; Column27: 0.084273; Column28: 0.011846; Column29: 0.023401; Column30: 0.024521; Column31: 0; Column32: 0.024521; Column33: 0.0034467 | WLDFR | HFTD - Distribution - Tier 3 - 5QU CoRE ¦ 2QU LoRE | Non-Red Flag Warning - Destructive Fires | 2047 | 8.0061e-11 | 8.0061e-11 | 10992.1562 | 299.42 | 10692.7362 | 0 | 0 | 0 | 9.0939e-08 | 8.8004e-07 | 0 | 8.8004e-07 | 8.8004e-07 | 0 | 8.8004e-07 | 0 | 2.1242e-05 | 4.6562e-05 | 0 | 4.6562e-05 | [17 empty] | 7.3.3.17.5 (Remote Grid) Updates to grid topology to minimize risk of ignition in HFTDs Remote GridWLDFREquipment / facility failureAggregated | WLDFR | HFTD - Distribution - Tier 2 - 3QU CoRE ¦ 2QU LoRE | Red Flag Warning - Small Fires | Equipment / facility failure | Aggregated | 2047 | 0.00011568 | 791.1377 | 0.091515 | 2047 | Mitigation | 0.95 | 45 | 0 | esc | 0.00097009 | 1.1222e-07 | 0.00097009 | 1.1222e-07
[35 empty] | 7.3.3.17.6 Updates to grid topology to minimize risk of ignition in HFTDs Butte County Rebuild | WLDFR | non-HFTD - Distribution | 2051 | 0.13137 | 0.029731 | 0.031154 | 0 | 0.031154 |  |  |  |  | 0.050694 | 0.053119 | 0 | 0.053119 | 0.0040926 |  | 0.0069781 | 0.080425 | 0.010565 | Column23: 0.084273; Column24: 0.011071; Column25: 0; Column26: 0; Column27: 0.084273; Column28: 0.011071; Column29: 0.023401; Column30: 0.024521; Column31: 0; Column32: 0.024521; Column33: 0.0032212 | WLDFR | HFTD - Distribution - Tier 3 - 5QU CoRE ¦ 2QU LoRE | Non-Red Flag Warning - Destructive Fires | 2048 | 8.0061e-11 | 8.0061e-11 | 11536.0538 | 319.4911 | 11216.5626 | 0 | 0 | 0 | 9.0939e-08 | 9.2359e-07 | 0 | 9.2359e-07 | 9.2359e-07 | 0 | 9.2359e-07 | 0 | 2.228e-05 | 4.8838e-05 | 0 | 4.8838e-05 | [17 empty] | 7.3.3.17.5 (Remote Grid) Updates to grid topology to minimize risk of ignition in HFTDs Remote GridWLDFREquipment / facility failureAggregated | WLDFR | HFTD - Distribution - Tier 2 - 3QU CoRE ¦ 2QU LoRE | Red Flag Warning - Small Fires | Equipment / facility failure | Aggregated | 2048 | 0.00011568 | 791.1377 | 0.091515 | 2048 | Mitigation | 0.95 | 45 | 0 | esc | 0.00097009 | 1.1222e-07 | 0.00097009 | 1.1222e-07
[35 empty] | 7.3.3.17.6 Updates to grid topology to minimize risk of ignition in HFTDs Butte County Rebuild | WLDFR | non-HFTD - Distribution | 2052 | 0.12277 | 0.029731 | 0.031154 | 0 | 0.031154 |  |  |  |  | 0.050694 | 0.053119 | 0 | 0.053119 | 0.0038248 |  | 0.0065216 | 0.080425 | 0.009874 | Column23: 0.084273; Column24: 0.010346; Column25: 0; Column26: 0; Column27: 0.084273; Column28: 0.010346; Column29: 0.023401; Column30: 0.024521; Column31: 0; Column32: 0.024521; Column33: 0.0030105 | WLDFR | HFTD - Distribution - Tier 3 - 5QU CoRE ¦ 2QU LoRE | Non-Red Flag Warning - Destructive Fires | 2049 | 8.0061e-11 | 8.0061e-11 | 11536.0538 | 319.4911 | 11216.5626 | 0 | 0 | 0 | 9.0939e-08 | 9.2359e-07 | 0 | 9.2359e-07 | 9.2359e-07 | 0 | 9.2359e-07 | 0 | 2.228e-05 | 4.8838e-05 | 0 | 4.8838e-05 | [17 empty] | 7.3.3.17.5 (Remote Grid) Updates to grid topology to minimize risk of ignition in HFTDs Remote GridWLDFREquipment / facility failureAggregated | WLDFR | HFTD - Distribution - Tier 2 - 3QU CoRE ¦ 2QU LoRE | Red Flag Warning - Small Fires | Equipment / facility failure | Aggregated | 2049 | 0.00011568 | 791.1377 | 0.091515 | 2049 | Mitigation | 0.95 | 45 | 0 | esc | 0.00097009 | 1.1222e-07 | 0.00097009 | 1.1222e-07
[35 empty] | 7.3.3.17.6 Updates to grid topology to minimize risk of ignition in HFTDs Butte County Rebuild | WLDFR | non-HFTD - Distribution | 2053 | 0.11474 | 0.029731 | 0.032695 | 0 | 0.032695 |  |  |  |  | 0.050694 | 0.055748 | 0 | 0.055748 | 0.0037515 |  | 0.0063965 | 0.080425 | 0.0092281 | Column23: 0.088443; Column24: 0.010148; Column25: 0; Column26: 0; Column27: 0.088443; Column28: 0.010148; Column29: 0.023401; Column30: 0.025734; Column31: 0; Column32: 0.025734; Column33: 0.0029528 | WLDFR | HFTD - Distribution - Tier 3 - 5QU CoRE ¦ 2QU LoRE | Non-Red Flag Warning - Destructive Fires | 2050 | 8.0061e-11 | 8.0061e-11 | 11536.0538 | 319.4911 | 11216.5626 | 0 | 0 | 0 | 9.0939e-08 | 9.2359e-07 | 0 | 9.2359e-07 | 9.2359e-07 | 0 | 9.2359e-07 | 0 | 2.228e-05 | 4.8838e-05 | 0 | 4.8838e-05 | [17 empty] | 7.3.3.17.5 (Remote Grid) Updates to grid topology to minimize risk of ignition in HFTDs Remote GridWLDFREquipment / facility failureAggregated | WLDFR | HFTD - Distribution - Tier 2 - 3QU CoRE ¦ 2QU LoRE | Red Flag Warning - Small Fires | Equipment / facility failure | Aggregated | 2050 | 0.00011568 | 791.1377 | 0.091515 | 2050 | Mitigation | 0.95 | 45 | 0 | esc | 0.00097009 | 1.1222e-07 | 0.00097009 | 1.1222e-07
[35 empty] | 7.3.3.17.6 Updates to grid topology to minimize risk of ignition in HFTDs Butte County Rebuild | WLDFR | non-HFTD - Distribution | 2054 | 0.10723 | 0.029731 | 0.032695 | 0 | 0.032695 |  |  |  |  | 0.050694 | 0.055748 | 0 | 0.055748 | 0.0035061 |  | 0.0059781 | 0.080425 | 0.0086244 | Column23: 0.088443; Column24: 0.0094841; Column25: 0; Column26: 0; Column27: 0.088443; Column28: 0.0094841; Column29: 0.023401; Column30: 0.025734; Column31: 0; Column32: 0.025734; Column33: 0.0027596 | WLDFR | HFTD - Distribution - Tier 3 - 5QU CoRE ¦ 2QU LoRE | Non-Red Flag Warning - Destructive Fires | 2051 | 8.0061e-11 | 8.0061e-11 | 11536.0538 | 319.4911 | 11216.5626 | 0 | 0 | 0 | 9.0939e-08 | 9.2359e-07 | 0 | 9.2359e-07 | 9.2359e-07 | 0 | 9.2359e-07 | 0 | 2.228e-05 | 4.8838e-05 | 0 | 4.8838e-05 | [17 empty] | 7.3.3.17.5 (Remote Grid) Updates to grid topology to minimize risk of ignition in HFTDs Remote GridWLDFREquipment / facility failureAggregated | WLDFR | HFTD - Distribution - Tier 2 - 3QU CoRE ¦ 2QU LoRE | Red Flag Warning - Small Fires | Equipment / facility failure | Aggregated | 2051 | 0.00011568 | 791.1377 | 0.091515 | 2051 | Mitigation | 0.95 | 45 | 0 | esc | 0.00097009 | 1.1222e-07 | 0.00097009 | 1.1222e-07
[35 empty] | 7.3.3.17.6 Updates to grid topology to minimize risk of ignition in HFTDs Butte County Rebuild | WLDFR | non-HFTD - Distribution | 2055 | 0.10022 | 0.029731 | 0.032695 | 0 | 0.032695 |  |  |  |  | 0.050694 | 0.055748 | 0 | 0.055748 | 0.0032767 |  | 0.005587 | 0.080425 | 0.0080602 | Column23: 0.088443; Column24: 0.0088637; Column25: 0; Column26: 0; Column27: 0.088443; Column28: 0.0088637; Column29: 0.023401; Column30: 0.025734; Column31: 0; Column32: 0.025734; Column33: 0.0025791 | WLDFR | HFTD - Distribution - Tier 3 - 5QU CoRE ¦ 2QU LoRE | Non-Red Flag Warning - Destructive Fires | 2052 | 8.0061e-11 | 8.0061e-11 | 11536.0538 | 319.4911 | 11216.5626 | 0 | 0 | 0 | 9.0939e-08 | 9.2359e-07 | 0 | 9.2359e-07 | 9.2359e-07 | 0 | 9.2359e-07 | 0 | 2.228e-05 | 4.8838e-05 | 0 | 4.8838e-05 | [17 empty] | 7.3.3.17.5 (Remote Grid) Updates to grid topology to minimize risk of ignition in HFTDs Remote GridWLDFREquipment / facility failureAggregated | WLDFR | HFTD - Distribution - Tier 2 - 3QU CoRE ¦ 2QU LoRE | Red Flag Warning - Small Fires | Equipment / facility failure | Aggregated | 2052 | 0.00011568 | 791.1377 | 0.091515 | 2052 | Mitigation | 0.95 | 45 | 0 | esc | 0.00097009 | 1.1222e-07 | 0.00097009 | 1.1222e-07
[35 empty] | 7.3.3.17.6 Updates to grid topology to minimize risk of ignition in HFTDs Butte County Rebuild | WLDFR | non-HFTD - Distribution | 2056 | 0.093663 | 0.029731 | 0.032695 | 0 | 0.032695 |  |  |  |  | 0.050694 | 0.055748 | 0 | 0.055748 | 0.0030623 |  | 0.0052215 | 0.080425 | 0.0075329 | Column23: 0.088443; Column24: 0.0082838; Column25: 0; Column26: 0; Column27: 0.088443; Column28: 0.0082838; Column29: 0.023401; Column30: 0.025734; Column31: 0; Column32: 0.025734; Column33: 0.0024103 | WLDFR | HFTD - Distribution - Tier 3 - 5QU CoRE ¦ 2QU LoRE | Non-Red Flag Warning - Destructive Fires | 2053 | 8.0061e-11 | 8.0061e-11 | 12097.6769 | 340.5356 | 11757.1413 | 0 | 0 | 0 | 9.0939e-08 | 9.6855e-07 | 0 | 9.6855e-07 | 9.6855e-07 | 0 | 9.6855e-07 | 0 | 2.3385e-05 | 5.1259e-05 | 0 | 5.1259e-05 | [17 empty] | 7.3.3.17.5 (Remote Grid) Updates to grid topology to minimize risk of ignition in HFTDs Remote GridWLDFREquipment / facility failureAggregated | WLDFR | HFTD - Distribution - Tier 2 - 3QU CoRE ¦ 2QU LoRE | Red Flag Warning - Small Fires | Equipment / facility failure | Aggregated | 2053 | 0.00011568 | 791.1377 | 0.091515 | 2053 | Mitigation | 0.95 | 45 | 0 | esc | 0.00097009 | 1.1222e-07 | 0.00097009 | 1.1222e-07
[35 empty] | 7.3.3.17.6 Updates to grid topology to minimize risk of ignition in HFTDs Butte County Rebuild | WLDFR | non-HFTD - Distribution | 2057 | 0.087535 | 0.029731 | 0.032695 | 0 | 0.032695 |  |  |  |  | 0.050694 | 0.055748 | 0 | 0.055748 | 0.002862 |  | 0.0048799 | 0.080425 | 0.0070401 | Column23: 0.088443; Column24: 0.0077419; Column25: 0; Column26: 0; Column27: 0.088443; Column28: 0.0077419; Column29: 0.023401; Column30: 0.025734; Column31: 0; Column32: 0.025734; Column33: 0.0022527 | WLDFR | HFTD - Distribution - Tier 3 - 5QU CoRE ¦ 2QU LoRE | Non-Red Flag Warning - Destructive Fires | 2054 | 8.0061e-11 | 8.0061e-11 | 12097.6769 | 340.5356 | 11757.1413 | 0 | 0 | 0 | 9.0939e-08 | 9.6855e-07 | 0 | 9.6855e-07 | 9.6855e-07 | 0 | 9.6855e-07 | 0 | 2.3385e-05 | 5.1259e-05 | 0 | 5.1259e-05 | [17 empty] | 7.3.3.17.5 (Remote Grid) Updates to grid topology to minimize risk of ignition in HFTDs Remote GridWLDFREquipment / facility failureAggregated | WLDFR | HFTD - Distribution - Tier 2 - 3QU CoRE ¦ 2QU LoRE | Red Flag Warning - Small Fires | Equipment / facility failure | Aggregated | 2054 | 0.00011568 | 791.1377 | 0.091515 | 2054 | Mitigation | 0.95 | 45 | 0 | esc | 0.00097009 | 1.1222e-07 | 0.00097009 | 1.1222e-07
[35 empty] | 7.3.3.17.6 Updates to grid topology to minimize risk of ignition in HFTDs Butte County Rebuild | WLDFR | non-HFTD - Distribution | 2058 | 0.081809 | 0.029731 | 0.034272 | 0 | 0.034272 |  |  |  |  | 0.050694 | 0.058437 | 0 | 0.058437 | 0.0028038 |  | 0.0047806 | 0.080425 | 0.0065795 | Column23: 0.092709; Column24: 0.0075844; Column25: 0; Column26: 0; Column27: 0.092709; Column28: 0.0075844; Column29: 0.023401; Column30: 0.026976; Column31: 0; Column32: 0.026976; Column33: 0.0022068 | WLDFR | HFTD - Distribution - Tier 3 - 5QU CoRE ¦ 2QU LoRE | Non-Red Flag Warning - Destructive Fires | 2055 | 8.0061e-11 | 8.0061e-11 | 12097.6769 | 340.5356 | 11757.1413 | 0 | 0 | 0 | 9.0939e-08 | 9.6855e-07 | 0 | 9.6855e-07 | 9.6855e-07 | 0 | 9.6855e-07 | 0 | 2.3385e-05 | 5.1259e-05 | 0 | 5.1259e-05 | [17 empty] | 7.3.3.17.5 (Remote Grid) Updates to grid topology to minimize risk of ignition in HFTDs Remote GridWLDFREquipment / facility failureAggregated | WLDFR | HFTD - Distribution - Tier 2 - 3QU CoRE ¦ 2QU LoRE | Red Flag Warning - Small Fires | Equipment / facility failure | Aggregated | 2055 | 0.00011568 | 791.1377 | 0.091515 | 2055 | Mitigation | 0.95 | 45 | 0 | esc | 0.00097009 | 1.1222e-07 | 0.00097009 | 1.1222e-07
[35 empty] | 7.3.3.17.6 Updates to grid topology to minimize risk of ignition in HFTDs Butte County Rebuild | WLDFR | non-HFTD - Distribution | 2059 | 0.076457 | 0.029731 | 0.034272 | 0 | 0.034272 |  |  |  |  | 0.050694 | 0.058437 | 0 | 0.058437 | 0.0026204 |  | 0.0044679 | 0.080425 | 0.0061491 | Column23: 0.092709; Column24: 0.0070882; Column25: 0; Column26: 0; Column27: 0.092709; Column28: 0.0070882; Column29: 0.023401; Column30: 0.026976; Column31: 0; Column32: 0.026976; Column33: 0.0020625 | WLDFR | HFTD - Distribution - Tier 3 - 5QU CoRE ¦ 2QU LoRE | Non-Red Flag Warning - Destructive Fires | 2056 | 8.0061e-11 | 8.0061e-11 | 12097.6769 | 340.5356 | 11757.1413 | 0 | 0 | 0 | 9.0939e-08 | 9.6855e-07 | 0 | 9.6855e-07 | 9.6855e-07 | 0 | 9.6855e-07 | 0 | 2.3385e-05 | 5.1259e-05 | 0 | 5.1259e-05 | [17 empty] | 7.3.3.17.5 (Remote Grid) Updates to grid topology to minimize risk of ignition in HFTDs Remote GridWLDFREquipment / facility failureAggregated | WLDFR | HFTD - Distribution - Tier 2 - 3QU CoRE ¦ 2QU LoRE | Red Flag Warning - Small Fires | Equipment / facility failure | Aggregated | 2056 | 0.00011568 | 791.1377 | 0.091515 | 2056 | Mitigation | 0.95 | 45 | 0 | esc | 0.00097009 | 1.1222e-07 | 0.00097009 | 1.1222e-07
[35 empty] | 7.3.3.17.6 Updates to grid topology to minimize risk of ignition in HFTDs Butte County Rebuild | WLDFR | non-HFTD - Distribution | 2060 | 0.071455 | 0.029731 | 0.034272 | 0 | 0.034272 |  |  |  |  | 0.050694 | 0.058437 | 0 | 0.058437 | 0.0024489 |  | 0.0041756 | 0.080425 | 0.0057468 | Column23: 0.092709; Column24: 0.0066245; Column25: 0; Column26: 0; Column27: 0.092709; Column28: 0.0066245; Column29: 0.023401; Column30: 0.026976; Column31: 0; Column32: 0.026976; Column33: 0.0019275 | WLDFR | HFTD - Distribution - Tier 3 - 5QU CoRE ¦ 2QU LoRE | Non-Red Flag Warning - Destructive Fires | 2057 | 8.0061e-11 | 8.0061e-11 | 12097.6769 | 340.5356 | 11757.1413 | 0 | 0 | 0 | 9.0939e-08 | 9.6855e-07 | 0 | 9.6855e-07 | 9.6855e-07 | 0 | 9.6855e-07 | 0 | 2.3385e-05 | 5.1259e-05 | 0 | 5.1259e-05 | [17 empty] | 7.3.3.17.5 (Remote Grid) Updates to grid topology to minimize risk of ignition in HFTDs Remote GridWLDFREquipment / facility failureAggregated | WLDFR | HFTD - Distribution - Tier 2 - 3QU CoRE ¦ 2QU LoRE | Red Flag Warning - Small Fires | Equipment / facility failure | Aggregated | 2057 | 0.00011568 | 791.1377 | 0.091515 | 2057 | Mitigation | 0.95 | 45 | 0 | esc | 0.00097009 | 1.1222e-07 | 0.00097009 | 1.1222e-07
[35 empty] | 7.3.3.17.6 Updates to grid topology to minimize risk of ignition in HFTDs Butte County Rebuild | WLDFR | non-HFTD - Distribution | 2061 | 0.06678 | 0.029731 | 0.034272 | 0 | 0.034272 |  |  |  |  | 0.050694 | 0.058437 | 0 | 0.058437 | 0.0022887 |  | 0.0039024 | 0.080425 | 0.0053708 | Column23: 0.092709; Column24: 0.0061911; Column25: 0; Column26: 0; Column27: 0.092709; Column28: 0.0061911; Column29: 0.023401; Column30: 0.026976; Column31: 0; Column32: 0.026976; Column33: 0.0018014 | WLDFR | HFTD - Distribution - Tier 3 - 5QU CoRE ¦ 2QU LoRE | Non-Red Flag Warning - Destructive Fires | 2058 | 8.0061e-11 | 8.0061e-11 | 12670.1796 | 362.3049 | 12307.8747 | 0 | 0 | 0 | 9.0939e-08 | 1.0144e-06 | 0 | 1.0144e-06 | 1.0144e-06 | 0 | 1.0144e-06 | 0 | 2.4542e-05 | 5.3796e-05 | 0 | 5.3796e-05 | [17 empty] | 7.3.3.17.5 (Remote Grid) Updates to grid topology to minimize risk of ignition in HFTDs Remote GridWLDFREquipment / facility failureAggregated | WLDFR | HFTD - Distribution - Tier 2 - 3QU CoRE ¦ 2QU LoRE | Red Flag Warning - Small Fires | Equipment / facility failure | Aggregated | 2058 | 0.00011568 | 791.1377 | 0.091515 | 2058 | Mitigation | 0.95 | 45 | 0 | esc | 0.00097009 | 1.1222e-07 | 0.00097009 | 1.1222e-07
[35 empty] | 7.3.3.17.6 Updates to grid topology to minimize risk of ignition in HFTDs Butte County Rebuild | WLDFR | non-HFTD - Distribution | 2062 | 0.062412 | 0.029731 | 0.034272 | 0 | 0.034272 |  |  |  |  | 0.050694 | 0.058437 | 0 | 0.058437 | 0.002139 |  | 0.0036471 | 0.080425 | 0.0050195 | Column23: 0.092709; Column24: 0.0057861; Column25: 0; Column26: 0; Column27: 0.092709; Column28: 0.0057861; Column29: 0.023401; Column30: 0.026976; Column31: 0; Column32: 0.026976; Column33: 0.0016836 | WLDFR | HFTD - Distribution - Tier 3 - 5QU CoRE ¦ 2QU LoRE | Non-Red Flag Warning - Destructive Fires | 2059 | 8.0061e-11 | 8.0061e-11 | 12670.1796 | 362.3049 | 12307.8747 | 0 | 0 | 0 | 9.0939e-08 | 1.0144e-06 | 0 | 1.0144e-06 | 1.0144e-06 | 0 | 1.0144e-06 | 0 | 2.4542e-05 | 5.3796e-05 | 0 | 5.3796e-05 | [17 empty] | 7.3.3.17.5 (Remote Grid) Updates to grid topology to minimize risk of ignition in HFTDs Remote GridWLDFREquipment / facility failureAggregated | WLDFR | HFTD - Distribution - Tier 2 - 3QU CoRE ¦ 2QU LoRE | Red Flag Warning - Small Fires | Equipment / facility failure | Aggregated | 2059 | 0.00011568 | 791.1377 | 0.091515 | 2059 | Mitigation | 0.95 | 45 | 0 | esc | 0.00097009 | 1.1222e-07 | 0.00097009 | 1.1222e-07
[35 empty] | 7.3.3.17.6 Updates to grid topology to minimize risk of ignition in HFTDs Butte County Rebuild | WLDFR | non-HFTD - Distribution | 2063 | 0.058329 | 0.029731 | 0.035866 | 0 | 0.035866 |  |  |  |  | 0.050694 | 0.061155 | 0 | 0.061155 | 0.002092 |  | 0.0035671 | 0.080425 | 0.0046911 | Column23: 0.097021; Column24: 0.0056591; Column25: 0; Column26: 0; Column27: 0.097021; Column28: 0.0056591; Column29: 0.023401; Column30: 0.02823; Column31: 0; Column32: 0.02823; Column33: 0.0016466 | WLDFR | HFTD - Distribution - Tier 3 - 5QU CoRE ¦ 2QU LoRE | Non-Red Flag Warning - Destructive Fires | 2060 | 8.0061e-11 | 8.0061e-11 | 12670.1796 | 362.3049 | 12307.8747 | 0 | 0 | 0 | 9.0939e-08 | 1.0144e-06 | 0 | 1.0144e-06 | 1.0144e-06 | 0 | 1.0144e-06 | 0 | 2.4542e-05 | 5.3796e-05 | 0 | 5.3796e-05 | [17 empty] | 7.3.3.17.5 (Remote Grid) Updates to grid topology to minimize risk of ignition in HFTDs Remote GridWLDFREquipment / facility failureAggregated | WLDFR | HFTD - Distribution - Tier 2 - 3QU CoRE ¦ 2QU LoRE | Red Flag Warning - Small Fires | Equipment / facility failure | Aggregated | 2060 | 0.00011568 | 791.1377 | 0.091515 | 2060 | Mitigation | 0.95 | 45 | 0 | esc | 0.00097009 | 1.1222e-07 | 0.00097009 | 1.1222e-07
[35 empty] | 7.3.3.17.6 Updates to grid topology to minimize risk of ignition in HFTDs Butte County Rebuild | WLDFR | non-HFTD - Distribution | 2064 | 0.054513 | 0.029731 | 0.035866 | 0 | 0.035866 |  |  |  |  | 0.050694 | 0.061155 | 0 | 0.061155 | 0.0019552 |  | 0.0033337 | 0.080425 | 0.0043842 | Column23: 0.097021; Column24: 0.0052889; Column25: 0; Column26: 0; Column27: 0.097021; Column28: 0.0052889; Column29: 0.023401; Column30: 0.02823; Column31: 0; Column32: 0.02823; Column33: 0.0015389 | WLDFR | HFTD - Distribution - Tier 3 - 5QU CoRE ¦ 2QU LoRE | Non-Red Flag Warning - Destructive Fires | 2061 | 8.0061e-11 | 8.0061e-11 | 12670.1796 | 362.3049 | 12307.8747 | 0 | 0 | 0 | 9.0939e-08 | 1.0144e-06 | 0 | 1.0144e-06 | 1.0144e-06 | 0 | 1.0144e-06 | 0 | 2.4542e-05 | 5.3796e-05 | 0 | 5.3796e-05 | [17 empty] | 7.3.3.17.5 (Remote Grid) Updates to grid topology to minimize risk of ignition in HFTDs Remote GridWLDFREquipment / facility failureAggregated | WLDFR | HFTD - Distribution - Tier 2 - 3QU CoRE ¦ 2QU LoRE | Red Flag Warning - Small Fires | Equipment / facility failure | Aggregated | 2061 | 0.00011568 | 791.1377 | 0.091515 | 2061 | Mitigation | 0.95 | 45 | 0 | esc | 0.00097009 | 1.1222e-07 | 0.00097009 | 1.1222e-07
[35 empty] | 7.3.3.17.6 Updates to grid topology to minimize risk of ignition in HFTDs Butte County Rebuild | WLDFR | non-HFTD - Distribution | 2065 | 0.050946 | 0.029731 | 0.035866 | 0 | 0.035866 |  |  |  |  | 0.050694 | 0.061155 | 0 | 0.061155 | 0.0018273 |  | 0.0031156 | 0.080425 | 0.0040974 | Column23: 0.097021; Column24: 0.0049429; Column25: 0; Column26: 0; Column27: 0.097021; Column28: 0.0049429; Column29: 0.023401; Column30: 0.02823; Column31: 0; Column32: 0.02823; Column33: 0.0014382 | WLDFR | HFTD - Distribution - Tier 3 - 5QU CoRE ¦ 2QU LoRE | Non-Red Flag Warning - Destructive Fires | 2062 | 8.0061e-11 | 8.0061e-11 | 12670.1796 | 362.3049 | 12307.8747 | 0 | 0 | 0 | 9.0939e-08 | 1.0144e-06 | 0 | 1.0144e-06 | 1.0144e-06 | 0 | 1.0144e-06 | 0 | 2.4542e-05 | 5.3796e-05 | 0 | 5.3796e-05 | [17 empty] | 7.3.3.17.5 (Remote Grid) Updates to grid topology to minimize risk of ignition in HFTDs Remote GridWLDFREquipment / facility failureAggregated | WLDFR | HFTD - Distribution - Tier 2 - 3QU CoRE ¦ 2QU LoRE | Red Flag Warning - Small Fires | Equipment / facility failure | Aggregated | 2062 | 0.00011568 | 791.1377 | 0.091515 | 2062 | Mitigation | 0.95 | 45 | 0 | esc | 0.00097009 | 1.1222e-07 | 0.00097009 | 1.1222e-07
[35 empty] | 7.3.3.17.6 Updates to grid topology to minimize risk of ignition in HFTDs Butte County Rebuild | WLDFR | non-HFTD - Distribution | 2066 | 0.047613 | 0.029731 | 0.035866 | 0 | 0.035866 |  |  |  |  | 0.050694 | 0.061155 | 0 | 0.061155 | 0.0017077 |  | 0.0029118 | 0.080425 | 0.0038293 | Column23: 0.097021; Column24: 0.0046195; Column25: 0; Column26: 0; Column27: 0.097021; Column28: 0.0046195; Column29: 0.023401; Column30: 0.02823; Column31: 0; Column32: 0.02823; Column33: 0.0013441 | WLDFR | HFTD - Distribution - Tier 3 - 5QU CoRE ¦ 2QU LoRE | Non-Red Flag Warning - Destructive Fires | 2063 | 8.0061e-11 | 8.0061e-11 | 13246.6313 | 384.5316 | 12862.0997 | 0 | 0 | 0 | 9.0939e-08 | 1.0605e-06 | 0 | 1.0605e-06 | 1.0605e-06 | 0 | 1.0605e-06 | 0 | 2.5736e-05 | 5.6415e-05 | 0 | 5.6415e-05 | [17 empty] | 7.3.3.17.5 (Remote Grid) Updates to grid topology to minimize risk of ignition in HFTDs Remote GridWLDFREquipment / facility failureAggregated | WLDFR | HFTD - Distribution - Tier 2 - 3QU CoRE ¦ 2QU LoRE | Red Flag Warning - Small Fires | Equipment / facility failure | Aggregated | 2063 | 0.00011568 | 791.1377 | 0.091515 | 2063 | Mitigation | 0.95 | 45 | 0 | esc | 0.00097009 | 1.1222e-07 | 0.00097009 | 1.1222e-07
[35 empty] | 7.3.3.17.6 Updates to grid topology to minimize risk of ignition in HFTDs Butte County Rebuild | WLDFR | non-HFTD - Distribution | 2067 | 0.044499 | 0.029731 | 0.035866 | 0 | 0.035866 |  |  |  |  | 0.050694 | 0.061155 | 0 | 0.061155 | 0.001596 |  | 0.0027213 | 0.080425 | 0.0035788 | Column23: 0.097021; Column24: 0.0043173; Column25: 0; Column26: 0; Column27: 0.097021; Column28: 0.0043173; Column29: 0.023401; Column30: 0.02823; Column31: 0; Column32: 0.02823; Column33: 0.0012562 | WLDFR | HFTD - Distribution - Tier 3 - 5QU CoRE ¦ 2QU LoRE | Non-Red Flag Warning - Destructive Fires | 2064 | 8.0061e-11 | 8.0061e-11 | 13246.6313 | 384.5316 | 12862.0997 | 0 | 0 | 0 | 9.0939e-08 | 1.0605e-06 | 0 | 1.0605e-06 | 1.0605e-06 | 0 | 1.0605e-06 | 0 | 2.5736e-05 | 5.6415e-05 | 0 | 5.6415e-05 | [17 empty] | 7.3.3.17.5 (Remote Grid) Updates to grid topology to minimize risk of ignition in HFTDs Remote GridWLDFREquipment / facility failureAggregated | WLDFR | HFTD - Distribution - Tier 2 - 3QU CoRE ¦ 2QU LoRE | Red Flag Warning - Small Fires | Equipment / facility failure | Aggregated | 2064 | 0.00011568 | 791.1377 | 0.091515 | 2064 | Mitigation | 0.95 | 45 | 0 | esc | 0.00097009 | 1.1222e-07 | 0.00097009 | 1.1222e-07
[35 empty] | 7.3.3.17.6 Updates to grid topology to minimize risk of ignition in HFTDs Butte County Rebuild | WLDFR | non-HFTD - Distribution | 2068 | 0.041587 | 0.029731 | 0.037458 | 0 | 0.037458 |  |  |  |  | 0.050694 | 0.063869 | 0 | 0.063869 | 0.0015578 |  | 0.0026561 | 0.080425 | 0.0033447 | Column23: 0.10133; Column24: 0.0042139; Column25: 0; Column26: 0; Column27: 0.10133; Column28: 0.0042139; Column29: 0.023401; Column30: 0.029483; Column31: 0; Column32: 0.029483; Column33: 0.0012261 | WLDFR | HFTD - Distribution - Tier 3 - 5QU CoRE ¦ 2QU LoRE | Non-Red Flag Warning - Destructive Fires | 2065 | 8.0061e-11 | 8.0061e-11 | 13246.6313 | 384.5316 | 12862.0997 | 0 | 0 | 0 | 9.0939e-08 | 1.0605e-06 | 0 | 1.0605e-06 | 1.0605e-06 | 0 | 1.0605e-06 | 0 | 2.5736e-05 | 5.6415e-05 | 0 | 5.6415e-05 | [17 empty] | 7.3.3.17.5 (Remote Grid) Updates to grid topology to minimize risk of ignition in HFTDs Remote GridWLDFREquipment / facility failureAggregated | WLDFR | HFTD - Distribution - Tier 2 - 3QU CoRE ¦ 2QU LoRE | Red Flag Warning - Small Fires | Equipment / facility failure | Aggregated | 2065 | 0.00011568 | 791.1377 | 0.091515 | 2065 | Mitigation | 0.95 | 45 | 0 | esc | 0.00097009 | 1.1222e-07 | 0.00097009 | 1.1222e-07
[35 empty] | 7.3.3.17.6 Updates to grid topology to minimize risk of ignition in HFTDs Butte County Rebuild | WLDFR | non-HFTD - Distribution | 2069 | 0.038867 | 0.029731 | 0.037458 | 0 | 0.037458 |  |  |  |  | 0.050694 | 0.063869 | 0 | 0.063869 | 0.0014559 |  | 0.0024824 | 0.080425 | 0.0031259 | Column23: 0.10133; Column24: 0.0039382; Column25: 0; Column26: 0; Column27: 0.10133; Column28: 0.0039382; Column29: 0.023401; Column30: 0.029483; Column31: 0; Column32: 0.029483; Column33: 0.0011459 | WLDFR | HFTD - Distribution - Tier 3 - 5QU CoRE ¦ 2QU LoRE | Non-Red Flag Warning - Destructive Fires | 2066 | 8.0061e-11 | 8.0061e-11 | 13246.6313 | 384.5316 | 12862.0997 | 0 | 0 | 0 | 9.0939e-08 | 1.0605e-06 | 0 | 1.0605e-06 | 1.0605e-06 | 0 | 1.0605e-06 | 0 | 2.5736e-05 | 5.6415e-05 | 0 | 5.6415e-05 | [17 empty] | 7.3.3.17.5 (Remote Grid) Updates to grid topology to minimize risk of ignition in HFTDs Remote GridWLDFREquipment / facility failureAggregated | WLDFR | HFTD - Distribution - Tier 2 - 3QU CoRE ¦ 2QU LoRE | Red Flag Warning - Small Fires | Equipment / facility failure | Aggregated | 2066 | 0.00011568 | 791.1377 | 0.091515 | 2066 | Mitigation | 0.95 | 45 | 0 | esc | 0.00097009 | 1.1222e-07 | 0.00097009 | 1.1222e-07
[35 empty] | 7.3.3.17.6 Updates to grid topology to minimize risk of ignition in HFTDs Butte County Rebuild | WLDFR | non-HFTD - Distribution | 2070 | 0.036324 | 0.029731 | 0.037458 | 0 | 0.037458 |  |  |  |  | 0.050694 | 0.063869 | 0 | 0.063869 | 0.0013606 |  | 0.00232 | 0.080425 | 0.0029214 | Column23: 0.10133; Column24: 0.0036806; Column25: 0; Column26: 0; Column27: 0.10133; Column28: 0.0036806; Column29: 0.023401; Column30: 0.029483; Column31: 0; Column32: 0.029483; Column33: 0.0010709 | WLDFR | HFTD - Distribution - Tier 3 - 5QU CoRE ¦ 2QU LoRE | Non-Red Flag Warning - Destructive Fires | 2067 | 0 | 8.0061e-11 | 13246.6313 | 384.5316 | 12862.0997 | 0 | 0 | 0 | 9.0939e-08 | 0 | 0 | 0 | 1.0605e-06 | 0 | 1.0605e-06 | 0 | 2.5736e-05 | 5.6415e-05 | 0 | 5.6415e-05 | [17 empty] | 7.3.3.17.5 (Remote Grid) Updates to grid topology to minimize risk of ignition in HFTDs Remote GridWLDFREquipment / facility failureAggregated | WLDFR | HFTD - Distribution - Tier 2 - 3QU CoRE ¦ 2QU LoRE | Red Flag Warning - Small Fires | Equipment / facility failure | Aggregated | 2067 | 0.00011568 | 791.1377 | 0.091515 | 2067 | Mitigation | 0.95 | 45 | 0 | esc | 0 | 0 | 0.00097009 | 1.1222e-07
[35 empty] | 7.3.3.17.6 Updates to grid topology to minimize risk of ignition in HFTDs Butte County Rebuild | WLDFR | non-HFTD - Distribution | 2071 | 0.033948 | 0.029731 | 0.037458 | 0 | 0.037458 |  |  |  |  | 0.050694 | 0.063869 | 0 | 0.063869 | 0.0012716 |  | 0.0021682 | 0.080425 | 0.0027303 | Column23: 0.10133; Column24: 0.0034398; Column25: 0; Column26: 0; Column27: 0.10133; Column28: 0.0034398; Column29: 0.023401; Column30: 0.029483; Column31: 0; Column32: 0.029483; Column33: 0.0010009 | WLDFR | HFTD - Distribution - Tier 3 - 5QU CoRE ¦ 2QU LoRE | Non-Red Flag Warning - Large Fires | 2022 | 1.1529e-08 | 0 | 5.2406 | 0.69642 | 2.942 | 1.6022 | 0 | 0 | 1.2805e-05 | 6.0419e-08 | 0 | 6.0419e-08 | 0 | 0 | 0 | 0 | 2.6954e-05 | 5.9085e-05 | 0 | 5.9085e-05 | [17 empty] | 7.3.3.17.5 (Remote Grid) Updates to grid topology to minimize risk of ignition in HFTDs Remote GridWLDFRVegetation ContactAggregated | WLDFR | HFTD - Distribution - Tier 2 - 3QU CoRE ¦ 2QU LoRE | Red Flag Warning - Small Fires | Vegetation Contact | Aggregated | 2022 | 0.00053562 | 791.1377 | 0.42375 | 2022 | Mitigation | 0.95 | 45 | 0 | esc | 0.00097009 | 5.1959e-07 | 0 | 0
[35 empty] | 7.3.3.17.6 Updates to grid topology to minimize risk of ignition in HFTDs Butte County Rebuild | WLDFR | non-HFTD - Distribution | 2072 | 0.031727 | 0.029731 | 0.037458 | 0 | 0.037458 |  |  |  |  | 0.050694 | 0.063869 | 0 | 0.063869 | 0.0011884 |  | 0.0020264 | 0.080425 | 0.0025516 | Column23: 0.10133; Column24: 0.0032148; Column25: 0; Column26: 0; Column27: 0.10133; Column28: 0.0032148; Column29: 0.023401; Column30: 0.029483; Column31: 0; Column32: 0.029483; Column33: 0.00093541 | WLDFR | HFTD - Distribution - Tier 3 - 5QU CoRE ¦ 2QU LoRE | Non-Red Flag Warning - Large Fires | 2023 | 1.1529e-08 | 1.1529e-08 | 5.475 | 0.71896 | 3.0715 | 1.6846 | 0 | 0 | 1.2805e-05 | 6.3122e-08 | 0 | 6.3122e-08 | 6.3122e-08 | 0 | 6.3122e-08 | 0 | 2.6954e-05 | 5.9085e-05 | 0 | 5.9085e-05 | [17 empty] | 7.3.3.17.5 (Remote Grid) Updates to grid topology to minimize risk of ignition in HFTDs Remote GridWLDFRVegetation ContactAggregated | WLDFR | HFTD - Distribution - Tier 2 - 3QU CoRE ¦ 2QU LoRE | Red Flag Warning - Small Fires | Vegetation Contact | Aggregated | 2023 | 0.00053562 | 791.1377 | 0.42375 | 2023 | Mitigation | 0.95 | 45 | 0 | esc | 0.00097009 | 5.1959e-07 | 0.00097009 | 5.1959e-07
[35 empty] | 7.3.3.17.6 Updates to grid topology to minimize risk of ignition in HFTDs Butte County Rebuild | WLDFR | non-HFTD - Distribution | 2073 | 0.029651 | 0.029731 | 0.039028 | 0 | 0.039028 |  |  |  |  | 0.050694 | 0.066545 | 0 | 0.066545 | 0.0011572 |  | 0.0019732 | 0.080425 | 0.0023847 | Column23: 0.10557; Column24: 0.0031304; Column25: 0; Column26: 0; Column27: 0.10557; Column28: 0.0031304; Column29: 0.023401; Column30: 0.030719; Column31: 0; Column32: 0.030719; Column33: 0.00091085 | WLDFR | HFTD - Distribution - Tier 3 - 5QU CoRE ¦ 2QU LoRE | Non-Red Flag Warning - Large Fires | 2024 | 1.1529e-08 | 1.1529e-08 | 5.475 | 0.71896 | 3.0715 | 1.6846 | 0 | 0 | 1.2805e-05 | 6.3122e-08 | 0 | 6.3122e-08 | 6.3122e-08 | 0 | 6.3122e-08 | 0 | 2.6954e-05 | 5.9085e-05 | 0 | 5.9085e-05 | [17 empty] | 7.3.3.17.5 (Remote Grid) Updates to grid topology to minimize risk of ignition in HFTDs Remote GridWLDFRVegetation ContactAggregated | WLDFR | HFTD - Distribution - Tier 2 - 3QU CoRE ¦ 2QU LoRE | Red Flag Warning - Small Fires | Vegetation Contact | Aggregated | 2024 | 0.00053562 | 791.1377 | 0.42375 | 2024 | Mitigation | 0.95 | 45 | 0 | esc | 0.00097009 | 5.1959e-07 | 0.00097009 | 5.1959e-07
[35 empty] | 7.3.3.17.6 Updates to grid topology to minimize risk of ignition in HFTDs Butte County Rebuild | WLDFR | non-HFTD - Distribution | 2074 | 0.027711 | 0.029731 | 0.039028 | 0 | 0.039028 |  |  |  |  | 0.050694 | 0.066545 | 0 | 0.066545 | 0.0010815 |  | 0.0018441 | 0.080425 | 0.0022287 | Column23: 0.10557; Column24: 0.0029256; Column25: 0; Column26: 0; Column27: 0.10557; Column28: 0.0029256; Column29: 0.023401; Column30: 0.030719; Column31: 0; Column32: 0.030719; Column33: 0.00085126 | WLDFR | HFTD - Distribution - Tier 3 - 5QU CoRE ¦ 2QU LoRE | Non-Red Flag Warning - Large Fires | 2025 | 1.1529e-08 | 1.1529e-08 | 5.475 | 0.71896 | 3.0715 | 1.6846 | 0 | 0 | 1.2805e-05 | 6.3122e-08 | 0 | 6.3122e-08 | 6.3122e-08 | 0 | 6.3122e-08 | 0 | 2.6954e-05 | 5.9085e-05 | 0 | 5.9085e-05 | [17 empty] | 7.3.3.17.5 (Remote Grid) Updates to grid topology to minimize risk of ignition in HFTDs Remote GridWLDFRVegetation ContactAggregated | WLDFR | HFTD - Distribution - Tier 2 - 3QU CoRE ¦ 2QU LoRE | Red Flag Warning - Small Fires | Vegetation Contact | Aggregated | 2025 | 0.00053562 | 791.1377 | 0.42375 | 2025 | Mitigation | 0.95 | 45 | 0 | esc | 0.00097009 | 5.1959e-07 | 0.00097009 | 5.1959e-07
[35 empty] | 7.3.3.17.6 Updates to grid topology to minimize risk of ignition in HFTDs Butte County Rebuild | WLDFR | non-HFTD - Distribution | 2075 | 0.025899 | 0 | 0 | 0 | 0 |  |  |  |  | 0.050694 | 0.066545 | 0 | 0.066545 | 0 |  | 0.0017234 | 0.050694 | 0.0013129 | Column23: 0.066545; Column24: 0.0017234; Column25: 0; Column26: 0; Column27: 0.066545; Column28: 0.0017234; Column29: 0.023401; Column30: 0.030719; Column31: 0; Column32: 0.030719; Column33: 0.00079557 | WLDFR | HFTD - Distribution - Tier 3 - 5QU CoRE ¦ 2QU LoRE | Non-Red Flag Warning - Large Fires | 2026 | 1.1529e-08 | 1.1529e-08 | 5.475 | 0.71896 | 3.0715 | 1.6846 | 0 | 0 | 1.2805e-05 | 6.3122e-08 | 0 | 6.3122e-08 | 6.3122e-08 | 0 | 6.3122e-08 | 0 | 2.6954e-05 | 5.9085e-05 | 0 | 5.9085e-05 | [17 empty] | 7.3.3.17.5 (Remote Grid) Updates to grid topology to minimize risk of ignition in HFTDs Remote GridWLDFRVegetation ContactAggregated | WLDFR | HFTD - Distribution - Tier 2 - 3QU CoRE ¦ 2QU LoRE | Red Flag Warning - Small Fires | Vegetation Contact | Aggregated | 2026 | 0.00053562 | 791.1377 | 0.42375 | 2026 | Mitigation | 0.95 | 45 | 0 | esc | 0.00097009 | 5.1959e-07 | 0.00097009 | 5.1959e-07
[35 empty] | 7.3.3.17.6 Updates to grid topology to minimize risk of ignition in HFTDs Butte County Rebuild | WLDFR | non-HFTD - Distribution | 2076 | 0.024204 | 0 | 0 | 0 | 0 |  |  |  |  | 0.050694 | 0.066545 | 0 | 0.066545 | 0 |  | 0.0016107 | 0.050694 | 0.001227 | Column23: 0.066545; Column24: 0.0016107; Column25: 0; Column26: 0; Column27: 0.066545; Column28: 0.0016107; Column29: 0.023401; Column30: 0.030719; Column31: 0; Column32: 0.030719; Column33: 0.00074353 | WLDFR | HFTD - Distribution - Tier 3 - 5QU CoRE ¦ 2QU LoRE | Non-Red Flag Warning - Large Fires | 2027 | 1.1529e-08 | 1.1529e-08 | 5.475 | 0.71896 | 3.0715 | 1.6846 | 0 | 0 | 1.2805e-05 | 6.3122e-08 | 0 | 6.3122e-08 | 6.3122e-08 | 0 | 6.3122e-08 | 0 | 2.8181e-05 | 6.1773e-05 | 0 | 6.1773e-05 | [17 empty] | 7.3.3.17.5 (Remote Grid) Updates to grid topology to minimize risk of ignition in HFTDs Remote GridWLDFRVegetation ContactAggregated | WLDFR | HFTD - Distribution - Tier 2 - 3QU CoRE ¦ 2QU LoRE | Red Flag Warning - Small Fires | Vegetation Contact | Aggregated | 2027 | 0.00053562 | 791.1377 | 0.42375 | 2027 | Mitigation | 0.95 | 45 | 0 | esc | 0.00097009 | 5.1959e-07 | 0.00097009 | 5.1959e-07
[35 empty] | 7.3.3.17.6 Updates to grid topology to minimize risk of ignition in HFTDs Butte County Rebuild | WLDFR | non-HFTD - Distribution | 2077 | 0.022621 | 0 | 0 | 0 | 0 |  |  |  |  | 0 | 0 | 0 | 0 | 0 |  | 0 | 0 | 0 | Column23: 0; Column24: 0; Column25: 0; Column26: 0; Column27: 0; Column28: 0; Column29: 0.023401; Column30: 0.030719; Column31: 0; Column32: 0.030719; Column33: 0.00069488 | WLDFR | HFTD - Distribution - Tier 3 - 5QU CoRE ¦ 2QU LoRE | Non-Red Flag Warning - Large Fires | 2028 | 1.1529e-08 | 1.1529e-08 | 5.777 | 0.74734 | 3.238 | 1.7917 | 0 | 0 | 1.2805e-05 | 6.6604e-08 | 0 | 6.6604e-08 | 6.6604e-08 | 0 | 6.6604e-08 | 0 | 2.8181e-05 | 6.1773e-05 | 0 | 6.1773e-05 | [17 empty] | 7.3.3.17.5 (Remote Grid) Updates to grid topology to minimize risk of ignition in HFTDs Remote GridWLDFRVegetation ContactAggregated | WLDFR | HFTD - Distribution - Tier 2 - 3QU CoRE ¦ 2QU LoRE | Red Flag Warning - Small Fires | Vegetation Contact | Aggregated | 2028 | 0.00053562 | 791.1377 | 0.42375 | 2028 | Mitigation | 0.95 | 45 | 0 | esc | 0.00097009 | 5.1959e-07 | 0.00097009 | 5.1959e-07
[79 empty] | WLDFR | HFTD - Distribution - Tier 3 - 5QU CoRE ¦ 2QU LoRE | Non-Red Flag Warning - Large Fires | 2029 | 1.1529e-08 | 1.1529e-08 | 5.777 | 0.74734 | 3.238 | 1.7917 | 0 | 0 | 1.2805e-05 | 6.6604e-08 | 0 | 6.6604e-08 | 6.6604e-08 | 0 | 6.6604e-08 | 0 | 2.8181e-05 | 6.1773e-05 | 0 | 6.1773e-05 | [17 empty] | 7.3.3.17.5 (Remote Grid) Updates to grid topology to minimize risk of ignition in HFTDs Remote GridWLDFRVegetation ContactAggregated | WLDFR | HFTD - Distribution - Tier 2 - 3QU CoRE ¦ 2QU LoRE | Red Flag Warning - Small Fires | Vegetation Contact | Aggregated | 2029 | 0.00053562 | 791.1377 | 0.42375 | 2029 | Mitigation | 0.95 | 45 | 0 | esc | 0.00097009 | 5.1959e-07 | 0.00097009 | 5.1959e-07
[79 empty] | WLDFR | HFTD - Distribution - Tier 3 - 5QU CoRE ¦ 2QU LoRE | Non-Red Flag Warning - Large Fires | 2030 | 1.1529e-08 | 1.1529e-08 | 5.777 | 0.74734 | 3.238 | 1.7917 | 0 | 0 | 1.2805e-05 | 6.6604e-08 | 0 | 6.6604e-08 | 6.6604e-08 | 0 | 6.6604e-08 | 0 | 2.8181e-05 | 6.1773e-05 | 0 | 6.1773e-05 | [17 empty] | 7.3.3.17.5 (Remote Grid) Updates to grid topology to minimize risk of ignition in HFTDs Remote GridWLDFRVegetation ContactAggregated | WLDFR | HFTD - Distribution - Tier 2 - 3QU CoRE ¦ 2QU LoRE | Red Flag Warning - Small Fires | Vegetation Contact | Aggregated | 2030 | 0.00053562 | 791.1377 | 0.42375 | 2030 | Mitigation | 0.95 | 45 | 0 | esc | 0.00097009 | 5.1959e-07 | 0.00097009 | 5.1959e-07
[79 empty] | WLDFR | HFTD - Distribution - Tier 3 - 5QU CoRE ¦ 2QU LoRE | Non-Red Flag Warning - Large Fires | 2031 | 1.1529e-08 | 1.1529e-08 | 5.777 | 0.74734 | 3.238 | 1.7917 | 0 | 0 | 1.2805e-05 | 6.6604e-08 | 0 | 6.6604e-08 | 6.6604e-08 | 0 | 6.6604e-08 | 0 | 2.8181e-05 | 6.1773e-05 | 0 | 6.1773e-05 | [17 empty] | 7.3.3.17.5 (Remote Grid) Updates to grid topology to minimize risk of ignition in HFTDs Remote GridWLDFRVegetation ContactAggregated | WLDFR | HFTD - Distribution - Tier 2 - 3QU CoRE ¦ 2QU LoRE | Red Flag Warning - Small Fires | Vegetation Contact | Aggregated | 2031 | 0.00053562 | 791.1377 | 0.42375 | 2031 | Mitigation | 0.95 | 45 | 0 | esc | 0.00097009 | 5.1959e-07 | 0.00097009 | 5.1959e-07
[79 empty] | WLDFR | HFTD - Distribution - Tier 3 - 5QU CoRE ¦ 2QU LoRE | Non-Red Flag Warning - Large Fires | 2032 | 1.1529e-08 | 1.1529e-08 | 5.777 | 0.74734 | 3.238 | 1.7917 | 0 | 0 | 1.2805e-05 | 6.6604e-08 | 0 | 6.6604e-08 | 6.6604e-08 | 0 | 6.6604e-08 | 0 | 2.9401e-05 | 6.4447e-05 | 0 | 6.4447e-05 | [17 empty] | 7.3.3.17.5 (Remote Grid) Updates to grid topology to minimize risk of ignition in HFTDs Remote GridWLDFRVegetation ContactAggregated | WLDFR | HFTD - Distribution - Tier 2 - 3QU CoRE ¦ 2QU LoRE | Red Flag Warning - Small Fires | Vegetation Contact | Aggregated | 2032 | 0.00053562 | 791.1377 | 0.42375 | 2032 | Mitigation | 0.95 | 45 | 0 | esc | 0.00097009 | 5.1959e-07 | 0.00097009 | 5.1959e-07
[79 empty] | WLDFR | HFTD - Distribution - Tier 3 - 5QU CoRE ¦ 2QU LoRE | Non-Red Flag Warning - Large Fires | 2033 | 1.1529e-08 | 1.1529e-08 | 6.1205 | 0.77885 | 3.4265 | 1.9151 | 0 | 0 | 1.2805e-05 | 7.0564e-08 | 0 | 7.0564e-08 | 7.0564e-08 | 0 | 7.0564e-08 | 0 | 2.9401e-05 | 6.4447e-05 | 0 | 6.4447e-05 | [17 empty] | 7.3.3.17.5 (Remote Grid) Updates to grid topology to minimize risk of ignition in HFTDs Remote GridWLDFRVegetation ContactAggregated | WLDFR | HFTD - Distribution - Tier 2 - 3QU CoRE ¦ 2QU LoRE | Red Flag Warning - Small Fires | Vegetation Contact | Aggregated | 2033 | 0.00053562 | 791.1377 | 0.42375 | 2033 | Mitigation | 0.95 | 45 | 0 | esc | 0.00097009 | 5.1959e-07 | 0.00097009 | 5.1959e-07
[79 empty] | WLDFR | HFTD - Distribution - Tier 3 - 5QU CoRE ¦ 2QU LoRE | Non-Red Flag Warning - Large Fires | 2034 | 1.1529e-08 | 1.1529e-08 | 6.1205 | 0.77885 | 3.4265 | 1.9151 | 0 | 0 | 1.2805e-05 | 7.0564e-08 | 0 | 7.0564e-08 | 7.0564e-08 | 0 | 7.0564e-08 | 0 | 2.9401e-05 | 6.4447e-05 | 0 | 6.4447e-05 | [17 empty] | 7.3.3.17.5 (Remote Grid) Updates to grid topology to minimize risk of ignition in HFTDs Remote GridWLDFRVegetation ContactAggregated | WLDFR | HFTD - Distribution - Tier 2 - 3QU CoRE ¦ 2QU LoRE | Red Flag Warning - Small Fires | Vegetation Contact | Aggregated | 2034 | 0.00053562 | 791.1377 | 0.42375 | 2034 | Mitigation | 0.95 | 45 | 0 | esc | 0.00097009 | 5.1959e-07 | 0.00097009 | 5.1959e-07
[79 empty] | WLDFR | HFTD - Distribution - Tier 3 - 5QU CoRE ¦ 2QU LoRE | Non-Red Flag Warning - Large Fires | 2035 | 1.1529e-08 | 1.1529e-08 | 6.1205 | 0.77885 | 3.4265 | 1.9151 | 0 | 0 | 1.2805e-05 | 7.0564e-08 | 0 | 7.0564e-08 | 7.0564e-08 | 0 | 7.0564e-08 | 0 | 0 | 6.4447e-05 | 0 | 6.4447e-05 | [17 empty] | 7.3.3.17.5 (Remote Grid) Updates to grid topology to minimize risk of ignition in HFTDs Remote GridWLDFRVegetation ContactAggregated | WLDFR | HFTD - Distribution - Tier 2 - 3QU CoRE ¦ 2QU LoRE | Red Flag Warning - Small Fires | Vegetation Contact | Aggregated | 2035 | 0.00053562 | 791.1377 | 0.42375 | 2035 | Mitigation | 0.95 | 45 | 0 | esc | 0.00097009 | 5.1959e-07 | 0.00097009 | 5.1959e-07
[79 empty] | WLDFR | HFTD - Distribution - Tier 3 - 5QU CoRE ¦ 2QU LoRE | Non-Red Flag Warning - Large Fires | 2036 | 1.1529e-08 | 1.1529e-08 | 6.1205 | 0.77885 | 3.4265 | 1.9151 | 0 | 0 | 1.2805e-05 | 7.0564e-08 | 0 | 7.0564e-08 | 7.0564e-08 | 0 | 7.0564e-08 | 0 | 0 | 0 | 0 | 0 | [17 empty] | 7.3.3.17.5 (Remote Grid) Updates to grid topology to minimize risk of ignition in HFTDs Remote GridWLDFRVegetation ContactAggregated | WLDFR | HFTD - Distribution - Tier 2 - 3QU CoRE ¦ 2QU LoRE | Red Flag Warning - Small Fires | Vegetation Contact | Aggregated | 2036 | 0.00053562 | 791.1377 | 0.42375 | 2036 | Mitigation | 0.95 | 45 | 0 | esc | 0.00097009 | 5.1959e-07 | 0.00097009 | 5.1959e-07
[79 empty] | WLDFR | HFTD - Distribution - Tier 3 - 5QU CoRE ¦ 2QU LoRE | Non-Red Flag Warning - Large Fires | 2037 | 1.1529e-08 | 1.1529e-08 | 6.1205 | 0.77885 | 3.4265 | 1.9151 | 0 | 0 | 1.2805e-05 | 7.0564e-08 | 0 | 7.0564e-08 | 7.0564e-08 | 0 | 7.0564e-08 | 0 | 1.6689e-07 | 0 | 0 | 0 | [17 empty] | 7.3.3.17.5 (Remote Grid) Updates to grid topology to minimize risk of ignition in HFTDs Remote GridWLDFRVegetation ContactAggregated | WLDFR | HFTD - Distribution - Tier 2 - 3QU CoRE ¦ 2QU LoRE | Red Flag Warning - Small Fires | Vegetation Contact | Aggregated | 2037 | 0.00053562 | 791.1377 | 0.42375 | 2037 | Mitigation | 0.95 | 45 | 0 | esc | 0.00097009 | 5.1959e-07 | 0.00097009 | 5.1959e-07
[79 empty] | WLDFR | HFTD - Distribution - Tier 3 - 5QU CoRE ¦ 2QU LoRE | Non-Red Flag Warning - Large Fires | 2038 | 1.1529e-08 | 1.1529e-08 | 6.5028 | 0.81304 | 3.6355 | 2.0543 | 0 | 0 | 1.2805e-05 | 7.4972e-08 | 0 | 7.4972e-08 | 7.4972e-08 | 0 | 7.4972e-08 | 0 | 1.7436e-07 | 3.822e-07 | 0 | 3.822e-07 | [17 empty] | 7.3.3.17.5 (Remote Grid) Updates to grid topology to minimize risk of ignition in HFTDs Remote GridWLDFRVegetation ContactAggregated | WLDFR | HFTD - Distribution - Tier 2 - 3QU CoRE ¦ 2QU LoRE | Red Flag Warning - Small Fires | Vegetation Contact | Aggregated | 2038 | 0.00053562 | 791.1377 | 0.42375 | 2038 | Mitigation | 0.95 | 45 | 0 | esc | 0.00097009 | 5.1959e-07 | 0.00097009 | 5.1959e-07
[79 empty] | WLDFR | HFTD - Distribution - Tier 3 - 5QU CoRE ¦ 2QU LoRE | Non-Red Flag Warning - Large Fires | 2039 | 1.1529e-08 | 1.1529e-08 | 6.5028 | 0.81304 | 3.6355 | 2.0543 | 0 | 0 | 1.2805e-05 | 7.4972e-08 | 0 | 7.4972e-08 | 7.4972e-08 | 0 | 7.4972e-08 | 0 | 1.7436e-07 | 3.822e-07 | 0 | 3.822e-07 | [17 empty] | 7.3.3.17.5 (Remote Grid) Updates to grid topology to minimize risk of ignition in HFTDs Remote GridWLDFRVegetation ContactAggregated | WLDFR | HFTD - Distribution - Tier 2 - 3QU CoRE ¦ 2QU LoRE | Red Flag Warning - Small Fires | Vegetation Contact | Aggregated | 2039 | 0.00053562 | 791.1377 | 0.42375 | 2039 | Mitigation | 0.95 | 45 | 0 | esc | 0.00097009 | 5.1959e-07 | 0.00097009 | 5.1959e-07
[79 empty] | WLDFR | HFTD - Distribution - Tier 3 - 5QU CoRE ¦ 2QU LoRE | Non-Red Flag Warning - Large Fires | 2040 | 1.1529e-08 | 1.1529e-08 | 6.5028 | 0.81304 | 3.6355 | 2.0543 | 0 | 0 | 1.2805e-05 | 7.4972e-08 | 0 | 7.4972e-08 | 7.4972e-08 | 0 | 7.4972e-08 | 0 | 1.7436e-07 | 3.822e-07 | 0 | 3.822e-07 | [17 empty] | 7.3.3.17.5 (Remote Grid) Updates to grid topology to minimize risk of ignition in HFTDs Remote GridWLDFRVegetation ContactAggregated | WLDFR | HFTD - Distribution - Tier 2 - 3QU CoRE ¦ 2QU LoRE | Red Flag Warning - Small Fires | Vegetation Contact | Aggregated | 2040 | 0.00053562 | 791.1377 | 0.42375 | 2040 | Mitigation | 0.95 | 45 | 0 | esc | 0.00097009 | 5.1959e-07 | 0.00097009 | 5.1959e-07
[79 empty] | WLDFR | HFTD - Distribution - Tier 3 - 5QU CoRE ¦ 2QU LoRE | Non-Red Flag Warning - Large Fires | 2041 | 1.1529e-08 | 1.1529e-08 | 6.5028 | 0.81304 | 3.6355 | 2.0543 | 0 | 0 | 1.2805e-05 | 7.4972e-08 | 0 | 7.4972e-08 | 7.4972e-08 | 0 | 7.4972e-08 | 0 | 1.7436e-07 | 3.822e-07 | 0 | 3.822e-07 | [17 empty] | 7.3.3.17.5 (Remote Grid) Updates to grid topology to minimize risk of ignition in HFTDs Remote GridWLDFRVegetation ContactAggregated | WLDFR | HFTD - Distribution - Tier 2 - 3QU CoRE ¦ 2QU LoRE | Red Flag Warning - Small Fires | Vegetation Contact | Aggregated | 2041 | 0.00053562 | 791.1377 | 0.42375 | 2041 | Mitigation | 0.95 | 45 | 0 | esc | 0.00097009 | 5.1959e-07 | 0.00097009 | 5.1959e-07
[79 empty] | WLDFR | HFTD - Distribution - Tier 3 - 5QU CoRE ¦ 2QU LoRE | Non-Red Flag Warning - Large Fires | 2042 | 1.1529e-08 | 1.1529e-08 | 6.5028 | 0.81304 | 3.6355 | 2.0543 | 0 | 0 | 1.2805e-05 | 7.4972e-08 | 0 | 7.4972e-08 | 7.4972e-08 | 0 | 7.4972e-08 | 0 | 1.7436e-07 | 3.822e-07 | 0 | 3.822e-07 | [17 empty] | 7.3.3.17.5 (Remote Grid) Updates to grid topology to minimize risk of ignition in HFTDs Remote GridWLDFRVegetation ContactAggregated | WLDFR | HFTD - Distribution - Tier 2 - 3QU CoRE ¦ 2QU LoRE | Red Flag Warning - Small Fires | Vegetation Contact | Aggregated | 2042 | 0.00053562 | 791.1377 | 0.42375 | 2042 | Mitigation | 0.95 | 45 | 0 | esc | 0.00097009 | 5.1959e-07 | 0.00097009 | 5.1959e-07
[79 empty] | WLDFR | HFTD - Distribution - Tier 3 - 5QU CoRE ¦ 2QU LoRE | Non-Red Flag Warning - Large Fires | 2043 | 1.1529e-08 | 1.1529e-08 | 6.9209 | 0.84944 | 3.8632 | 2.2083 | 0 | 0 | 1.2805e-05 | 7.9792e-08 | 0 | 7.9792e-08 | 7.9792e-08 | 0 | 7.9792e-08 | 0 | 1.8398e-07 | 4.0328e-07 | 0 | 4.0328e-07 | [17 empty] | 7.3.3.17.5 (Remote Grid) Updates to grid topology to minimize risk of ignition in HFTDs Remote GridWLDFRVegetation ContactAggregated | WLDFR | HFTD - Distribution - Tier 2 - 3QU CoRE ¦ 2QU LoRE | Red Flag Warning - Small Fires | Vegetation Contact | Aggregated | 2043 | 0.00053562 | 791.1377 | 0.42375 | 2043 | Mitigation | 0.95 | 45 | 0 | esc | 0.00097009 | 5.1959e-07 | 0.00097009 | 5.1959e-07
[79 empty] | WLDFR | HFTD - Distribution - Tier 3 - 5QU CoRE ¦ 2QU LoRE | Non-Red Flag Warning - Large Fires | 2044 | 1.1529e-08 | 1.1529e-08 | 6.9209 | 0.84944 | 3.8632 | 2.2083 | 0 | 0 | 1.2805e-05 | 7.9792e-08 | 0 | 7.9792e-08 | 7.9792e-08 | 0 | 7.9792e-08 | 0 | 1.8398e-07 | 4.0328e-07 | 0 | 4.0328e-07 | [17 empty] | 7.3.3.17.5 (Remote Grid) Updates to grid topology to minimize risk of ignition in HFTDs Remote GridWLDFRVegetation ContactAggregated | WLDFR | HFTD - Distribution - Tier 2 - 3QU CoRE ¦ 2QU LoRE | Red Flag Warning - Small Fires | Vegetation Contact | Aggregated | 2044 | 0.00053562 | 791.1377 | 0.42375 | 2044 | Mitigation | 0.95 | 45 | 0 | esc | 0.00097009 | 5.1959e-07 | 0.00097009 | 5.1959e-07
[79 empty] | WLDFR | HFTD - Distribution - Tier 3 - 5QU CoRE ¦ 2QU LoRE | Non-Red Flag Warning - Large Fires | 2045 | 1.1529e-08 | 1.1529e-08 | 6.9209 | 0.84944 | 3.8632 | 2.2083 | 0 | 0 | 1.2805e-05 | 7.9792e-08 | 0 | 7.9792e-08 | 7.9792e-08 | 0 | 7.9792e-08 | 0 | 1.8398e-07 | 4.0328e-07 | 0 | 4.0328e-07 | [17 empty] | 7.3.3.17.5 (Remote Grid) Updates to grid topology to minimize risk of ignition in HFTDs Remote GridWLDFRVegetation ContactAggregated | WLDFR | HFTD - Distribution - Tier 2 - 3QU CoRE ¦ 2QU LoRE | Red Flag Warning - Small Fires | Vegetation Contact | Aggregated | 2045 | 0.00053562 | 791.1377 | 0.42375 | 2045 | Mitigation | 0.95 | 45 | 0 | esc | 0.00097009 | 5.1959e-07 | 0.00097009 | 5.1959e-07
[79 empty] | WLDFR | HFTD - Distribution - Tier 3 - 5QU CoRE ¦ 2QU LoRE | Non-Red Flag Warning - Large Fires | 2046 | 1.1529e-08 | 1.1529e-08 | 6.9209 | 0.84944 | 3.8632 | 2.2083 | 0 | 0 | 1.2805e-05 | 7.9792e-08 | 0 | 7.9792e-08 | 7.9792e-08 | 0 | 7.9792e-08 | 0 | 1.8398e-07 | 4.0328e-07 | 0 | 4.0328e-07 | [17 empty] | 7.3.3.17.5 (Remote Grid) Updates to grid topology to minimize risk of ignition in HFTDs Remote GridWLDFRVegetation ContactAggregated | WLDFR | HFTD - Distribution - Tier 2 - 3QU CoRE ¦ 2QU LoRE | Red Flag Warning - Small Fires | Vegetation Contact | Aggregated | 2046 | 0.00053562 | 791.1377 | 0.42375 | 2046 | Mitigation | 0.95 | 45 | 0 | esc | 0.00097009 | 5.1959e-07 | 0.00097009 | 5.1959e-07
[79 empty] | WLDFR | HFTD - Distribution - Tier 3 - 5QU CoRE ¦ 2QU LoRE | Non-Red Flag Warning - Large Fires | 2047 | 1.1529e-08 | 1.1529e-08 | 6.9209 | 0.84944 | 3.8632 | 2.2083 | 0 | 0 | 1.2805e-05 | 7.9792e-08 | 0 | 7.9792e-08 | 7.9792e-08 | 0 | 7.9792e-08 | 0 | 1.8398e-07 | 4.0328e-07 | 0 | 4.0328e-07 | [17 empty] | 7.3.3.17.5 (Remote Grid) Updates to grid topology to minimize risk of ignition in HFTDs Remote GridWLDFRVegetation ContactAggregated | WLDFR | HFTD - Distribution - Tier 2 - 3QU CoRE ¦ 2QU LoRE | Red Flag Warning - Small Fires | Vegetation Contact | Aggregated | 2047 | 0.00053562 | 791.1377 | 0.42375 | 2047 | Mitigation | 0.95 | 45 | 0 | esc | 0.00097009 | 5.1959e-07 | 0.00097009 | 5.1959e-07
[79 empty] | WLDFR | HFTD - Distribution - Tier 3 - 5QU CoRE ¦ 2QU LoRE | Non-Red Flag Warning - Large Fires | 2048 | 1.1529e-08 | 1.1529e-08 | 7.3713 | 0.88759 | 4.1075 | 2.3763 | 0 | 0 | 1.2805e-05 | 8.4985e-08 | 0 | 8.4985e-08 | 8.4985e-08 | 0 | 8.4985e-08 | 0 | 1.9492e-07 | 4.2726e-07 | 0 | 4.2726e-07 | [17 empty] | 7.3.3.17.5 (Remote Grid) Updates to grid topology to minimize risk of ignition in HFTDs Remote GridWLDFRVegetation ContactAggregated | WLDFR | HFTD - Distribution - Tier 2 - 3QU CoRE ¦ 2QU LoRE | Red Flag Warning - Small Fires | Vegetation Contact | Aggregated | 2048 | 0.00053562 | 791.1377 | 0.42375 | 2048 | Mitigation | 0.95 | 45 | 0 | esc | 0.00097009 | 5.1959e-07 | 0.00097009 | 5.1959e-07
[79 empty] | WLDFR | HFTD - Distribution - Tier 3 - 5QU CoRE ¦ 2QU LoRE | Non-Red Flag Warning - Large Fires | 2049 | 1.1529e-08 | 1.1529e-08 | 7.3713 | 0.88759 | 4.1075 | 2.3763 | 0 | 0 | 1.2805e-05 | 8.4985e-08 | 0 | 8.4985e-08 | 8.4985e-08 | 0 | 8.4985e-08 | 0 | 1.9492e-07 | 4.2726e-07 | 0 | 4.2726e-07 | [17 empty] | 7.3.3.17.5 (Remote Grid) Updates to grid topology to minimize risk of ignition in HFTDs Remote GridWLDFRVegetation ContactAggregated | WLDFR | HFTD - Distribution - Tier 2 - 3QU CoRE ¦ 2QU LoRE | Red Flag Warning - Small Fires | Vegetation Contact | Aggregated | 2049 | 0.00053562 | 791.1377 | 0.42375 | 2049 | Mitigation | 0.95 | 45 | 0 | esc | 0.00097009 | 5.1959e-07 | 0.00097009 | 5.1959e-07
[79 empty] | WLDFR | HFTD - Distribution - Tier 3 - 5QU CoRE ¦ 2QU LoRE | Non-Red Flag Warning - Large Fires | 2050 | 1.1529e-08 | 1.1529e-08 | 7.3713 | 0.88759 | 4.1075 | 2.3763 | 0 | 0 | 1.2805e-05 | 8.4985e-08 | 0 | 8.4985e-08 | 8.4985e-08 | 0 | 8.4985e-08 | 0 | 1.9492e-07 | 4.2726e-07 | 0 | 4.2726e-07 | [17 empty] | 7.3.3.17.5 (Remote Grid) Updates to grid topology to minimize risk of ignition in HFTDs Remote GridWLDFRVegetation ContactAggregated | WLDFR | HFTD - Distribution - Tier 2 - 3QU CoRE ¦ 2QU LoRE | Red Flag Warning - Small Fires | Vegetation Contact | Aggregated | 2050 | 0.00053562 | 791.1377 | 0.42375 | 2050 | Mitigation | 0.95 | 45 | 0 | esc | 0.00097009 | 5.1959e-07 | 0.00097009 | 5.1959e-07
[79 empty] | WLDFR | HFTD - Distribution - Tier 3 - 5QU CoRE ¦ 2QU LoRE | Non-Red Flag Warning - Large Fires | 2051 | 1.1529e-08 | 1.1529e-08 | 7.3713 | 0.88759 | 4.1075 | 2.3763 | 0 | 0 | 1.2805e-05 | 8.4985e-08 | 0 | 8.4985e-08 | 8.4985e-08 | 0 | 8.4985e-08 | 0 | 1.9492e-07 | 4.2726e-07 | 0 | 4.2726e-07 | [17 empty] | 7.3.3.17.5 (Remote Grid) Updates to grid topology to minimize risk of ignition in HFTDs Remote GridWLDFRVegetation ContactAggregated | WLDFR | HFTD - Distribution - Tier 2 - 3QU CoRE ¦ 2QU LoRE | Red Flag Warning - Small Fires | Vegetation Contact | Aggregated | 2051 | 0.00053562 | 791.1377 | 0.42375 | 2051 | Mitigation | 0.95 | 45 | 0 | esc | 0.00097009 | 5.1959e-07 | 0.00097009 | 5.1959e-07
[79 empty] | WLDFR | HFTD - Distribution - Tier 3 - 5QU CoRE ¦ 2QU LoRE | Non-Red Flag Warning - Large Fires | 2052 | 1.1529e-08 | 1.1529e-08 | 7.3713 | 0.88759 | 4.1075 | 2.3763 | 0 | 0 | 1.2805e-05 | 8.4985e-08 | 0 | 8.4985e-08 | 8.4985e-08 | 0 | 8.4985e-08 | 0 | 1.9492e-07 | 4.2726e-07 | 0 | 4.2726e-07 | [17 empty] | 7.3.3.17.5 (Remote Grid) Updates to grid topology to minimize risk of ignition in HFTDs Remote GridWLDFRVegetation ContactAggregated | WLDFR | HFTD - Distribution - Tier 2 - 3QU CoRE ¦ 2QU LoRE | Red Flag Warning - Small Fires | Vegetation Contact | Aggregated | 2052 | 0.00053562 | 791.1377 | 0.42375 | 2052 | Mitigation | 0.95 | 45 | 0 | esc | 0.00097009 | 5.1959e-07 | 0.00097009 | 5.1959e-07
[79 empty] | WLDFR | HFTD - Distribution - Tier 3 - 5QU CoRE ¦ 2QU LoRE | Non-Red Flag Warning - Large Fires | 2053 | 1.1529e-08 | 1.1529e-08 | 7.8503 | 0.92702 | 4.3664 | 2.5569 | 0 | 0 | 1.2805e-05 | 9.0507e-08 | 0 | 9.0507e-08 | 9.0507e-08 | 0 | 9.0507e-08 | 0 | 2.0709e-07 | 4.5395e-07 | 0 | 4.5395e-07 | [17 empty] | 7.3.3.17.5 (Remote Grid) Updates to grid topology to minimize risk of ignition in HFTDs Remote GridWLDFRVegetation ContactAggregated | WLDFR | HFTD - Distribution - Tier 2 - 3QU CoRE ¦ 2QU LoRE | Red Flag Warning - Small Fires | Vegetation Contact | Aggregated | 2053 | 0.00053562 | 791.1377 | 0.42375 | 2053 | Mitigation | 0.95 | 45 | 0 | esc | 0.00097009 | 5.1959e-07 | 0.00097009 | 5.1959e-07
[79 empty] | WLDFR | HFTD - Distribution - Tier 3 - 5QU CoRE ¦ 2QU LoRE | Non-Red Flag Warning - Large Fires | 2054 | 1.1529e-08 | 1.1529e-08 | 7.8503 | 0.92702 | 4.3664 | 2.5569 | 0 | 0 | 1.2805e-05 | 9.0507e-08 | 0 | 9.0507e-08 | 9.0507e-08 | 0 | 9.0507e-08 | 0 | 2.0709e-07 | 4.5395e-07 | 0 | 4.5395e-07 | [17 empty] | 7.3.3.17.5 (Remote Grid) Updates to grid topology to minimize risk of ignition in HFTDs Remote GridWLDFRVegetation ContactAggregated | WLDFR | HFTD - Distribution - Tier 2 - 3QU CoRE ¦ 2QU LoRE | Red Flag Warning - Small Fires | Vegetation Contact | Aggregated | 2054 | 0.00053562 | 791.1377 | 0.42375 | 2054 | Mitigation | 0.95 | 45 | 0 | esc | 0.00097009 | 5.1959e-07 | 0.00097009 | 5.1959e-07
[79 empty] | WLDFR | HFTD - Distribution - Tier 3 - 5QU CoRE ¦ 2QU LoRE | Non-Red Flag Warning - Large Fires | 2055 | 1.1529e-08 | 1.1529e-08 | 7.8503 | 0.92702 | 4.3664 | 2.5569 | 0 | 0 | 1.2805e-05 | 9.0507e-08 | 0 | 9.0507e-08 | 9.0507e-08 | 0 | 9.0507e-08 | 0 | 2.0709e-07 | 4.5395e-07 | 0 | 4.5395e-07 | [17 empty] | 7.3.3.17.5 (Remote Grid) Updates to grid topology to minimize risk of ignition in HFTDs Remote GridWLDFRVegetation ContactAggregated | WLDFR | HFTD - Distribution - Tier 2 - 3QU CoRE ¦ 2QU LoRE | Red Flag Warning - Small Fires | Vegetation Contact | Aggregated | 2055 | 0.00053562 | 791.1377 | 0.42375 | 2055 | Mitigation | 0.95 | 45 | 0 | esc | 0.00097009 | 5.1959e-07 | 0.00097009 | 5.1959e-07
[79 empty] | WLDFR | HFTD - Distribution - Tier 3 - 5QU CoRE ¦ 2QU LoRE | Non-Red Flag Warning - Large Fires | 2056 | 1.1529e-08 | 1.1529e-08 | 7.8503 | 0.92702 | 4.3664 | 2.5569 | 0 | 0 | 1.2805e-05 | 9.0507e-08 | 0 | 9.0507e-08 | 9.0507e-08 | 0 | 9.0507e-08 | 0 | 2.0709e-07 | 4.5395e-07 | 0 | 4.5395e-07 | [17 empty] | 7.3.3.17.5 (Remote Grid) Updates to grid topology to minimize risk of ignition in HFTDs Remote GridWLDFRVegetation ContactAggregated | WLDFR | HFTD - Distribution - Tier 2 - 3QU CoRE ¦ 2QU LoRE | Red Flag Warning - Small Fires | Vegetation Contact | Aggregated | 2056 | 0.00053562 | 791.1377 | 0.42375 | 2056 | Mitigation | 0.95 | 45 | 0 | esc | 0.00097009 | 5.1959e-07 | 0.00097009 | 5.1959e-07
[79 empty] | WLDFR | HFTD - Distribution - Tier 3 - 5QU CoRE ¦ 2QU LoRE | Non-Red Flag Warning - Large Fires | 2057 | 1.1529e-08 | 1.1529e-08 | 7.8503 | 0.92702 | 4.3664 | 2.5569 | 0 | 0 | 1.2805e-05 | 9.0507e-08 | 0 | 9.0507e-08 | 9.0507e-08 | 0 | 9.0507e-08 | 0 | 2.0709e-07 | 4.5395e-07 | 0 | 4.5395e-07 | [17 empty] | 7.3.3.17.5 (Remote Grid) Updates to grid topology to minimize risk of ignition in HFTDs Remote GridWLDFRVegetation ContactAggregated | WLDFR | HFTD - Distribution - Tier 2 - 3QU CoRE ¦ 2QU LoRE | Red Flag Warning - Small Fires | Vegetation Contact | Aggregated | 2057 | 0.00053562 | 791.1377 | 0.42375 | 2057 | Mitigation | 0.95 | 45 | 0 | esc | 0.00097009 | 5.1959e-07 | 0.00097009 | 5.1959e-07
[79 empty] | WLDFR | HFTD - Distribution - Tier 3 - 5QU CoRE ¦ 2QU LoRE | Non-Red Flag Warning - Large Fires | 2058 | 1.1529e-08 | 1.1529e-08 | 8.3524 | 0.96727 | 4.6367 | 2.7484 | 0 | 0 | 1.2805e-05 | 9.6295e-08 | 0 | 9.6295e-08 | 9.6295e-08 | 0 | 9.6295e-08 | 0 | 2.2041e-07 | 4.8313e-07 | 0 | 4.8313e-07 | [17 empty] | 7.3.3.17.5 (Remote Grid) Updates to grid topology to minimize risk of ignition in HFTDs Remote GridWLDFRVegetation ContactAggregated | WLDFR | HFTD - Distribution - Tier 2 - 3QU CoRE ¦ 2QU LoRE | Red Flag Warning - Small Fires | Vegetation Contact | Aggregated | 2058 | 0.00053562 | 791.1377 | 0.42375 | 2058 | Mitigation | 0.95 | 45 | 0 | esc | 0.00097009 | 5.1959e-07 | 0.00097009 | 5.1959e-07
[79 empty] | WLDFR | HFTD - Distribution - Tier 3 - 5QU CoRE ¦ 2QU LoRE | Non-Red Flag Warning - Large Fires | 2059 | 1.1529e-08 | 1.1529e-08 | 8.3524 | 0.96727 | 4.6367 | 2.7484 | 0 | 0 | 1.2805e-05 | 9.6295e-08 | 0 | 9.6295e-08 | 9.6295e-08 | 0 | 9.6295e-08 | 0 | 2.2041e-07 | 4.8313e-07 | 0 | 4.8313e-07 | [17 empty] | 7.3.3.17.5 (Remote Grid) Updates to grid topology to minimize risk of ignition in HFTDs Remote GridWLDFRVegetation ContactAggregated | WLDFR | HFTD - Distribution - Tier 2 - 3QU CoRE ¦ 2QU LoRE | Red Flag Warning - Small Fires | Vegetation Contact | Aggregated | 2059 | 0.00053562 | 791.1377 | 0.42375 | 2059 | Mitigation | 0.95 | 45 | 0 | esc | 0.00097009 | 5.1959e-07 | 0.00097009 | 5.1959e-07
[79 empty] | WLDFR | HFTD - Distribution - Tier 3 - 5QU CoRE ¦ 2QU LoRE | Non-Red Flag Warning - Large Fires | 2060 | 1.1529e-08 | 1.1529e-08 | 8.3524 | 0.96727 | 4.6367 | 2.7484 | 0 | 0 | 1.2805e-05 | 9.6295e-08 | 0 | 9.6295e-08 | 9.6295e-08 | 0 | 9.6295e-08 | 0 | 2.2041e-07 | 4.8313e-07 | 0 | 4.8313e-07 | [17 empty] | 7.3.3.17.5 (Remote Grid) Updates to grid topology to minimize risk of ignition in HFTDs Remote GridWLDFRVegetation ContactAggregated | WLDFR | HFTD - Distribution - Tier 2 - 3QU CoRE ¦ 2QU LoRE | Red Flag Warning - Small Fires | Vegetation Contact | Aggregated | 2060 | 0.00053562 | 791.1377 | 0.42375 | 2060 | Mitigation | 0.95 | 45 | 0 | esc | 0.00097009 | 5.1959e-07 | 0.00097009 | 5.1959e-07
[79 empty] | WLDFR | HFTD - Distribution - Tier 3 - 5QU CoRE ¦ 2QU LoRE | Non-Red Flag Warning - Large Fires | 2061 | 1.1529e-08 | 1.1529e-08 | 8.3524 | 0.96727 | 4.6367 | 2.7484 | 0 | 0 | 1.2805e-05 | 9.6295e-08 | 0 | 9.6295e-08 | 9.6295e-08 | 0 | 9.6295e-08 | 0 | 2.2041e-07 | 4.8313e-07 | 0 | 4.8313e-07 | [17 empty] | 7.3.3.17.5 (Remote Grid) Updates to grid topology to minimize risk of ignition in HFTDs Remote GridWLDFRVegetation ContactAggregated | WLDFR | HFTD - Distribution - Tier 2 - 3QU CoRE ¦ 2QU LoRE | Red Flag Warning - Small Fires | Vegetation Contact | Aggregated | 2061 | 0.00053562 | 791.1377 | 0.42375 | 2061 | Mitigation | 0.95 | 45 | 0 | esc | 0.00097009 | 5.1959e-07 | 0.00097009 | 5.1959e-07
[79 empty] | WLDFR | HFTD - Distribution - Tier 3 - 5QU CoRE ¦ 2QU LoRE | Non-Red Flag Warning - Large Fires | 2062 | 1.1529e-08 | 1.1529e-08 | 8.3524 | 0.96727 | 4.6367 | 2.7484 | 0 | 0 | 1.2805e-05 | 9.6295e-08 | 0 | 9.6295e-08 | 9.6295e-08 | 0 | 9.6295e-08 | 0 | 2.2041e-07 | 4.8313e-07 | 0 | 4.8313e-07 | [17 empty] | 7.3.3.17.5 (Remote Grid) Updates to grid topology to minimize risk of ignition in HFTDs Remote GridWLDFRVegetation ContactAggregated | WLDFR | HFTD - Distribution - Tier 2 - 3QU CoRE ¦ 2QU LoRE | Red Flag Warning - Small Fires | Vegetation Contact | Aggregated | 2062 | 0.00053562 | 791.1377 | 0.42375 | 2062 | Mitigation | 0.95 | 45 | 0 | esc | 0.00097009 | 5.1959e-07 | 0.00097009 | 5.1959e-07
[79 empty] | WLDFR | HFTD - Distribution - Tier 3 - 5QU CoRE ¦ 2QU LoRE | Non-Red Flag Warning - Large Fires | 2063 | 1.1529e-08 | 1.1529e-08 | 8.872 | 1.0079 | 4.9153 | 2.9488 | 0 | 0 | 1.2805e-05 | 1.0229e-07 | 0 | 1.0229e-07 | 1.0229e-07 | 0 | 1.0229e-07 | 0 | 2.3475e-07 | 5.1458e-07 | 0 | 5.1458e-07 | [17 empty] | 7.3.3.17.5 (Remote Grid) Updates to grid topology to minimize risk of ignition in HFTDs Remote GridWLDFRVegetation ContactAggregated | WLDFR | HFTD - Distribution - Tier 2 - 3QU CoRE ¦ 2QU LoRE | Red Flag Warning - Small Fires | Vegetation Contact | Aggregated | 2063 | 0.00053562 | 791.1377 | 0.42375 | 2063 | Mitigation | 0.95 | 45 | 0 | esc | 0.00097009 | 5.1959e-07 | 0.00097009 | 5.1959e-07
[79 empty] | WLDFR | HFTD - Distribution - Tier 3 - 5QU CoRE ¦ 2QU LoRE | Non-Red Flag Warning - Large Fires | 2064 | 1.1529e-08 | 1.1529e-08 | 8.872 | 1.0079 | 4.9153 | 2.9488 | 0 | 0 | 1.2805e-05 | 1.0229e-07 | 0 | 1.0229e-07 | 1.0229e-07 | 0 | 1.0229e-07 | 0 | 2.3475e-07 | 5.1458e-07 | 0 | 5.1458e-07 | [17 empty] | 7.3.3.17.5 (Remote Grid) Updates to grid topology to minimize risk of ignition in HFTDs Remote GridWLDFRVegetation ContactAggregated | WLDFR | HFTD - Distribution - Tier 2 - 3QU CoRE ¦ 2QU LoRE | Red Flag Warning - Small Fires | Vegetation Contact | Aggregated | 2064 | 0.00053562 | 791.1377 | 0.42375 | 2064 | Mitigation | 0.95 | 45 | 0 | esc | 0.00097009 | 5.1959e-07 | 0.00097009 | 5.1959e-07
[79 empty] | WLDFR | HFTD - Distribution - Tier 3 - 5QU CoRE ¦ 2QU LoRE | Non-Red Flag Warning - Large Fires | 2065 | 1.1529e-08 | 1.1529e-08 | 8.872 | 1.0079 | 4.9153 | 2.9488 | 0 | 0 | 1.2805e-05 | 1.0229e-07 | 0 | 1.0229e-07 | 1.0229e-07 | 0 | 1.0229e-07 | 0 | 2.3475e-07 | 5.1458e-07 | 0 | 5.1458e-07 | [17 empty] | 7.3.3.17.5 (Remote Grid) Updates to grid topology to minimize risk of ignition in HFTDs Remote GridWLDFRVegetation ContactAggregated | WLDFR | HFTD - Distribution - Tier 2 - 3QU CoRE ¦ 2QU LoRE | Red Flag Warning - Small Fires | Vegetation Contact | Aggregated | 2065 | 0.00053562 | 791.1377 | 0.42375 | 2065 | Mitigation | 0.95 | 45 | 0 | esc | 0.00097009 | 5.1959e-07 | 0.00097009 | 5.1959e-07
[79 empty] | WLDFR | HFTD - Distribution - Tier 3 - 5QU CoRE ¦ 2QU LoRE | Non-Red Flag Warning - Large Fires | 2066 | 1.1529e-08 | 1.1529e-08 | 8.872 | 1.0079 | 4.9153 | 2.9488 | 0 | 0 | 1.2805e-05 | 1.0229e-07 | 0 | 1.0229e-07 | 1.0229e-07 | 0 | 1.0229e-07 | 0 | 2.3475e-07 | 5.1458e-07 | 0 | 5.1458e-07 | [17 empty] | 7.3.3.17.5 (Remote Grid) Updates to grid topology to minimize risk of ignition in HFTDs Remote GridWLDFRVegetation ContactAggregated | WLDFR | HFTD - Distribution - Tier 2 - 3QU CoRE ¦ 2QU LoRE | Red Flag Warning - Small Fires | Vegetation Contact | Aggregated | 2066 | 0.00053562 | 791.1377 | 0.42375 | 2066 | Mitigation | 0.95 | 45 | 0 | esc | 0.00097009 | 5.1959e-07 | 0.00097009 | 5.1959e-07
[79 empty] | WLDFR | HFTD - Distribution - Tier 3 - 5QU CoRE ¦ 2QU LoRE | Non-Red Flag Warning - Large Fires | 2067 | 0 | 1.1529e-08 | 8.872 | 1.0079 | 4.9153 | 2.9488 | 0 | 0 | 1.2805e-05 | 0 | 0 | 0 | 1.0229e-07 | 0 | 1.0229e-07 | 0 | 2.3475e-07 | 5.1458e-07 | 0 | 5.1458e-07 | [17 empty] | 7.3.3.17.5 (Remote Grid) Updates to grid topology to minimize risk of ignition in HFTDs Remote GridWLDFRVegetation ContactAggregated | WLDFR | HFTD - Distribution - Tier 2 - 3QU CoRE ¦ 2QU LoRE | Red Flag Warning - Small Fires | Vegetation Contact | Aggregated | 2067 | 0.00053562 | 791.1377 | 0.42375 | 2067 | Mitigation | 0.95 | 45 | 0 | esc | 0 | 0 | 0.00097009 | 5.1959e-07
[79 empty] | WLDFR | HFTD - Distribution - Tier 3 - 5QU CoRE ¦ 2QU LoRE | Non-Red Flag Warning - Small Fires | 2022 | 5.0737e-06 | 0 | 0.077901 | 0.036425 | 0.0015809 | 0.039895 | 0 | 0 | 0.0054822 | 3.9525e-07 | 0 | 3.9525e-07 | 0 | 0 | 0 | 0 | 2.5e-07 | 5.4801e-07 | 0 | 5.4801e-07 | [17 empty] | 7.3.3.17.5 (Remote Grid) Updates to grid topology to minimize risk of ignition in HFTDs Remote GridWLDFRWire-to-wire contactAggregated | WLDFR | HFTD - Distribution - Tier 2 - 3QU CoRE ¦ 2QU LoRE | Red Flag Warning - Small Fires | Wire-to-wire contact | Aggregated | 2022 | 1.4075e-05 | 791.1377 | 0.011135 | 2022 | Mitigation | 0.95 | 45 | 0 | esc | 0.00097009 | 1.3654e-08 | 0 | 0
[79 empty] | WLDFR | HFTD - Distribution - Tier 3 - 5QU CoRE ¦ 2QU LoRE | Non-Red Flag Warning - Small Fires | 2023 | 5.0737e-06 | 5.0737e-06 | 0.080408 | 0.03759 | 0.0016314 | 0.041187 | 0 | 0 | 0.0054822 | 4.0797e-07 | 0 | 4.0797e-07 | 4.0797e-07 | 0 | 4.0797e-07 | 0 | 2.5e-07 | 5.4801e-07 | 0 | 5.4801e-07 | [17 empty] | 7.3.3.17.5 (Remote Grid) Updates to grid topology to minimize risk of ignition in HFTDs Remote GridWLDFRWire-to-wire contactAggregated | WLDFR | HFTD - Distribution - Tier 2 - 3QU CoRE ¦ 2QU LoRE | Red Flag Warning - Small Fires | Wire-to-wire contact | Aggregated | 2023 | 1.4075e-05 | 791.1377 | 0.011135 | 2023 | Mitigation | 0.95 | 45 | 0 | esc | 0.00097009 | 1.3654e-08 | 0.00097009 | 1.3654e-08
[79 empty] | WLDFR | HFTD - Distribution - Tier 3 - 5QU CoRE ¦ 2QU LoRE | Non-Red Flag Warning - Small Fires | 2024 | 5.0737e-06 | 5.0737e-06 | 0.080408 | 0.03759 | 0.0016314 | 0.041187 | 0 | 0 | 0.0054822 | 4.0797e-07 | 0 | 4.0797e-07 | 4.0797e-07 | 0 | 4.0797e-07 | 0 | 2.5e-07 | 5.4801e-07 | 0 | 5.4801e-07 | [17 empty] | 7.3.3.17.5 (Remote Grid) Updates to grid topology to minimize risk of ignition in HFTDs Remote GridWLDFRWire-to-wire contactAggregated | WLDFR | HFTD - Distribution - Tier 2 - 3QU CoRE ¦ 2QU LoRE | Red Flag Warning - Small Fires | Wire-to-wire contact | Aggregated | 2024 | 1.4075e-05 | 791.1377 | 0.011135 | 2024 | Mitigation | 0.95 | 45 | 0 | esc | 0.00097009 | 1.3654e-08 | 0.00097009 | 1.3654e-08
[79 empty] | WLDFR | HFTD - Distribution - Tier 3 - 5QU CoRE ¦ 2QU LoRE | Non-Red Flag Warning - Small Fires | 2025 | 5.0737e-06 | 5.0737e-06 | 0.080408 | 0.03759 | 0.0016314 | 0.041187 | 0 | 0 | 0.0054822 | 4.0797e-07 | 0 | 4.0797e-07 | 4.0797e-07 | 0 | 4.0797e-07 | 0 | 2.5e-07 | 5.4801e-07 | 0 | 5.4801e-07 | [17 empty] | 7.3.3.17.5 (Remote Grid) Updates to grid topology to minimize risk of ignition in HFTDs Remote GridWLDFRWire-to-wire contactAggregated | WLDFR | HFTD - Distribution - Tier 2 - 3QU CoRE ¦ 2QU LoRE | Red Flag Warning - Small Fires | Wire-to-wire contact | Aggregated | 2025 | 1.4075e-05 | 791.1377 | 0.011135 | 2025 | Mitigation | 0.95 | 45 | 0 | esc | 0.00097009 | 1.3654e-08 | 0.00097009 | 1.3654e-08
[79 empty] | WLDFR | HFTD - Distribution - Tier 3 - 5QU CoRE ¦ 2QU LoRE | Non-Red Flag Warning - Small Fires | 2026 | 5.0737e-06 | 5.0737e-06 | 0.080408 | 0.03759 | 0.0016314 | 0.041187 | 0 | 0 | 0.0054822 | 4.0797e-07 | 0 | 4.0797e-07 | 4.0797e-07 | 0 | 4.0797e-07 | 0 | 2.5e-07 | 5.4801e-07 | 0 | 5.4801e-07 | [17 empty] | 7.3.3.17.5 (Remote Grid) Updates to grid topology to minimize risk of ignition in HFTDs Remote GridWLDFRWire-to-wire contactAggregated | WLDFR | HFTD - Distribution - Tier 2 - 3QU CoRE ¦ 2QU LoRE | Red Flag Warning - Small Fires | Wire-to-wire contact | Aggregated | 2026 | 1.4075e-05 | 791.1377 | 0.011135 | 2026 | Mitigation | 0.95 | 45 | 0 | esc | 0.00097009 | 1.3654e-08 | 0.00097009 | 1.3654e-08
[79 empty] | WLDFR | HFTD - Distribution - Tier 3 - 5QU CoRE ¦ 2QU LoRE | Non-Red Flag Warning - Small Fires | 2027 | 5.0737e-06 | 5.0737e-06 | 0.080408 | 0.03759 | 0.0016314 | 0.041187 | 0 | 0 | 0.0054822 | 4.0797e-07 | 0 | 4.0797e-07 | 4.0797e-07 | 0 | 4.0797e-07 | 0 | 2.6599e-07 | 5.8306e-07 | 0 | 5.8306e-07 | [17 empty] | 7.3.3.17.5 (Remote Grid) Updates to grid topology to minimize risk of ignition in HFTDs Remote GridWLDFRWire-to-wire contactAggregated | WLDFR | HFTD - Distribution - Tier 2 - 3QU CoRE ¦ 2QU LoRE | Red Flag Warning - Small Fires | Wire-to-wire contact | Aggregated | 2027 | 1.4075e-05 | 791.1377 | 0.011135 | 2027 | Mitigation | 0.95 | 45 | 0 | esc | 0.00097009 | 1.3654e-08 | 0.00097009 | 1.3654e-08
[79 empty] | WLDFR | HFTD - Distribution - Tier 3 - 5QU CoRE ¦ 2QU LoRE | Non-Red Flag Warning - Small Fires | 2028 | 5.0737e-06 | 5.0737e-06 | 0.083606 | 0.039055 | 0.001695 | 0.042856 | 0 | 0 | 0.0054822 | 4.242e-07 | 0 | 4.242e-07 | 4.242e-07 | 0 | 4.242e-07 | 0 | 2.6599e-07 | 5.8306e-07 | 0 | 5.8306e-07 | [17 empty] | 7.3.3.17.5 (Remote Grid) Updates to grid topology to minimize risk of ignition in HFTDs Remote GridWLDFRWire-to-wire contactAggregated | WLDFR | HFTD - Distribution - Tier 2 - 3QU CoRE ¦ 2QU LoRE | Red Flag Warning - Small Fires | Wire-to-wire contact | Aggregated | 2028 | 1.4075e-05 | 791.1377 | 0.011135 | 2028 | Mitigation | 0.95 | 45 | 0 | esc | 0.00097009 | 1.3654e-08 | 0.00097009 | 1.3654e-08
[79 empty] | WLDFR | HFTD - Distribution - Tier 3 - 5QU CoRE ¦ 2QU LoRE | Non-Red Flag Warning - Small Fires | 2029 | 5.0737e-06 | 5.0737e-06 | 0.083606 | 0.039055 | 0.001695 | 0.042856 | 0 | 0 | 0.0054822 | 4.242e-07 | 0 | 4.242e-07 | 4.242e-07 | 0 | 4.242e-07 | 0 | 2.6599e-07 | 5.8306e-07 | 0 | 5.8306e-07 | [17 empty] | 7.3.3.17.5 (Remote Grid) Updates to grid topology to minimize risk of ignition in HFTDs Remote GridWLDFRWire-to-wire contactAggregated | WLDFR | HFTD - Distribution - Tier 2 - 3QU CoRE ¦ 2QU LoRE | Red Flag Warning - Small Fires | Wire-to-wire contact | Aggregated | 2029 | 1.4075e-05 | 791.1377 | 0.011135 | 2029 | Mitigation | 0.95 | 45 | 0 | esc | 0.00097009 | 1.3654e-08 | 0.00097009 | 1.3654e-08
[79 empty] | WLDFR | HFTD - Distribution - Tier 3 - 5QU CoRE ¦ 2QU LoRE | Non-Red Flag Warning - Small Fires | 2030 | 5.0737e-06 | 5.0737e-06 | 0.083606 | 0.039055 | 0.001695 | 0.042856 | 0 | 0 | 0.0054822 | 4.242e-07 | 0 | 4.242e-07 | 4.242e-07 | 0 | 4.242e-07 | 0 | 2.6599e-07 | 5.8306e-07 | 0 | 5.8306e-07 | [17 empty] | 7.3.3.17.5 (Remote Grid) Updates to grid topology to minimize risk of ignition in HFTDs Remote GridWLDFRWire-to-wire contactAggregated | WLDFR | HFTD - Distribution - Tier 2 - 3QU CoRE ¦ 2QU LoRE | Red Flag Warning - Small Fires | Wire-to-wire contact | Aggregated | 2030 | 1.4075e-05 | 791.1377 | 0.011135 | 2030 | Mitigation | 0.95 | 45 | 0 | esc | 0.00097009 | 1.3654e-08 | 0.00097009 | 1.3654e-08
[79 empty] | WLDFR | HFTD - Distribution - Tier 3 - 5QU CoRE ¦ 2QU LoRE | Non-Red Flag Warning - Small Fires | 2031 | 5.0737e-06 | 5.0737e-06 | 0.083606 | 0.039055 | 0.001695 | 0.042856 | 0 | 0 | 0.0054822 | 4.242e-07 | 0 | 4.242e-07 | 4.242e-07 | 0 | 4.242e-07 | 0 | 2.6599e-07 | 5.8306e-07 | 0 | 5.8306e-07 | [17 empty] | 7.3.3.17.5 (Remote Grid) Updates to grid topology to minimize risk of ignition in HFTDs Remote GridWLDFRWire-to-wire contactAggregated | WLDFR | HFTD - Distribution - Tier 2 - 3QU CoRE ¦ 2QU LoRE | Red Flag Warning - Small Fires | Wire-to-wire contact | Aggregated | 2031 | 1.4075e-05 | 791.1377 | 0.011135 | 2031 | Mitigation | 0.95 | 45 | 0 | esc | 0.00097009 | 1.3654e-08 | 0.00097009 | 1.3654e-08
[79 empty] | WLDFR | HFTD - Distribution - Tier 3 - 5QU CoRE ¦ 2QU LoRE | Non-Red Flag Warning - Small Fires | 2032 | 5.0737e-06 | 5.0737e-06 | 0.083606 | 0.039055 | 0.001695 | 0.042856 | 0 | 0 | 0.0054822 | 4.242e-07 | 0 | 4.242e-07 | 4.242e-07 | 0 | 4.242e-07 | 0 | 2.8254e-07 | 6.1933e-07 | 0 | 6.1933e-07 | [17 empty] | 7.3.3.17.5 (Remote Grid) Updates to grid topology to minimize risk of ignition in HFTDs Remote GridWLDFRWire-to-wire contactAggregated | WLDFR | HFTD - Distribution - Tier 2 - 3QU CoRE ¦ 2QU LoRE | Red Flag Warning - Small Fires | Wire-to-wire contact | Aggregated | 2032 | 1.4075e-05 | 791.1377 | 0.011135 | 2032 | Mitigation | 0.95 | 45 | 0 | esc | 0.00097009 | 1.3654e-08 | 0.00097009 | 1.3654e-08
[79 empty] | WLDFR | HFTD - Distribution - Tier 3 - 5QU CoRE ¦ 2QU LoRE | Non-Red Flag Warning - Small Fires | 2033 | 5.0737e-06 | 5.0737e-06 | 0.087211 | 0.040679 | 0.0017655 | 0.044766 | 0 | 0 | 0.0054822 | 4.4248e-07 | 0 | 4.4248e-07 | 4.4248e-07 | 0 | 4.4248e-07 | 0 | 2.8254e-07 | 6.1933e-07 | 0 | 6.1933e-07 | [17 empty] | 7.3.3.17.5 (Remote Grid) Updates to grid topology to minimize risk of ignition in HFTDs Remote GridWLDFRWire-to-wire contactAggregated | WLDFR | HFTD - Distribution - Tier 2 - 3QU CoRE ¦ 2QU LoRE | Red Flag Warning - Small Fires | Wire-to-wire contact | Aggregated | 2033 | 1.4075e-05 | 791.1377 | 0.011135 | 2033 | Mitigation | 0.95 | 45 | 0 | esc | 0.00097009 | 1.3654e-08 | 0.00097009 | 1.3654e-08
[79 empty] | WLDFR | HFTD - Distribution - Tier 3 - 5QU CoRE ¦ 2QU LoRE | Non-Red Flag Warning - Small Fires | 2034 | 5.0737e-06 | 5.0737e-06 | 0.087211 | 0.040679 | 0.0017655 | 0.044766 | 0 | 0 | 0.0054822 | 4.4248e-07 | 0 | 4.4248e-07 | 4.4248e-07 | 0 | 4.4248e-07 | 0 | 2.8254e-07 | 6.1933e-07 | 0 | 6.1933e-07 | [17 empty] | 7.3.3.17.5 (Remote Grid) Updates to grid topology to minimize risk of ignition in HFTDs Remote GridWLDFRWire-to-wire contactAggregated | WLDFR | HFTD - Distribution - Tier 2 - 3QU CoRE ¦ 2QU LoRE | Red Flag Warning - Small Fires | Wire-to-wire contact | Aggregated | 2034 | 1.4075e-05 | 791.1377 | 0.011135 | 2034 | Mitigation | 0.95 | 45 | 0 | esc | 0.00097009 | 1.3654e-08 | 0.00097009 | 1.3654e-08
[79 empty] | WLDFR | HFTD - Distribution - Tier 3 - 5QU CoRE ¦ 2QU LoRE | Non-Red Flag Warning - Small Fires | 2035 | 5.0737e-06 | 5.0737e-06 | 0.087211 | 0.040679 | 0.0017655 | 0.044766 | 0 | 0 | 0.0054822 | 4.4248e-07 | 0 | 4.4248e-07 | 4.4248e-07 | 0 | 4.4248e-07 | 0 | 2.8254e-07 | 6.1933e-07 | 0 | 6.1933e-07 | [17 empty] | 7.3.3.17.5 (Remote Grid) Updates to grid topology to minimize risk of ignition in HFTDs Remote GridWLDFRWire-to-wire contactAggregated | WLDFR | HFTD - Distribution - Tier 2 - 3QU CoRE ¦ 2QU LoRE | Red Flag Warning - Small Fires | Wire-to-wire contact | Aggregated | 2035 | 1.4075e-05 | 791.1377 | 0.011135 | 2035 | Mitigation | 0.95 | 45 | 0 | esc | 0.00097009 | 1.3654e-08 | 0.00097009 | 1.3654e-08
[79 empty] | WLDFR | HFTD - Distribution - Tier 3 - 5QU CoRE ¦ 2QU LoRE | Non-Red Flag Warning - Small Fires | 2036 | 5.0737e-06 | 5.0737e-06 | 0.087211 | 0.040679 | 0.0017655 | 0.044766 | 0 | 0 | 0.0054822 | 4.4248e-07 | 0 | 4.4248e-07 | 4.4248e-07 | 0 | 4.4248e-07 | 0 | 2.8254e-07 | 6.1933e-07 | 0 | 6.1933e-07 | [17 empty] | 7.3.3.17.5 (Remote Grid) Updates to grid topology to minimize risk of ignition in HFTDs Remote GridWLDFRWire-to-wire contactAggregated | WLDFR | HFTD - Distribution - Tier 2 - 3QU CoRE ¦ 2QU LoRE | Red Flag Warning - Small Fires | Wire-to-wire contact | Aggregated | 2036 | 1.4075e-05 | 791.1377 | 0.011135 | 2036 | Mitigation | 0.95 | 45 | 0 | esc | 0.00097009 | 1.3654e-08 | 0.00097009 | 1.3654e-08
[79 empty] | WLDFR | HFTD - Distribution - Tier 3 - 5QU CoRE ¦ 2QU LoRE | Non-Red Flag Warning - Small Fires | 2037 | 5.0737e-06 | 5.0737e-06 | 0.087211 | 0.040679 | 0.0017655 | 0.044766 | 0 | 0 | 0.0054822 | 4.4248e-07 | 0 | 4.4248e-07 | 4.4248e-07 | 0 | 4.4248e-07 | 0 | 2.9946e-07 | 6.5642e-07 | 0 | 6.5642e-07 | [17 empty] | 7.3.3.17.5 (Remote Grid) Updates to grid topology to minimize risk of ignition in HFTDs Remote GridWLDFRWire-to-wire contactAggregated | WLDFR | HFTD - Distribution - Tier 2 - 3QU CoRE ¦ 2QU LoRE | Red Flag Warning - Small Fires | Wire-to-wire contact | Aggregated | 2037 | 1.4075e-05 | 791.1377 | 0.011135 | 2037 | Mitigation | 0.95 | 45 | 0 | esc | 0.00097009 | 1.3654e-08 | 0.00097009 | 1.3654e-08
[79 empty] | WLDFR | HFTD - Distribution - Tier 3 - 5QU CoRE ¦ 2QU LoRE | Non-Red Flag Warning - Small Fires | 2038 | 5.0737e-06 | 5.0737e-06 | 0.091184 | 0.042438 | 0.0018418 | 0.046905 | 0 | 0 | 0.0054822 | 4.6264e-07 | 0 | 4.6264e-07 | 4.6264e-07 | 0 | 4.6264e-07 | 0 | 2.9946e-07 | 6.5642e-07 | 0 | 6.5642e-07 | [17 empty] | 7.3.3.17.5 (Remote Grid) Updates to grid topology to minimize risk of ignition in HFTDs Remote GridWLDFRWire-to-wire contactAggregated | WLDFR | HFTD - Distribution - Tier 2 - 3QU CoRE ¦ 2QU LoRE | Red Flag Warning - Small Fires | Wire-to-wire contact | Aggregated | 2038 | 1.4075e-05 | 791.1377 | 0.011135 | 2038 | Mitigation | 0.95 | 45 | 0 | esc | 0.00097009 | 1.3654e-08 | 0.00097009 | 1.3654e-08
[79 empty] | WLDFR | HFTD - Distribution - Tier 3 - 5QU CoRE ¦ 2QU LoRE | Non-Red Flag Warning - Small Fires | 2039 | 5.0737e-06 | 5.0737e-06 | 0.091184 | 0.042438 | 0.0018418 | 0.046905 | 0 | 0 | 0.0054822 | 4.6264e-07 | 0 | 4.6264e-07 | 4.6264e-07 | 0 | 4.6264e-07 | 0 | 2.9946e-07 | 6.5642e-07 | 0 | 6.5642e-07 | [17 empty] | 7.3.3.17.5 (Remote Grid) Updates to grid topology to minimize risk of ignition in HFTDs Remote GridWLDFRWire-to-wire contactAggregated | WLDFR | HFTD - Distribution - Tier 2 - 3QU CoRE ¦ 2QU LoRE | Red Flag Warning - Small Fires | Wire-to-wire contact | Aggregated | 2039 | 1.4075e-05 | 791.1377 | 0.011135 | 2039 | Mitigation | 0.95 | 45 | 0 | esc | 0.00097009 | 1.3654e-08 | 0.00097009 | 1.3654e-08
[79 empty] | WLDFR | HFTD - Distribution - Tier 3 - 5QU CoRE ¦ 2QU LoRE | Non-Red Flag Warning - Small Fires | 2040 | 5.0737e-06 | 5.0737e-06 | 0.091184 | 0.042438 | 0.0018418 | 0.046905 | 0 | 0 | 0.0054822 | 4.6264e-07 | 0 | 4.6264e-07 | 4.6264e-07 | 0 | 4.6264e-07 | 0 | 0 | 6.5642e-07 | 0 | 6.5642e-07 | [17 empty] | 7.3.3.17.5 (Remote Grid) Updates to grid topology to minimize risk of ignition in HFTDs Remote GridWLDFRWire-to-wire contactAggregated | WLDFR | HFTD - Distribution - Tier 2 - 3QU CoRE ¦ 2QU LoRE | Red Flag Warning - Small Fires | Wire-to-wire contact | Aggregated | 2040 | 1.4075e-05 | 791.1377 | 0.011135 | 2040 | Mitigation | 0.95 | 45 | 0 | esc | 0.00097009 | 1.3654e-08 | 0.00097009 | 1.3654e-08
[79 empty] | WLDFR | HFTD - Distribution - Tier 3 - 5QU CoRE ¦ 2QU LoRE | Non-Red Flag Warning - Small Fires | 2041 | 5.0737e-06 | 5.0737e-06 | 0.091184 | 0.042438 | 0.0018418 | 0.046905 | 0 | 0 | 0.0054822 | 4.6264e-07 | 0 | 4.6264e-07 | 4.6264e-07 | 0 | 4.6264e-07 | 0 | 0 | 0 | 0 | 0 | [17 empty] | 7.3.3.17.5 (Remote Grid) Updates to grid topology to minimize risk of ignition in HFTDs Remote GridWLDFRWire-to-wire contactAggregated | WLDFR | HFTD - Distribution - Tier 2 - 3QU CoRE ¦ 2QU LoRE | Red Flag Warning - Small Fires | Wire-to-wire contact | Aggregated | 2041 | 1.4075e-05 | 791.1377 | 0.011135 | 2041 | Mitigation | 0.95 | 45 | 0 | esc | 0.00097009 | 1.3654e-08 | 0.00097009 | 1.3654e-08
[79 empty] | WLDFR | HFTD - Distribution - Tier 3 - 5QU CoRE ¦ 2QU LoRE | Non-Red Flag Warning - Small Fires | 2042 | 5.0737e-06 | 5.0737e-06 | 0.091184 | 0.042438 | 0.0018418 | 0.046905 | 0 | 0 | 0.0054822 | 4.6264e-07 | 0 | 4.6264e-07 | 4.6264e-07 | 0 | 4.6264e-07 | 0 | 7.8945e-08 | 0 | 0 | 0 | [17 empty] | 7.3.3.17.5 (Remote Grid) Updates to grid topology to minimize risk of ignition in HFTDs Remote GridWLDFRWire-to-wire contactAggregated | WLDFR | HFTD - Distribution - Tier 2 - 3QU CoRE ¦ 2QU LoRE | Red Flag Warning - Small Fires | Wire-to-wire contact | Aggregated | 2042 | 1.4075e-05 | 791.1377 | 0.011135 | 2042 | Mitigation | 0.95 | 45 | 0 | esc | 0.00097009 | 1.3654e-08 | 0.00097009 | 1.3654e-08
[79 empty] | WLDFR | HFTD - Distribution - Tier 3 - 5QU CoRE ¦ 2QU LoRE | Non-Red Flag Warning - Small Fires | 2043 | 5.0737e-06 | 5.0737e-06 | 0.095486 | 0.044306 | 0.0019228 | 0.049257 | 0 | 0 | 0.0054822 | 4.8447e-07 | 0 | 4.8447e-07 | 4.8447e-07 | 0 | 4.8447e-07 | 0 | 8.1486e-08 | 1.7862e-07 | 0 | 1.7862e-07 | [17 empty] | 7.3.3.17.5 (Remote Grid) Updates to grid topology to minimize risk of ignition in HFTDs Remote GridWLDFRWire-to-wire contactAggregated | WLDFR | HFTD - Distribution - Tier 2 - 3QU CoRE ¦ 2QU LoRE | Red Flag Warning - Small Fires | Wire-to-wire contact | Aggregated | 2043 | 1.4075e-05 | 791.1377 | 0.011135 | 2043 | Mitigation | 0.95 | 45 | 0 | esc | 0.00097009 | 1.3654e-08 | 0.00097009 | 1.3654e-08
[79 empty] | WLDFR | HFTD - Distribution - Tier 3 - 5QU CoRE ¦ 2QU LoRE | Non-Red Flag Warning - Small Fires | 2044 | 5.0737e-06 | 5.0737e-06 | 0.095486 | 0.044306 | 0.0019228 | 0.049257 | 0 | 0 | 0.0054822 | 4.8447e-07 | 0 | 4.8447e-07 | 4.8447e-07 | 0 | 4.8447e-07 | 0 | 8.1486e-08 | 1.7862e-07 | 0 | 1.7862e-07 | [17 empty] | 7.3.3.17.5 (Remote Grid) Updates to grid topology to minimize risk of ignition in HFTDs Remote GridWLDFRWire-to-wire contactAggregated | WLDFR | HFTD - Distribution - Tier 2 - 3QU CoRE ¦ 2QU LoRE | Red Flag Warning - Small Fires | Wire-to-wire contact | Aggregated | 2044 | 1.4075e-05 | 791.1377 | 0.011135 | 2044 | Mitigation | 0.95 | 45 | 0 | esc | 0.00097009 | 1.3654e-08 | 0.00097009 | 1.3654e-08
[79 empty] | WLDFR | HFTD - Distribution - Tier 3 - 5QU CoRE ¦ 2QU LoRE | Non-Red Flag Warning - Small Fires | 2045 | 5.0737e-06 | 5.0737e-06 | 0.095486 | 0.044306 | 0.0019228 | 0.049257 | 0 | 0 | 0.0054822 | 4.8447e-07 | 0 | 4.8447e-07 | 4.8447e-07 | 0 | 4.8447e-07 | 0 | 8.1486e-08 | 1.7862e-07 | 0 | 1.7862e-07 | [17 empty] | 7.3.3.17.5 (Remote Grid) Updates to grid topology to minimize risk of ignition in HFTDs Remote GridWLDFRWire-to-wire contactAggregated | WLDFR | HFTD - Distribution - Tier 2 - 3QU CoRE ¦ 2QU LoRE | Red Flag Warning - Small Fires | Wire-to-wire contact | Aggregated | 2045 | 1.4075e-05 | 791.1377 | 0.011135 | 2045 | Mitigation | 0.95 | 45 | 0 | esc | 0.00097009 | 1.3654e-08 | 0.00097009 | 1.3654e-08
[79 empty] | WLDFR | HFTD - Distribution - Tier 3 - 5QU CoRE ¦ 2QU LoRE | Non-Red Flag Warning - Small Fires | 2046 | 5.0737e-06 | 5.0737e-06 | 0.095486 | 0.044306 | 0.0019228 | 0.049257 | 0 | 0 | 0.0054822 | 4.8447e-07 | 0 | 4.8447e-07 | 4.8447e-07 | 0 | 4.8447e-07 | 0 | 8.1486e-08 | 1.7862e-07 | 0 | 1.7862e-07 | [17 empty] | 7.3.3.17.5 (Remote Grid) Updates to grid topology to minimize risk of ignition in HFTDs Remote GridWLDFRWire-to-wire contactAggregated | WLDFR | HFTD - Distribution - Tier 2 - 3QU CoRE ¦ 2QU LoRE | Red Flag Warning - Small Fires | Wire-to-wire contact | Aggregated | 2046 | 1.4075e-05 | 791.1377 | 0.011135 | 2046 | Mitigation | 0.95 | 45 | 0 | esc | 0.00097009 | 1.3654e-08 | 0.00097009 | 1.3654e-08
[79 empty] | WLDFR | HFTD - Distribution - Tier 3 - 5QU CoRE ¦ 2QU LoRE | Non-Red Flag Warning - Small Fires | 2047 | 5.0737e-06 | 5.0737e-06 | 0.095486 | 0.044306 | 0.0019228 | 0.049257 | 0 | 0 | 0.0054822 | 4.8447e-07 | 0 | 4.8447e-07 | 4.8447e-07 | 0 | 4.8447e-07 | 0 | 8.1486e-08 | 1.7862e-07 | 0 | 1.7862e-07 | [17 empty] | 7.3.3.17.5 (Remote Grid) Updates to grid topology to minimize risk of ignition in HFTDs Remote GridWLDFRWire-to-wire contactAggregated | WLDFR | HFTD - Distribution - Tier 2 - 3QU CoRE ¦ 2QU LoRE | Red Flag Warning - Small Fires | Wire-to-wire contact | Aggregated | 2047 | 1.4075e-05 | 791.1377 | 0.011135 | 2047 | Mitigation | 0.95 | 45 | 0 | esc | 0.00097009 | 1.3654e-08 | 0.00097009 | 1.3654e-08
[79 empty] | WLDFR | HFTD - Distribution - Tier 3 - 5QU CoRE ¦ 2QU LoRE | Non-Red Flag Warning - Small Fires | 2048 | 5.0737e-06 | 5.0737e-06 | 0.10007 | 0.04626 | 0.0020076 | 0.051804 | 0 | 0 | 0.0054822 | 5.0774e-07 | 0 | 5.0774e-07 | 5.0774e-07 | 0 | 5.0774e-07 | 0 | 8.4727e-08 | 1.8572e-07 | 0 | 1.8572e-07 | [17 empty] | 7.3.3.17.5 (Remote Grid) Updates to grid topology to minimize risk of ignition in HFTDs Remote GridWLDFRWire-to-wire contactAggregated | WLDFR | HFTD - Distribution - Tier 2 - 3QU CoRE ¦ 2QU LoRE | Red Flag Warning - Small Fires | Wire-to-wire contact | Aggregated | 2048 | 1.4075e-05 | 791.1377 | 0.011135 | 2048 | Mitigation | 0.95 | 45 | 0 | esc | 0.00097009 | 1.3654e-08 | 0.00097009 | 1.3654e-08
[79 empty] | WLDFR | HFTD - Distribution - Tier 3 - 5QU CoRE ¦ 2QU LoRE | Non-Red Flag Warning - Small Fires | 2049 | 5.0737e-06 | 5.0737e-06 | 0.10007 | 0.04626 | 0.0020076 | 0.051804 | 0 | 0 | 0.0054822 | 5.0774e-07 | 0 | 5.0774e-07 | 5.0774e-07 | 0 | 5.0774e-07 | 0 | 8.4727e-08 | 1.8572e-07 | 0 | 1.8572e-07 | [17 empty] | 7.3.3.17.5 (Remote Grid) Updates to grid topology to minimize risk of ignition in HFTDs Remote GridWLDFRWire-to-wire contactAggregated | WLDFR | HFTD - Distribution - Tier 2 - 3QU CoRE ¦ 2QU LoRE | Red Flag Warning - Small Fires | Wire-to-wire contact | Aggregated | 2049 | 1.4075e-05 | 791.1377 | 0.011135 | 2049 | Mitigation | 0.95 | 45 | 0 | esc | 0.00097009 | 1.3654e-08 | 0.00097009 | 1.3654e-08
[79 empty] | WLDFR | HFTD - Distribution - Tier 3 - 5QU CoRE ¦ 2QU LoRE | Non-Red Flag Warning - Small Fires | 2050 | 5.0737e-06 | 5.0737e-06 | 0.10007 | 0.04626 | 0.0020076 | 0.051804 | 0 | 0 | 0.0054822 | 5.0774e-07 | 0 | 5.0774e-07 | 5.0774e-07 | 0 | 5.0774e-07 | 0 | 8.4727e-08 | 1.8572e-07 | 0 | 1.8572e-07 | [17 empty] | 7.3.3.17.5 (Remote Grid) Updates to grid topology to minimize risk of ignition in HFTDs Remote GridWLDFRWire-to-wire contactAggregated | WLDFR | HFTD - Distribution - Tier 2 - 3QU CoRE ¦ 2QU LoRE | Red Flag Warning - Small Fires | Wire-to-wire contact | Aggregated | 2050 | 1.4075e-05 | 791.1377 | 0.011135 | 2050 | Mitigation | 0.95 | 45 | 0 | esc | 0.00097009 | 1.3654e-08 | 0.00097009 | 1.3654e-08
[79 empty] | WLDFR | HFTD - Distribution - Tier 3 - 5QU CoRE ¦ 2QU LoRE | Non-Red Flag Warning - Small Fires | 2051 | 5.0737e-06 | 5.0737e-06 | 0.10007 | 0.04626 | 0.0020076 | 0.051804 | 0 | 0 | 0.0054822 | 5.0774e-07 | 0 | 5.0774e-07 | 5.0774e-07 | 0 | 5.0774e-07 | 0 | 8.4727e-08 | 1.8572e-07 | 0 | 1.8572e-07 | [17 empty] | 7.3.3.17.5 (Remote Grid) Updates to grid topology to minimize risk of ignition in HFTDs Remote GridWLDFRWire-to-wire contactAggregated | WLDFR | HFTD - Distribution - Tier 2 - 3QU CoRE ¦ 2QU LoRE | Red Flag Warning - Small Fires | Wire-to-wire contact | Aggregated | 2051 | 1.4075e-05 | 791.1377 | 0.011135 | 2051 | Mitigation | 0.95 | 45 | 0 | esc | 0.00097009 | 1.3654e-08 | 0.00097009 | 1.3654e-08
[79 empty] | WLDFR | HFTD - Distribution - Tier 3 - 5QU CoRE ¦ 2QU LoRE | Non-Red Flag Warning - Small Fires | 2052 | 5.0737e-06 | 5.0737e-06 | 0.10007 | 0.04626 | 0.0020076 | 0.051804 | 0 | 0 | 0.0054822 | 5.0774e-07 | 0 | 5.0774e-07 | 5.0774e-07 | 0 | 5.0774e-07 | 0 | 8.4727e-08 | 1.8572e-07 | 0 | 1.8572e-07 | [17 empty] | 7.3.3.17.5 (Remote Grid) Updates to grid topology to minimize risk of ignition in HFTDs Remote GridWLDFRWire-to-wire contactAggregated | WLDFR | HFTD - Distribution - Tier 2 - 3QU CoRE ¦ 2QU LoRE | Red Flag Warning - Small Fires | Wire-to-wire contact | Aggregated | 2052 | 1.4075e-05 | 791.1377 | 0.011135 | 2052 | Mitigation | 0.95 | 45 | 0 | esc | 0.00097009 | 1.3654e-08 | 0.00097009 | 1.3654e-08
[79 empty] | WLDFR | HFTD - Distribution - Tier 3 - 5QU CoRE ¦ 2QU LoRE | Non-Red Flag Warning - Small Fires | 2053 | 5.0737e-06 | 5.0737e-06 | 0.10489 | 0.048274 | 0.002095 | 0.054525 | 0 | 0 | 0.0054822 | 5.3221e-07 | 0 | 5.3221e-07 | 5.3221e-07 | 0 | 5.3221e-07 | 0 | 8.838e-08 | 1.9373e-07 | 0 | 1.9373e-07 | [17 empty] | 7.3.3.17.5 (Remote Grid) Updates to grid topology to minimize risk of ignition in HFTDs Remote GridWLDFRWire-to-wire contactAggregated | WLDFR | HFTD - Distribution - Tier 2 - 3QU CoRE ¦ 2QU LoRE | Red Flag Warning - Small Fires | Wire-to-wire contact | Aggregated | 2053 | 1.4075e-05 | 791.1377 | 0.011135 | 2053 | Mitigation | 0.95 | 45 | 0 | esc | 0.00097009 | 1.3654e-08 | 0.00097009 | 1.3654e-08
[79 empty] | WLDFR | HFTD - Distribution - Tier 3 - 5QU CoRE ¦ 2QU LoRE | Non-Red Flag Warning - Small Fires | 2054 | 5.0737e-06 | 5.0737e-06 | 0.10489 | 0.048274 | 0.002095 | 0.054525 | 0 | 0 | 0.0054822 | 5.3221e-07 | 0 | 5.3221e-07 | 5.3221e-07 | 0 | 5.3221e-07 | 0 | 8.838e-08 | 1.9373e-07 | 0 | 1.9373e-07 | [17 empty] | 7.3.3.17.5 (Remote Grid) Updates to grid topology to minimize risk of ignition in HFTDs Remote GridWLDFRWire-to-wire contactAggregated | WLDFR | HFTD - Distribution - Tier 2 - 3QU CoRE ¦ 2QU LoRE | Red Flag Warning - Small Fires | Wire-to-wire contact | Aggregated | 2054 | 1.4075e-05 | 791.1377 | 0.011135 | 2054 | Mitigation | 0.95 | 45 | 0 | esc | 0.00097009 | 1.3654e-08 | 0.00097009 | 1.3654e-08
[79 empty] | WLDFR | HFTD - Distribution - Tier 3 - 5QU CoRE ¦ 2QU LoRE | Non-Red Flag Warning - Small Fires | 2055 | 5.0737e-06 | 5.0737e-06 | 0.10489 | 0.048274 | 0.002095 | 0.054525 | 0 | 0 | 0.0054822 | 5.3221e-07 | 0 | 5.3221e-07 | 5.3221e-07 | 0 | 5.3221e-07 | 0 | 8.838e-08 | 1.9373e-07 | 0 | 1.9373e-07 | [17 empty] | 7.3.3.17.5 (Remote Grid) Updates to grid topology to minimize risk of ignition in HFTDs Remote GridWLDFRWire-to-wire contactAggregated | WLDFR | HFTD - Distribution - Tier 2 - 3QU CoRE ¦ 2QU LoRE | Red Flag Warning - Small Fires | Wire-to-wire contact | Aggregated | 2055 | 1.4075e-05 | 791.1377 | 0.011135 | 2055 | Mitigation | 0.95 | 45 | 0 | esc | 0.00097009 | 1.3654e-08 | 0.00097009 | 1.3654e-08
[79 empty] | WLDFR | HFTD - Distribution - Tier 3 - 5QU CoRE ¦ 2QU LoRE | Non-Red Flag Warning - Small Fires | 2056 | 5.0737e-06 | 5.0737e-06 | 0.10489 | 0.048274 | 0.002095 | 0.054525 | 0 | 0 | 0.0054822 | 5.3221e-07 | 0 | 5.3221e-07 | 5.3221e-07 | 0 | 5.3221e-07 | 0 | 8.838e-08 | 1.9373e-07 | 0 | 1.9373e-07 | [17 empty] | 7.3.3.17.5 (Remote Grid) Updates to grid topology to minimize risk of ignition in HFTDs Remote GridWLDFRWire-to-wire contactAggregated | WLDFR | HFTD - Distribution - Tier 2 - 3QU CoRE ¦ 2QU LoRE | Red Flag Warning - Small Fires | Wire-to-wire contact | Aggregated | 2056 | 1.4075e-05 | 791.1377 | 0.011135 | 2056 | Mitigation | 0.95 | 45 | 0 | esc | 0.00097009 | 1.3654e-08 | 0.00097009 | 1.3654e-08
[79 empty] | WLDFR | HFTD - Distribution - Tier 3 - 5QU CoRE ¦ 2QU LoRE | Non-Red Flag Warning - Small Fires | 2057 | 5.0737e-06 | 5.0737e-06 | 0.10489 | 0.048274 | 0.002095 | 0.054525 | 0 | 0 | 0.0054822 | 5.3221e-07 | 0 | 5.3221e-07 | 5.3221e-07 | 0 | 5.3221e-07 | 0 | 8.838e-08 | 1.9373e-07 | 0 | 1.9373e-07 | [17 empty] | 7.3.3.17.5 (Remote Grid) Updates to grid topology to minimize risk of ignition in HFTDs Remote GridWLDFRWire-to-wire contactAggregated | WLDFR | HFTD - Distribution - Tier 2 - 3QU CoRE ¦ 2QU LoRE | Red Flag Warning - Small Fires | Wire-to-wire contact | Aggregated | 2057 | 1.4075e-05 | 791.1377 | 0.011135 | 2057 | Mitigation | 0.95 | 45 | 0 | esc | 0.00097009 | 1.3654e-08 | 0.00097009 | 1.3654e-08
[79 empty] | WLDFR | HFTD - Distribution - Tier 3 - 5QU CoRE ¦ 2QU LoRE | Non-Red Flag Warning - Small Fires | 2058 | 5.0737e-06 | 5.0737e-06 | 0.1099 | 0.050325 | 0.0021839 | 0.057393 | 0 | 0 | 0.0054822 | 5.5761e-07 | 0 | 5.5761e-07 | 5.5761e-07 | 0 | 5.5761e-07 | 0 | 9.2407e-08 | 2.0256e-07 | 0 | 2.0256e-07 | [17 empty] | 7.3.3.17.5 (Remote Grid) Updates to grid topology to minimize risk of ignition in HFTDs Remote GridWLDFRWire-to-wire contactAggregated | WLDFR | HFTD - Distribution - Tier 2 - 3QU CoRE ¦ 2QU LoRE | Red Flag Warning - Small Fires | Wire-to-wire contact | Aggregated | 2058 | 1.4075e-05 | 791.1377 | 0.011135 | 2058 | Mitigation | 0.95 | 45 | 0 | esc | 0.00097009 | 1.3654e-08 | 0.00097009 | 1.3654e-08
[79 empty] | WLDFR | HFTD - Distribution - Tier 3 - 5QU CoRE ¦ 2QU LoRE | Non-Red Flag Warning - Small Fires | 2059 | 5.0737e-06 | 5.0737e-06 | 0.1099 | 0.050325 | 0.0021839 | 0.057393 | 0 | 0 | 0.0054822 | 5.5761e-07 | 0 | 5.5761e-07 | 5.5761e-07 | 0 | 5.5761e-07 | 0 | 9.2407e-08 | 2.0256e-07 | 0 | 2.0256e-07 | [17 empty] | 7.3.3.17.5 (Remote Grid) Updates to grid topology to minimize risk of ignition in HFTDs Remote GridWLDFRWire-to-wire contactAggregated | WLDFR | HFTD - Distribution - Tier 2 - 3QU CoRE ¦ 2QU LoRE | Red Flag Warning - Small Fires | Wire-to-wire contact | Aggregated | 2059 | 1.4075e-05 | 791.1377 | 0.011135 | 2059 | Mitigation | 0.95 | 45 | 0 | esc | 0.00097009 | 1.3654e-08 | 0.00097009 | 1.3654e-08
[79 empty] | WLDFR | HFTD - Distribution - Tier 3 - 5QU CoRE ¦ 2QU LoRE | Non-Red Flag Warning - Small Fires | 2060 | 5.0737e-06 | 5.0737e-06 | 0.1099 | 0.050325 | 0.0021839 | 0.057393 | 0 | 0 | 0.0054822 | 5.5761e-07 | 0 | 5.5761e-07 | 5.5761e-07 | 0 | 5.5761e-07 | 0 | 9.2407e-08 | 2.0256e-07 | 0 | 2.0256e-07 | [17 empty] | 7.3.3.17.5 (Remote Grid) Updates to grid topology to minimize risk of ignition in HFTDs Remote GridWLDFRWire-to-wire contactAggregated | WLDFR | HFTD - Distribution - Tier 2 - 3QU CoRE ¦ 2QU LoRE | Red Flag Warning - Small Fires | Wire-to-wire contact | Aggregated | 2060 | 1.4075e-05 | 791.1377 | 0.011135 | 2060 | Mitigation | 0.95 | 45 | 0 | esc | 0.00097009 | 1.3654e-08 | 0.00097009 | 1.3654e-08
[79 empty] | WLDFR | HFTD - Distribution - Tier 3 - 5QU CoRE ¦ 2QU LoRE | Non-Red Flag Warning - Small Fires | 2061 | 5.0737e-06 | 5.0737e-06 | 0.1099 | 0.050325 | 0.0021839 | 0.057393 | 0 | 0 | 0.0054822 | 5.5761e-07 | 0 | 5.5761e-07 | 5.5761e-07 | 0 | 5.5761e-07 | 0 | 9.2407e-08 | 2.0256e-07 | 0 | 2.0256e-07 | [17 empty] | 7.3.3.17.5 (Remote Grid) Updates to grid topology to minimize risk of ignition in HFTDs Remote GridWLDFRWire-to-wire contactAggregated | WLDFR | HFTD - Distribution - Tier 2 - 3QU CoRE ¦ 2QU LoRE | Red Flag Warning - Small Fires | Wire-to-wire contact | Aggregated | 2061 | 1.4075e-05 | 791.1377 | 0.011135 | 2061 | Mitigation | 0.95 | 45 | 0 | esc | 0.00097009 | 1.3654e-08 | 0.00097009 | 1.3654e-08
[79 empty] | WLDFR | HFTD - Distribution - Tier 3 - 5QU CoRE ¦ 2QU LoRE | Non-Red Flag Warning - Small Fires | 2062 | 5.0737e-06 | 5.0737e-06 | 0.1099 | 0.050325 | 0.0021839 | 0.057393 | 0 | 0 | 0.0054822 | 5.5761e-07 | 0 | 5.5761e-07 | 5.5761e-07 | 0 | 5.5761e-07 | 0 | 9.2407e-08 | 2.0256e-07 | 0 | 2.0256e-07 | [17 empty] | 7.3.3.17.5 (Remote Grid) Updates to grid topology to minimize risk of ignition in HFTDs Remote GridWLDFRWire-to-wire contactAggregated | WLDFR | HFTD - Distribution - Tier 2 - 3QU CoRE ¦ 2QU LoRE | Red Flag Warning - Small Fires | Wire-to-wire contact | Aggregated | 2062 | 1.4075e-05 | 791.1377 | 0.011135 | 2062 | Mitigation | 0.95 | 45 | 0 | esc | 0.00097009 | 1.3654e-08 | 0.00097009 | 1.3654e-08
[79 empty] | WLDFR | HFTD - Distribution - Tier 3 - 5QU CoRE ¦ 2QU LoRE | Non-Red Flag Warning - Small Fires | 2063 | 5.0737e-06 | 5.0737e-06 | 0.11504 | 0.052388 | 0.0022734 | 0.060377 | 0 | 0 | 0.0054822 | 5.8367e-07 | 0 | 5.8367e-07 | 5.8367e-07 | 0 | 5.8367e-07 | 0 | 9.6766e-08 | 2.1211e-07 | 0 | 2.1211e-07 | [17 empty] | 7.3.3.17.5 (Remote Grid) Updates to grid topology to minimize risk of ignition in HFTDs Remote GridWLDFRWire-to-wire contactAggregated | WLDFR | HFTD - Distribution - Tier 2 - 3QU CoRE ¦ 2QU LoRE | Red Flag Warning - Small Fires | Wire-to-wire contact | Aggregated | 2063 | 1.4075e-05 | 791.1377 | 0.011135 | 2063 | Mitigation | 0.95 | 45 | 0 | esc | 0.00097009 | 1.3654e-08 | 0.00097009 | 1.3654e-08
[79 empty] | WLDFR | HFTD - Distribution - Tier 3 - 5QU CoRE ¦ 2QU LoRE | Non-Red Flag Warning - Small Fires | 2064 | 5.0737e-06 | 5.0737e-06 | 0.11504 | 0.052388 | 0.0022734 | 0.060377 | 0 | 0 | 0.0054822 | 5.8367e-07 | 0 | 5.8367e-07 | 5.8367e-07 | 0 | 5.8367e-07 | 0 | 9.6766e-08 | 2.1211e-07 | 0 | 2.1211e-07 | [17 empty] | 7.3.3.17.5 (Remote Grid) Updates to grid topology to minimize risk of ignition in HFTDs Remote GridWLDFRWire-to-wire contactAggregated | WLDFR | HFTD - Distribution - Tier 2 - 3QU CoRE ¦ 2QU LoRE | Red Flag Warning - Small Fires | Wire-to-wire contact | Aggregated | 2064 | 1.4075e-05 | 791.1377 | 0.011135 | 2064 | Mitigation | 0.95 | 45 | 0 | esc | 0.00097009 | 1.3654e-08 | 0.00097009 | 1.3654e-08
[79 empty] | WLDFR | HFTD - Distribution - Tier 3 - 5QU CoRE ¦ 2QU LoRE | Non-Red Flag Warning - Small Fires | 2065 | 5.0737e-06 | 5.0737e-06 | 0.11504 | 0.052388 | 0.0022734 | 0.060377 | 0 | 0 | 0.0054822 | 5.8367e-07 | 0 | 5.8367e-07 | 5.8367e-07 | 0 | 5.8367e-07 | 0 | 9.6766e-08 | 2.1211e-07 | 0 | 2.1211e-07 | [17 empty] | 7.3.3.17.5 (Remote Grid) Updates to grid topology to minimize risk of ignition in HFTDs Remote GridWLDFRWire-to-wire contactAggregated | WLDFR | HFTD - Distribution - Tier 2 - 3QU CoRE ¦ 2QU LoRE | Red Flag Warning - Small Fires | Wire-to-wire contact | Aggregated | 2065 | 1.4075e-05 | 791.1377 | 0.011135 | 2065 | Mitigation | 0.95 | 45 | 0 | esc | 0.00097009 | 1.3654e-08 | 0.00097009 | 1.3654e-08
[79 empty] | WLDFR | HFTD - Distribution - Tier 3 - 5QU CoRE ¦ 2QU LoRE | Non-Red Flag Warning - Small Fires | 2066 | 5.0737e-06 | 5.0737e-06 | 0.11504 | 0.052388 | 0.0022734 | 0.060377 | 0 | 0 | 0.0054822 | 5.8367e-07 | 0 | 5.8367e-07 | 5.8367e-07 | 0 | 5.8367e-07 | 0 | 9.6766e-08 | 2.1211e-07 | 0 | 2.1211e-07 | [17 empty] | 7.3.3.17.5 (Remote Grid) Updates to grid topology to minimize risk of ignition in HFTDs Remote GridWLDFRWire-to-wire contactAggregated | WLDFR | HFTD - Distribution - Tier 2 - 3QU CoRE ¦ 2QU LoRE | Red Flag Warning - Small Fires | Wire-to-wire contact | Aggregated | 2066 | 1.4075e-05 | 791.1377 | 0.011135 | 2066 | Mitigation | 0.95 | 45 | 0 | esc | 0.00097009 | 1.3654e-08 | 0.00097009 | 1.3654e-08
[79 empty] | WLDFR | HFTD - Distribution - Tier 3 - 5QU CoRE ¦ 2QU LoRE | Non-Red Flag Warning - Small Fires | 2067 | 0 | 5.0737e-06 | 0.11504 | 0.052388 | 0.0022734 | 0.060377 | 0 | 0 | 0.0054822 | 0 | 0 | 0 | 5.8367e-07 | 0 | 5.8367e-07 | 0 | 9.6766e-08 | 2.1211e-07 | 0 | 2.1211e-07 | [17 empty] | 7.3.3.17.5 (Remote Grid) Updates to grid topology to minimize risk of ignition in HFTDs Remote GridWLDFRWire-to-wire contactAggregated | WLDFR | HFTD - Distribution - Tier 2 - 3QU CoRE ¦ 2QU LoRE | Red Flag Warning - Small Fires | Wire-to-wire contact | Aggregated | 2067 | 1.4075e-05 | 791.1377 | 0.011135 | 2067 | Mitigation | 0.95 | 45 | 0 | esc | 0 | 0 | 0.00097009 | 1.3654e-08
[79 empty] | WLDFR | HFTD - Distribution - Tier 3 - 5QU CoRE ¦ 2QU LoRE | Red Flag Warning - Catastrophic Fires | 2022 | 1.7323e-09 | 0 | 14146.1306 | 222.2294 | 8585.7228 | 5338.1784 | 0 | 0 | 1.7857e-06 | 2.4505e-05 | 0 | 2.4505e-05 | 0 | 0 | 0 | 0 | 1.0141e-07 | 2.223e-07 | 0 | 2.223e-07 | [17 empty] | 7.3.3.17.5 (Remote Grid) Updates to grid topology to minimize risk of ignition in HFTDs Remote GridWLDFRContact from objectAggregated | WLDFR | HFTD - Distribution - Tier 2 - 3QU CoRE ¦ 3QU LoRE | Non-Red Flag Warning - Catastrophic Fires | Contact from object | Aggregated | 2022 | 7.0023e-07 | 791.1875 | 0.00055401 | 2022 | Mitigation | 0.95 | 45 | 0 | esc | 0.00097009 | 6.7928e-10 | 0 | 0
[79 empty] | WLDFR | HFTD - Distribution - Tier 3 - 5QU CoRE ¦ 2QU LoRE | Red Flag Warning - Catastrophic Fires | 2023 | 1.7323e-09 | 1.7323e-09 | 14664.6376 | 233.2301 | 8896.516 | 5534.8915 | 0 | 0 | 1.7857e-06 | 2.5403e-05 | 0 | 2.5403e-05 | 2.5403e-05 | 0 | 2.5403e-05 | 0 | 1.0141e-07 | 2.223e-07 | 0 | 2.223e-07 | [17 empty] | 7.3.3.17.5 (Remote Grid) Updates to grid topology to minimize risk of ignition in HFTDs Remote GridWLDFRContact from objectAggregated | WLDFR | HFTD - Distribution - Tier 2 - 3QU CoRE ¦ 3QU LoRE | Non-Red Flag Warning - Catastrophic Fires | Contact from object | Aggregated | 2023 | 7.0023e-07 | 791.1875 | 0.00055401 | 2023 | Mitigation | 0.95 | 45 | 0 | esc | 0.00097009 | 6.7928e-10 | 0.00097009 | 6.7928e-10
[79 empty] | WLDFR | HFTD - Distribution - Tier 3 - 5QU CoRE ¦ 2QU LoRE | Red Flag Warning - Catastrophic Fires | 2024 | 1.7323e-09 | 1.7323e-09 | 14664.6376 | 233.2301 | 8896.516 | 5534.8915 | 0 | 0 | 1.7857e-06 | 2.5403e-05 | 0 | 2.5403e-05 | 2.5403e-05 | 0 | 2.5403e-05 | 0 | 1.0141e-07 | 2.223e-07 | 0 | 2.223e-07 | [17 empty] | 7.3.3.17.5 (Remote Grid) Updates to grid topology to minimize risk of ignition in HFTDs Remote GridWLDFRContact from objectAggregated | WLDFR | HFTD - Distribution - Tier 2 - 3QU CoRE ¦ 3QU LoRE | Non-Red Flag Warning - Catastrophic Fires | Contact from object | Aggregated | 2024 | 7.0023e-07 | 791.1875 | 0.00055401 | 2024 | Mitigation | 0.95 | 45 | 0 | esc | 0.00097009 | 6.7928e-10 | 0.00097009 | 6.7928e-10
[79 empty] | WLDFR | HFTD - Distribution - Tier 3 - 5QU CoRE ¦ 2QU LoRE | Red Flag Warning - Catastrophic Fires | 2025 | 1.7323e-09 | 1.7323e-09 | 14664.6376 | 233.2301 | 8896.516 | 5534.8915 | 0 | 0 | 1.7857e-06 | 2.5403e-05 | 0 | 2.5403e-05 | 2.5403e-05 | 0 | 2.5403e-05 | 0 | 1.0141e-07 | 2.223e-07 | 0 | 2.223e-07 | [17 empty] | 7.3.3.17.5 (Remote Grid) Updates to grid topology to minimize risk of ignition in HFTDs Remote GridWLDFRContact from objectAggregated | WLDFR | HFTD - Distribution - Tier 2 - 3QU CoRE ¦ 3QU LoRE | Non-Red Flag Warning - Catastrophic Fires | Contact from object | Aggregated | 2025 | 7.0023e-07 | 791.1875 | 0.00055401 | 2025 | Mitigation | 0.95 | 45 | 0 | esc | 0.00097009 | 6.7928e-10 | 0.00097009 | 6.7928e-10
[79 empty] | WLDFR | HFTD - Distribution - Tier 3 - 5QU CoRE ¦ 2QU LoRE | Red Flag Warning - Catastrophic Fires | 2026 | 1.7323e-09 | 1.7323e-09 | 14664.6376 | 233.2301 | 8896.516 | 5534.8915 | 0 | 0 | 1.7857e-06 | 2.5403e-05 | 0 | 2.5403e-05 | 2.5403e-05 | 0 | 2.5403e-05 | 0 | 1.0141e-07 | 2.223e-07 | 0 | 2.223e-07 | [17 empty] | 7.3.3.17.5 (Remote Grid) Updates to grid topology to minimize risk of ignition in HFTDs Remote GridWLDFRContact from objectAggregated | WLDFR | HFTD - Distribution - Tier 2 - 3QU CoRE ¦ 3QU LoRE | Non-Red Flag Warning - Catastrophic Fires | Contact from object | Aggregated | 2026 | 7.0023e-07 | 791.1875 | 0.00055401 | 2026 | Mitigation | 0.95 | 45 | 0 | esc | 0.00097009 | 6.7928e-10 | 0.00097009 | 6.7928e-10
[79 empty] | WLDFR | HFTD - Distribution - Tier 3 - 5QU CoRE ¦ 2QU LoRE | Red Flag Warning - Catastrophic Fires | 2027 | 1.7323e-09 | 1.7323e-09 | 14664.6376 | 233.2301 | 8896.516 | 5534.8915 | 0 | 0 | 1.7857e-06 | 2.5403e-05 | 0 | 2.5403e-05 | 2.5403e-05 | 0 | 2.5403e-05 | 0 | 1.063e-07 | 2.3301e-07 | 0 | 2.3301e-07 | [17 empty] | 7.3.3.17.5 (Remote Grid) Updates to grid topology to minimize risk of ignition in HFTDs Remote GridWLDFRContact from objectAggregated | WLDFR | HFTD - Distribution - Tier 2 - 3QU CoRE ¦ 3QU LoRE | Non-Red Flag Warning - Catastrophic Fires | Contact from object | Aggregated | 2027 | 7.0023e-07 | 791.1875 | 0.00055401 | 2027 | Mitigation | 0.95 | 45 | 0 | esc | 0.00097009 | 6.7928e-10 | 0.00097009 | 6.7928e-10
[79 empty] | WLDFR | HFTD - Distribution - Tier 3 - 5QU CoRE ¦ 2QU LoRE | Red Flag Warning - Catastrophic Fires | 2028 | 1.7323e-09 | 1.7323e-09 | 15317.9909 | 247.273 | 9287.6491 | 5783.0689 | 0 | 0 | 1.7857e-06 | 2.6535e-05 | 0 | 2.6535e-05 | 2.6535e-05 | 0 | 2.6535e-05 | 0 | 1.063e-07 | 2.3301e-07 | 0 | 2.3301e-07 | [17 empty] | 7.3.3.17.5 (Remote Grid) Updates to grid topology to minimize risk of ignition in HFTDs Remote GridWLDFRContact from objectAggregated | WLDFR | HFTD - Distribution - Tier 2 - 3QU CoRE ¦ 3QU LoRE | Non-Red Flag Warning - Catastrophic Fires | Contact from object | Aggregated | 2028 | 7.0023e-07 | 791.1875 | 0.00055401 | 2028 | Mitigation | 0.95 | 45 | 0 | esc | 0.00097009 | 6.7928e-10 | 0.00097009 | 6.7928e-10
[79 empty] | WLDFR | HFTD - Distribution - Tier 3 - 5QU CoRE ¦ 2QU LoRE | Red Flag Warning - Catastrophic Fires | 2029 | 1.7323e-09 | 1.7323e-09 | 15317.9909 | 247.273 | 9287.6491 | 5783.0689 | 0 | 0 | 1.7857e-06 | 2.6535e-05 | 0 | 2.6535e-05 | 2.6535e-05 | 0 | 2.6535e-05 | 0 | 1.063e-07 | 2.3301e-07 | 0 | 2.3301e-07 | [17 empty] | 7.3.3.17.5 (Remote Grid) Updates to grid topology to minimize risk of ignition in HFTDs Remote GridWLDFRContact from objectAggregated | WLDFR | HFTD - Distribution - Tier 2 - 3QU CoRE ¦ 3QU LoRE | Non-Red Flag Warning - Catastrophic Fires | Contact from object | Aggregated | 2029 | 7.0023e-07 | 791.1875 | 0.00055401 | 2029 | Mitigation | 0.95 | 45 | 0 | esc | 0.00097009 | 6.7928e-10 | 0.00097009 | 6.7928e-10
[79 empty] | WLDFR | HFTD - Distribution - Tier 3 - 5QU CoRE ¦ 2QU LoRE | Red Flag Warning - Catastrophic Fires | 2030 | 1.7323e-09 | 1.7323e-09 | 15317.9909 | 247.273 | 9287.6491 | 5783.0689 | 0 | 0 | 1.7857e-06 | 2.6535e-05 | 0 | 2.6535e-05 | 2.6535e-05 | 0 | 2.6535e-05 | 0 | 1.063e-07 | 2.3301e-07 | 0 | 2.3301e-07 | [17 empty] | 7.3.3.17.5 (Remote Grid) Updates to grid topology to minimize risk of ignition in HFTDs Remote GridWLDFRContact from objectAggregated | WLDFR | HFTD - Distribution - Tier 2 - 3QU CoRE ¦ 3QU LoRE | Non-Red Flag Warning - Catastrophic Fires | Contact from object | Aggregated | 2030 | 7.0023e-07 | 791.1875 | 0.00055401 | 2030 | Mitigation | 0.95 | 45 | 0 | esc | 0.00097009 | 6.7928e-10 | 0.00097009 | 6.7928e-10
[79 empty] | WLDFR | HFTD - Distribution - Tier 3 - 5QU CoRE ¦ 2QU LoRE | Red Flag Warning - Catastrophic Fires | 2031 | 1.7323e-09 | 1.7323e-09 | 15317.9909 | 247.273 | 9287.6491 | 5783.0689 | 0 | 0 | 1.7857e-06 | 2.6535e-05 | 0 | 2.6535e-05 | 2.6535e-05 | 0 | 2.6535e-05 | 0 | 1.063e-07 | 2.3301e-07 | 0 | 2.3301e-07 | [17 empty] | 7.3.3.17.5 (Remote Grid) Updates to grid topology to minimize risk of ignition in HFTDs Remote GridWLDFRContact from objectAggregated | WLDFR | HFTD - Distribution - Tier 2 - 3QU CoRE ¦ 3QU LoRE | Non-Red Flag Warning - Catastrophic Fires | Contact from object | Aggregated | 2031 | 7.0023e-07 | 791.1875 | 0.00055401 | 2031 | Mitigation | 0.95 | 45 | 0 | esc | 0.00097009 | 6.7928e-10 | 0.00097009 | 6.7928e-10
[79 empty] | WLDFR | HFTD - Distribution - Tier 3 - 5QU CoRE ¦ 2QU LoRE | Red Flag Warning - Catastrophic Fires | 2032 | 1.7323e-09 | 1.7323e-09 | 15317.9909 | 247.273 | 9287.6491 | 5783.0689 | 0 | 0 | 1.7857e-06 | 2.6535e-05 | 0 | 2.6535e-05 | 2.6535e-05 | 0 | 2.6535e-05 | 0 | 1.1138e-07 | 2.4414e-07 | 0 | 2.4414e-07 | [17 empty] | 7.3.3.17.5 (Remote Grid) Updates to grid topology to minimize risk of ignition in HFTDs Remote GridWLDFRContact from objectAggregated | WLDFR | HFTD - Distribution - Tier 2 - 3QU CoRE ¦ 3QU LoRE | Non-Red Flag Warning - Catastrophic Fires | Contact from object | Aggregated | 2032 | 7.0023e-07 | 791.1875 | 0.00055401 | 2032 | Mitigation | 0.95 | 45 | 0 | esc | 0.00097009 | 6.7928e-10 | 0.00097009 | 6.7928e-10
[79 empty] | WLDFR | HFTD - Distribution - Tier 3 - 5QU CoRE ¦ 2QU LoRE | Red Flag Warning - Catastrophic Fires | 2033 | 1.7323e-09 | 1.7323e-09 | 16044.1264 | 263.1074 | 9721.74 | 6059.2791 | 0 | 0 | 1.7857e-06 | 2.7793e-05 | 0 | 2.7793e-05 | 2.7793e-05 | 0 | 2.7793e-05 | 0 | 1.1138e-07 | 2.4414e-07 | 0 | 2.4414e-07 | [17 empty] | 7.3.3.17.5 (Remote Grid) Updates to grid topology to minimize risk of ignition in HFTDs Remote GridWLDFRContact from objectAggregated | WLDFR | HFTD - Distribution - Tier 2 - 3QU CoRE ¦ 3QU LoRE | Non-Red Flag Warning - Catastrophic Fires | Contact from object | Aggregated | 2033 | 7.0023e-07 | 791.1875 | 0.00055401 | 2033 | Mitigation | 0.95 | 45 | 0 | esc | 0.00097009 | 6.7928e-10 | 0.00097009 | 6.7928e-10
[79 empty] | WLDFR | HFTD - Distribution - Tier 3 - 5QU CoRE ¦ 2QU LoRE | Red Flag Warning - Catastrophic Fires | 2034 | 1.7323e-09 | 1.7323e-09 | 16044.1264 | 263.1074 | 9721.74 | 6059.2791 | 0 | 0 | 1.7857e-06 | 2.7793e-05 | 0 | 2.7793e-05 | 2.7793e-05 | 0 | 2.7793e-05 | 0 | 1.1138e-07 | 2.4414e-07 | 0 | 2.4414e-07 | [17 empty] | 7.3.3.17.5 (Remote Grid) Updates to grid topology to minimize risk of ignition in HFTDs Remote GridWLDFRContact from objectAggregated | WLDFR | HFTD - Distribution - Tier 2 - 3QU CoRE ¦ 3QU LoRE | Non-Red Flag Warning - Catastrophic Fires | Contact from object | Aggregated | 2034 | 7.0023e-07 | 791.1875 | 0.00055401 | 2034 | Mitigation | 0.95 | 45 | 0 | esc | 0.00097009 | 6.7928e-10 | 0.00097009 | 6.7928e-10
[79 empty] | WLDFR | HFTD - Distribution - Tier 3 - 5QU CoRE ¦ 2QU LoRE | Red Flag Warning - Catastrophic Fires | 2035 | 1.7323e-09 | 1.7323e-09 | 16044.1264 | 263.1074 | 9721.74 | 6059.2791 | 0 | 0 | 1.7857e-06 | 2.7793e-05 | 0 | 2.7793e-05 | 2.7793e-05 | 0 | 2.7793e-05 | 0 | 1.1138e-07 | 2.4414e-07 | 0 | 2.4414e-07 | [17 empty] | 7.3.3.17.5 (Remote Grid) Updates to grid topology to minimize risk of ignition in HFTDs Remote GridWLDFRContact from objectAggregated | WLDFR | HFTD - Distribution - Tier 2 - 3QU CoRE ¦ 3QU LoRE | Non-Red Flag Warning - Catastrophic Fires | Contact from object | Aggregated | 2035 | 7.0023e-07 | 791.1875 | 0.00055401 | 2035 | Mitigation | 0.95 | 45 | 0 | esc | 0.00097009 | 6.7928e-10 | 0.00097009 | 6.7928e-10
[79 empty] | WLDFR | HFTD - Distribution - Tier 3 - 5QU CoRE ¦ 2QU LoRE | Red Flag Warning - Catastrophic Fires | 2036 | 1.7323e-09 | 1.7323e-09 | 16044.1264 | 263.1074 | 9721.74 | 6059.2791 | 0 | 0 | 1.7857e-06 | 2.7793e-05 | 0 | 2.7793e-05 | 2.7793e-05 | 0 | 2.7793e-05 | 0 | 1.1138e-07 | 2.4414e-07 | 0 | 2.4414e-07 | [17 empty] | 7.3.3.17.5 (Remote Grid) Updates to grid topology to minimize risk of ignition in HFTDs Remote GridWLDFRContact from objectAggregated | WLDFR | HFTD - Distribution - Tier 2 - 3QU CoRE ¦ 3QU LoRE | Non-Red Flag Warning - Catastrophic Fires | Contact from object | Aggregated | 2036 | 7.0023e-07 | 791.1875 | 0.00055401 | 2036 | Mitigation | 0.95 | 45 | 0 | esc | 0.00097009 | 6.7928e-10 | 0.00097009 | 6.7928e-10
[79 empty] | WLDFR | HFTD - Distribution - Tier 3 - 5QU CoRE ¦ 2QU LoRE | Red Flag Warning - Catastrophic Fires | 2037 | 1.7323e-09 | 1.7323e-09 | 16044.1264 | 263.1074 | 9721.74 | 6059.2791 | 0 | 0 | 1.7857e-06 | 2.7793e-05 | 0 | 2.7793e-05 | 2.7793e-05 | 0 | 2.7793e-05 | 0 | 1.1658e-07 | 2.5555e-07 | 0 | 2.5555e-07 | [17 empty] | 7.3.3.17.5 (Remote Grid) Updates to grid topology to minimize risk of ignition in HFTDs Remote GridWLDFRContact from objectAggregated | WLDFR | HFTD - Distribution - Tier 2 - 3QU CoRE ¦ 3QU LoRE | Non-Red Flag Warning - Catastrophic Fires | Contact from object | Aggregated | 2037 | 7.0023e-07 | 791.1875 | 0.00055401 | 2037 | Mitigation | 0.95 | 45 | 0 | esc | 0.00097009 | 6.7928e-10 | 0.00097009 | 6.7928e-10
[79 empty] | WLDFR | HFTD - Distribution - Tier 3 - 5QU CoRE ¦ 2QU LoRE | Red Flag Warning - Catastrophic Fires | 2038 | 1.7323e-09 | 1.7323e-09 | 16832.3912 | 280.5544 | 10192.2718 | 6359.5651 | 0 | 0 | 1.7857e-06 | 2.9158e-05 | 0 | 2.9158e-05 | 2.9158e-05 | 0 | 2.9158e-05 | 0 | 1.1658e-07 | 2.5555e-07 | 0 | 2.5555e-07 | [17 empty] | 7.3.3.17.5 (Remote Grid) Updates to grid topology to minimize risk of ignition in HFTDs Remote GridWLDFRContact from objectAggregated | WLDFR | HFTD - Distribution - Tier 2 - 3QU CoRE ¦ 3QU LoRE | Non-Red Flag Warning - Catastrophic Fires | Contact from object | Aggregated | 2038 | 7.0023e-07 | 791.1875 | 0.00055401 | 2038 | Mitigation | 0.95 | 45 | 0 | esc | 0.00097009 | 6.7928e-10 | 0.00097009 | 6.7928e-10
[79 empty] | WLDFR | HFTD - Distribution - Tier 3 - 5QU CoRE ¦ 2QU LoRE | Red Flag Warning - Catastrophic Fires | 2039 | 1.7323e-09 | 1.7323e-09 | 16832.3912 | 280.5544 | 10192.2718 | 6359.5651 | 0 | 0 | 1.7857e-06 | 2.9158e-05 | 0 | 2.9158e-05 | 2.9158e-05 | 0 | 2.9158e-05 | 0 | 1.1658e-07 | 2.5555e-07 | 0 | 2.5555e-07 | [17 empty] | 7.3.3.17.5 (Remote Grid) Updates to grid topology to minimize risk of ignition in HFTDs Remote GridWLDFRContact from objectAggregated | WLDFR | HFTD - Distribution - Tier 2 - 3QU CoRE ¦ 3QU LoRE | Non-Red Flag Warning - Catastrophic Fires | Contact from object | Aggregated | 2039 | 7.0023e-07 | 791.1875 | 0.00055401 | 2039 | Mitigation | 0.95 | 45 | 0 | esc | 0.00097009 | 6.7928e-10 | 0.00097009 | 6.7928e-10
[79 empty] | WLDFR | HFTD - Distribution - Tier 3 - 5QU CoRE ¦ 2QU LoRE | Red Flag Warning - Catastrophic Fires | 2040 | 1.7323e-09 | 1.7323e-09 | 16832.3912 | 280.5544 | 10192.2718 | 6359.5651 | 0 | 0 | 1.7857e-06 | 2.9158e-05 | 0 | 2.9158e-05 | 2.9158e-05 | 0 | 2.9158e-05 | 0 | 1.1658e-07 | 2.5555e-07 | 0 | 2.5555e-07 | [17 empty] | 7.3.3.17.5 (Remote Grid) Updates to grid topology to minimize risk of ignition in HFTDs Remote GridWLDFRContact from objectAggregated | WLDFR | HFTD - Distribution - Tier 2 - 3QU CoRE ¦ 3QU LoRE | Non-Red Flag Warning - Catastrophic Fires | Contact from object | Aggregated | 2040 | 7.0023e-07 | 791.1875 | 0.00055401 | 2040 | Mitigation | 0.95 | 45 | 0 | esc | 0.00097009 | 6.7928e-10 | 0.00097009 | 6.7928e-10
[79 empty] | WLDFR | HFTD - Distribution - Tier 3 - 5QU CoRE ¦ 2QU LoRE | Red Flag Warning - Catastrophic Fires | 2041 | 1.7323e-09 | 1.7323e-09 | 16832.3912 | 280.5544 | 10192.2718 | 6359.5651 | 0 | 0 | 1.7857e-06 | 2.9158e-05 | 0 | 2.9158e-05 | 2.9158e-05 | 0 | 2.9158e-05 | 0 | 1.1658e-07 | 2.5555e-07 | 0 | 2.5555e-07 | [17 empty] | 7.3.3.17.5 (Remote Grid) Updates to grid topology to minimize risk of ignition in HFTDs Remote GridWLDFRContact from objectAggregated | WLDFR | HFTD - Distribution - Tier 2 - 3QU CoRE ¦ 3QU LoRE | Non-Red Flag Warning - Catastrophic Fires | Contact from object | Aggregated | 2041 | 7.0023e-07 | 791.1875 | 0.00055401 | 2041 | Mitigation | 0.95 | 45 | 0 | esc | 0.00097009 | 6.7928e-10 | 0.00097009 | 6.7928e-10
[79 empty] | WLDFR | HFTD - Distribution - Tier 3 - 5QU CoRE ¦ 2QU LoRE | Red Flag Warning - Catastrophic Fires | 2042 | 1.7323e-09 | 1.7323e-09 | 16832.3912 | 280.5544 | 10192.2718 | 6359.5651 | 0 | 0 | 1.7857e-06 | 2.9158e-05 | 0 | 2.9158e-05 | 2.9158e-05 | 0 | 2.9158e-05 | 0 | 1.2185e-07 | 2.6711e-07 | 0 | 2.6711e-07 | [17 empty] | 7.3.3.17.5 (Remote Grid) Updates to grid topology to minimize risk of ignition in HFTDs Remote GridWLDFRContact from objectAggregated | WLDFR | HFTD - Distribution - Tier 2 - 3QU CoRE ¦ 3QU LoRE | Non-Red Flag Warning - Catastrophic Fires | Contact from object | Aggregated | 2042 | 7.0023e-07 | 791.1875 | 0.00055401 | 2042 | Mitigation | 0.95 | 45 | 0 | esc | 0.00097009 | 6.7928e-10 | 0.00097009 | 6.7928e-10
[79 empty] | WLDFR | HFTD - Distribution - Tier 3 - 5QU CoRE ¦ 2QU LoRE | Red Flag Warning - Catastrophic Fires | 2043 | 1.7323e-09 | 1.7323e-09 | 17672.0852 | 299.42 | 10692.7362 | 6679.929 | 0 | 0 | 1.7857e-06 | 3.0613e-05 | 0 | 3.0613e-05 | 3.0613e-05 | 0 | 3.0613e-05 | 0 | 1.2185e-07 | 2.6711e-07 | 0 | 2.6711e-07 | [17 empty] | 7.3.3.17.5 (Remote Grid) Updates to grid topology to minimize risk of ignition in HFTDs Remote GridWLDFRContact from objectAggregated | WLDFR | HFTD - Distribution - Tier 2 - 3QU CoRE ¦ 3QU LoRE | Non-Red Flag Warning - Catastrophic Fires | Contact from object | Aggregated | 2043 | 7.0023e-07 | 791.1875 | 0.00055401 | 2043 | Mitigation | 0.95 | 45 | 0 | esc | 0.00097009 | 6.7928e-10 | 0.00097009 | 6.7928e-10
[79 empty] | WLDFR | HFTD - Distribution - Tier 3 - 5QU CoRE ¦ 2QU LoRE | Red Flag Warning - Catastrophic Fires | 2044 | 1.7323e-09 | 1.7323e-09 | 17672.0852 | 299.42 | 10692.7362 | 6679.929 | 0 | 0 | 1.7857e-06 | 3.0613e-05 | 0 | 3.0613e-05 | 3.0613e-05 | 0 | 3.0613e-05 | 0 | 1.2185e-07 | 2.6711e-07 | 0 | 2.6711e-07 | [17 empty] | 7.3.3.17.5 (Remote Grid) Updates to grid topology to minimize risk of ignition in HFTDs Remote GridWLDFRContact from objectAggregated | WLDFR | HFTD - Distribution - Tier 2 - 3QU CoRE ¦ 3QU LoRE | Non-Red Flag Warning - Catastrophic Fires | Contact from object | Aggregated | 2044 | 7.0023e-07 | 791.1875 | 0.00055401 | 2044 | Mitigation | 0.95 | 45 | 0 | esc | 0.00097009 | 6.7928e-10 | 0.00097009 | 6.7928e-10
[79 empty] | WLDFR | HFTD - Distribution - Tier 3 - 5QU CoRE ¦ 2QU LoRE | Red Flag Warning - Catastrophic Fires | 2045 | 1.7323e-09 | 1.7323e-09 | 17672.0852 | 299.42 | 10692.7362 | 6679.929 | 0 | 0 | 1.7857e-06 | 3.0613e-05 | 0 | 3.0613e-05 | 3.0613e-05 | 0 | 3.0613e-05 | 0 | 0 | 2.6711e-07 | 0 | 2.6711e-07 | [17 empty] | 7.3.3.17.5 (Remote Grid) Updates to grid topology to minimize risk of ignition in HFTDs Remote GridWLDFRContact from objectAggregated | WLDFR | HFTD - Distribution - Tier 2 - 3QU CoRE ¦ 3QU LoRE | Non-Red Flag Warning - Catastrophic Fires | Contact from object | Aggregated | 2045 | 7.0023e-07 | 791.1875 | 0.00055401 | 2045 | Mitigation | 0.95 | 45 | 0 | esc | 0.00097009 | 6.7928e-10 | 0.00097009 | 6.7928e-10
[79 empty] | WLDFR | HFTD - Distribution - Tier 3 - 5QU CoRE ¦ 2QU LoRE | Red Flag Warning - Catastrophic Fires | 2046 | 1.7323e-09 | 1.7323e-09 | 17672.0852 | 299.42 | 10692.7362 | 6679.929 | 0 | 0 | 1.7857e-06 | 3.0613e-05 | 0 | 3.0613e-05 | 3.0613e-05 | 0 | 3.0613e-05 | 0 | 0 | 0 | 0 | 0 | [17 empty] | 7.3.3.17.5 (Remote Grid) Updates to grid topology to minimize risk of ignition in HFTDs Remote GridWLDFRContact from objectAggregated | WLDFR | HFTD - Distribution - Tier 2 - 3QU CoRE ¦ 3QU LoRE | Non-Red Flag Warning - Catastrophic Fires | Contact from object | Aggregated | 2046 | 7.0023e-07 | 791.1875 | 0.00055401 | 2046 | Mitigation | 0.95 | 45 | 0 | esc | 0.00097009 | 6.7928e-10 | 0.00097009 | 6.7928e-10
[79 empty] | WLDFR | HFTD - Distribution - Tier 3 - 5QU CoRE ¦ 2QU LoRE | Red Flag Warning - Catastrophic Fires | 2047 | 1.7323e-09 | 1.7323e-09 | 17672.0852 | 299.42 | 10692.7362 | 6679.929 | 0 | 0 | 1.7857e-06 | 3.0613e-05 | 0 | 3.0613e-05 | 3.0613e-05 | 0 | 3.0613e-05 | 0 | 7.4522e-06 | 0 | 0 | 0 | [17 empty] | 7.3.3.17.5 (Remote Grid) Updates to grid topology to minimize risk of ignition in HFTDs Remote GridWLDFRContact from objectAggregated | WLDFR | HFTD - Distribution - Tier 2 - 3QU CoRE ¦ 3QU LoRE | Non-Red Flag Warning - Catastrophic Fires | Contact from object | Aggregated | 2047 | 7.0023e-07 | 791.1875 | 0.00055401 | 2047 | Mitigation | 0.95 | 45 | 0 | esc | 0.00097009 | 6.7928e-10 | 0.00097009 | 6.7928e-10
[79 empty] | WLDFR | HFTD - Distribution - Tier 3 - 5QU CoRE ¦ 2QU LoRE | Red Flag Warning - Catastrophic Fires | 2048 | 1.7323e-09 | 1.7323e-09 | 18552.3348 | 319.4911 | 11216.5626 | 7016.281 | 0 | 0 | 1.7857e-06 | 3.2138e-05 | 0 | 3.2138e-05 | 3.2138e-05 | 0 | 3.2138e-05 | 0 | 7.7254e-06 | 1.6934e-05 | 0 | 1.6934e-05 | [17 empty] | 7.3.3.17.5 (Remote Grid) Updates to grid topology to minimize risk of ignition in HFTDs Remote GridWLDFRContact from objectAggregated | WLDFR | HFTD - Distribution - Tier 2 - 3QU CoRE ¦ 3QU LoRE | Non-Red Flag Warning - Catastrophic Fires | Contact from object | Aggregated | 2048 | 7.0023e-07 | 791.1875 | 0.00055401 | 2048 | Mitigation | 0.95 | 45 | 0 | esc | 0.00097009 | 6.7928e-10 | 0.00097009 | 6.7928e-10
[79 empty] | WLDFR | HFTD - Distribution - Tier 3 - 5QU CoRE ¦ 2QU LoRE | Red Flag Warning - Catastrophic Fires | 2049 | 1.7323e-09 | 1.7323e-09 | 18552.3348 | 319.4911 | 11216.5626 | 7016.281 | 0 | 0 | 1.7857e-06 | 3.2138e-05 | 0 | 3.2138e-05 | 3.2138e-05 | 0 | 3.2138e-05 | 0 | 7.7254e-06 | 1.6934e-05 | 0 | 1.6934e-05 | [17 empty] | 7.3.3.17.5 (Remote Grid) Updates to grid topology to minimize risk of ignition in HFTDs Remote GridWLDFRContact from objectAggregated | WLDFR | HFTD - Distribution - Tier 2 - 3QU CoRE ¦ 3QU LoRE | Non-Red Flag Warning - Catastrophic Fires | Contact from object | Aggregated | 2049 | 7.0023e-07 | 791.1875 | 0.00055401 | 2049 | Mitigation | 0.95 | 45 | 0 | esc | 0.00097009 | 6.7928e-10 | 0.00097009 | 6.7928e-10
[79 empty] | WLDFR | HFTD - Distribution - Tier 3 - 5QU CoRE ¦ 2QU LoRE | Red Flag Warning - Catastrophic Fires | 2050 | 1.7323e-09 | 1.7323e-09 | 18552.3348 | 319.4911 | 11216.5626 | 7016.281 | 0 | 0 | 1.7857e-06 | 3.2138e-05 | 0 | 3.2138e-05 | 3.2138e-05 | 0 | 3.2138e-05 | 0 | 7.7254e-06 | 1.6934e-05 | 0 | 1.6934e-05 | [17 empty] | 7.3.3.17.5 (Remote Grid) Updates to grid topology to minimize risk of ignition in HFTDs Remote GridWLDFRContact from objectAggregated | WLDFR | HFTD - Distribution - Tier 2 - 3QU CoRE ¦ 3QU LoRE | Non-Red Flag Warning - Catastrophic Fires | Contact from object | Aggregated | 2050 | 7.0023e-07 | 791.1875 | 0.00055401 | 2050 | Mitigation | 0.95 | 45 | 0 | esc | 0.00097009 | 6.7928e-10 | 0.00097009 | 6.7928e-10
[79 empty] | WLDFR | HFTD - Distribution - Tier 3 - 5QU CoRE ¦ 2QU LoRE | Red Flag Warning - Catastrophic Fires | 2051 | 1.7323e-09 | 1.7323e-09 | 18552.3348 | 319.4911 | 11216.5626 | 7016.281 | 0 | 0 | 1.7857e-06 | 3.2138e-05 | 0 | 3.2138e-05 | 3.2138e-05 | 0 | 3.2138e-05 | 0 | 7.7254e-06 | 1.6934e-05 | 0 | 1.6934e-05 | [17 empty] | 7.3.3.17.5 (Remote Grid) Updates to grid topology to minimize risk of ignition in HFTDs Remote GridWLDFRContact from objectAggregated | WLDFR | HFTD - Distribution - Tier 2 - 3QU CoRE ¦ 3QU LoRE | Non-Red Flag Warning - Catastrophic Fires | Contact from object | Aggregated | 2051 | 7.0023e-07 | 791.1875 | 0.00055401 | 2051 | Mitigation | 0.95 | 45 | 0 | esc | 0.00097009 | 6.7928e-10 | 0.00097009 | 6.7928e-10
[79 empty] | WLDFR | HFTD - Distribution - Tier 3 - 5QU CoRE ¦ 2QU LoRE | Red Flag Warning - Catastrophic Fires | 2052 | 1.7323e-09 | 1.7323e-09 | 18552.3348 | 319.4911 | 11216.5626 | 7016.281 | 0 | 0 | 1.7857e-06 | 3.2138e-05 | 0 | 3.2138e-05 | 3.2138e-05 | 0 | 3.2138e-05 | 0 | 7.7254e-06 | 1.6934e-05 | 0 | 1.6934e-05 | [17 empty] | 7.3.3.17.5 (Remote Grid) Updates to grid topology to minimize risk of ignition in HFTDs Remote GridWLDFRContact from objectAggregated | WLDFR | HFTD - Distribution - Tier 2 - 3QU CoRE ¦ 3QU LoRE | Non-Red Flag Warning - Catastrophic Fires | Contact from object | Aggregated | 2052 | 7.0023e-07 | 791.1875 | 0.00055401 | 2052 | Mitigation | 0.95 | 45 | 0 | esc | 0.00097009 | 6.7928e-10 | 0.00097009 | 6.7928e-10
[79 empty] | WLDFR | HFTD - Distribution - Tier 3 - 5QU CoRE ¦ 2QU LoRE | Red Flag Warning - Catastrophic Fires | 2053 | 1.7323e-09 | 1.7323e-09 | 19462.1283 | 340.5356 | 11757.1413 | 7364.4514 | 0 | 0 | 1.7857e-06 | 3.3714e-05 | 0 | 3.3714e-05 | 3.3714e-05 | 0 | 3.3714e-05 | 0 | 8.0696e-06 | 1.7689e-05 | 0 | 1.7689e-05 | [17 empty] | 7.3.3.17.5 (Remote Grid) Updates to grid topology to minimize risk of ignition in HFTDs Remote GridWLDFRContact from objectAggregated | WLDFR | HFTD - Distribution - Tier 2 - 3QU CoRE ¦ 3QU LoRE | Non-Red Flag Warning - Catastrophic Fires | Contact from object | Aggregated | 2053 | 7.0023e-07 | 791.1875 | 0.00055401 | 2053 | Mitigation | 0.95 | 45 | 0 | esc | 0.00097009 | 6.7928e-10 | 0.00097009 | 6.7928e-10
[79 empty] | WLDFR | HFTD - Distribution - Tier 3 - 5QU CoRE ¦ 2QU LoRE | Red Flag Warning - Catastrophic Fires | 2054 | 1.7323e-09 | 1.7323e-09 | 19462.1283 | 340.5356 | 11757.1413 | 7364.4514 | 0 | 0 | 1.7857e-06 | 3.3714e-05 | 0 | 3.3714e-05 | 3.3714e-05 | 0 | 3.3714e-05 | 0 | 8.0696e-06 | 1.7689e-05 | 0 | 1.7689e-05 | [17 empty] | 7.3.3.17.5 (Remote Grid) Updates to grid topology to minimize risk of ignition in HFTDs Remote GridWLDFRContact from objectAggregated | WLDFR | HFTD - Distribution - Tier 2 - 3QU CoRE ¦ 3QU LoRE | Non-Red Flag Warning - Catastrophic Fires | Contact from object | Aggregated | 2054 | 7.0023e-07 | 791.1875 | 0.00055401 | 2054 | Mitigation | 0.95 | 45 | 0 | esc | 0.00097009 | 6.7928e-10 | 0.00097009 | 6.7928e-10
[79 empty] | WLDFR | HFTD - Distribution - Tier 3 - 5QU CoRE ¦ 2QU LoRE | Red Flag Warning - Catastrophic Fires | 2055 | 1.7323e-09 | 1.7323e-09 | 19462.1283 | 340.5356 | 11757.1413 | 7364.4514 | 0 | 0 | 1.7857e-06 | 3.3714e-05 | 0 | 3.3714e-05 | 3.3714e-05 | 0 | 3.3714e-05 | 0 | 8.0696e-06 | 1.7689e-05 | 0 | 1.7689e-05 | [17 empty] | 7.3.3.17.5 (Remote Grid) Updates to grid topology to minimize risk of ignition in HFTDs Remote GridWLDFRContact from objectAggregated | WLDFR | HFTD - Distribution - Tier 2 - 3QU CoRE ¦ 3QU LoRE | Non-Red Flag Warning - Catastrophic Fires | Contact from object | Aggregated | 2055 | 7.0023e-07 | 791.1875 | 0.00055401 | 2055 | Mitigation | 0.95 | 45 | 0 | esc | 0.00097009 | 6.7928e-10 | 0.00097009 | 6.7928e-10
[79 empty] | WLDFR | HFTD - Distribution - Tier 3 - 5QU CoRE ¦ 2QU LoRE | Red Flag Warning - Catastrophic Fires | 2056 | 1.7323e-09 | 1.7323e-09 | 19462.1283 | 340.5356 | 11757.1413 | 7364.4514 | 0 | 0 | 1.7857e-06 | 3.3714e-05 | 0 | 3.3714e-05 | 3.3714e-05 | 0 | 3.3714e-05 | 0 | 8.0696e-06 | 1.7689e-05 | 0 | 1.7689e-05 | [17 empty] | 7.3.3.17.5 (Remote Grid) Updates to grid topology to minimize risk of ignition in HFTDs Remote GridWLDFRContact from objectAggregated | WLDFR | HFTD - Distribution - Tier 2 - 3QU CoRE ¦ 3QU LoRE | Non-Red Flag Warning - Catastrophic Fires | Contact from object | Aggregated | 2056 | 7.0023e-07 | 791.1875 | 0.00055401 | 2056 | Mitigation | 0.95 | 45 | 0 | esc | 0.00097009 | 6.7928e-10 | 0.00097009 | 6.7928e-10
[79 empty] | WLDFR | HFTD - Distribution - Tier 3 - 5QU CoRE ¦ 2QU LoRE | Red Flag Warning - Catastrophic Fires | 2057 | 1.7323e-09 | 1.7323e-09 | 19462.1283 | 340.5356 | 11757.1413 | 7364.4514 | 0 | 0 | 1.7857e-06 | 3.3714e-05 | 0 | 3.3714e-05 | 3.3714e-05 | 0 | 3.3714e-05 | 0 | 8.0696e-06 | 1.7689e-05 | 0 | 1.7689e-05 | [17 empty] | 7.3.3.17.5 (Remote Grid) Updates to grid topology to minimize risk of ignition in HFTDs Remote GridWLDFRContact from objectAggregated | WLDFR | HFTD - Distribution - Tier 2 - 3QU CoRE ¦ 3QU LoRE | Non-Red Flag Warning - Catastrophic Fires | Contact from object | Aggregated | 2057 | 7.0023e-07 | 791.1875 | 0.00055401 | 2057 | Mitigation | 0.95 | 45 | 0 | esc | 0.00097009 | 6.7928e-10 | 0.00097009 | 6.7928e-10
[79 empty] | WLDFR | HFTD - Distribution - Tier 3 - 5QU CoRE ¦ 2QU LoRE | Red Flag Warning - Catastrophic Fires | 2058 | 1.7323e-09 | 1.7323e-09 | 20390.4035 | 362.3049 | 12307.8747 | 7720.2238 | 0 | 0 | 1.7857e-06 | 3.5322e-05 | 0 | 3.5322e-05 | 3.5322e-05 | 0 | 3.5322e-05 | 0 | 8.4521e-06 | 1.8527e-05 | 0 | 1.8527e-05 | [17 empty] | 7.3.3.17.5 (Remote Grid) Updates to grid topology to minimize risk of ignition in HFTDs Remote GridWLDFRContact from objectAggregated | WLDFR | HFTD - Distribution - Tier 2 - 3QU CoRE ¦ 3QU LoRE | Non-Red Flag Warning - Catastrophic Fires | Contact from object | Aggregated | 2058 | 7.0023e-07 | 791.1875 | 0.00055401 | 2058 | Mitigation | 0.95 | 45 | 0 | esc | 0.00097009 | 6.7928e-10 | 0.00097009 | 6.7928e-10
[79 empty] | WLDFR | HFTD - Distribution - Tier 3 - 5QU CoRE ¦ 2QU LoRE | Red Flag Warning - Catastrophic Fires | 2059 | 1.7323e-09 | 1.7323e-09 | 20390.4035 | 362.3049 | 12307.8747 | 7720.2238 | 0 | 0 | 1.7857e-06 | 3.5322e-05 | 0 | 3.5322e-05 | 3.5322e-05 | 0 | 3.5322e-05 | 0 | 8.4521e-06 | 1.8527e-05 | 0 | 1.8527e-05 | [17 empty] | 7.3.3.17.5 (Remote Grid) Updates to grid topology to minimize risk of ignition in HFTDs Remote GridWLDFRContact from objectAggregated | WLDFR | HFTD - Distribution - Tier 2 - 3QU CoRE ¦ 3QU LoRE | Non-Red Flag Warning - Catastrophic Fires | Contact from object | Aggregated | 2059 | 7.0023e-07 | 791.1875 | 0.00055401 | 2059 | Mitigation | 0.95 | 45 | 0 | esc | 0.00097009 | 6.7928e-10 | 0.00097009 | 6.7928e-10
[79 empty] | WLDFR | HFTD - Distribution - Tier 3 - 5QU CoRE ¦ 2QU LoRE | Red Flag Warning - Catastrophic Fires | 2060 | 1.7323e-09 | 1.7323e-09 | 20390.4035 | 362.3049 | 12307.8747 | 7720.2238 | 0 | 0 | 1.7857e-06 | 3.5322e-05 | 0 | 3.5322e-05 | 3.5322e-05 | 0 | 3.5322e-05 | 0 | 8.4521e-06 | 1.8527e-05 | 0 | 1.8527e-05 | [17 empty] | 7.3.3.17.5 (Remote Grid) Updates to grid topology to minimize risk of ignition in HFTDs Remote GridWLDFRContact from objectAggregated | WLDFR | HFTD - Distribution - Tier 2 - 3QU CoRE ¦ 3QU LoRE | Non-Red Flag Warning - Catastrophic Fires | Contact from object | Aggregated | 2060 | 7.0023e-07 | 791.1875 | 0.00055401 | 2060 | Mitigation | 0.95 | 45 | 0 | esc | 0.00097009 | 6.7928e-10 | 0.00097009 | 6.7928e-10
[79 empty] | WLDFR | HFTD - Distribution - Tier 3 - 5QU CoRE ¦ 2QU LoRE | Red Flag Warning - Catastrophic Fires | 2061 | 1.7323e-09 | 1.7323e-09 | 20390.4035 | 362.3049 | 12307.8747 | 7720.2238 | 0 | 0 | 1.7857e-06 | 3.5322e-05 | 0 | 3.5322e-05 | 3.5322e-05 | 0 | 3.5322e-05 | 0 | 8.4521e-06 | 1.8527e-05 | 0 | 1.8527e-05 | [17 empty] | 7.3.3.17.5 (Remote Grid) Updates to grid topology to minimize risk of ignition in HFTDs Remote GridWLDFRContact from objectAggregated | WLDFR | HFTD - Distribution - Tier 2 - 3QU CoRE ¦ 3QU LoRE | Non-Red Flag Warning - Catastrophic Fires | Contact from object | Aggregated | 2061 | 7.0023e-07 | 791.1875 | 0.00055401 | 2061 | Mitigation | 0.95 | 45 | 0 | esc | 0.00097009 | 6.7928e-10 | 0.00097009 | 6.7928e-10
[79 empty] | WLDFR | HFTD - Distribution - Tier 3 - 5QU CoRE ¦ 2QU LoRE | Red Flag Warning - Catastrophic Fires | 2062 | 1.7323e-09 | 1.7323e-09 | 20390.4035 | 362.3049 | 12307.8747 | 7720.2238 | 0 | 0 | 1.7857e-06 | 3.5322e-05 | 0 | 3.5322e-05 | 3.5322e-05 | 0 | 3.5322e-05 | 0 | 8.4521e-06 | 1.8527e-05 | 0 | 1.8527e-05 | [17 empty] | 7.3.3.17.5 (Remote Grid) Updates to grid topology to minimize risk of ignition in HFTDs Remote GridWLDFRContact from objectAggregated | WLDFR | HFTD - Distribution - Tier 2 - 3QU CoRE ¦ 3QU LoRE | Non-Red Flag Warning - Catastrophic Fires | Contact from object | Aggregated | 2062 | 7.0023e-07 | 791.1875 | 0.00055401 | 2062 | Mitigation | 0.95 | 45 | 0 | esc | 0.00097009 | 6.7928e-10 | 0.00097009 | 6.7928e-10
[79 empty] | WLDFR | HFTD - Distribution - Tier 3 - 5QU CoRE ¦ 2QU LoRE | Red Flag Warning - Catastrophic Fires | 2063 | 1.7323e-09 | 1.7323e-09 | 21325.9188 | 384.5316 | 12862.0997 | 8079.2876 | 0 | 0 | 1.7857e-06 | 3.6942e-05 | 0 | 3.6942e-05 | 3.6942e-05 | 0 | 3.6942e-05 | 0 | 8.8674e-06 | 1.9437e-05 | 0 | 1.9437e-05 | [17 empty] | 7.3.3.17.5 (Remote Grid) Updates to grid topology to minimize risk of ignition in HFTDs Remote GridWLDFRContact from objectAggregated | WLDFR | HFTD - Distribution - Tier 2 - 3QU CoRE ¦ 3QU LoRE | Non-Red Flag Warning - Catastrophic Fires | Contact from object | Aggregated | 2063 | 7.0023e-07 | 791.1875 | 0.00055401 | 2063 | Mitigation | 0.95 | 45 | 0 | esc | 0.00097009 | 6.7928e-10 | 0.00097009 | 6.7928e-10
[79 empty] | WLDFR | HFTD - Distribution - Tier 3 - 5QU CoRE ¦ 2QU LoRE | Red Flag Warning - Catastrophic Fires | 2064 | 1.7323e-09 | 1.7323e-09 | 21325.9188 | 384.5316 | 12862.0997 | 8079.2876 | 0 | 0 | 1.7857e-06 | 3.6942e-05 | 0 | 3.6942e-05 | 3.6942e-05 | 0 | 3.6942e-05 | 0 | 8.8674e-06 | 1.9437e-05 | 0 | 1.9437e-05 | [17 empty] | 7.3.3.17.5 (Remote Grid) Updates to grid topology to minimize risk of ignition in HFTDs Remote GridWLDFRContact from objectAggregated | WLDFR | HFTD - Distribution - Tier 2 - 3QU CoRE ¦ 3QU LoRE | Non-Red Flag Warning - Catastrophic Fires | Contact from object | Aggregated | 2064 | 7.0023e-07 | 791.1875 | 0.00055401 | 2064 | Mitigation | 0.95 | 45 | 0 | esc | 0.00097009 | 6.7928e-10 | 0.00097009 | 6.7928e-10
[79 empty] | WLDFR | HFTD - Distribution - Tier 3 - 5QU CoRE ¦ 2QU LoRE | Red Flag Warning - Catastrophic Fires | 2065 | 1.7323e-09 | 1.7323e-09 | 21325.9188 | 384.5316 | 12862.0997 | 8079.2876 | 0 | 0 | 1.7857e-06 | 3.6942e-05 | 0 | 3.6942e-05 | 3.6942e-05 | 0 | 3.6942e-05 | 0 | 8.8674e-06 | 1.9437e-05 | 0 | 1.9437e-05 | [17 empty] | 7.3.3.17.5 (Remote Grid) Updates to grid topology to minimize risk of ignition in HFTDs Remote GridWLDFRContact from objectAggregated | WLDFR | HFTD - Distribution - Tier 2 - 3QU CoRE ¦ 3QU LoRE | Non-Red Flag Warning - Catastrophic Fires | Contact from object | Aggregated | 2065 | 7.0023e-07 | 791.1875 | 0.00055401 | 2065 | Mitigation | 0.95 | 45 | 0 | esc | 0.00097009 | 6.7928e-10 | 0.00097009 | 6.7928e-10
[79 empty] | WLDFR | HFTD - Distribution - Tier 3 - 5QU CoRE ¦ 2QU LoRE | Red Flag Warning - Catastrophic Fires | 2066 | 1.7323e-09 | 1.7323e-09 | 21325.9188 | 384.5316 | 12862.0997 | 8079.2876 | 0 | 0 | 1.7857e-06 | 3.6942e-05 | 0 | 3.6942e-05 | 3.6942e-05 | 0 | 3.6942e-05 | 0 | 8.8674e-06 | 1.9437e-05 | 0 | 1.9437e-05 | [17 empty] | 7.3.3.17.5 (Remote Grid) Updates to grid topology to minimize risk of ignition in HFTDs Remote GridWLDFRContact from objectAggregated | WLDFR | HFTD - Distribution - Tier 2 - 3QU CoRE ¦ 3QU LoRE | Non-Red Flag Warning - Catastrophic Fires | Contact from object | Aggregated | 2066 | 7.0023e-07 | 791.1875 | 0.00055401 | 2066 | Mitigation | 0.95 | 45 | 0 | esc | 0.00097009 | 6.7928e-10 | 0.00097009 | 6.7928e-10
[79 empty] | WLDFR | HFTD - Distribution - Tier 3 - 5QU CoRE ¦ 2QU LoRE | Red Flag Warning - Catastrophic Fires | 2067 | 0 | 1.7323e-09 | 21325.9188 | 384.5316 | 12862.0997 | 8079.2876 | 0 | 0 | 1.7857e-06 | 0 | 0 | 0 | 3.6942e-05 | 0 | 3.6942e-05 | 0 | 8.8674e-06 | 1.9437e-05 | 0 | 1.9437e-05 | [17 empty] | 7.3.3.17.5 (Remote Grid) Updates to grid topology to minimize risk of ignition in HFTDs Remote GridWLDFRContact from objectAggregated | WLDFR | HFTD - Distribution - Tier 2 - 3QU CoRE ¦ 3QU LoRE | Non-Red Flag Warning - Catastrophic Fires | Contact from object | Aggregated | 2067 | 7.0023e-07 | 791.1875 | 0.00055401 | 2067 | Mitigation | 0.95 | 45 | 0 | esc | 0 | 0 | 0.00097009 | 6.7928e-10
[79 empty] | WLDFR | HFTD - Distribution - Tier 3 - 5QU CoRE ¦ 2QU LoRE | Red Flag Warning - Destructive Fires | 2022 | 2.7968e-10 | 0 | 8807.9522 | 222.2294 | 8585.7228 | 0 | 0 | 0 | 2.8831e-07 | 2.4634e-06 | 0 | 2.4634e-06 | 0 | 0 | 0 | 0 | 9.3097e-06 | 2.0407e-05 | 0 | 2.0407e-05 | [17 empty] | 7.3.3.17.5 (Remote Grid) Updates to grid topology to minimize risk of ignition in HFTDs Remote GridWLDFRContaminationAggregated | WLDFR | HFTD - Distribution - Tier 2 - 3QU CoRE ¦ 3QU LoRE | Non-Red Flag Warning - Catastrophic Fires | Contamination | Aggregated | 2022 | 1.3686e-08 | 791.1875 | 1.0828e-05 | 2022 | Mitigation | 0.95 | 45 | 0 | esc | 0.00097009 | 1.3277e-11 | 0 | 0
[79 empty] | WLDFR | HFTD - Distribution - Tier 3 - 5QU CoRE ¦ 2QU LoRE | Red Flag Warning - Destructive Fires | 2023 | 2.7968e-10 | 2.7968e-10 | 9129.7461 | 233.2301 | 8896.516 | 0 | 0 | 0 | 2.8831e-07 | 2.5534e-06 | 0 | 2.5534e-06 | 2.5534e-06 | 0 | 2.5534e-06 | 0 | 9.3097e-06 | 2.0407e-05 | 0 | 2.0407e-05 | [17 empty] | 7.3.3.17.5 (Remote Grid) Updates to grid topology to minimize risk of ignition in HFTDs Remote GridWLDFRContaminationAggregated | WLDFR | HFTD - Distribution - Tier 2 - 3QU CoRE ¦ 3QU LoRE | Non-Red Flag Warning - Catastrophic Fires | Contamination | Aggregated | 2023 | 1.3686e-08 | 791.1875 | 1.0828e-05 | 2023 | Mitigation | 0.95 | 45 | 0 | esc | 0.00097009 | 1.3277e-11 | 0.00097009 | 1.3277e-11
[79 empty] | WLDFR | HFTD - Distribution - Tier 3 - 5QU CoRE ¦ 2QU LoRE | Red Flag Warning - Destructive Fires | 2024 | 2.7968e-10 | 2.7968e-10 | 9129.7461 | 233.2301 | 8896.516 | 0 | 0 | 0 | 2.8831e-07 | 2.5534e-06 | 0 | 2.5534e-06 | 2.5534e-06 | 0 | 2.5534e-06 | 0 | 9.3097e-06 | 2.0407e-05 | 0 | 2.0407e-05 | [17 empty] | 7.3.3.17.5 (Remote Grid) Updates to grid topology to minimize risk of ignition in HFTDs Remote GridWLDFRContaminationAggregated | WLDFR | HFTD - Distribution - Tier 2 - 3QU CoRE ¦ 3QU LoRE | Non-Red Flag Warning - Catastrophic Fires | Contamination | Aggregated | 2024 | 1.3686e-08 | 791.1875 | 1.0828e-05 | 2024 | Mitigation | 0.95 | 45 | 0 | esc | 0.00097009 | 1.3277e-11 | 0.00097009 | 1.3277e-11
[79 empty] | WLDFR | HFTD - Distribution - Tier 3 - 5QU CoRE ¦ 2QU LoRE | Red Flag Warning - Destructive Fires | 2025 | 2.7968e-10 | 2.7968e-10 | 9129.7461 | 233.2301 | 8896.516 | 0 | 0 | 0 | 2.8831e-07 | 2.5534e-06 | 0 | 2.5534e-06 | 2.5534e-06 | 0 | 2.5534e-06 | 0 | 9.3097e-06 | 2.0407e-05 | 0 | 2.0407e-05 | [17 empty] | 7.3.3.17.5 (Remote Grid) Updates to grid topology to minimize risk of ignition in HFTDs Remote GridWLDFRContaminationAggregated | WLDFR | HFTD - Distribution - Tier 2 - 3QU CoRE ¦ 3QU LoRE | Non-Red Flag Warning - Catastrophic Fires | Contamination | Aggregated | 2025 | 1.3686e-08 | 791.1875 | 1.0828e-05 | 2025 | Mitigation | 0.95 | 45 | 0 | esc | 0.00097009 | 1.3277e-11 | 0.00097009 | 1.3277e-11
[79 empty] | WLDFR | HFTD - Distribution - Tier 3 - 5QU CoRE ¦ 2QU LoRE | Red Flag Warning - Destructive Fires | 2026 | 2.7968e-10 | 2.7968e-10 | 9129.7461 | 233.2301 | 8896.516 | 0 | 0 | 0 | 2.8831e-07 | 2.5534e-06 | 0 | 2.5534e-06 | 2.5534e-06 | 0 | 2.5534e-06 | 0 | 9.3097e-06 | 2.0407e-05 | 0 | 2.0407e-05 | [17 empty] | 7.3.3.17.5 (Remote Grid) Updates to grid topology to minimize risk of ignition in HFTDs Remote GridWLDFRContaminationAggregated | WLDFR | HFTD - Distribution - Tier 2 - 3QU CoRE ¦ 3QU LoRE | Non-Red Flag Warning - Catastrophic Fires | Contamination | Aggregated | 2026 | 1.3686e-08 | 791.1875 | 1.0828e-05 | 2026 | Mitigation | 0.95 | 45 | 0 | esc | 0.00097009 | 1.3277e-11 | 0.00097009 | 1.3277e-11
[79 empty] | WLDFR | HFTD - Distribution - Tier 3 - 5QU CoRE ¦ 2QU LoRE | Red Flag Warning - Destructive Fires | 2027 | 2.7968e-10 | 2.7968e-10 | 9129.7461 | 233.2301 | 8896.516 | 0 | 0 | 0 | 2.8831e-07 | 2.5534e-06 | 0 | 2.5534e-06 | 2.5534e-06 | 0 | 2.5534e-06 | 0 | 9.7734e-06 | 2.1424e-05 | 0 | 2.1424e-05 | [17 empty] | 7.3.3.17.5 (Remote Grid) Updates to grid topology to minimize risk of ignition in HFTDs Remote GridWLDFRContaminationAggregated | WLDFR | HFTD - Distribution - Tier 2 - 3QU CoRE ¦ 3QU LoRE | Non-Red Flag Warning - Catastrophic Fires | Contamination | Aggregated | 2027 | 1.3686e-08 | 791.1875 | 1.0828e-05 | 2027 | Mitigation | 0.95 | 45 | 0 | esc | 0.00097009 | 1.3277e-11 | 0.00097009 | 1.3277e-11
[79 empty] | WLDFR | HFTD - Distribution - Tier 3 - 5QU CoRE ¦ 2QU LoRE | Red Flag Warning - Destructive Fires | 2028 | 2.7968e-10 | 2.7968e-10 | 9534.9221 | 247.273 | 9287.6491 | 0 | 0 | 0 | 2.8831e-07 | 2.6668e-06 | 0 | 2.6668e-06 | 2.6668e-06 | 0 | 2.6668e-06 | 0 | 9.7734e-06 | 2.1424e-05 | 0 | 2.1424e-05 | [17 empty] | 7.3.3.17.5 (Remote Grid) Updates to grid topology to minimize risk of ignition in HFTDs Remote GridWLDFRContaminationAggregated | WLDFR | HFTD - Distribution - Tier 2 - 3QU CoRE ¦ 3QU LoRE | Non-Red Flag Warning - Catastrophic Fires | Contamination | Aggregated | 2028 | 1.3686e-08 | 791.1875 | 1.0828e-05 | 2028 | Mitigation | 0.95 | 45 | 0 | esc | 0.00097009 | 1.3277e-11 | 0.00097009 | 1.3277e-11
[79 empty] | WLDFR | HFTD - Distribution - Tier 3 - 5QU CoRE ¦ 2QU LoRE | Red Flag Warning - Destructive Fires | 2029 | 2.7968e-10 | 2.7968e-10 | 9534.9221 | 247.273 | 9287.6491 | 0 | 0 | 0 | 2.8831e-07 | 2.6668e-06 | 0 | 2.6668e-06 | 2.6668e-06 | 0 | 2.6668e-06 | 0 | 9.7734e-06 | 2.1424e-05 | 0 | 2.1424e-05 | [17 empty] | 7.3.3.17.5 (Remote Grid) Updates to grid topology to minimize risk of ignition in HFTDs Remote GridWLDFRContaminationAggregated | WLDFR | HFTD - Distribution - Tier 2 - 3QU CoRE ¦ 3QU LoRE | Non-Red Flag Warning - Catastrophic Fires | Contamination | Aggregated | 2029 | 1.3686e-08 | 791.1875 | 1.0828e-05 | 2029 | Mitigation | 0.95 | 45 | 0 | esc | 0.00097009 | 1.3277e-11 | 0.00097009 | 1.3277e-11
[79 empty] | WLDFR | HFTD - Distribution - Tier 3 - 5QU CoRE ¦ 2QU LoRE | Red Flag Warning - Destructive Fires | 2030 | 2.7968e-10 | 2.7968e-10 | 9534.9221 | 247.273 | 9287.6491 | 0 | 0 | 0 | 2.8831e-07 | 2.6668e-06 | 0 | 2.6668e-06 | 2.6668e-06 | 0 | 2.6668e-06 | 0 | 9.7734e-06 | 2.1424e-05 | 0 | 2.1424e-05 | [17 empty] | 7.3.3.17.5 (Remote Grid) Updates to grid topology to minimize risk of ignition in HFTDs Remote GridWLDFRContaminationAggregated | WLDFR | HFTD - Distribution - Tier 2 - 3QU CoRE ¦ 3QU LoRE | Non-Red Flag Warning - Catastrophic Fires | Contamination | Aggregated | 2030 | 1.3686e-08 | 791.1875 | 1.0828e-05 | 2030 | Mitigation | 0.95 | 45 | 0 | esc | 0.00097009 | 1.3277e-11 | 0.00097009 | 1.3277e-11
[79 empty] | WLDFR | HFTD - Distribution - Tier 3 - 5QU CoRE ¦ 2QU LoRE | Red Flag Warning - Destructive Fires | 2031 | 2.7968e-10 | 2.7968e-10 | 9534.9221 | 247.273 | 9287.6491 | 0 | 0 | 0 | 2.8831e-07 | 2.6668e-06 | 0 | 2.6668e-06 | 2.6668e-06 | 0 | 2.6668e-06 | 0 | 9.7734e-06 | 2.1424e-05 | 0 | 2.1424e-05 | [17 empty] | 7.3.3.17.5 (Remote Grid) Updates to grid topology to minimize risk of ignition in HFTDs Remote GridWLDFRContaminationAggregated | WLDFR | HFTD - Distribution - Tier 2 - 3QU CoRE ¦ 3QU LoRE | Non-Red Flag Warning - Catastrophic Fires | Contamination | Aggregated | 2031 | 1.3686e-08 | 791.1875 | 1.0828e-05 | 2031 | Mitigation | 0.95 | 45 | 0 | esc | 0.00097009 | 1.3277e-11 | 0.00097009 | 1.3277e-11
[79 empty] | WLDFR | HFTD - Distribution - Tier 3 - 5QU CoRE ¦ 2QU LoRE | Red Flag Warning - Destructive Fires | 2032 | 2.7968e-10 | 2.7968e-10 | 9534.9221 | 247.273 | 9287.6491 | 0 | 0 | 0 | 2.8831e-07 | 2.6668e-06 | 0 | 2.6668e-06 | 2.6668e-06 | 0 | 2.6668e-06 | 0 | 1.0253e-05 | 2.2474e-05 | 0 | 2.2474e-05 | [17 empty] | 7.3.3.17.5 (Remote Grid) Updates to grid topology to minimize risk of ignition in HFTDs Remote GridWLDFRContaminationAggregated | WLDFR | HFTD - Distribution - Tier 2 - 3QU CoRE ¦ 3QU LoRE | Non-Red Flag Warning - Catastrophic Fires | Contamination | Aggregated | 2032 | 1.3686e-08 | 791.1875 | 1.0828e-05 | 2032 | Mitigation | 0.95 | 45 | 0 | esc | 0.00097009 | 1.3277e-11 | 0.00097009 | 1.3277e-11
[79 empty] | WLDFR | HFTD - Distribution - Tier 3 - 5QU CoRE ¦ 2QU LoRE | Red Flag Warning - Destructive Fires | 2033 | 2.7968e-10 | 2.7968e-10 | 9984.8474 | 263.1074 | 9721.74 | 0 | 0 | 0 | 2.8831e-07 | 2.7926e-06 | 0 | 2.7926e-06 | 2.7926e-06 | 0 | 2.7926e-06 | 0 | 1.0253e-05 | 2.2474e-05 | 0 | 2.2474e-05 | [17 empty] | 7.3.3.17.5 (Remote Grid) Updates to grid topology to minimize risk of ignition in HFTDs Remote GridWLDFRContaminationAggregated | WLDFR | HFTD - Distribution - Tier 2 - 3QU CoRE ¦ 3QU LoRE | Non-Red Flag Warning - Catastrophic Fires | Contamination | Aggregated | 2033 | 1.3686e-08 | 791.1875 | 1.0828e-05 | 2033 | Mitigation | 0.95 | 45 | 0 | esc | 0.00097009 | 1.3277e-11 | 0.00097009 | 1.3277e-11
[79 empty] | WLDFR | HFTD - Distribution - Tier 3 - 5QU CoRE ¦ 2QU LoRE | Red Flag Warning - Destructive Fires | 2034 | 2.7968e-10 | 2.7968e-10 | 9984.8474 | 263.1074 | 9721.74 | 0 | 0 | 0 | 2.8831e-07 | 2.7926e-06 | 0 | 2.7926e-06 | 2.7926e-06 | 0 | 2.7926e-06 | 0 | 1.0253e-05 | 2.2474e-05 | 0 | 2.2474e-05 | [17 empty] | 7.3.3.17.5 (Remote Grid) Updates to grid topology to minimize risk of ignition in HFTDs Remote GridWLDFRContaminationAggregated | WLDFR | HFTD - Distribution - Tier 2 - 3QU CoRE ¦ 3QU LoRE | Non-Red Flag Warning - Catastrophic Fires | Contamination | Aggregated | 2034 | 1.3686e-08 | 791.1875 | 1.0828e-05 | 2034 | Mitigation | 0.95 | 45 | 0 | esc | 0.00097009 | 1.3277e-11 | 0.00097009 | 1.3277e-11
[79 empty] | WLDFR | HFTD - Distribution - Tier 3 - 5QU CoRE ¦ 2QU LoRE | Red Flag Warning - Destructive Fires | 2035 | 2.7968e-10 | 2.7968e-10 | 9984.8474 | 263.1074 | 9721.74 | 0 | 0 | 0 | 2.8831e-07 | 2.7926e-06 | 0 | 2.7926e-06 | 2.7926e-06 | 0 | 2.7926e-06 | 0 | 1.0253e-05 | 2.2474e-05 | 0 | 2.2474e-05 | [17 empty] | 7.3.3.17.5 (Remote Grid) Updates to grid topology to minimize risk of ignition in HFTDs Remote GridWLDFRContaminationAggregated | WLDFR | HFTD - Distribution - Tier 2 - 3QU CoRE ¦ 3QU LoRE | Non-Red Flag Warning - Catastrophic Fires | Contamination | Aggregated | 2035 | 1.3686e-08 | 791.1875 | 1.0828e-05 | 2035 | Mitigation | 0.95 | 45 | 0 | esc | 0.00097009 | 1.3277e-11 | 0.00097009 | 1.3277e-11
[79 empty] | WLDFR | HFTD - Distribution - Tier 3 - 5QU CoRE ¦ 2QU LoRE | Red Flag Warning - Destructive Fires | 2036 | 2.7968e-10 | 2.7968e-10 | 9984.8474 | 263.1074 | 9721.74 | 0 | 0 | 0 | 2.8831e-07 | 2.7926e-06 | 0 | 2.7926e-06 | 2.7926e-06 | 0 | 2.7926e-06 | 0 | 1.0253e-05 | 2.2474e-05 | 0 | 2.2474e-05 | [17 empty] | 7.3.3.17.5 (Remote Grid) Updates to grid topology to minimize risk of ignition in HFTDs Remote GridWLDFRContaminationAggregated | WLDFR | HFTD - Distribution - Tier 2 - 3QU CoRE ¦ 3QU LoRE | Non-Red Flag Warning - Catastrophic Fires | Contamination | Aggregated | 2036 | 1.3686e-08 | 791.1875 | 1.0828e-05 | 2036 | Mitigation | 0.95 | 45 | 0 | esc | 0.00097009 | 1.3277e-11 | 0.00097009 | 1.3277e-11
[79 empty] | WLDFR | HFTD - Distribution - Tier 3 - 5QU CoRE ¦ 2QU LoRE | Red Flag Warning - Destructive Fires | 2037 | 2.7968e-10 | 2.7968e-10 | 9984.8474 | 263.1074 | 9721.74 | 0 | 0 | 0 | 2.8831e-07 | 2.7926e-06 | 0 | 2.7926e-06 | 2.7926e-06 | 0 | 2.7926e-06 | 0 | 1.0742e-05 | 2.3546e-05 | 0 | 2.3546e-05 | [17 empty] | 7.3.3.17.5 (Remote Grid) Updates to grid topology to minimize risk of ignition in HFTDs Remote GridWLDFRContaminationAggregated | WLDFR | HFTD - Distribution - Tier 2 - 3QU CoRE ¦ 3QU LoRE | Non-Red Flag Warning - Catastrophic Fires | Contamination | Aggregated | 2037 | 1.3686e-08 | 791.1875 | 1.0828e-05 | 2037 | Mitigation | 0.95 | 45 | 0 | esc | 0.00097009 | 1.3277e-11 | 0.00097009 | 1.3277e-11
[79 empty] | WLDFR | HFTD - Distribution - Tier 3 - 5QU CoRE ¦ 2QU LoRE | Red Flag Warning - Destructive Fires | 2038 | 2.7968e-10 | 2.7968e-10 | 10472.8261 | 280.5544 | 10192.2718 | 0 | 0 | 0 | 2.8831e-07 | 2.9291e-06 | 0 | 2.9291e-06 | 2.9291e-06 | 0 | 2.9291e-06 | 0 | 1.0742e-05 | 2.3546e-05 | 0 | 2.3546e-05 | [17 empty] | 7.3.3.17.5 (Remote Grid) Updates to grid topology to minimize risk of ignition in HFTDs Remote GridWLDFRContaminationAggregated | WLDFR | HFTD - Distribution - Tier 2 - 3QU CoRE ¦ 3QU LoRE | Non-Red Flag Warning - Catastrophic Fires | Contamination | Aggregated | 2038 | 1.3686e-08 | 791.1875 | 1.0828e-05 | 2038 | Mitigation | 0.95 | 45 | 0 | esc | 0.00097009 | 1.3277e-11 | 0.00097009 | 1.3277e-11
[79 empty] | WLDFR | HFTD - Distribution - Tier 3 - 5QU CoRE ¦ 2QU LoRE | Red Flag Warning - Destructive Fires | 2039 | 2.7968e-10 | 2.7968e-10 | 10472.8261 | 280.5544 | 10192.2718 | 0 | 0 | 0 | 2.8831e-07 | 2.9291e-06 | 0 | 2.9291e-06 | 2.9291e-06 | 0 | 2.9291e-06 | 0 | 1.0742e-05 | 2.3546e-05 | 0 | 2.3546e-05 | [17 empty] | 7.3.3.17.5 (Remote Grid) Updates to grid topology to minimize risk of ignition in HFTDs Remote GridWLDFRContaminationAggregated | WLDFR | HFTD - Distribution - Tier 2 - 3QU CoRE ¦ 3QU LoRE | Non-Red Flag Warning - Catastrophic Fires | Contamination | Aggregated | 2039 | 1.3686e-08 | 791.1875 | 1.0828e-05 | 2039 | Mitigation | 0.95 | 45 | 0 | esc | 0.00097009 | 1.3277e-11 | 0.00097009 | 1.3277e-11
[79 empty] | WLDFR | HFTD - Distribution - Tier 3 - 5QU CoRE ¦ 2QU LoRE | Red Flag Warning - Destructive Fires | 2040 | 2.7968e-10 | 2.7968e-10 | 10472.8261 | 280.5544 | 10192.2718 | 0 | 0 | 0 | 2.8831e-07 | 2.9291e-06 | 0 | 2.9291e-06 | 2.9291e-06 | 0 | 2.9291e-06 | 0 | 1.0742e-05 | 2.3546e-05 | 0 | 2.3546e-05 | [17 empty] | 7.3.3.17.5 (Remote Grid) Updates to grid topology to minimize risk of ignition in HFTDs Remote GridWLDFRContaminationAggregated | WLDFR | HFTD - Distribution - Tier 2 - 3QU CoRE ¦ 3QU LoRE | Non-Red Flag Warning - Catastrophic Fires | Contamination | Aggregated | 2040 | 1.3686e-08 | 791.1875 | 1.0828e-05 | 2040 | Mitigation | 0.95 | 45 | 0 | esc | 0.00097009 | 1.3277e-11 | 0.00097009 | 1.3277e-11
[79 empty] | WLDFR | HFTD - Distribution - Tier 3 - 5QU CoRE ¦ 2QU LoRE | Red Flag Warning - Destructive Fires | 2041 | 2.7968e-10 | 2.7968e-10 | 10472.8261 | 280.5544 | 10192.2718 | 0 | 0 | 0 | 2.8831e-07 | 2.9291e-06 | 0 | 2.9291e-06 | 2.9291e-06 | 0 | 2.9291e-06 | 0 | 1.0742e-05 | 2.3546e-05 | 0 | 2.3546e-05 | [17 empty] | 7.3.3.17.5 (Remote Grid) Updates to grid topology to minimize risk of ignition in HFTDs Remote GridWLDFRContaminationAggregated | WLDFR | HFTD - Distribution - Tier 2 - 3QU CoRE ¦ 3QU LoRE | Non-Red Flag Warning - Catastrophic Fires | Contamination | Aggregated | 2041 | 1.3686e-08 | 791.1875 | 1.0828e-05 | 2041 | Mitigation | 0.95 | 45 | 0 | esc | 0.00097009 | 1.3277e-11 | 0.00097009 | 1.3277e-11
[79 empty] | WLDFR | HFTD - Distribution - Tier 3 - 5QU CoRE ¦ 2QU LoRE | Red Flag Warning - Destructive Fires | 2042 | 2.7968e-10 | 2.7968e-10 | 10472.8261 | 280.5544 | 10192.2718 | 0 | 0 | 0 | 2.8831e-07 | 2.9291e-06 | 0 | 2.9291e-06 | 2.9291e-06 | 0 | 2.9291e-06 | 0 | 1.1235e-05 | 2.4626e-05 | 0 | 2.4626e-05 | [17 empty] | 7.3.3.17.5 (Remote Grid) Updates to grid topology to minimize risk of ignition in HFTDs Remote GridWLDFRContaminationAggregated | WLDFR | HFTD - Distribution - Tier 2 - 3QU CoRE ¦ 3QU LoRE | Non-Red Flag Warning - Catastrophic Fires | Contamination | Aggregated | 2042 | 1.3686e-08 | 791.1875 | 1.0828e-05 | 2042 | Mitigation | 0.95 | 45 | 0 | esc | 0.00097009 | 1.3277e-11 | 0.00097009 | 1.3277e-11
[79 empty] | WLDFR | HFTD - Distribution - Tier 3 - 5QU CoRE ¦ 2QU LoRE | Red Flag Warning - Destructive Fires | 2043 | 2.7968e-10 | 2.7968e-10 | 10992.1562 | 299.42 | 10692.7362 | 0 | 0 | 0 | 2.8831e-07 | 3.0743e-06 | 0 | 3.0743e-06 | 3.0743e-06 | 0 | 3.0743e-06 | 0 | 1.1235e-05 | 2.4626e-05 | 0 | 2.4626e-05 | [17 empty] | 7.3.3.17.5 (Remote Grid) Updates to grid topology to minimize risk of ignition in HFTDs Remote GridWLDFRContaminationAggregated | WLDFR | HFTD - Distribution - Tier 2 - 3QU CoRE ¦ 3QU LoRE | Non-Red Flag Warning - Catastrophic Fires | Contamination | Aggregated | 2043 | 1.3686e-08 | 791.1875 | 1.0828e-05 | 2043 | Mitigation | 0.95 | 45 | 0 | esc | 0.00097009 | 1.3277e-11 | 0.00097009 | 1.3277e-11
[79 empty] | WLDFR | HFTD - Distribution - Tier 3 - 5QU CoRE ¦ 2QU LoRE | Red Flag Warning - Destructive Fires | 2044 | 2.7968e-10 | 2.7968e-10 | 10992.1562 | 299.42 | 10692.7362 | 0 | 0 | 0 | 2.8831e-07 | 3.0743e-06 | 0 | 3.0743e-06 | 3.0743e-06 | 0 | 3.0743e-06 | 0 | 1.1235e-05 | 2.4626e-05 | 0 | 2.4626e-05 | [17 empty] | 7.3.3.17.5 (Remote Grid) Updates to grid topology to minimize risk of ignition in HFTDs Remote GridWLDFRContaminationAggregated | WLDFR | HFTD - Distribution - Tier 2 - 3QU CoRE ¦ 3QU LoRE | Non-Red Flag Warning - Catastrophic Fires | Contamination | Aggregated | 2044 | 1.3686e-08 | 791.1875 | 1.0828e-05 | 2044 | Mitigation | 0.95 | 45 | 0 | esc | 0.00097009 | 1.3277e-11 | 0.00097009 | 1.3277e-11
[79 empty] | WLDFR | HFTD - Distribution - Tier 3 - 5QU CoRE ¦ 2QU LoRE | Red Flag Warning - Destructive Fires | 2045 | 2.7968e-10 | 2.7968e-10 | 10992.1562 | 299.42 | 10692.7362 | 0 | 0 | 0 | 2.8831e-07 | 3.0743e-06 | 0 | 3.0743e-06 | 3.0743e-06 | 0 | 3.0743e-06 | 0 | 1.1235e-05 | 2.4626e-05 | 0 | 2.4626e-05 | [17 empty] | 7.3.3.17.5 (Remote Grid) Updates to grid topology to minimize risk of ignition in HFTDs Remote GridWLDFRContaminationAggregated | WLDFR | HFTD - Distribution - Tier 2 - 3QU CoRE ¦ 3QU LoRE | Non-Red Flag Warning - Catastrophic Fires | Contamination | Aggregated | 2045 | 1.3686e-08 | 791.1875 | 1.0828e-05 | 2045 | Mitigation | 0.95 | 45 | 0 | esc | 0.00097009 | 1.3277e-11 | 0.00097009 | 1.3277e-11
[79 empty] | WLDFR | HFTD - Distribution - Tier 3 - 5QU CoRE ¦ 2QU LoRE | Red Flag Warning - Destructive Fires | 2046 | 2.7968e-10 | 2.7968e-10 | 10992.1562 | 299.42 | 10692.7362 | 0 | 0 | 0 | 2.8831e-07 | 3.0743e-06 | 0 | 3.0743e-06 | 3.0743e-06 | 0 | 3.0743e-06 | 0 | 1.1235e-05 | 2.4626e-05 | 0 | 2.4626e-05 | [17 empty] | 7.3.3.17.5 (Remote Grid) Updates to grid topology to minimize risk of ignition in HFTDs Remote GridWLDFRContaminationAggregated | WLDFR | HFTD - Distribution - Tier 2 - 3QU CoRE ¦ 3QU LoRE | Non-Red Flag Warning - Catastrophic Fires | Contamination | Aggregated | 2046 | 1.3686e-08 | 791.1875 | 1.0828e-05 | 2046 | Mitigation | 0.95 | 45 | 0 | esc | 0.00097009 | 1.3277e-11 | 0.00097009 | 1.3277e-11
[79 empty] | WLDFR | HFTD - Distribution - Tier 3 - 5QU CoRE ¦ 2QU LoRE | Red Flag Warning - Destructive Fires | 2047 | 2.7968e-10 | 2.7968e-10 | 10992.1562 | 299.42 | 10692.7362 | 0 | 0 | 0 | 2.8831e-07 | 3.0743e-06 | 0 | 3.0743e-06 | 3.0743e-06 | 0 | 3.0743e-06 | 0 | 1.1725e-05 | 2.5702e-05 | 0 | 2.5702e-05 | [17 empty] | 7.3.3.17.5 (Remote Grid) Updates to grid topology to minimize risk of ignition in HFTDs Remote GridWLDFRContaminationAggregated | WLDFR | HFTD - Distribution - Tier 2 - 3QU CoRE ¦ 3QU LoRE | Non-Red Flag Warning - Catastrophic Fires | Contamination | Aggregated | 2047 | 1.3686e-08 | 791.1875 | 1.0828e-05 | 2047 | Mitigation | 0.95 | 45 | 0 | esc | 0.00097009 | 1.3277e-11 | 0.00097009 | 1.3277e-11
[79 empty] | WLDFR | HFTD - Distribution - Tier 3 - 5QU CoRE ¦ 2QU LoRE | Red Flag Warning - Destructive Fires | 2048 | 2.7968e-10 | 2.7968e-10 | 11536.0538 | 319.4911 | 11216.5626 | 0 | 0 | 0 | 2.8831e-07 | 3.2264e-06 | 0 | 3.2264e-06 | 3.2264e-06 | 0 | 3.2264e-06 | 0 | 1.1725e-05 | 2.5702e-05 | 0 | 2.5702e-05 | [17 empty] | 7.3.3.17.5 (Remote Grid) Updates to grid topology to minimize risk of ignition in HFTDs Remote GridWLDFRContaminationAggregated | WLDFR | HFTD - Distribution - Tier 2 - 3QU CoRE ¦ 3QU LoRE | Non-Red Flag Warning - Catastrophic Fires | Contamination | Aggregated | 2048 | 1.3686e-08 | 791.1875 | 1.0828e-05 | 2048 | Mitigation | 0.95 | 45 | 0 | esc | 0.00097009 | 1.3277e-11 | 0.00097009 | 1.3277e-11
[79 empty] | WLDFR | HFTD - Distribution - Tier 3 - 5QU CoRE ¦ 2QU LoRE | Red Flag Warning - Destructive Fires | 2049 | 2.7968e-10 | 2.7968e-10 | 11536.0538 | 319.4911 | 11216.5626 | 0 | 0 | 0 | 2.8831e-07 | 3.2264e-06 | 0 | 3.2264e-06 | 3.2264e-06 | 0 | 3.2264e-06 | 0 | 1.1725e-05 | 2.5702e-05 | 0 | 2.5702e-05 | [17 empty] | 7.3.3.17.5 (Remote Grid) Updates to grid topology to minimize risk of ignition in HFTDs Remote GridWLDFRContaminationAggregated | WLDFR | HFTD - Distribution - Tier 2 - 3QU CoRE ¦ 3QU LoRE | Non-Red Flag Warning - Catastrophic Fires | Contamination | Aggregated | 2049 | 1.3686e-08 | 791.1875 | 1.0828e-05 | 2049 | Mitigation | 0.95 | 45 | 0 | esc | 0.00097009 | 1.3277e-11 | 0.00097009 | 1.3277e-11
[79 empty] | WLDFR | HFTD - Distribution - Tier 3 - 5QU CoRE ¦ 2QU LoRE | Red Flag Warning - Destructive Fires | 2050 | 2.7968e-10 | 2.7968e-10 | 11536.0538 | 319.4911 | 11216.5626 | 0 | 0 | 0 | 2.8831e-07 | 3.2264e-06 | 0 | 3.2264e-06 | 3.2264e-06 | 0 | 3.2264e-06 | 0 | 0 | 2.5702e-05 | 0 | 2.5702e-05 | [17 empty] | 7.3.3.17.5 (Remote Grid) Updates to grid topology to minimize risk of ignition in HFTDs Remote GridWLDFRContaminationAggregated | WLDFR | HFTD - Distribution - Tier 2 - 3QU CoRE ¦ 3QU LoRE | Non-Red Flag Warning - Catastrophic Fires | Contamination | Aggregated | 2050 | 1.3686e-08 | 791.1875 | 1.0828e-05 | 2050 | Mitigation | 0.95 | 45 | 0 | esc | 0.00097009 | 1.3277e-11 | 0.00097009 | 1.3277e-11
[79 empty] | WLDFR | HFTD - Distribution - Tier 3 - 5QU CoRE ¦ 2QU LoRE | Red Flag Warning - Destructive Fires | 2051 | 2.7968e-10 | 2.7968e-10 | 11536.0538 | 319.4911 | 11216.5626 | 0 | 0 | 0 | 2.8831e-07 | 3.2264e-06 | 0 | 3.2264e-06 | 3.2264e-06 | 0 | 3.2264e-06 | 0 | 0 | 0 | 0 | 0 | [17 empty] | 7.3.3.17.5 (Remote Grid) Updates to grid topology to minimize risk of ignition in HFTDs Remote GridWLDFRContaminationAggregated | WLDFR | HFTD - Distribution - Tier 2 - 3QU CoRE ¦ 3QU LoRE | Non-Red Flag Warning - Catastrophic Fires | Contamination | Aggregated | 2051 | 1.3686e-08 | 791.1875 | 1.0828e-05 | 2051 | Mitigation | 0.95 | 45 | 0 | esc | 0.00097009 | 1.3277e-11 | 0.00097009 | 1.3277e-11
[79 empty] | WLDFR | HFTD - Distribution - Tier 3 - 5QU CoRE ¦ 2QU LoRE | Red Flag Warning - Destructive Fires | 2052 | 2.7968e-10 | 2.7968e-10 | 11536.0538 | 319.4911 | 11216.5626 | 0 | 0 | 0 | 2.8831e-07 | 3.2264e-06 | 0 | 3.2264e-06 | 3.2264e-06 | 0 | 3.2264e-06 | 0 | 5.6629e-06 | 0 | 0 | 0 | [17 empty] | 7.3.3.17.5 (Remote Grid) Updates to grid topology to minimize risk of ignition in HFTDs Remote GridWLDFRContaminationAggregated | WLDFR | HFTD - Distribution - Tier 2 - 3QU CoRE ¦ 3QU LoRE | Non-Red Flag Warning - Catastrophic Fires | Contamination | Aggregated | 2052 | 1.3686e-08 | 791.1875 | 1.0828e-05 | 2052 | Mitigation | 0.95 | 45 | 0 | esc | 0.00097009 | 1.3277e-11 | 0.00097009 | 1.3277e-11
[79 empty] | WLDFR | HFTD - Distribution - Tier 3 - 5QU CoRE ¦ 2QU LoRE | Red Flag Warning - Destructive Fires | 2053 | 2.7968e-10 | 2.7968e-10 | 12097.6769 | 340.5356 | 11757.1413 | 0 | 0 | 0 | 2.8831e-07 | 3.3835e-06 | 0 | 3.3835e-06 | 3.3835e-06 | 0 | 3.3835e-06 | 0 | 5.8698e-06 | 1.2867e-05 | 0 | 1.2867e-05 | [17 empty] | 7.3.3.17.5 (Remote Grid) Updates to grid topology to minimize risk of ignition in HFTDs Remote GridWLDFRContaminationAggregated | WLDFR | HFTD - Distribution - Tier 2 - 3QU CoRE ¦ 3QU LoRE | Non-Red Flag Warning - Catastrophic Fires | Contamination | Aggregated | 2053 | 1.3686e-08 | 791.1875 | 1.0828e-05 | 2053 | Mitigation | 0.95 | 45 | 0 | esc | 0.00097009 | 1.3277e-11 | 0.00097009 | 1.3277e-11
[79 empty] | WLDFR | HFTD - Distribution - Tier 3 - 5QU CoRE ¦ 2QU LoRE | Red Flag Warning - Destructive Fires | 2054 | 2.7968e-10 | 2.7968e-10 | 12097.6769 | 340.5356 | 11757.1413 | 0 | 0 | 0 | 2.8831e-07 | 3.3835e-06 | 0 | 3.3835e-06 | 3.3835e-06 | 0 | 3.3835e-06 | 0 | 5.8698e-06 | 1.2867e-05 | 0 | 1.2867e-05 | [17 empty] | 7.3.3.17.5 (Remote Grid) Updates to grid topology to minimize risk of ignition in HFTDs Remote GridWLDFRContaminationAggregated | WLDFR | HFTD - Distribution - Tier 2 - 3QU CoRE ¦ 3QU LoRE | Non-Red Flag Warning - Catastrophic Fires | Contamination | Aggregated | 2054 | 1.3686e-08 | 791.1875 | 1.0828e-05 | 2054 | Mitigation | 0.95 | 45 | 0 | esc | 0.00097009 | 1.3277e-11 | 0.00097009 | 1.3277e-11
[79 empty] | WLDFR | HFTD - Distribution - Tier 3 - 5QU CoRE ¦ 2QU LoRE | Red Flag Warning - Destructive Fires | 2055 | 2.7968e-10 | 2.7968e-10 | 12097.6769 | 340.5356 | 11757.1413 | 0 | 0 | 0 | 2.8831e-07 | 3.3835e-06 | 0 | 3.3835e-06 | 3.3835e-06 | 0 | 3.3835e-06 | 0 | 5.8698e-06 | 1.2867e-05 | 0 | 1.2867e-05 | [17 empty] | 7.3.3.17.5 (Remote Grid) Updates to grid topology to minimize risk of ignition in HFTDs Remote GridWLDFRContaminationAggregated | WLDFR | HFTD - Distribution - Tier 2 - 3QU CoRE ¦ 3QU LoRE | Non-Red Flag Warning - Catastrophic Fires | Contamination | Aggregated | 2055 | 1.3686e-08 | 791.1875 | 1.0828e-05 | 2055 | Mitigation | 0.95 | 45 | 0 | esc | 0.00097009 | 1.3277e-11 | 0.00097009 | 1.3277e-11
[79 empty] | WLDFR | HFTD - Distribution - Tier 3 - 5QU CoRE ¦ 2QU LoRE | Red Flag Warning - Destructive Fires | 2056 | 2.7968e-10 | 2.7968e-10 | 12097.6769 | 340.5356 | 11757.1413 | 0 | 0 | 0 | 2.8831e-07 | 3.3835e-06 | 0 | 3.3835e-06 | 3.3835e-06 | 0 | 3.3835e-06 | 0 | 5.8698e-06 | 1.2867e-05 | 0 | 1.2867e-05 | [17 empty] | 7.3.3.17.5 (Remote Grid) Updates to grid topology to minimize risk of ignition in HFTDs Remote GridWLDFRContaminationAggregated | WLDFR | HFTD - Distribution - Tier 2 - 3QU CoRE ¦ 3QU LoRE | Non-Red Flag Warning - Catastrophic Fires | Contamination | Aggregated | 2056 | 1.3686e-08 | 791.1875 | 1.0828e-05 | 2056 | Mitigation | 0.95 | 45 | 0 | esc | 0.00097009 | 1.3277e-11 | 0.00097009 | 1.3277e-11
[79 empty] | WLDFR | HFTD - Distribution - Tier 3 - 5QU CoRE ¦ 2QU LoRE | Red Flag Warning - Destructive Fires | 2057 | 2.7968e-10 | 2.7968e-10 | 12097.6769 | 340.5356 | 11757.1413 | 0 | 0 | 0 | 2.8831e-07 | 3.3835e-06 | 0 | 3.3835e-06 | 3.3835e-06 | 0 | 3.3835e-06 | 0 | 5.8698e-06 | 1.2867e-05 | 0 | 1.2867e-05 | [17 empty] | 7.3.3.17.5 (Remote Grid) Updates to grid topology to minimize risk of ignition in HFTDs Remote GridWLDFRContaminationAggregated | WLDFR | HFTD - Distribution - Tier 2 - 3QU CoRE ¦ 3QU LoRE | Non-Red Flag Warning - Catastrophic Fires | Contamination | Aggregated | 2057 | 1.3686e-08 | 791.1875 | 1.0828e-05 | 2057 | Mitigation | 0.95 | 45 | 0 | esc | 0.00097009 | 1.3277e-11 | 0.00097009 | 1.3277e-11
[79 empty] | WLDFR | HFTD - Distribution - Tier 3 - 5QU CoRE ¦ 2QU LoRE | Red Flag Warning - Destructive Fires | 2058 | 2.7968e-10 | 2.7968e-10 | 12670.1796 | 362.3049 | 12307.8747 | 0 | 0 | 0 | 2.8831e-07 | 3.5436e-06 | 0 | 3.5436e-06 | 3.5436e-06 | 0 | 3.5436e-06 | 0 | 6.1303e-06 | 1.3438e-05 | 0 | 1.3438e-05 | [17 empty] | 7.3.3.17.5 (Remote Grid) Updates to grid topology to minimize risk of ignition in HFTDs Remote GridWLDFRContaminationAggregated | WLDFR | HFTD - Distribution - Tier 2 - 3QU CoRE ¦ 3QU LoRE | Non-Red Flag Warning - Catastrophic Fires | Contamination | Aggregated | 2058 | 1.3686e-08 | 791.1875 | 1.0828e-05 | 2058 | Mitigation | 0.95 | 45 | 0 | esc | 0.00097009 | 1.3277e-11 | 0.00097009 | 1.3277e-11
[79 empty] | WLDFR | HFTD - Distribution - Tier 3 - 5QU CoRE ¦ 2QU LoRE | Red Flag Warning - Destructive Fires | 2059 | 2.7968e-10 | 2.7968e-10 | 12670.1796 | 362.3049 | 12307.8747 | 0 | 0 | 0 | 2.8831e-07 | 3.5436e-06 | 0 | 3.5436e-06 | 3.5436e-06 | 0 | 3.5436e-06 | 0 | 6.1303e-06 | 1.3438e-05 | 0 | 1.3438e-05 | [17 empty] | 7.3.3.17.5 (Remote Grid) Updates to grid topology to minimize risk of ignition in HFTDs Remote GridWLDFRContaminationAggregated | WLDFR | HFTD - Distribution - Tier 2 - 3QU CoRE ¦ 3QU LoRE | Non-Red Flag Warning - Catastrophic Fires | Contamination | Aggregated | 2059 | 1.3686e-08 | 791.1875 | 1.0828e-05 | 2059 | Mitigation | 0.95 | 45 | 0 | esc | 0.00097009 | 1.3277e-11 | 0.00097009 | 1.3277e-11
[79 empty] | WLDFR | HFTD - Distribution - Tier 3 - 5QU CoRE ¦ 2QU LoRE | Red Flag Warning - Destructive Fires | 2060 | 2.7968e-10 | 2.7968e-10 | 12670.1796 | 362.3049 | 12307.8747 | 0 | 0 | 0 | 2.8831e-07 | 3.5436e-06 | 0 | 3.5436e-06 | 3.5436e-06 | 0 | 3.5436e-06 | 0 | 6.1303e-06 | 1.3438e-05 | 0 | 1.3438e-05 | [17 empty] | 7.3.3.17.5 (Remote Grid) Updates to grid topology to minimize risk of ignition in HFTDs Remote GridWLDFRContaminationAggregated | WLDFR | HFTD - Distribution - Tier 2 - 3QU CoRE ¦ 3QU LoRE | Non-Red Flag Warning - Catastrophic Fires | Contamination | Aggregated | 2060 | 1.3686e-08 | 791.1875 | 1.0828e-05 | 2060 | Mitigation | 0.95 | 45 | 0 | esc | 0.00097009 | 1.3277e-11 | 0.00097009 | 1.3277e-11
[79 empty] | WLDFR | HFTD - Distribution - Tier 3 - 5QU CoRE ¦ 2QU LoRE | Red Flag Warning - Destructive Fires | 2061 | 2.7968e-10 | 2.7968e-10 | 12670.1796 | 362.3049 | 12307.8747 | 0 | 0 | 0 | 2.8831e-07 | 3.5436e-06 | 0 | 3.5436e-06 | 3.5436e-06 | 0 | 3.5436e-06 | 0 | 6.1303e-06 | 1.3438e-05 | 0 | 1.3438e-05 | [17 empty] | 7.3.3.17.5 (Remote Grid) Updates to grid topology to minimize risk of ignition in HFTDs Remote GridWLDFRContaminationAggregated | WLDFR | HFTD - Distribution - Tier 2 - 3QU CoRE ¦ 3QU LoRE | Non-Red Flag Warning - Catastrophic Fires | Contamination | Aggregated | 2061 | 1.3686e-08 | 791.1875 | 1.0828e-05 | 2061 | Mitigation | 0.95 | 45 | 0 | esc | 0.00097009 | 1.3277e-11 | 0.00097009 | 1.3277e-11
[79 empty] | WLDFR | HFTD - Distribution - Tier 3 - 5QU CoRE ¦ 2QU LoRE | Red Flag Warning - Destructive Fires | 2062 | 2.7968e-10 | 2.7968e-10 | 12670.1796 | 362.3049 | 12307.8747 | 0 | 0 | 0 | 2.8831e-07 | 3.5436e-06 | 0 | 3.5436e-06 | 3.5436e-06 | 0 | 3.5436e-06 | 0 | 6.1303e-06 | 1.3438e-05 | 0 | 1.3438e-05 | [17 empty] | 7.3.3.17.5 (Remote Grid) Updates to grid topology to minimize risk of ignition in HFTDs Remote GridWLDFRContaminationAggregated | WLDFR | HFTD - Distribution - Tier 2 - 3QU CoRE ¦ 3QU LoRE | Non-Red Flag Warning - Catastrophic Fires | Contamination | Aggregated | 2062 | 1.3686e-08 | 791.1875 | 1.0828e-05 | 2062 | Mitigation | 0.95 | 45 | 0 | esc | 0.00097009 | 1.3277e-11 | 0.00097009 | 1.3277e-11
[79 empty] | WLDFR | HFTD - Distribution - Tier 3 - 5QU CoRE ¦ 2QU LoRE | Red Flag Warning - Destructive Fires | 2063 | 2.7968e-10 | 2.7968e-10 | 13246.6313 | 384.5316 | 12862.0997 | 0 | 0 | 0 | 2.8831e-07 | 3.7049e-06 | 0 | 3.7049e-06 | 3.7049e-06 | 0 | 3.7049e-06 | 0 | 6.4195e-06 | 1.4072e-05 | 0 | 1.4072e-05 | [17 empty] | 7.3.3.17.5 (Remote Grid) Updates to grid topology to minimize risk of ignition in HFTDs Remote GridWLDFRContaminationAggregated | WLDFR | HFTD - Distribution - Tier 2 - 3QU CoRE ¦ 3QU LoRE | Non-Red Flag Warning - Catastrophic Fires | Contamination | Aggregated | 2063 | 1.3686e-08 | 791.1875 | 1.0828e-05 | 2063 | Mitigation | 0.95 | 45 | 0 | esc | 0.00097009 | 1.3277e-11 | 0.00097009 | 1.3277e-11
[79 empty] | WLDFR | HFTD - Distribution - Tier 3 - 5QU CoRE ¦ 2QU LoRE | Red Flag Warning - Destructive Fires | 2064 | 2.7968e-10 | 2.7968e-10 | 13246.6313 | 384.5316 | 12862.0997 | 0 | 0 | 0 | 2.8831e-07 | 3.7049e-06 | 0 | 3.7049e-06 | 3.7049e-06 | 0 | 3.7049e-06 | 0 | 6.4195e-06 | 1.4072e-05 | 0 | 1.4072e-05 | [17 empty] | 7.3.3.17.5 (Remote Grid) Updates to grid topology to minimize risk of ignition in HFTDs Remote GridWLDFRContaminationAggregated | WLDFR | HFTD - Distribution - Tier 2 - 3QU CoRE ¦ 3QU LoRE | Non-Red Flag Warning - Catastrophic Fires | Contamination | Aggregated | 2064 | 1.3686e-08 | 791.1875 | 1.0828e-05 | 2064 | Mitigation | 0.95 | 45 | 0 | esc | 0.00097009 | 1.3277e-11 | 0.00097009 | 1.3277e-11
[79 empty] | WLDFR | HFTD - Distribution - Tier 3 - 5QU CoRE ¦ 2QU LoRE | Red Flag Warning - Destructive Fires | 2065 | 2.7968e-10 | 2.7968e-10 | 13246.6313 | 384.5316 | 12862.0997 | 0 | 0 | 0 | 2.8831e-07 | 3.7049e-06 | 0 | 3.7049e-06 | 3.7049e-06 | 0 | 3.7049e-06 | 0 | 6.4195e-06 | 1.4072e-05 | 0 | 1.4072e-05 | [17 empty] | 7.3.3.17.5 (Remote Grid) Updates to grid topology to minimize risk of ignition in HFTDs Remote GridWLDFRContaminationAggregated | WLDFR | HFTD - Distribution - Tier 2 - 3QU CoRE ¦ 3QU LoRE | Non-Red Flag Warning - Catastrophic Fires | Contamination | Aggregated | 2065 | 1.3686e-08 | 791.1875 | 1.0828e-05 | 2065 | Mitigation | 0.95 | 45 | 0 | esc | 0.00097009 | 1.3277e-11 | 0.00097009 | 1.3277e-11
[79 empty] | WLDFR | HFTD - Distribution - Tier 3 - 5QU CoRE ¦ 2QU LoRE | Red Flag Warning - Destructive Fires | 2066 | 2.7968e-10 | 2.7968e-10 | 13246.6313 | 384.5316 | 12862.0997 | 0 | 0 | 0 | 2.8831e-07 | 3.7049e-06 | 0 | 3.7049e-06 | 3.7049e-06 | 0 | 3.7049e-06 | 0 | 6.4195e-06 | 1.4072e-05 | 0 | 1.4072e-05 | [17 empty] | 7.3.3.17.5 (Remote Grid) Updates to grid topology to minimize risk of ignition in HFTDs Remote GridWLDFRContaminationAggregated | WLDFR | HFTD - Distribution - Tier 2 - 3QU CoRE ¦ 3QU LoRE | Non-Red Flag Warning - Catastrophic Fires | Contamination | Aggregated | 2066 | 1.3686e-08 | 791.1875 | 1.0828e-05 | 2066 | Mitigation | 0.95 | 45 | 0 | esc | 0.00097009 | 1.3277e-11 | 0.00097009 | 1.3277e-11
[79 empty] | WLDFR | HFTD - Distribution - Tier 3 - 5QU CoRE ¦ 2QU LoRE | Red Flag Warning - Destructive Fires | 2067 | 0 | 2.7968e-10 | 13246.6313 | 384.5316 | 12862.0997 | 0 | 0 | 0 | 2.8831e-07 | 0 | 0 | 0 | 3.7049e-06 | 0 | 3.7049e-06 | 0 | 6.4195e-06 | 1.4072e-05 | 0 | 1.4072e-05 | [17 empty] | 7.3.3.17.5 (Remote Grid) Updates to grid topology to minimize risk of ignition in HFTDs Remote GridWLDFRContaminationAggregated | WLDFR | HFTD - Distribution - Tier 2 - 3QU CoRE ¦ 3QU LoRE | Non-Red Flag Warning - Catastrophic Fires | Contamination | Aggregated | 2067 | 1.3686e-08 | 791.1875 | 1.0828e-05 | 2067 | Mitigation | 0.95 | 45 | 0 | esc | 0 | 0 | 0.00097009 | 1.3277e-11
[79 empty] | WLDFR | HFTD - Distribution - Tier 3 - 5QU CoRE ¦ 2QU LoRE | Red Flag Warning - Large Fires | 2022 | 2.6374e-08 | 0 | 5.2406 | 0.69642 | 2.942 | 1.6022 | 0 | 0 | 2.7188e-05 | 1.3822e-07 | 0 | 1.3822e-07 | 0 | 0 | 0 | 0 | 6.7333e-06 | 1.4759e-05 | 0 | 1.4759e-05 | [17 empty] | 7.3.3.17.5 (Remote Grid) Updates to grid topology to minimize risk of ignition in HFTDs Remote GridWLDFREquipment / facility failureAggregated | WLDFR | HFTD - Distribution - Tier 2 - 3QU CoRE ¦ 3QU LoRE | Non-Red Flag Warning - Catastrophic Fires | Equipment / facility failure | Aggregated | 2022 | 3.0109e-08 | 791.1875 | 2.3822e-05 | 2022 | Mitigation | 0.95 | 45 | 0 | esc | 0.00097009 | 2.9208e-11 | 0 | 0
[79 empty] | WLDFR | HFTD - Distribution - Tier 3 - 5QU CoRE ¦ 2QU LoRE | Red Flag Warning - Large Fires | 2023 | 2.6374e-08 | 2.6374e-08 | 5.475 | 0.71896 | 3.0715 | 1.6846 | 0 | 0 | 2.7188e-05 | 1.444e-07 | 0 | 1.444e-07 | 1.444e-07 | 0 | 1.444e-07 | 0 | 6.7333e-06 | 1.4759e-05 | 0 | 1.4759e-05 | [17 empty] | 7.3.3.17.5 (Remote Grid) Updates to grid topology to minimize risk of ignition in HFTDs Remote GridWLDFREquipment / facility failureAggregated | WLDFR | HFTD - Distribution - Tier 2 - 3QU CoRE ¦ 3QU LoRE | Non-Red Flag Warning - Catastrophic Fires | Equipment / facility failure | Aggregated | 2023 | 3.0109e-08 | 791.1875 | 2.3822e-05 | 2023 | Mitigation | 0.95 | 45 | 0 | esc | 0.00097009 | 2.9208e-11 | 0.00097009 | 2.9208e-11
[79 empty] | WLDFR | HFTD - Distribution - Tier 3 - 5QU CoRE ¦ 2QU LoRE | Red Flag Warning - Large Fires | 2024 | 2.6374e-08 | 2.6374e-08 | 5.475 | 0.71896 | 3.0715 | 1.6846 | 0 | 0 | 2.7188e-05 | 1.444e-07 | 0 | 1.444e-07 | 1.444e-07 | 0 | 1.444e-07 | 0 | 6.7333e-06 | 1.4759e-05 | 0 | 1.4759e-05 | [17 empty] | 7.3.3.17.5 (Remote Grid) Updates to grid topology to minimize risk of ignition in HFTDs Remote GridWLDFREquipment / facility failureAggregated | WLDFR | HFTD - Distribution - Tier 2 - 3QU CoRE ¦ 3QU LoRE | Non-Red Flag Warning - Catastrophic Fires | Equipment / facility failure | Aggregated | 2024 | 3.0109e-08 | 791.1875 | 2.3822e-05 | 2024 | Mitigation | 0.95 | 45 | 0 | esc | 0.00097009 | 2.9208e-11 | 0.00097009 | 2.9208e-11
[79 empty] | WLDFR | HFTD - Distribution - Tier 3 - 5QU CoRE ¦ 2QU LoRE | Red Flag Warning - Large Fires | 2025 | 2.6374e-08 | 2.6374e-08 | 5.475 | 0.71896 | 3.0715 | 1.6846 | 0 | 0 | 2.7188e-05 | 1.444e-07 | 0 | 1.444e-07 | 1.444e-07 | 0 | 1.444e-07 | 0 | 6.7333e-06 | 1.4759e-05 | 0 | 1.4759e-05 | [17 empty] | 7.3.3.17.5 (Remote Grid) Updates to grid topology to minimize risk of ignition in HFTDs Remote GridWLDFREquipment / facility failureAggregated | WLDFR | HFTD - Distribution - Tier 2 - 3QU CoRE ¦ 3QU LoRE | Non-Red Flag Warning - Catastrophic Fires | Equipment / facility failure | Aggregated | 2025 | 3.0109e-08 | 791.1875 | 2.3822e-05 | 2025 | Mitigation | 0.95 | 45 | 0 | esc | 0.00097009 | 2.9208e-11 | 0.00097009 | 2.9208e-11
[79 empty] | WLDFR | HFTD - Distribution - Tier 3 - 5QU CoRE ¦ 2QU LoRE | Red Flag Warning - Large Fires | 2026 | 2.6374e-08 | 2.6374e-08 | 5.475 | 0.71896 | 3.0715 | 1.6846 | 0 | 0 | 2.7188e-05 | 1.444e-07 | 0 | 1.444e-07 | 1.444e-07 | 0 | 1.444e-07 | 0 | 6.7333e-06 | 1.4759e-05 | 0 | 1.4759e-05 | [17 empty] | 7.3.3.17.5 (Remote Grid) Updates to grid topology to minimize risk of ignition in HFTDs Remote GridWLDFREquipment / facility failureAggregated | WLDFR | HFTD - Distribution - Tier 2 - 3QU CoRE ¦ 3QU LoRE | Non-Red Flag Warning - Catastrophic Fires | Equipment / facility failure | Aggregated | 2026 | 3.0109e-08 | 791.1875 | 2.3822e-05 | 2026 | Mitigation | 0.95 | 45 | 0 | esc | 0.00097009 | 2.9208e-11 | 0.00097009 | 2.9208e-11
[79 empty] | WLDFR | HFTD - Distribution - Tier 3 - 5QU CoRE ¦ 2QU LoRE | Red Flag Warning - Large Fires | 2027 | 2.6374e-08 | 2.6374e-08 | 5.475 | 0.71896 | 3.0715 | 1.6846 | 0 | 0 | 2.7188e-05 | 1.444e-07 | 0 | 1.444e-07 | 1.444e-07 | 0 | 1.444e-07 | 0 | 7.0672e-06 | 1.5491e-05 | 0 | 1.5491e-05 | [17 empty] | 7.3.3.17.5 (Remote Grid) Updates to grid topology to minimize risk of ignition in HFTDs Remote GridWLDFREquipment / facility failureAggregated | WLDFR | HFTD - Distribution - Tier 2 - 3QU CoRE ¦ 3QU LoRE | Non-Red Flag Warning - Catastrophic Fires | Equipment / facility failure | Aggregated | 2027 | 3.0109e-08 | 791.1875 | 2.3822e-05 | 2027 | Mitigation | 0.95 | 45 | 0 | esc | 0.00097009 | 2.9208e-11 | 0.00097009 | 2.9208e-11
[79 empty] | WLDFR | HFTD - Distribution - Tier 3 - 5QU CoRE ¦ 2QU LoRE | Red Flag Warning - Large Fires | 2028 | 2.6374e-08 | 2.6374e-08 | 5.777 | 0.74734 | 3.238 | 1.7917 | 0 | 0 | 2.7188e-05 | 1.5237e-07 | 0 | 1.5237e-07 | 1.5237e-07 | 0 | 1.5237e-07 | 0 | 7.0672e-06 | 1.5491e-05 | 0 | 1.5491e-05 | [17 empty] | 7.3.3.17.5 (Remote Grid) Updates to grid topology to minimize risk of ignition in HFTDs Remote GridWLDFREquipment / facility failureAggregated | WLDFR | HFTD - Distribution - Tier 2 - 3QU CoRE ¦ 3QU LoRE | Non-Red Flag Warning - Catastrophic Fires | Equipment / facility failure | Aggregated | 2028 | 3.0109e-08 | 791.1875 | 2.3822e-05 | 2028 | Mitigation | 0.95 | 45 | 0 | esc | 0.00097009 | 2.9208e-11 | 0.00097009 | 2.9208e-11
[79 empty] | WLDFR | HFTD - Distribution - Tier 3 - 5QU CoRE ¦ 2QU LoRE | Red Flag Warning - Large Fires | 2029 | 2.6374e-08 | 2.6374e-08 | 5.777 | 0.74734 | 3.238 | 1.7917 | 0 | 0 | 2.7188e-05 | 1.5237e-07 | 0 | 1.5237e-07 | 1.5237e-07 | 0 | 1.5237e-07 | 0 | 7.0672e-06 | 1.5491e-05 | 0 | 1.5491e-05 | [17 empty] | 7.3.3.17.5 (Remote Grid) Updates to grid topology to minimize risk of ignition in HFTDs Remote GridWLDFREquipment / facility failureAggregated | WLDFR | HFTD - Distribution - Tier 2 - 3QU CoRE ¦ 3QU LoRE | Non-Red Flag Warning - Catastrophic Fires | Equipment / facility failure | Aggregated | 2029 | 3.0109e-08 | 791.1875 | 2.3822e-05 | 2029 | Mitigation | 0.95 | 45 | 0 | esc | 0.00097009 | 2.9208e-11 | 0.00097009 | 2.9208e-11
[79 empty] | WLDFR | HFTD - Distribution - Tier 3 - 5QU CoRE ¦ 2QU LoRE | Red Flag Warning - Large Fires | 2030 | 2.6374e-08 | 2.6374e-08 | 5.777 | 0.74734 | 3.238 | 1.7917 | 0 | 0 | 2.7188e-05 | 1.5237e-07 | 0 | 1.5237e-07 | 1.5237e-07 | 0 | 1.5237e-07 | 0 | 7.0672e-06 | 1.5491e-05 | 0 | 1.5491e-05 | [17 empty] | 7.3.3.17.5 (Remote Grid) Updates to grid topology to minimize risk of ignition in HFTDs Remote GridWLDFREquipment / facility failureAggregated | WLDFR | HFTD - Distribution - Tier 2 - 3QU CoRE ¦ 3QU LoRE | Non-Red Flag Warning - Catastrophic Fires | Equipment / facility failure | Aggregated | 2030 | 3.0109e-08 | 791.1875 | 2.3822e-05 | 2030 | Mitigation | 0.95 | 45 | 0 | esc | 0.00097009 | 2.9208e-11 | 0.00097009 | 2.9208e-11
[79 empty] | WLDFR | HFTD - Distribution - Tier 3 - 5QU CoRE ¦ 2QU LoRE | Red Flag Warning - Large Fires | 2031 | 2.6374e-08 | 2.6374e-08 | 5.777 | 0.74734 | 3.238 | 1.7917 | 0 | 0 | 2.7188e-05 | 1.5237e-07 | 0 | 1.5237e-07 | 1.5237e-07 | 0 | 1.5237e-07 | 0 | 7.0672e-06 | 1.5491e-05 | 0 | 1.5491e-05 | [17 empty] | 7.3.3.17.5 (Remote Grid) Updates to grid topology to minimize risk of ignition in HFTDs Remote GridWLDFREquipment / facility failureAggregated | WLDFR | HFTD - Distribution - Tier 2 - 3QU CoRE ¦ 3QU LoRE | Non-Red Flag Warning - Catastrophic Fires | Equipment / facility failure | Aggregated | 2031 | 3.0109e-08 | 791.1875 | 2.3822e-05 | 2031 | Mitigation | 0.95 | 45 | 0 | esc | 0.00097009 | 2.9208e-11 | 0.00097009 | 2.9208e-11
[79 empty] | WLDFR | HFTD - Distribution - Tier 3 - 5QU CoRE ¦ 2QU LoRE | Red Flag Warning - Large Fires | 2032 | 2.6374e-08 | 2.6374e-08 | 5.777 | 0.74734 | 3.238 | 1.7917 | 0 | 0 | 2.7188e-05 | 1.5237e-07 | 0 | 1.5237e-07 | 1.5237e-07 | 0 | 1.5237e-07 | 0 | 7.4168e-06 | 1.6258e-05 | 0 | 1.6258e-05 | [17 empty] | 7.3.3.17.5 (Remote Grid) Updates to grid topology to minimize risk of ignition in HFTDs Remote GridWLDFREquipment / facility failureAggregated | WLDFR | HFTD - Distribution - Tier 2 - 3QU CoRE ¦ 3QU LoRE | Non-Red Flag Warning - Catastrophic Fires | Equipment / facility failure | Aggregated | 2032 | 3.0109e-08 | 791.1875 | 2.3822e-05 | 2032 | Mitigation | 0.95 | 45 | 0 | esc | 0.00097009 | 2.9208e-11 | 0.00097009 | 2.9208e-11
[79 empty] | WLDFR | HFTD - Distribution - Tier 3 - 5QU CoRE ¦ 2QU LoRE | Red Flag Warning - Large Fires | 2033 | 2.6374e-08 | 2.6374e-08 | 6.1205 | 0.77885 | 3.4265 | 1.9151 | 0 | 0 | 2.7188e-05 | 1.6143e-07 | 0 | 1.6143e-07 | 1.6143e-07 | 0 | 1.6143e-07 | 0 | 7.4168e-06 | 1.6258e-05 | 0 | 1.6258e-05 | [17 empty] | 7.3.3.17.5 (Remote Grid) Updates to grid topology to minimize risk of ignition in HFTDs Remote GridWLDFREquipment / facility failureAggregated | WLDFR | HFTD - Distribution - Tier 2 - 3QU CoRE ¦ 3QU LoRE | Non-Red Flag Warning - Catastrophic Fires | Equipment / facility failure | Aggregated | 2033 | 3.0109e-08 | 791.1875 | 2.3822e-05 | 2033 | Mitigation | 0.95 | 45 | 0 | esc | 0.00097009 | 2.9208e-11 | 0.00097009 | 2.9208e-11
[79 empty] | WLDFR | HFTD - Distribution - Tier 3 - 5QU CoRE ¦ 2QU LoRE | Red Flag Warning - Large Fires | 2034 | 2.6374e-08 | 2.6374e-08 | 6.1205 | 0.77885 | 3.4265 | 1.9151 | 0 | 0 | 2.7188e-05 | 1.6143e-07 | 0 | 1.6143e-07 | 1.6143e-07 | 0 | 1.6143e-07 | 0 | 7.4168e-06 | 1.6258e-05 | 0 | 1.6258e-05 | [17 empty] | 7.3.3.17.5 (Remote Grid) Updates to grid topology to minimize risk of ignition in HFTDs Remote GridWLDFREquipment / facility failureAggregated | WLDFR | HFTD - Distribution - Tier 2 - 3QU CoRE ¦ 3QU LoRE | Non-Red Flag Warning - Catastrophic Fires | Equipment / facility failure | Aggregated | 2034 | 3.0109e-08 | 791.1875 | 2.3822e-05 | 2034 | Mitigation | 0.95 | 45 | 0 | esc | 0.00097009 | 2.9208e-11 | 0.00097009 | 2.9208e-11
[79 empty] | WLDFR | HFTD - Distribution - Tier 3 - 5QU CoRE ¦ 2QU LoRE | Red Flag Warning - Large Fires | 2035 | 2.6374e-08 | 2.6374e-08 | 6.1205 | 0.77885 | 3.4265 | 1.9151 | 0 | 0 | 2.7188e-05 | 1.6143e-07 | 0 | 1.6143e-07 | 1.6143e-07 | 0 | 1.6143e-07 | 0 | 7.4168e-06 | 1.6258e-05 | 0 | 1.6258e-05 | [17 empty] | 7.3.3.17.5 (Remote Grid) Updates to grid topology to minimize risk of ignition in HFTDs Remote GridWLDFREquipment / facility failureAggregated | WLDFR | HFTD - Distribution - Tier 2 - 3QU CoRE ¦ 3QU LoRE | Non-Red Flag Warning - Catastrophic Fires | Equipment / facility failure | Aggregated | 2035 | 3.0109e-08 | 791.1875 | 2.3822e-05 | 2035 | Mitigation | 0.95 | 45 | 0 | esc | 0.00097009 | 2.9208e-11 | 0.00097009 | 2.9208e-11
[79 empty] | WLDFR | HFTD - Distribution - Tier 3 - 5QU CoRE ¦ 2QU LoRE | Red Flag Warning - Large Fires | 2036 | 2.6374e-08 | 2.6374e-08 | 6.1205 | 0.77885 | 3.4265 | 1.9151 | 0 | 0 | 2.7188e-05 | 1.6143e-07 | 0 | 1.6143e-07 | 1.6143e-07 | 0 | 1.6143e-07 | 0 | 7.4168e-06 | 1.6258e-05 | 0 | 1.6258e-05 | [17 empty] | 7.3.3.17.5 (Remote Grid) Updates to grid topology to minimize risk of ignition in HFTDs Remote GridWLDFREquipment / facility failureAggregated | WLDFR | HFTD - Distribution - Tier 2 - 3QU CoRE ¦ 3QU LoRE | Non-Red Flag Warning - Catastrophic Fires | Equipment / facility failure | Aggregated | 2036 | 3.0109e-08 | 791.1875 | 2.3822e-05 | 2036 | Mitigation | 0.95 | 45 | 0 | esc | 0.00097009 | 2.9208e-11 | 0.00097009 | 2.9208e-11
[79 empty] | WLDFR | HFTD - Distribution - Tier 3 - 5QU CoRE ¦ 2QU LoRE | Red Flag Warning - Large Fires | 2037 | 2.6374e-08 | 2.6374e-08 | 6.1205 | 0.77885 | 3.4265 | 1.9151 | 0 | 0 | 2.7188e-05 | 1.6143e-07 | 0 | 1.6143e-07 | 1.6143e-07 | 0 | 1.6143e-07 | 0 | 7.7779e-06 | 1.7049e-05 | 0 | 1.7049e-05 | [17 empty] | 7.3.3.17.5 (Remote Grid) Updates to grid topology to minimize risk of ignition in HFTDs Remote GridWLDFREquipment / facility failureAggregated | WLDFR | HFTD - Distribution - Tier 2 - 3QU CoRE ¦ 3QU LoRE | Non-Red Flag Warning - Catastrophic Fires | Equipment / facility failure | Aggregated | 2037 | 3.0109e-08 | 791.1875 | 2.3822e-05 | 2037 | Mitigation | 0.95 | 45 | 0 | esc | 0.00097009 | 2.9208e-11 | 0.00097009 | 2.9208e-11
[79 empty] | WLDFR | HFTD - Distribution - Tier 3 - 5QU CoRE ¦ 2QU LoRE | Red Flag Warning - Large Fires | 2038 | 2.6374e-08 | 2.6374e-08 | 6.5028 | 0.81304 | 3.6355 | 2.0543 | 0 | 0 | 2.7188e-05 | 1.7151e-07 | 0 | 1.7151e-07 | 1.7151e-07 | 0 | 1.7151e-07 | 0 | 7.7779e-06 | 1.7049e-05 | 0 | 1.7049e-05 | [17 empty] | 7.3.3.17.5 (Remote Grid) Updates to grid topology to minimize risk of ignition in HFTDs Remote GridWLDFREquipment / facility failureAggregated | WLDFR | HFTD - Distribution - Tier 2 - 3QU CoRE ¦ 3QU LoRE | Non-Red Flag Warning - Catastrophic Fires | Equipment / facility failure | Aggregated | 2038 | 3.0109e-08 | 791.1875 | 2.3822e-05 | 2038 | Mitigation | 0.95 | 45 | 0 | esc | 0.00097009 | 2.9208e-11 | 0.00097009 | 2.9208e-11
[79 empty] | WLDFR | HFTD - Distribution - Tier 3 - 5QU CoRE ¦ 2QU LoRE | Red Flag Warning - Large Fires | 2039 | 2.6374e-08 | 2.6374e-08 | 6.5028 | 0.81304 | 3.6355 | 2.0543 | 0 | 0 | 2.7188e-05 | 1.7151e-07 | 0 | 1.7151e-07 | 1.7151e-07 | 0 | 1.7151e-07 | 0 | 7.7779e-06 | 1.7049e-05 | 0 | 1.7049e-05 | [17 empty] | 7.3.3.17.5 (Remote Grid) Updates to grid topology to minimize risk of ignition in HFTDs Remote GridWLDFREquipment / facility failureAggregated | WLDFR | HFTD - Distribution - Tier 2 - 3QU CoRE ¦ 3QU LoRE | Non-Red Flag Warning - Catastrophic Fires | Equipment / facility failure | Aggregated | 2039 | 3.0109e-08 | 791.1875 | 2.3822e-05 | 2039 | Mitigation | 0.95 | 45 | 0 | esc | 0.00097009 | 2.9208e-11 | 0.00097009 | 2.9208e-11
[79 empty] | WLDFR | HFTD - Distribution - Tier 3 - 5QU CoRE ¦ 2QU LoRE | Red Flag Warning - Large Fires | 2040 | 2.6374e-08 | 2.6374e-08 | 6.5028 | 0.81304 | 3.6355 | 2.0543 | 0 | 0 | 2.7188e-05 | 1.7151e-07 | 0 | 1.7151e-07 | 1.7151e-07 | 0 | 1.7151e-07 | 0 | 7.7779e-06 | 1.7049e-05 | 0 | 1.7049e-05 | [17 empty] | 7.3.3.17.5 (Remote Grid) Updates to grid topology to minimize risk of ignition in HFTDs Remote GridWLDFREquipment / facility failureAggregated | WLDFR | HFTD - Distribution - Tier 2 - 3QU CoRE ¦ 3QU LoRE | Non-Red Flag Warning - Catastrophic Fires | Equipment / facility failure | Aggregated | 2040 | 3.0109e-08 | 791.1875 | 2.3822e-05 | 2040 | Mitigation | 0.95 | 45 | 0 | esc | 0.00097009 | 2.9208e-11 | 0.00097009 | 2.9208e-11
[79 empty] | WLDFR | HFTD - Distribution - Tier 3 - 5QU CoRE ¦ 2QU LoRE | Red Flag Warning - Large Fires | 2041 | 2.6374e-08 | 2.6374e-08 | 6.5028 | 0.81304 | 3.6355 | 2.0543 | 0 | 0 | 2.7188e-05 | 1.7151e-07 | 0 | 1.7151e-07 | 1.7151e-07 | 0 | 1.7151e-07 | 0 | 7.7779e-06 | 1.7049e-05 | 0 | 1.7049e-05 | [17 empty] | 7.3.3.17.5 (Remote Grid) Updates to grid topology to minimize risk of ignition in HFTDs Remote GridWLDFREquipment / facility failureAggregated | WLDFR | HFTD - Distribution - Tier 2 - 3QU CoRE ¦ 3QU LoRE | Non-Red Flag Warning - Catastrophic Fires | Equipment / facility failure | Aggregated | 2041 | 3.0109e-08 | 791.1875 | 2.3822e-05 | 2041 | Mitigation | 0.95 | 45 | 0 | esc | 0.00097009 | 2.9208e-11 | 0.00097009 | 2.9208e-11
[79 empty] | WLDFR | HFTD - Distribution - Tier 3 - 5QU CoRE ¦ 2QU LoRE | Red Flag Warning - Large Fires | 2042 | 2.6374e-08 | 2.6374e-08 | 6.5028 | 0.81304 | 3.6355 | 2.0543 | 0 | 0 | 2.7188e-05 | 1.7151e-07 | 0 | 1.7151e-07 | 1.7151e-07 | 0 | 1.7151e-07 | 0 | 8.146e-06 | 1.7856e-05 | 0 | 1.7856e-05 | [17 empty] | 7.3.3.17.5 (Remote Grid) Updates to grid topology to minimize risk of ignition in HFTDs Remote GridWLDFREquipment / facility failureAggregated | WLDFR | HFTD - Distribution - Tier 2 - 3QU CoRE ¦ 3QU LoRE | Non-Red Flag Warning - Catastrophic Fires | Equipment / facility failure | Aggregated | 2042 | 3.0109e-08 | 791.1875 | 2.3822e-05 | 2042 | Mitigation | 0.95 | 45 | 0 | esc | 0.00097009 | 2.9208e-11 | 0.00097009 | 2.9208e-11
[79 empty] | WLDFR | HFTD - Distribution - Tier 3 - 5QU CoRE ¦ 2QU LoRE | Red Flag Warning - Large Fires | 2043 | 2.6374e-08 | 2.6374e-08 | 6.9209 | 0.84944 | 3.8632 | 2.2083 | 0 | 0 | 2.7188e-05 | 1.8254e-07 | 0 | 1.8254e-07 | 1.8254e-07 | 0 | 1.8254e-07 | 0 | 8.146e-06 | 1.7856e-05 | 0 | 1.7856e-05 | [17 empty] | 7.3.3.17.5 (Remote Grid) Updates to grid topology to minimize risk of ignition in HFTDs Remote GridWLDFREquipment / facility failureAggregated | WLDFR | HFTD - Distribution - Tier 2 - 3QU CoRE ¦ 3QU LoRE | Non-Red Flag Warning - Catastrophic Fires | Equipment / facility failure | Aggregated | 2043 | 3.0109e-08 | 791.1875 | 2.3822e-05 | 2043 | Mitigation | 0.95 | 45 | 0 | esc | 0.00097009 | 2.9208e-11 | 0.00097009 | 2.9208e-11
[79 empty] | WLDFR | HFTD - Distribution - Tier 3 - 5QU CoRE ¦ 2QU LoRE | Red Flag Warning - Large Fires | 2044 | 2.6374e-08 | 2.6374e-08 | 6.9209 | 0.84944 | 3.8632 | 2.2083 | 0 | 0 | 2.7188e-05 | 1.8254e-07 | 0 | 1.8254e-07 | 1.8254e-07 | 0 | 1.8254e-07 | 0 | 8.146e-06 | 1.7856e-05 | 0 | 1.7856e-05 | [17 empty] | 7.3.3.17.5 (Remote Grid) Updates to grid topology to minimize risk of ignition in HFTDs Remote GridWLDFREquipment / facility failureAggregated | WLDFR | HFTD - Distribution - Tier 2 - 3QU CoRE ¦ 3QU LoRE | Non-Red Flag Warning - Catastrophic Fires | Equipment / facility failure | Aggregated | 2044 | 3.0109e-08 | 791.1875 | 2.3822e-05 | 2044 | Mitigation | 0.95 | 45 | 0 | esc | 0.00097009 | 2.9208e-11 | 0.00097009 | 2.9208e-11
[79 empty] | WLDFR | HFTD - Distribution - Tier 3 - 5QU CoRE ¦ 2QU LoRE | Red Flag Warning - Large Fires | 2045 | 2.6374e-08 | 2.6374e-08 | 6.9209 | 0.84944 | 3.8632 | 2.2083 | 0 | 0 | 2.7188e-05 | 1.8254e-07 | 0 | 1.8254e-07 | 1.8254e-07 | 0 | 1.8254e-07 | 0 | 8.146e-06 | 1.7856e-05 | 0 | 1.7856e-05 | [17 empty] | 7.3.3.17.5 (Remote Grid) Updates to grid topology to minimize risk of ignition in HFTDs Remote GridWLDFREquipment / facility failureAggregated | WLDFR | HFTD - Distribution - Tier 2 - 3QU CoRE ¦ 3QU LoRE | Non-Red Flag Warning - Catastrophic Fires | Equipment / facility failure | Aggregated | 2045 | 3.0109e-08 | 791.1875 | 2.3822e-05 | 2045 | Mitigation | 0.95 | 45 | 0 | esc | 0.00097009 | 2.9208e-11 | 0.00097009 | 2.9208e-11
[79 empty] | WLDFR | HFTD - Distribution - Tier 3 - 5QU CoRE ¦ 2QU LoRE | Red Flag Warning - Large Fires | 2046 | 2.6374e-08 | 2.6374e-08 | 6.9209 | 0.84944 | 3.8632 | 2.2083 | 0 | 0 | 2.7188e-05 | 1.8254e-07 | 0 | 1.8254e-07 | 1.8254e-07 | 0 | 1.8254e-07 | 0 | 8.146e-06 | 1.7856e-05 | 0 | 1.7856e-05 | [17 empty] | 7.3.3.17.5 (Remote Grid) Updates to grid topology to minimize risk of ignition in HFTDs Remote GridWLDFREquipment / facility failureAggregated | WLDFR | HFTD - Distribution - Tier 2 - 3QU CoRE ¦ 3QU LoRE | Non-Red Flag Warning - Catastrophic Fires | Equipment / facility failure | Aggregated | 2046 | 3.0109e-08 | 791.1875 | 2.3822e-05 | 2046 | Mitigation | 0.95 | 45 | 0 | esc | 0.00097009 | 2.9208e-11 | 0.00097009 | 2.9208e-11
[79 empty] | WLDFR | HFTD - Distribution - Tier 3 - 5QU CoRE ¦ 2QU LoRE | Red Flag Warning - Large Fires | 2047 | 2.6374e-08 | 2.6374e-08 | 6.9209 | 0.84944 | 3.8632 | 2.2083 | 0 | 0 | 2.7188e-05 | 1.8254e-07 | 0 | 1.8254e-07 | 1.8254e-07 | 0 | 1.8254e-07 | 0 | 8.5166e-06 | 1.8669e-05 | 0 | 1.8669e-05 | [17 empty] | 7.3.3.17.5 (Remote Grid) Updates to grid topology to minimize risk of ignition in HFTDs Remote GridWLDFREquipment / facility failureAggregated | WLDFR | HFTD - Distribution - Tier 2 - 3QU CoRE ¦ 3QU LoRE | Non-Red Flag Warning - Catastrophic Fires | Equipment / facility failure | Aggregated | 2047 | 3.0109e-08 | 791.1875 | 2.3822e-05 | 2047 | Mitigation | 0.95 | 45 | 0 | esc | 0.00097009 | 2.9208e-11 | 0.00097009 | 2.9208e-11
[79 empty] | WLDFR | HFTD - Distribution - Tier 3 - 5QU CoRE ¦ 2QU LoRE | Red Flag Warning - Large Fires | 2048 | 2.6374e-08 | 2.6374e-08 | 7.3713 | 0.88759 | 4.1075 | 2.3763 | 0 | 0 | 2.7188e-05 | 1.9442e-07 | 0 | 1.9442e-07 | 1.9442e-07 | 0 | 1.9442e-07 | 0 | 8.5166e-06 | 1.8669e-05 | 0 | 1.8669e-05 | [17 empty] | 7.3.3.17.5 (Remote Grid) Updates to grid topology to minimize risk of ignition in HFTDs Remote GridWLDFREquipment / facility failureAggregated | WLDFR | HFTD - Distribution - Tier 2 - 3QU CoRE ¦ 3QU LoRE | Non-Red Flag Warning - Catastrophic Fires | Equipment / facility failure | Aggregated | 2048 | 3.0109e-08 | 791.1875 | 2.3822e-05 | 2048 | Mitigation | 0.95 | 45 | 0 | esc | 0.00097009 | 2.9208e-11 | 0.00097009 | 2.9208e-11
[79 empty] | WLDFR | HFTD - Distribution - Tier 3 - 5QU CoRE ¦ 2QU LoRE | Red Flag Warning - Large Fires | 2049 | 2.6374e-08 | 2.6374e-08 | 7.3713 | 0.88759 | 4.1075 | 2.3763 | 0 | 0 | 2.7188e-05 | 1.9442e-07 | 0 | 1.9442e-07 | 1.9442e-07 | 0 | 1.9442e-07 | 0 | 8.5166e-06 | 1.8669e-05 | 0 | 1.8669e-05 | [17 empty] | 7.3.3.17.5 (Remote Grid) Updates to grid topology to minimize risk of ignition in HFTDs Remote GridWLDFREquipment / facility failureAggregated | WLDFR | HFTD - Distribution - Tier 2 - 3QU CoRE ¦ 3QU LoRE | Non-Red Flag Warning - Catastrophic Fires | Equipment / facility failure | Aggregated | 2049 | 3.0109e-08 | 791.1875 | 2.3822e-05 | 2049 | Mitigation | 0.95 | 45 | 0 | esc | 0.00097009 | 2.9208e-11 | 0.00097009 | 2.9208e-11
[79 empty] | WLDFR | HFTD - Distribution - Tier 3 - 5QU CoRE ¦ 2QU LoRE | Red Flag Warning - Large Fires | 2050 | 2.6374e-08 | 2.6374e-08 | 7.3713 | 0.88759 | 4.1075 | 2.3763 | 0 | 0 | 2.7188e-05 | 1.9442e-07 | 0 | 1.9442e-07 | 1.9442e-07 | 0 | 1.9442e-07 | 0 | 8.5166e-06 | 1.8669e-05 | 0 | 1.8669e-05 | [17 empty] | 7.3.3.17.5 (Remote Grid) Updates to grid topology to minimize risk of ignition in HFTDs Remote GridWLDFREquipment / facility failureAggregated | WLDFR | HFTD - Distribution - Tier 2 - 3QU CoRE ¦ 3QU LoRE | Non-Red Flag Warning - Catastrophic Fires | Equipment / facility failure | Aggregated | 2050 | 3.0109e-08 | 791.1875 | 2.3822e-05 | 2050 | Mitigation | 0.95 | 45 | 0 | esc | 0.00097009 | 2.9208e-11 | 0.00097009 | 2.9208e-11
[79 empty] | WLDFR | HFTD - Distribution - Tier 3 - 5QU CoRE ¦ 2QU LoRE | Red Flag Warning - Large Fires | 2051 | 2.6374e-08 | 2.6374e-08 | 7.3713 | 0.88759 | 4.1075 | 2.3763 | 0 | 0 | 2.7188e-05 | 1.9442e-07 | 0 | 1.9442e-07 | 1.9442e-07 | 0 | 1.9442e-07 | 0 | 8.5166e-06 | 1.8669e-05 | 0 | 1.8669e-05 | [17 empty] | 7.3.3.17.5 (Remote Grid) Updates to grid topology to minimize risk of ignition in HFTDs Remote GridWLDFREquipment / facility failureAggregated | WLDFR | HFTD - Distribution - Tier 2 - 3QU CoRE ¦ 3QU LoRE | Non-Red Flag Warning - Catastrophic Fires | Equipment / facility failure | Aggregated | 2051 | 3.0109e-08 | 791.1875 | 2.3822e-05 | 2051 | Mitigation | 0.95 | 45 | 0 | esc | 0.00097009 | 2.9208e-11 | 0.00097009 | 2.9208e-11
[79 empty] | WLDFR | HFTD - Distribution - Tier 3 - 5QU CoRE ¦ 2QU LoRE | Red Flag Warning - Large Fires | 2052 | 2.6374e-08 | 2.6374e-08 | 7.3713 | 0.88759 | 4.1075 | 2.3763 | 0 | 0 | 2.7188e-05 | 1.9442e-07 | 0 | 1.9442e-07 | 1.9442e-07 | 0 | 1.9442e-07 | 0 | 8.8853e-06 | 1.9477e-05 | 0 | 1.9477e-05 | [17 empty] | 7.3.3.17.5 (Remote Grid) Updates to grid topology to minimize risk of ignition in HFTDs Remote GridWLDFREquipment / facility failureAggregated | WLDFR | HFTD - Distribution - Tier 2 - 3QU CoRE ¦ 3QU LoRE | Non-Red Flag Warning - Catastrophic Fires | Equipment / facility failure | Aggregated | 2052 | 3.0109e-08 | 791.1875 | 2.3822e-05 | 2052 | Mitigation | 0.95 | 45 | 0 | esc | 0.00097009 | 2.9208e-11 | 0.00097009 | 2.9208e-11
[79 empty] | WLDFR | HFTD - Distribution - Tier 3 - 5QU CoRE ¦ 2QU LoRE | Red Flag Warning - Large Fires | 2053 | 2.6374e-08 | 2.6374e-08 | 7.8503 | 0.92702 | 4.3664 | 2.5569 | 0 | 0 | 2.7188e-05 | 2.0705e-07 | 0 | 2.0705e-07 | 2.0705e-07 | 0 | 2.0705e-07 | 0 | 8.8853e-06 | 1.9477e-05 | 0 | 1.9477e-05 | [17 empty] | 7.3.3.17.5 (Remote Grid) Updates to grid topology to minimize risk of ignition in HFTDs Remote GridWLDFREquipment / facility failureAggregated | WLDFR | HFTD - Distribution - Tier 2 - 3QU CoRE ¦ 3QU LoRE | Non-Red Flag Warning - Catastrophic Fires | Equipment / facility failure | Aggregated | 2053 | 3.0109e-08 | 791.1875 | 2.3822e-05 | 2053 | Mitigation | 0.95 | 45 | 0 | esc | 0.00097009 | 2.9208e-11 | 0.00097009 | 2.9208e-11
[79 empty] | WLDFR | HFTD - Distribution - Tier 3 - 5QU CoRE ¦ 2QU LoRE | Red Flag Warning - Large Fires | 2054 | 2.6374e-08 | 2.6374e-08 | 7.8503 | 0.92702 | 4.3664 | 2.5569 | 0 | 0 | 2.7188e-05 | 2.0705e-07 | 0 | 2.0705e-07 | 2.0705e-07 | 0 | 2.0705e-07 | 0 | 8.8853e-06 | 1.9477e-05 | 0 | 1.9477e-05 | [17 empty] | 7.3.3.17.5 (Remote Grid) Updates to grid topology to minimize risk of ignition in HFTDs Remote GridWLDFREquipment / facility failureAggregated | WLDFR | HFTD - Distribution - Tier 2 - 3QU CoRE ¦ 3QU LoRE | Non-Red Flag Warning - Catastrophic Fires | Equipment / facility failure | Aggregated | 2054 | 3.0109e-08 | 791.1875 | 2.3822e-05 | 2054 | Mitigation | 0.95 | 45 | 0 | esc | 0.00097009 | 2.9208e-11 | 0.00097009 | 2.9208e-11
[79 empty] | WLDFR | HFTD - Distribution - Tier 3 - 5QU CoRE ¦ 2QU LoRE | Red Flag Warning - Large Fires | 2055 | 2.6374e-08 | 2.6374e-08 | 7.8503 | 0.92702 | 4.3664 | 2.5569 | 0 | 0 | 2.7188e-05 | 2.0705e-07 | 0 | 2.0705e-07 | 2.0705e-07 | 0 | 2.0705e-07 | 0 | 0 | 1.9477e-05 | 0 | 1.9477e-05 | [17 empty] | 7.3.3.17.5 (Remote Grid) Updates to grid topology to minimize risk of ignition in HFTDs Remote GridWLDFREquipment / facility failureAggregated | WLDFR | HFTD - Distribution - Tier 2 - 3QU CoRE ¦ 3QU LoRE | Non-Red Flag Warning - Catastrophic Fires | Equipment / facility failure | Aggregated | 2055 | 3.0109e-08 | 791.1875 | 2.3822e-05 | 2055 | Mitigation | 0.95 | 45 | 0 | esc | 0.00097009 | 2.9208e-11 | 0.00097009 | 2.9208e-11
[79 empty] | WLDFR | HFTD - Distribution - Tier 3 - 5QU CoRE ¦ 2QU LoRE | Red Flag Warning - Large Fires | 2056 | 2.6374e-08 | 2.6374e-08 | 7.8503 | 0.92702 | 4.3664 | 2.5569 | 0 | 0 | 2.7188e-05 | 2.0705e-07 | 0 | 2.0705e-07 | 2.0705e-07 | 0 | 2.0705e-07 | 0 | 0 | 0 | 0 | 0 | [17 empty] | 7.3.3.17.5 (Remote Grid) Updates to grid topology to minimize risk of ignition in HFTDs Remote GridWLDFREquipment / facility failureAggregated | WLDFR | HFTD - Distribution - Tier 2 - 3QU CoRE ¦ 3QU LoRE | Non-Red Flag Warning - Catastrophic Fires | Equipment / facility failure | Aggregated | 2056 | 3.0109e-08 | 791.1875 | 2.3822e-05 | 2056 | Mitigation | 0.95 | 45 | 0 | esc | 0.00097009 | 2.9208e-11 | 0.00097009 | 2.9208e-11
[79 empty] | WLDFR | HFTD - Distribution - Tier 3 - 5QU CoRE ¦ 2QU LoRE | Red Flag Warning - Large Fires | 2057 | 2.6374e-08 | 2.6374e-08 | 7.8503 | 0.92702 | 4.3664 | 2.5569 | 0 | 0 | 2.7188e-05 | 2.0705e-07 | 0 | 2.0705e-07 | 2.0705e-07 | 0 | 2.0705e-07 | 0 | 8.1925e-08 | 0 | 0 | 0 | [17 empty] | 7.3.3.17.5 (Remote Grid) Updates to grid topology to minimize risk of ignition in HFTDs Remote GridWLDFREquipment / facility failureAggregated | WLDFR | HFTD - Distribution - Tier 2 - 3QU CoRE ¦ 3QU LoRE | Non-Red Flag Warning - Catastrophic Fires | Equipment / facility failure | Aggregated | 2057 | 3.0109e-08 | 791.1875 | 2.3822e-05 | 2057 | Mitigation | 0.95 | 45 | 0 | esc | 0.00097009 | 2.9208e-11 | 0.00097009 | 2.9208e-11
[79 empty] | WLDFR | HFTD - Distribution - Tier 3 - 5QU CoRE ¦ 2QU LoRE | Red Flag Warning - Large Fires | 2058 | 2.6374e-08 | 2.6374e-08 | 8.3524 | 0.96727 | 4.6367 | 2.7484 | 0 | 0 | 2.7188e-05 | 2.2029e-07 | 0 | 2.2029e-07 | 2.2029e-07 | 0 | 2.2029e-07 | 0 | 8.559e-08 | 1.8762e-07 | 0 | 1.8762e-07 | [17 empty] | 7.3.3.17.5 (Remote Grid) Updates to grid topology to minimize risk of ignition in HFTDs Remote GridWLDFREquipment / facility failureAggregated | WLDFR | HFTD - Distribution - Tier 2 - 3QU CoRE ¦ 3QU LoRE | Non-Red Flag Warning - Catastrophic Fires | Equipment / facility failure | Aggregated | 2058 | 3.0109e-08 | 791.1875 | 2.3822e-05 | 2058 | Mitigation | 0.95 | 45 | 0 | esc | 0.00097009 | 2.9208e-11 | 0.00097009 | 2.9208e-11
[79 empty] | WLDFR | HFTD - Distribution - Tier 3 - 5QU CoRE ¦ 2QU LoRE | Red Flag Warning - Large Fires | 2059 | 2.6374e-08 | 2.6374e-08 | 8.3524 | 0.96727 | 4.6367 | 2.7484 | 0 | 0 | 2.7188e-05 | 2.2029e-07 | 0 | 2.2029e-07 | 2.2029e-07 | 0 | 2.2029e-07 | 0 | 8.559e-08 | 1.8762e-07 | 0 | 1.8762e-07 | [17 empty] | 7.3.3.17.5 (Remote Grid) Updates to grid topology to minimize risk of ignition in HFTDs Remote GridWLDFREquipment / facility failureAggregated | WLDFR | HFTD - Distribution - Tier 2 - 3QU CoRE ¦ 3QU LoRE | Non-Red Flag Warning - Catastrophic Fires | Equipment / facility failure | Aggregated | 2059 | 3.0109e-08 | 791.1875 | 2.3822e-05 | 2059 | Mitigation | 0.95 | 45 | 0 | esc | 0.00097009 | 2.9208e-11 | 0.00097009 | 2.9208e-11
[79 empty] | WLDFR | HFTD - Distribution - Tier 3 - 5QU CoRE ¦ 2QU LoRE | Red Flag Warning - Large Fires | 2060 | 2.6374e-08 | 2.6374e-08 | 8.3524 | 0.96727 | 4.6367 | 2.7484 | 0 | 0 | 2.7188e-05 | 2.2029e-07 | 0 | 2.2029e-07 | 2.2029e-07 | 0 | 2.2029e-07 | 0 | 8.559e-08 | 1.8762e-07 | 0 | 1.8762e-07 | [17 empty] | 7.3.3.17.5 (Remote Grid) Updates to grid topology to minimize risk of ignition in HFTDs Remote GridWLDFREquipment / facility failureAggregated | WLDFR | HFTD - Distribution - Tier 2 - 3QU CoRE ¦ 3QU LoRE | Non-Red Flag Warning - Catastrophic Fires | Equipment / facility failure | Aggregated | 2060 | 3.0109e-08 | 791.1875 | 2.3822e-05 | 2060 | Mitigation | 0.95 | 45 | 0 | esc | 0.00097009 | 2.9208e-11 | 0.00097009 | 2.9208e-11
[79 empty] | WLDFR | HFTD - Distribution - Tier 3 - 5QU CoRE ¦ 2QU LoRE | Red Flag Warning - Large Fires | 2061 | 2.6374e-08 | 2.6374e-08 | 8.3524 | 0.96727 | 4.6367 | 2.7484 | 0 | 0 | 2.7188e-05 | 2.2029e-07 | 0 | 2.2029e-07 | 2.2029e-07 | 0 | 2.2029e-07 | 0 | 8.559e-08 | 1.8762e-07 | 0 | 1.8762e-07 | [17 empty] | 7.3.3.17.5 (Remote Grid) Updates to grid topology to minimize risk of ignition in HFTDs Remote GridWLDFREquipment / facility failureAggregated | WLDFR | HFTD - Distribution - Tier 2 - 3QU CoRE ¦ 3QU LoRE | Non-Red Flag Warning - Catastrophic Fires | Equipment / facility failure | Aggregated | 2061 | 3.0109e-08 | 791.1875 | 2.3822e-05 | 2061 | Mitigation | 0.95 | 45 | 0 | esc | 0.00097009 | 2.9208e-11 | 0.00097009 | 2.9208e-11
[79 empty] | WLDFR | HFTD - Distribution - Tier 3 - 5QU CoRE ¦ 2QU LoRE | Red Flag Warning - Large Fires | 2062 | 2.6374e-08 | 2.6374e-08 | 8.3524 | 0.96727 | 4.6367 | 2.7484 | 0 | 0 | 2.7188e-05 | 2.2029e-07 | 0 | 2.2029e-07 | 2.2029e-07 | 0 | 2.2029e-07 | 0 | 8.559e-08 | 1.8762e-07 | 0 | 1.8762e-07 | [17 empty] | 7.3.3.17.5 (Remote Grid) Updates to grid topology to minimize risk of ignition in HFTDs Remote GridWLDFREquipment / facility failureAggregated | WLDFR | HFTD - Distribution - Tier 2 - 3QU CoRE ¦ 3QU LoRE | Non-Red Flag Warning - Catastrophic Fires | Equipment / facility failure | Aggregated | 2062 | 3.0109e-08 | 791.1875 | 2.3822e-05 | 2062 | Mitigation | 0.95 | 45 | 0 | esc | 0.00097009 | 2.9208e-11 | 0.00097009 | 2.9208e-11
[79 empty] | WLDFR | HFTD - Distribution - Tier 3 - 5QU CoRE ¦ 2QU LoRE | Red Flag Warning - Large Fires | 2063 | 2.6374e-08 | 2.6374e-08 | 8.872 | 1.0079 | 4.9153 | 2.9488 | 0 | 0 | 2.7188e-05 | 2.3399e-07 | 0 | 2.3399e-07 | 2.3399e-07 | 0 | 2.3399e-07 | 0 | 9.0311e-08 | 1.9796e-07 | 0 | 1.9796e-07 | [17 empty] | 7.3.3.17.5 (Remote Grid) Updates to grid topology to minimize risk of ignition in HFTDs Remote GridWLDFREquipment / facility failureAggregated | WLDFR | HFTD - Distribution - Tier 2 - 3QU CoRE ¦ 3QU LoRE | Non-Red Flag Warning - Catastrophic Fires | Equipment / facility failure | Aggregated | 2063 | 3.0109e-08 | 791.1875 | 2.3822e-05 | 2063 | Mitigation | 0.95 | 45 | 0 | esc | 0.00097009 | 2.9208e-11 | 0.00097009 | 2.9208e-11
[79 empty] | WLDFR | HFTD - Distribution - Tier 3 - 5QU CoRE ¦ 2QU LoRE | Red Flag Warning - Large Fires | 2064 | 2.6374e-08 | 2.6374e-08 | 8.872 | 1.0079 | 4.9153 | 2.9488 | 0 | 0 | 2.7188e-05 | 2.3399e-07 | 0 | 2.3399e-07 | 2.3399e-07 | 0 | 2.3399e-07 | 0 | 9.0311e-08 | 1.9796e-07 | 0 | 1.9796e-07 | [17 empty] | 7.3.3.17.5 (Remote Grid) Updates to grid topology to minimize risk of ignition in HFTDs Remote GridWLDFREquipment / facility failureAggregated | WLDFR | HFTD - Distribution - Tier 2 - 3QU CoRE ¦ 3QU LoRE | Non-Red Flag Warning - Catastrophic Fires | Equipment / facility failure | Aggregated | 2064 | 3.0109e-08 | 791.1875 | 2.3822e-05 | 2064 | Mitigation | 0.95 | 45 | 0 | esc | 0.00097009 | 2.9208e-11 | 0.00097009 | 2.9208e-11
[79 empty] | WLDFR | HFTD - Distribution - Tier 3 - 5QU CoRE ¦ 2QU LoRE | Red Flag Warning - Large Fires | 2065 | 2.6374e-08 | 2.6374e-08 | 8.872 | 1.0079 | 4.9153 | 2.9488 | 0 | 0 | 2.7188e-05 | 2.3399e-07 | 0 | 2.3399e-07 | 2.3399e-07 | 0 | 2.3399e-07 | 0 | 9.0311e-08 | 1.9796e-07 | 0 | 1.9796e-07 | [17 empty] | 7.3.3.17.5 (Remote Grid) Updates to grid topology to minimize risk of ignition in HFTDs Remote GridWLDFREquipment / facility failureAggregated | WLDFR | HFTD - Distribution - Tier 2 - 3QU CoRE ¦ 3QU LoRE | Non-Red Flag Warning - Catastrophic Fires | Equipment / facility failure | Aggregated | 2065 | 3.0109e-08 | 791.1875 | 2.3822e-05 | 2065 | Mitigation | 0.95 | 45 | 0 | esc | 0.00097009 | 2.9208e-11 | 0.00097009 | 2.9208e-11
[79 empty] | WLDFR | HFTD - Distribution - Tier 3 - 5QU CoRE ¦ 2QU LoRE | Red Flag Warning - Large Fires | 2066 | 2.6374e-08 | 2.6374e-08 | 8.872 | 1.0079 | 4.9153 | 2.9488 | 0 | 0 | 2.7188e-05 | 2.3399e-07 | 0 | 2.3399e-07 | 2.3399e-07 | 0 | 2.3399e-07 | 0 | 9.0311e-08 | 1.9796e-07 | 0 | 1.9796e-07 | [17 empty] | 7.3.3.17.5 (Remote Grid) Updates to grid topology to minimize risk of ignition in HFTDs Remote GridWLDFREquipment / facility failureAggregated | WLDFR | HFTD - Distribution - Tier 2 - 3QU CoRE ¦ 3QU LoRE | Non-Red Flag Warning - Catastrophic Fires | Equipment / facility failure | Aggregated | 2066 | 3.0109e-08 | 791.1875 | 2.3822e-05 | 2066 | Mitigation | 0.95 | 45 | 0 | esc | 0.00097009 | 2.9208e-11 | 0.00097009 | 2.9208e-11
[79 empty] | WLDFR | HFTD - Distribution - Tier 3 - 5QU CoRE ¦ 2QU LoRE | Red Flag Warning - Large Fires | 2067 | 0 | 2.6374e-08 | 8.872 | 1.0079 | 4.9153 | 2.9488 | 0 | 0 | 2.7188e-05 | 0 | 0 | 0 | 2.3399e-07 | 0 | 2.3399e-07 | 0 | 9.0311e-08 | 1.9796e-07 | 0 | 1.9796e-07 | [17 empty] | 7.3.3.17.5 (Remote Grid) Updates to grid topology to minimize risk of ignition in HFTDs Remote GridWLDFREquipment / facility failureAggregated | WLDFR | HFTD - Distribution - Tier 2 - 3QU CoRE ¦ 3QU LoRE | Non-Red Flag Warning - Catastrophic Fires | Equipment / facility failure | Aggregated | 2067 | 3.0109e-08 | 791.1875 | 2.3822e-05 | 2067 | Mitigation | 0.95 | 45 | 0 | esc | 0 | 0 | 0.00097009 | 2.9208e-11
[79 empty] | WLDFR | HFTD - Distribution - Tier 3 - 5QU CoRE ¦ 2QU LoRE | Red Flag Warning - Small Fires | 2022 | 7.5634e-07 | 0 | 0.077901 | 0.036425 | 0.0015809 | 0.039895 | 0 | 0 | 0.0007878 | 5.8919e-08 | 0 | 5.8919e-08 | 0 | 0 | 0 | 0 | 9.5681e-08 | 2.0973e-07 | 0 | 2.0973e-07 | [17 empty] | 7.3.3.17.5 (Remote Grid) Updates to grid topology to minimize risk of ignition in HFTDs Remote GridWLDFRVegetation ContactAggregated | WLDFR | HFTD - Distribution - Tier 2 - 3QU CoRE ¦ 3QU LoRE | Non-Red Flag Warning - Catastrophic Fires | Vegetation Contact | Aggregated | 2022 | 2.607e-07 | 791.1875 | 0.00020626 | 2022 | Mitigation | 0.95 | 45 | 0 | esc | 0.00097009 | 2.529e-10 | 0 | 0
[79 empty] | WLDFR | HFTD - Distribution - Tier 3 - 5QU CoRE ¦ 2QU LoRE | Red Flag Warning - Small Fires | 2023 | 7.5634e-07 | 7.5634e-07 | 0.080408 | 0.03759 | 0.0016314 | 0.041187 | 0 | 0 | 0.0007878 | 6.0816e-08 | 0 | 6.0816e-08 | 6.0816e-08 | 0 | 6.0816e-08 | 0 | 9.5681e-08 | 2.0973e-07 | 0 | 2.0973e-07 | [17 empty] | 7.3.3.17.5 (Remote Grid) Updates to grid topology to minimize risk of ignition in HFTDs Remote GridWLDFRVegetation ContactAggregated | WLDFR | HFTD - Distribution - Tier 2 - 3QU CoRE ¦ 3QU LoRE | Non-Red Flag Warning - Catastrophic Fires | Vegetation Contact | Aggregated | 2023 | 2.607e-07 | 791.1875 | 0.00020626 | 2023 | Mitigation | 0.95 | 45 | 0 | esc | 0.00097009 | 2.529e-10 | 0.00097009 | 2.529e-10
[79 empty] | WLDFR | HFTD - Distribution - Tier 3 - 5QU CoRE ¦ 2QU LoRE | Red Flag Warning - Small Fires | 2024 | 7.5634e-07 | 7.5634e-07 | 0.080408 | 0.03759 | 0.0016314 | 0.041187 | 0 | 0 | 0.0007878 | 6.0816e-08 | 0 | 6.0816e-08 | 6.0816e-08 | 0 | 6.0816e-08 | 0 | 9.5681e-08 | 2.0973e-07 | 0 | 2.0973e-07 | [17 empty] | 7.3.3.17.5 (Remote Grid) Updates to grid topology to minimize risk of ignition in HFTDs Remote GridWLDFRVegetation ContactAggregated | WLDFR | HFTD - Distribution - Tier 2 - 3QU CoRE ¦ 3QU LoRE | Non-Red Flag Warning - Catastrophic Fires | Vegetation Contact | Aggregated | 2024 | 2.607e-07 | 791.1875 | 0.00020626 | 2024 | Mitigation | 0.95 | 45 | 0 | esc | 0.00097009 | 2.529e-10 | 0.00097009 | 2.529e-10
[79 empty] | WLDFR | HFTD - Distribution - Tier 3 - 5QU CoRE ¦ 2QU LoRE | Red Flag Warning - Small Fires | 2025 | 7.5634e-07 | 7.5634e-07 | 0.080408 | 0.03759 | 0.0016314 | 0.041187 | 0 | 0 | 0.0007878 | 6.0816e-08 | 0 | 6.0816e-08 | 6.0816e-08 | 0 | 6.0816e-08 | 0 | 9.5681e-08 | 2.0973e-07 | 0 | 2.0973e-07 | [17 empty] | 7.3.3.17.5 (Remote Grid) Updates to grid topology to minimize risk of ignition in HFTDs Remote GridWLDFRVegetation ContactAggregated | WLDFR | HFTD - Distribution - Tier 2 - 3QU CoRE ¦ 3QU LoRE | Non-Red Flag Warning - Catastrophic Fires | Vegetation Contact | Aggregated | 2025 | 2.607e-07 | 791.1875 | 0.00020626 | 2025 | Mitigation | 0.95 | 45 | 0 | esc | 0.00097009 | 2.529e-10 | 0.00097009 | 2.529e-10
[79 empty] | WLDFR | HFTD - Distribution - Tier 3 - 5QU CoRE ¦ 2QU LoRE | Red Flag Warning - Small Fires | 2026 | 7.5634e-07 | 7.5634e-07 | 0.080408 | 0.03759 | 0.0016314 | 0.041187 | 0 | 0 | 0.0007878 | 6.0816e-08 | 0 | 6.0816e-08 | 6.0816e-08 | 0 | 6.0816e-08 | 0 | 9.5681e-08 | 2.0973e-07 | 0 | 2.0973e-07 | [17 empty] | 7.3.3.17.5 (Remote Grid) Updates to grid topology to minimize risk of ignition in HFTDs Remote GridWLDFRVegetation ContactAggregated | WLDFR | HFTD - Distribution - Tier 2 - 3QU CoRE ¦ 3QU LoRE | Non-Red Flag Warning - Catastrophic Fires | Vegetation Contact | Aggregated | 2026 | 2.607e-07 | 791.1875 | 0.00020626 | 2026 | Mitigation | 0.95 | 45 | 0 | esc | 0.00097009 | 2.529e-10 | 0.00097009 | 2.529e-10
[79 empty] | WLDFR | HFTD - Distribution - Tier 3 - 5QU CoRE ¦ 2QU LoRE | Red Flag Warning - Small Fires | 2027 | 7.5634e-07 | 7.5634e-07 | 0.080408 | 0.03759 | 0.0016314 | 0.041187 | 0 | 0 | 0.0007878 | 6.0816e-08 | 0 | 6.0816e-08 | 6.0816e-08 | 0 | 6.0816e-08 | 0 | 1.0166e-07 | 2.2284e-07 | 0 | 2.2284e-07 | [17 empty] | 7.3.3.17.5 (Remote Grid) Updates to grid topology to minimize risk of ignition in HFTDs Remote GridWLDFRVegetation ContactAggregated | WLDFR | HFTD - Distribution - Tier 2 - 3QU CoRE ¦ 3QU LoRE | Non-Red Flag Warning - Catastrophic Fires | Vegetation Contact | Aggregated | 2027 | 2.607e-07 | 791.1875 | 0.00020626 | 2027 | Mitigation | 0.95 | 45 | 0 | esc | 0.00097009 | 2.529e-10 | 0.00097009 | 2.529e-10
[79 empty] | WLDFR | HFTD - Distribution - Tier 3 - 5QU CoRE ¦ 2QU LoRE | Red Flag Warning - Small Fires | 2028 | 7.5634e-07 | 7.5634e-07 | 0.083606 | 0.039055 | 0.001695 | 0.042856 | 0 | 0 | 0.0007878 | 6.3234e-08 | 0 | 6.3234e-08 | 6.3234e-08 | 0 | 6.3234e-08 | 0 | 1.0166e-07 | 2.2284e-07 | 0 | 2.2284e-07 | [17 empty] | 7.3.3.17.5 (Remote Grid) Updates to grid topology to minimize risk of ignition in HFTDs Remote GridWLDFRVegetation ContactAggregated | WLDFR | HFTD - Distribution - Tier 2 - 3QU CoRE ¦ 3QU LoRE | Non-Red Flag Warning - Catastrophic Fires | Vegetation Contact | Aggregated | 2028 | 2.607e-07 | 791.1875 | 0.00020626 | 2028 | Mitigation | 0.95 | 45 | 0 | esc | 0.00097009 | 2.529e-10 | 0.00097009 | 2.529e-10
[79 empty] | WLDFR | HFTD - Distribution - Tier 3 - 5QU CoRE ¦ 2QU LoRE | Red Flag Warning - Small Fires | 2029 | 7.5634e-07 | 7.5634e-07 | 0.083606 | 0.039055 | 0.001695 | 0.042856 | 0 | 0 | 0.0007878 | 6.3234e-08 | 0 | 6.3234e-08 | 6.3234e-08 | 0 | 6.3234e-08 | 0 | 1.0166e-07 | 2.2284e-07 | 0 | 2.2284e-07 | [17 empty] | 7.3.3.17.5 (Remote Grid) Updates to grid topology to minimize risk of ignition in HFTDs Remote GridWLDFRVegetation ContactAggregated | WLDFR | HFTD - Distribution - Tier 2 - 3QU CoRE ¦ 3QU LoRE | Non-Red Flag Warning - Catastrophic Fires | Vegetation Contact | Aggregated | 2029 | 2.607e-07 | 791.1875 | 0.00020626 | 2029 | Mitigation | 0.95 | 45 | 0 | esc | 0.00097009 | 2.529e-10 | 0.00097009 | 2.529e-10
[79 empty] | WLDFR | HFTD - Distribution - Tier 3 - 5QU CoRE ¦ 2QU LoRE | Red Flag Warning - Small Fires | 2030 | 7.5634e-07 | 7.5634e-07 | 0.083606 | 0.039055 | 0.001695 | 0.042856 | 0 | 0 | 0.0007878 | 6.3234e-08 | 0 | 6.3234e-08 | 6.3234e-08 | 0 | 6.3234e-08 | 0 | 1.0166e-07 | 2.2284e-07 | 0 | 2.2284e-07 | [17 empty] | 7.3.3.17.5 (Remote Grid) Updates to grid topology to minimize risk of ignition in HFTDs Remote GridWLDFRVegetation ContactAggregated | WLDFR | HFTD - Distribution - Tier 2 - 3QU CoRE ¦ 3QU LoRE | Non-Red Flag Warning - Catastrophic Fires | Vegetation Contact | Aggregated | 2030 | 2.607e-07 | 791.1875 | 0.00020626 | 2030 | Mitigation | 0.95 | 45 | 0 | esc | 0.00097009 | 2.529e-10 | 0.00097009 | 2.529e-10
[79 empty] | WLDFR | HFTD - Distribution - Tier 3 - 5QU CoRE ¦ 2QU LoRE | Red Flag Warning - Small Fires | 2031 | 7.5634e-07 | 7.5634e-07 | 0.083606 | 0.039055 | 0.001695 | 0.042856 | 0 | 0 | 0.0007878 | 6.3234e-08 | 0 | 6.3234e-08 | 6.3234e-08 | 0 | 6.3234e-08 | 0 | 1.0166e-07 | 2.2284e-07 | 0 | 2.2284e-07 | [17 empty] | 7.3.3.17.5 (Remote Grid) Updates to grid topology to minimize risk of ignition in HFTDs Remote GridWLDFRVegetation ContactAggregated | WLDFR | HFTD - Distribution - Tier 2 - 3QU CoRE ¦ 3QU LoRE | Non-Red Flag Warning - Catastrophic Fires | Vegetation Contact | Aggregated | 2031 | 2.607e-07 | 791.1875 | 0.00020626 | 2031 | Mitigation | 0.95 | 45 | 0 | esc | 0.00097009 | 2.529e-10 | 0.00097009 | 2.529e-10
[79 empty] | WLDFR | HFTD - Distribution - Tier 3 - 5QU CoRE ¦ 2QU LoRE | Red Flag Warning - Small Fires | 2032 | 7.5634e-07 | 7.5634e-07 | 0.083606 | 0.039055 | 0.001695 | 0.042856 | 0 | 0 | 0.0007878 | 6.3234e-08 | 0 | 6.3234e-08 | 6.3234e-08 | 0 | 6.3234e-08 | 0 | 1.0819e-07 | 2.3716e-07 | 0 | 2.3716e-07 | [17 empty] | 7.3.3.17.5 (Remote Grid) Updates to grid topology to minimize risk of ignition in HFTDs Remote GridWLDFRVegetation ContactAggregated | WLDFR | HFTD - Distribution - Tier 2 - 3QU CoRE ¦ 3QU LoRE | Non-Red Flag Warning - Catastrophic Fires | Vegetation Contact | Aggregated | 2032 | 2.607e-07 | 791.1875 | 0.00020626 | 2032 | Mitigation | 0.95 | 45 | 0 | esc | 0.00097009 | 2.529e-10 | 0.00097009 | 2.529e-10
[79 empty] | WLDFR | HFTD - Distribution - Tier 3 - 5QU CoRE ¦ 2QU LoRE | Red Flag Warning - Small Fires | 2033 | 7.5634e-07 | 7.5634e-07 | 0.087211 | 0.040679 | 0.0017655 | 0.044766 | 0 | 0 | 0.0007878 | 6.5961e-08 | 0 | 6.5961e-08 | 6.5961e-08 | 0 | 6.5961e-08 | 0 | 1.0819e-07 | 2.3716e-07 | 0 | 2.3716e-07 | [17 empty] | 7.3.3.17.5 (Remote Grid) Updates to grid topology to minimize risk of ignition in HFTDs Remote GridWLDFRVegetation ContactAggregated | WLDFR | HFTD - Distribution - Tier 2 - 3QU CoRE ¦ 3QU LoRE | Non-Red Flag Warning - Catastrophic Fires | Vegetation Contact | Aggregated | 2033 | 2.607e-07 | 791.1875 | 0.00020626 | 2033 | Mitigation | 0.95 | 45 | 0 | esc | 0.00097009 | 2.529e-10 | 0.00097009 | 2.529e-10
[79 empty] | WLDFR | HFTD - Distribution - Tier 3 - 5QU CoRE ¦ 2QU LoRE | Red Flag Warning - Small Fires | 2034 | 7.5634e-07 | 7.5634e-07 | 0.087211 | 0.040679 | 0.0017655 | 0.044766 | 0 | 0 | 0.0007878 | 6.5961e-08 | 0 | 6.5961e-08 | 6.5961e-08 | 0 | 6.5961e-08 | 0 | 1.0819e-07 | 2.3716e-07 | 0 | 2.3716e-07 | [17 empty] | 7.3.3.17.5 (Remote Grid) Updates to grid topology to minimize risk of ignition in HFTDs Remote GridWLDFRVegetation ContactAggregated | WLDFR | HFTD - Distribution - Tier 2 - 3QU CoRE ¦ 3QU LoRE | Non-Red Flag Warning - Catastrophic Fires | Vegetation Contact | Aggregated | 2034 | 2.607e-07 | 791.1875 | 0.00020626 | 2034 | Mitigation | 0.95 | 45 | 0 | esc | 0.00097009 | 2.529e-10 | 0.00097009 | 2.529e-10
[79 empty] | WLDFR | HFTD - Distribution - Tier 3 - 5QU CoRE ¦ 2QU LoRE | Red Flag Warning - Small Fires | 2035 | 7.5634e-07 | 7.5634e-07 | 0.087211 | 0.040679 | 0.0017655 | 0.044766 | 0 | 0 | 0.0007878 | 6.5961e-08 | 0 | 6.5961e-08 | 6.5961e-08 | 0 | 6.5961e-08 | 0 | 1.0819e-07 | 2.3716e-07 | 0 | 2.3716e-07 | [17 empty] | 7.3.3.17.5 (Remote Grid) Updates to grid topology to minimize risk of ignition in HFTDs Remote GridWLDFRVegetation ContactAggregated | WLDFR | HFTD - Distribution - Tier 2 - 3QU CoRE ¦ 3QU LoRE | Non-Red Flag Warning - Catastrophic Fires | Vegetation Contact | Aggregated | 2035 | 2.607e-07 | 791.1875 | 0.00020626 | 2035 | Mitigation | 0.95 | 45 | 0 | esc | 0.00097009 | 2.529e-10 | 0.00097009 | 2.529e-10
[79 empty] | WLDFR | HFTD - Distribution - Tier 3 - 5QU CoRE ¦ 2QU LoRE | Red Flag Warning - Small Fires | 2036 | 7.5634e-07 | 7.5634e-07 | 0.087211 | 0.040679 | 0.0017655 | 0.044766 | 0 | 0 | 0.0007878 | 6.5961e-08 | 0 | 6.5961e-08 | 6.5961e-08 | 0 | 6.5961e-08 | 0 | 1.0819e-07 | 2.3716e-07 | 0 | 2.3716e-07 | [17 empty] | 7.3.3.17.5 (Remote Grid) Updates to grid topology to minimize risk of ignition in HFTDs Remote GridWLDFRVegetation ContactAggregated | WLDFR | HFTD - Distribution - Tier 2 - 3QU CoRE ¦ 3QU LoRE | Non-Red Flag Warning - Catastrophic Fires | Vegetation Contact | Aggregated | 2036 | 2.607e-07 | 791.1875 | 0.00020626 | 2036 | Mitigation | 0.95 | 45 | 0 | esc | 0.00097009 | 2.529e-10 | 0.00097009 | 2.529e-10
[79 empty] | WLDFR | HFTD - Distribution - Tier 3 - 5QU CoRE ¦ 2QU LoRE | Red Flag Warning - Small Fires | 2037 | 7.5634e-07 | 7.5634e-07 | 0.087211 | 0.040679 | 0.0017655 | 0.044766 | 0 | 0 | 0.0007878 | 6.5961e-08 | 0 | 6.5961e-08 | 6.5961e-08 | 0 | 6.5961e-08 | 0 | 1.1524e-07 | 2.526e-07 | 0 | 2.526e-07 | [17 empty] | 7.3.3.17.5 (Remote Grid) Updates to grid topology to minimize risk of ignition in HFTDs Remote GridWLDFRVegetation ContactAggregated | WLDFR | HFTD - Distribution - Tier 2 - 3QU CoRE ¦ 3QU LoRE | Non-Red Flag Warning - Catastrophic Fires | Vegetation Contact | Aggregated | 2037 | 2.607e-07 | 791.1875 | 0.00020626 | 2037 | Mitigation | 0.95 | 45 | 0 | esc | 0.00097009 | 2.529e-10 | 0.00097009 | 2.529e-10
[79 empty] | WLDFR | HFTD - Distribution - Tier 3 - 5QU CoRE ¦ 2QU LoRE | Red Flag Warning - Small Fires | 2038 | 7.5634e-07 | 7.5634e-07 | 0.091184 | 0.042438 | 0.0018418 | 0.046905 | 0 | 0 | 0.0007878 | 6.8966e-08 | 0 | 6.8966e-08 | 6.8966e-08 | 0 | 6.8966e-08 | 0 | 1.1524e-07 | 2.526e-07 | 0 | 2.526e-07 | [17 empty] | 7.3.3.17.5 (Remote Grid) Updates to grid topology to minimize risk of ignition in HFTDs Remote GridWLDFRVegetation ContactAggregated | WLDFR | HFTD - Distribution - Tier 2 - 3QU CoRE ¦ 3QU LoRE | Non-Red Flag Warning - Catastrophic Fires | Vegetation Contact | Aggregated | 2038 | 2.607e-07 | 791.1875 | 0.00020626 | 2038 | Mitigation | 0.95 | 45 | 0 | esc | 0.00097009 | 2.529e-10 | 0.00097009 | 2.529e-10
[79 empty] | WLDFR | HFTD - Distribution - Tier 3 - 5QU CoRE ¦ 2QU LoRE | Red Flag Warning - Small Fires | 2039 | 7.5634e-07 | 7.5634e-07 | 0.091184 | 0.042438 | 0.0018418 | 0.046905 | 0 | 0 | 0.0007878 | 6.8966e-08 | 0 | 6.8966e-08 | 6.8966e-08 | 0 | 6.8966e-08 | 0 | 1.1524e-07 | 2.526e-07 | 0 | 2.526e-07 | [17 empty] | 7.3.3.17.5 (Remote Grid) Updates to grid topology to minimize risk of ignition in HFTDs Remote GridWLDFRVegetation ContactAggregated | WLDFR | HFTD - Distribution - Tier 2 - 3QU CoRE ¦ 3QU LoRE | Non-Red Flag Warning - Catastrophic Fires | Vegetation Contact | Aggregated | 2039 | 2.607e-07 | 791.1875 | 0.00020626 | 2039 | Mitigation | 0.95 | 45 | 0 | esc | 0.00097009 | 2.529e-10 | 0.00097009 | 2.529e-10
[79 empty] | WLDFR | HFTD - Distribution - Tier 3 - 5QU CoRE ¦ 2QU LoRE | Red Flag Warning - Small Fires | 2040 | 7.5634e-07 | 7.5634e-07 | 0.091184 | 0.042438 | 0.0018418 | 0.046905 | 0 | 0 | 0.0007878 | 6.8966e-08 | 0 | 6.8966e-08 | 6.8966e-08 | 0 | 6.8966e-08 | 0 | 1.1524e-07 | 2.526e-07 | 0 | 2.526e-07 | [17 empty] | 7.3.3.17.5 (Remote Grid) Updates to grid topology to minimize risk of ignition in HFTDs Remote GridWLDFRVegetation ContactAggregated | WLDFR | HFTD - Distribution - Tier 2 - 3QU CoRE ¦ 3QU LoRE | Non-Red Flag Warning - Catastrophic Fires | Vegetation Contact | Aggregated | 2040 | 2.607e-07 | 791.1875 | 0.00020626 | 2040 | Mitigation | 0.95 | 45 | 0 | esc | 0.00097009 | 2.529e-10 | 0.00097009 | 2.529e-10
[79 empty] | WLDFR | HFTD - Distribution - Tier 3 - 5QU CoRE ¦ 2QU LoRE | Red Flag Warning - Small Fires | 2041 | 7.5634e-07 | 7.5634e-07 | 0.091184 | 0.042438 | 0.0018418 | 0.046905 | 0 | 0 | 0.0007878 | 6.8966e-08 | 0 | 6.8966e-08 | 6.8966e-08 | 0 | 6.8966e-08 | 0 | 1.1524e-07 | 2.526e-07 | 0 | 2.526e-07 | [17 empty] | 7.3.3.17.5 (Remote Grid) Updates to grid topology to minimize risk of ignition in HFTDs Remote GridWLDFRVegetation ContactAggregated | WLDFR | HFTD - Distribution - Tier 2 - 3QU CoRE ¦ 3QU LoRE | Non-Red Flag Warning - Catastrophic Fires | Vegetation Contact | Aggregated | 2041 | 2.607e-07 | 791.1875 | 0.00020626 | 2041 | Mitigation | 0.95 | 45 | 0 | esc | 0.00097009 | 2.529e-10 | 0.00097009 | 2.529e-10
[79 empty] | WLDFR | HFTD - Distribution - Tier 3 - 5QU CoRE ¦ 2QU LoRE | Red Flag Warning - Small Fires | 2042 | 7.5634e-07 | 7.5634e-07 | 0.091184 | 0.042438 | 0.0018418 | 0.046905 | 0 | 0 | 0.0007878 | 6.8966e-08 | 0 | 6.8966e-08 | 6.8966e-08 | 0 | 6.8966e-08 | 0 | 1.2272e-07 | 2.6901e-07 | 0 | 2.6901e-07 | [17 empty] | 7.3.3.17.5 (Remote Grid) Updates to grid topology to minimize risk of ignition in HFTDs Remote GridWLDFRVegetation ContactAggregated | WLDFR | HFTD - Distribution - Tier 2 - 3QU CoRE ¦ 3QU LoRE | Non-Red Flag Warning - Catastrophic Fires | Vegetation Contact | Aggregated | 2042 | 2.607e-07 | 791.1875 | 0.00020626 | 2042 | Mitigation | 0.95 | 45 | 0 | esc | 0.00097009 | 2.529e-10 | 0.00097009 | 2.529e-10
[79 empty] | WLDFR | HFTD - Distribution - Tier 3 - 5QU CoRE ¦ 2QU LoRE | Red Flag Warning - Small Fires | 2043 | 7.5634e-07 | 7.5634e-07 | 0.095486 | 0.044306 | 0.0019228 | 0.049257 | 0 | 0 | 0.0007878 | 7.2219e-08 | 0 | 7.2219e-08 | 7.2219e-08 | 0 | 7.2219e-08 | 0 | 1.2272e-07 | 2.6901e-07 | 0 | 2.6901e-07 | [17 empty] | 7.3.3.17.5 (Remote Grid) Updates to grid topology to minimize risk of ignition in HFTDs Remote GridWLDFRVegetation ContactAggregated | WLDFR | HFTD - Distribution - Tier 2 - 3QU CoRE ¦ 3QU LoRE | Non-Red Flag Warning - Catastrophic Fires | Vegetation Contact | Aggregated | 2043 | 2.607e-07 | 791.1875 | 0.00020626 | 2043 | Mitigation | 0.95 | 45 | 0 | esc | 0.00097009 | 2.529e-10 | 0.00097009 | 2.529e-10
[79 empty] | WLDFR | HFTD - Distribution - Tier 3 - 5QU CoRE ¦ 2QU LoRE | Red Flag Warning - Small Fires | 2044 | 7.5634e-07 | 7.5634e-07 | 0.095486 | 0.044306 | 0.0019228 | 0.049257 | 0 | 0 | 0.0007878 | 7.2219e-08 | 0 | 7.2219e-08 | 7.2219e-08 | 0 | 7.2219e-08 | 0 | 1.2272e-07 | 2.6901e-07 | 0 | 2.6901e-07 | [17 empty] | 7.3.3.17.5 (Remote Grid) Updates to grid topology to minimize risk of ignition in HFTDs Remote GridWLDFRVegetation ContactAggregated | WLDFR | HFTD - Distribution - Tier 2 - 3QU CoRE ¦ 3QU LoRE | Non-Red Flag Warning - Catastrophic Fires | Vegetation Contact | Aggregated | 2044 | 2.607e-07 | 791.1875 | 0.00020626 | 2044 | Mitigation | 0.95 | 45 | 0 | esc | 0.00097009 | 2.529e-10 | 0.00097009 | 2.529e-10
[79 empty] | WLDFR | HFTD - Distribution - Tier 3 - 5QU CoRE ¦ 2QU LoRE | Red Flag Warning - Small Fires | 2045 | 7.5634e-07 | 7.5634e-07 | 0.095486 | 0.044306 | 0.0019228 | 0.049257 | 0 | 0 | 0.0007878 | 7.2219e-08 | 0 | 7.2219e-08 | 7.2219e-08 | 0 | 7.2219e-08 | 0 | 1.2272e-07 | 2.6901e-07 | 0 | 2.6901e-07 | [17 empty] | 7.3.3.17.5 (Remote Grid) Updates to grid topology to minimize risk of ignition in HFTDs Remote GridWLDFRVegetation ContactAggregated | WLDFR | HFTD - Distribution - Tier 2 - 3QU CoRE ¦ 3QU LoRE | Non-Red Flag Warning - Catastrophic Fires | Vegetation Contact | Aggregated | 2045 | 2.607e-07 | 791.1875 | 0.00020626 | 2045 | Mitigation | 0.95 | 45 | 0 | esc | 0.00097009 | 2.529e-10 | 0.00097009 | 2.529e-10
[79 empty] | WLDFR | HFTD - Distribution - Tier 3 - 5QU CoRE ¦ 2QU LoRE | Red Flag Warning - Small Fires | 2046 | 7.5634e-07 | 7.5634e-07 | 0.095486 | 0.044306 | 0.0019228 | 0.049257 | 0 | 0 | 0.0007878 | 7.2219e-08 | 0 | 7.2219e-08 | 7.2219e-08 | 0 | 7.2219e-08 | 0 | 1.2272e-07 | 2.6901e-07 | 0 | 2.6901e-07 | [17 empty] | 7.3.3.17.5 (Remote Grid) Updates to grid topology to minimize risk of ignition in HFTDs Remote GridWLDFRVegetation ContactAggregated | WLDFR | HFTD - Distribution - Tier 2 - 3QU CoRE ¦ 3QU LoRE | Non-Red Flag Warning - Catastrophic Fires | Vegetation Contact | Aggregated | 2046 | 2.607e-07 | 791.1875 | 0.00020626 | 2046 | Mitigation | 0.95 | 45 | 0 | esc | 0.00097009 | 2.529e-10 | 0.00097009 | 2.529e-10
[79 empty] | WLDFR | HFTD - Distribution - Tier 3 - 5QU CoRE ¦ 2QU LoRE | Red Flag Warning - Small Fires | 2047 | 7.5634e-07 | 7.5634e-07 | 0.095486 | 0.044306 | 0.0019228 | 0.049257 | 0 | 0 | 0.0007878 | 7.2219e-08 | 0 | 7.2219e-08 | 7.2219e-08 | 0 | 7.2219e-08 | 0 | 1.3057e-07 | 2.8621e-07 | 0 | 2.8621e-07 | [17 empty] | 7.3.3.17.5 (Remote Grid) Updates to grid topology to minimize risk of ignition in HFTDs Remote GridWLDFRVegetation ContactAggregated | WLDFR | HFTD - Distribution - Tier 2 - 3QU CoRE ¦ 3QU LoRE | Non-Red Flag Warning - Catastrophic Fires | Vegetation Contact | Aggregated | 2047 | 2.607e-07 | 791.1875 | 0.00020626 | 2047 | Mitigation | 0.95 | 45 | 0 | esc | 0.00097009 | 2.529e-10 | 0.00097009 | 2.529e-10
[79 empty] | WLDFR | HFTD - Distribution - Tier 3 - 5QU CoRE ¦ 2QU LoRE | Red Flag Warning - Small Fires | 2048 | 7.5634e-07 | 7.5634e-07 | 0.10007 | 0.04626 | 0.0020076 | 0.051804 | 0 | 0 | 0.0007878 | 7.5688e-08 | 0 | 7.5688e-08 | 7.5688e-08 | 0 | 7.5688e-08 | 0 | 1.3057e-07 | 2.8621e-07 | 0 | 2.8621e-07 | [17 empty] | 7.3.3.17.5 (Remote Grid) Updates to grid topology to minimize risk of ignition in HFTDs Remote GridWLDFRVegetation ContactAggregated | WLDFR | HFTD - Distribution - Tier 2 - 3QU CoRE ¦ 3QU LoRE | Non-Red Flag Warning - Catastrophic Fires | Vegetation Contact | Aggregated | 2048 | 2.607e-07 | 791.1875 | 0.00020626 | 2048 | Mitigation | 0.95 | 45 | 0 | esc | 0.00097009 | 2.529e-10 | 0.00097009 | 2.529e-10
[79 empty] | WLDFR | HFTD - Distribution - Tier 3 - 5QU CoRE ¦ 2QU LoRE | Red Flag Warning - Small Fires | 2049 | 7.5634e-07 | 7.5634e-07 | 0.10007 | 0.04626 | 0.0020076 | 0.051804 | 0 | 0 | 0.0007878 | 7.5688e-08 | 0 | 7.5688e-08 | 7.5688e-08 | 0 | 7.5688e-08 | 0 | 1.3057e-07 | 2.8621e-07 | 0 | 2.8621e-07 | [17 empty] | 7.3.3.17.5 (Remote Grid) Updates to grid topology to minimize risk of ignition in HFTDs Remote GridWLDFRVegetation ContactAggregated | WLDFR | HFTD - Distribution - Tier 2 - 3QU CoRE ¦ 3QU LoRE | Non-Red Flag Warning - Catastrophic Fires | Vegetation Contact | Aggregated | 2049 | 2.607e-07 | 791.1875 | 0.00020626 | 2049 | Mitigation | 0.95 | 45 | 0 | esc | 0.00097009 | 2.529e-10 | 0.00097009 | 2.529e-10
[79 empty] | WLDFR | HFTD - Distribution - Tier 3 - 5QU CoRE ¦ 2QU LoRE | Red Flag Warning - Small Fires | 2050 | 7.5634e-07 | 7.5634e-07 | 0.10007 | 0.04626 | 0.0020076 | 0.051804 | 0 | 0 | 0.0007878 | 7.5688e-08 | 0 | 7.5688e-08 | 7.5688e-08 | 0 | 7.5688e-08 | 0 | 1.3057e-07 | 2.8621e-07 | 0 | 2.8621e-07 | [17 empty] | 7.3.3.17.5 (Remote Grid) Updates to grid topology to minimize risk of ignition in HFTDs Remote GridWLDFRVegetation ContactAggregated | WLDFR | HFTD - Distribution - Tier 2 - 3QU CoRE ¦ 3QU LoRE | Non-Red Flag Warning - Catastrophic Fires | Vegetation Contact | Aggregated | 2050 | 2.607e-07 | 791.1875 | 0.00020626 | 2050 | Mitigation | 0.95 | 45 | 0 | esc | 0.00097009 | 2.529e-10 | 0.00097009 | 2.529e-10
[79 empty] | WLDFR | HFTD - Distribution - Tier 3 - 5QU CoRE ¦ 2QU LoRE | Red Flag Warning - Small Fires | 2051 | 7.5634e-07 | 7.5634e-07 | 0.10007 | 0.04626 | 0.0020076 | 0.051804 | 0 | 0 | 0.0007878 | 7.5688e-08 | 0 | 7.5688e-08 | 7.5688e-08 | 0 | 7.5688e-08 | 0 | 1.3057e-07 | 2.8621e-07 | 0 | 2.8621e-07 | [17 empty] | 7.3.3.17.5 (Remote Grid) Updates to grid topology to minimize risk of ignition in HFTDs Remote GridWLDFRVegetation ContactAggregated | WLDFR | HFTD - Distribution - Tier 2 - 3QU CoRE ¦ 3QU LoRE | Non-Red Flag Warning - Catastrophic Fires | Vegetation Contact | Aggregated | 2051 | 2.607e-07 | 791.1875 | 0.00020626 | 2051 | Mitigation | 0.95 | 45 | 0 | esc | 0.00097009 | 2.529e-10 | 0.00097009 | 2.529e-10
[79 empty] | WLDFR | HFTD - Distribution - Tier 3 - 5QU CoRE ¦ 2QU LoRE | Red Flag Warning - Small Fires | 2052 | 7.5634e-07 | 7.5634e-07 | 0.10007 | 0.04626 | 0.0020076 | 0.051804 | 0 | 0 | 0.0007878 | 7.5688e-08 | 0 | 7.5688e-08 | 7.5688e-08 | 0 | 7.5688e-08 | 0 | 1.3869e-07 | 3.0402e-07 | 0 | 3.0402e-07 | [17 empty] | 7.3.3.17.5 (Remote Grid) Updates to grid topology to minimize risk of ignition in HFTDs Remote GridWLDFRVegetation ContactAggregated | WLDFR | HFTD - Distribution - Tier 2 - 3QU CoRE ¦ 3QU LoRE | Non-Red Flag Warning - Catastrophic Fires | Vegetation Contact | Aggregated | 2052 | 2.607e-07 | 791.1875 | 0.00020626 | 2052 | Mitigation | 0.95 | 45 | 0 | esc | 0.00097009 | 2.529e-10 | 0.00097009 | 2.529e-10
[79 empty] | WLDFR | HFTD - Distribution - Tier 3 - 5QU CoRE ¦ 2QU LoRE | Red Flag Warning - Small Fires | 2053 | 7.5634e-07 | 7.5634e-07 | 0.10489 | 0.048274 | 0.002095 | 0.054525 | 0 | 0 | 0.0007878 | 7.9335e-08 | 0 | 7.9335e-08 | 7.9335e-08 | 0 | 7.9335e-08 | 0 | 1.3869e-07 | 3.0402e-07 | 0 | 3.0402e-07 | [17 empty] | 7.3.3.17.5 (Remote Grid) Updates to grid topology to minimize risk of ignition in HFTDs Remote GridWLDFRVegetation ContactAggregated | WLDFR | HFTD - Distribution - Tier 2 - 3QU CoRE ¦ 3QU LoRE | Non-Red Flag Warning - Catastrophic Fires | Vegetation Contact | Aggregated | 2053 | 2.607e-07 | 791.1875 | 0.00020626 | 2053 | Mitigation | 0.95 | 45 | 0 | esc | 0.00097009 | 2.529e-10 | 0.00097009 | 2.529e-10
[79 empty] | WLDFR | HFTD - Distribution - Tier 3 - 5QU CoRE ¦ 2QU LoRE | Red Flag Warning - Small Fires | 2054 | 7.5634e-07 | 7.5634e-07 | 0.10489 | 0.048274 | 0.002095 | 0.054525 | 0 | 0 | 0.0007878 | 7.9335e-08 | 0 | 7.9335e-08 | 7.9335e-08 | 0 | 7.9335e-08 | 0 | 1.3869e-07 | 3.0402e-07 | 0 | 3.0402e-07 | [17 empty] | 7.3.3.17.5 (Remote Grid) Updates to grid topology to minimize risk of ignition in HFTDs Remote GridWLDFRVegetation ContactAggregated | WLDFR | HFTD - Distribution - Tier 2 - 3QU CoRE ¦ 3QU LoRE | Non-Red Flag Warning - Catastrophic Fires | Vegetation Contact | Aggregated | 2054 | 2.607e-07 | 791.1875 | 0.00020626 | 2054 | Mitigation | 0.95 | 45 | 0 | esc | 0.00097009 | 2.529e-10 | 0.00097009 | 2.529e-10
[79 empty] | WLDFR | HFTD - Distribution - Tier 3 - 5QU CoRE ¦ 2QU LoRE | Red Flag Warning - Small Fires | 2055 | 7.5634e-07 | 7.5634e-07 | 0.10489 | 0.048274 | 0.002095 | 0.054525 | 0 | 0 | 0.0007878 | 7.9335e-08 | 0 | 7.9335e-08 | 7.9335e-08 | 0 | 7.9335e-08 | 0 | 1.3869e-07 | 3.0402e-07 | 0 | 3.0402e-07 | [17 empty] | 7.3.3.17.5 (Remote Grid) Updates to grid topology to minimize risk of ignition in HFTDs Remote GridWLDFRVegetation ContactAggregated | WLDFR | HFTD - Distribution - Tier 2 - 3QU CoRE ¦ 3QU LoRE | Non-Red Flag Warning - Catastrophic Fires | Vegetation Contact | Aggregated | 2055 | 2.607e-07 | 791.1875 | 0.00020626 | 2055 | Mitigation | 0.95 | 45 | 0 | esc | 0.00097009 | 2.529e-10 | 0.00097009 | 2.529e-10
[79 empty] | WLDFR | HFTD - Distribution - Tier 3 - 5QU CoRE ¦ 2QU LoRE | Red Flag Warning - Small Fires | 2056 | 7.5634e-07 | 7.5634e-07 | 0.10489 | 0.048274 | 0.002095 | 0.054525 | 0 | 0 | 0.0007878 | 7.9335e-08 | 0 | 7.9335e-08 | 7.9335e-08 | 0 | 7.9335e-08 | 0 | 1.3869e-07 | 3.0402e-07 | 0 | 3.0402e-07 | [17 empty] | 7.3.3.17.5 (Remote Grid) Updates to grid topology to minimize risk of ignition in HFTDs Remote GridWLDFRVegetation ContactAggregated | WLDFR | HFTD - Distribution - Tier 2 - 3QU CoRE ¦ 3QU LoRE | Non-Red Flag Warning - Catastrophic Fires | Vegetation Contact | Aggregated | 2056 | 2.607e-07 | 791.1875 | 0.00020626 | 2056 | Mitigation | 0.95 | 45 | 0 | esc | 0.00097009 | 2.529e-10 | 0.00097009 | 2.529e-10
[79 empty] | WLDFR | HFTD - Distribution - Tier 3 - 5QU CoRE ¦ 2QU LoRE | Red Flag Warning - Small Fires | 2057 | 7.5634e-07 | 7.5634e-07 | 0.10489 | 0.048274 | 0.002095 | 0.054525 | 0 | 0 | 0.0007878 | 7.9335e-08 | 0 | 7.9335e-08 | 7.9335e-08 | 0 | 7.9335e-08 | 0 | 1.47e-07 | 3.2223e-07 | 0 | 3.2223e-07 | [17 empty] | 7.3.3.17.5 (Remote Grid) Updates to grid topology to minimize risk of ignition in HFTDs Remote GridWLDFRVegetation ContactAggregated | WLDFR | HFTD - Distribution - Tier 2 - 3QU CoRE ¦ 3QU LoRE | Non-Red Flag Warning - Catastrophic Fires | Vegetation Contact | Aggregated | 2057 | 2.607e-07 | 791.1875 | 0.00020626 | 2057 | Mitigation | 0.95 | 45 | 0 | esc | 0.00097009 | 2.529e-10 | 0.00097009 | 2.529e-10
[79 empty] | WLDFR | HFTD - Distribution - Tier 3 - 5QU CoRE ¦ 2QU LoRE | Red Flag Warning - Small Fires | 2058 | 7.5634e-07 | 7.5634e-07 | 0.1099 | 0.050325 | 0.0021839 | 0.057393 | 0 | 0 | 0.0007878 | 8.3123e-08 | 0 | 8.3123e-08 | 8.3123e-08 | 0 | 8.3123e-08 | 0 | 1.47e-07 | 3.2223e-07 | 0 | 3.2223e-07 | [17 empty] | 7.3.3.17.5 (Remote Grid) Updates to grid topology to minimize risk of ignition in HFTDs Remote GridWLDFRVegetation ContactAggregated | WLDFR | HFTD - Distribution - Tier 2 - 3QU CoRE ¦ 3QU LoRE | Non-Red Flag Warning - Catastrophic Fires | Vegetation Contact | Aggregated | 2058 | 2.607e-07 | 791.1875 | 0.00020626 | 2058 | Mitigation | 0.95 | 45 | 0 | esc | 0.00097009 | 2.529e-10 | 0.00097009 | 2.529e-10
[79 empty] | WLDFR | HFTD - Distribution - Tier 3 - 5QU CoRE ¦ 2QU LoRE | Red Flag Warning - Small Fires | 2059 | 7.5634e-07 | 7.5634e-07 | 0.1099 | 0.050325 | 0.0021839 | 0.057393 | 0 | 0 | 0.0007878 | 8.3123e-08 | 0 | 8.3123e-08 | 8.3123e-08 | 0 | 8.3123e-08 | 0 | 1.47e-07 | 3.2223e-07 | 0 | 3.2223e-07 | [17 empty] | 7.3.3.17.5 (Remote Grid) Updates to grid topology to minimize risk of ignition in HFTDs Remote GridWLDFRVegetation ContactAggregated | WLDFR | HFTD - Distribution - Tier 2 - 3QU CoRE ¦ 3QU LoRE | Non-Red Flag Warning - Catastrophic Fires | Vegetation Contact | Aggregated | 2059 | 2.607e-07 | 791.1875 | 0.00020626 | 2059 | Mitigation | 0.95 | 45 | 0 | esc | 0.00097009 | 2.529e-10 | 0.00097009 | 2.529e-10
[79 empty] | WLDFR | HFTD - Distribution - Tier 3 - 5QU CoRE ¦ 2QU LoRE | Red Flag Warning - Small Fires | 2060 | 7.5634e-07 | 7.5634e-07 | 0.1099 | 0.050325 | 0.0021839 | 0.057393 | 0 | 0 | 0.0007878 | 8.3123e-08 | 0 | 8.3123e-08 | 8.3123e-08 | 0 | 8.3123e-08 | 0 | 0 | 3.2223e-07 | 0 | 3.2223e-07 | [17 empty] | 7.3.3.17.5 (Remote Grid) Updates to grid topology to minimize risk of ignition in HFTDs Remote GridWLDFRVegetation ContactAggregated | WLDFR | HFTD - Distribution - Tier 2 - 3QU CoRE ¦ 3QU LoRE | Non-Red Flag Warning - Catastrophic Fires | Vegetation Contact | Aggregated | 2060 | 2.607e-07 | 791.1875 | 0.00020626 | 2060 | Mitigation | 0.95 | 45 | 0 | esc | 0.00097009 | 2.529e-10 | 0.00097009 | 2.529e-10
[79 empty] | WLDFR | HFTD - Distribution - Tier 3 - 5QU CoRE ¦ 2QU LoRE | Red Flag Warning - Small Fires | 2061 | 7.5634e-07 | 7.5634e-07 | 0.1099 | 0.050325 | 0.0021839 | 0.057393 | 0 | 0 | 0.0007878 | 8.3123e-08 | 0 | 8.3123e-08 | 8.3123e-08 | 0 | 8.3123e-08 | 0 | 0 | 0 | 0 | 0 | [17 empty] | 7.3.3.17.5 (Remote Grid) Updates to grid topology to minimize risk of ignition in HFTDs Remote GridWLDFRVegetation ContactAggregated | WLDFR | HFTD - Distribution - Tier 2 - 3QU CoRE ¦ 3QU LoRE | Non-Red Flag Warning - Catastrophic Fires | Vegetation Contact | Aggregated | 2061 | 2.607e-07 | 791.1875 | 0.00020626 | 2061 | Mitigation | 0.95 | 45 | 0 | esc | 0.00097009 | 2.529e-10 | 0.00097009 | 2.529e-10
[79 empty] | WLDFR | HFTD - Distribution - Tier 3 - 5QU CoRE ¦ 2QU LoRE | Red Flag Warning - Small Fires | 2062 | 7.5634e-07 | 7.5634e-07 | 0.1099 | 0.050325 | 0.0021839 | 0.057393 | 0 | 0 | 0.0007878 | 8.3123e-08 | 0 | 8.3123e-08 | 8.3123e-08 | 0 | 8.3123e-08 | 0 | 4.4859e-07 | 0 | 0 | 0 | [17 empty] | 7.3.3.17.5 (Remote Grid) Updates to grid topology to minimize risk of ignition in HFTDs Remote GridWLDFRVegetation ContactAggregated | WLDFR | HFTD - Distribution - Tier 2 - 3QU CoRE ¦ 3QU LoRE | Non-Red Flag Warning - Catastrophic Fires | Vegetation Contact | Aggregated | 2062 | 2.607e-07 | 791.1875 | 0.00020626 | 2062 | Mitigation | 0.95 | 45 | 0 | esc | 0.00097009 | 2.529e-10 | 0.00097009 | 2.529e-10
[79 empty] | WLDFR | HFTD - Distribution - Tier 3 - 5QU CoRE ¦ 2QU LoRE | Red Flag Warning - Small Fires | 2063 | 7.5634e-07 | 7.5634e-07 | 0.11504 | 0.052388 | 0.0022734 | 0.060377 | 0 | 0 | 0.0007878 | 8.7007e-08 | 0 | 8.7007e-08 | 8.7007e-08 | 0 | 8.7007e-08 | 0 | 4.6303e-07 | 1.015e-06 | 0 | 1.015e-06 | [17 empty] | 7.3.3.17.5 (Remote Grid) Updates to grid topology to minimize risk of ignition in HFTDs Remote GridWLDFRVegetation ContactAggregated | WLDFR | HFTD - Distribution - Tier 2 - 3QU CoRE ¦ 3QU LoRE | Non-Red Flag Warning - Catastrophic Fires | Vegetation Contact | Aggregated | 2063 | 2.607e-07 | 791.1875 | 0.00020626 | 2063 | Mitigation | 0.95 | 45 | 0 | esc | 0.00097009 | 2.529e-10 | 0.00097009 | 2.529e-10
[79 empty] | WLDFR | HFTD - Distribution - Tier 3 - 5QU CoRE ¦ 2QU LoRE | Red Flag Warning - Small Fires | 2064 | 7.5634e-07 | 7.5634e-07 | 0.11504 | 0.052388 | 0.0022734 | 0.060377 | 0 | 0 | 0.0007878 | 8.7007e-08 | 0 | 8.7007e-08 | 8.7007e-08 | 0 | 8.7007e-08 | 0 | 4.6303e-07 | 1.015e-06 | 0 | 1.015e-06 | [17 empty] | 7.3.3.17.5 (Remote Grid) Updates to grid topology to minimize risk of ignition in HFTDs Remote GridWLDFRVegetation ContactAggregated | WLDFR | HFTD - Distribution - Tier 2 - 3QU CoRE ¦ 3QU LoRE | Non-Red Flag Warning - Catastrophic Fires | Vegetation Contact | Aggregated | 2064 | 2.607e-07 | 791.1875 | 0.00020626 | 2064 | Mitigation | 0.95 | 45 | 0 | esc | 0.00097009 | 2.529e-10 | 0.00097009 | 2.529e-10
[79 empty] | WLDFR | HFTD - Distribution - Tier 3 - 5QU CoRE ¦ 2QU LoRE | Red Flag Warning - Small Fires | 2065 | 7.5634e-07 | 7.5634e-07 | 0.11504 | 0.052388 | 0.0022734 | 0.060377 | 0 | 0 | 0.0007878 | 8.7007e-08 | 0 | 8.7007e-08 | 8.7007e-08 | 0 | 8.7007e-08 | 0 | 4.6303e-07 | 1.015e-06 | 0 | 1.015e-06 | [17 empty] | 7.3.3.17.5 (Remote Grid) Updates to grid topology to minimize risk of ignition in HFTDs Remote GridWLDFRVegetation ContactAggregated | WLDFR | HFTD - Distribution - Tier 2 - 3QU CoRE ¦ 3QU LoRE | Non-Red Flag Warning - Catastrophic Fires | Vegetation Contact | Aggregated | 2065 | 2.607e-07 | 791.1875 | 0.00020626 | 2065 | Mitigation | 0.95 | 45 | 0 | esc | 0.00097009 | 2.529e-10 | 0.00097009 | 2.529e-10
[79 empty] | WLDFR | HFTD - Distribution - Tier 3 - 5QU CoRE ¦ 2QU LoRE | Red Flag Warning - Small Fires | 2066 | 7.5634e-07 | 7.5634e-07 | 0.11504 | 0.052388 | 0.0022734 | 0.060377 | 0 | 0 | 0.0007878 | 8.7007e-08 | 0 | 8.7007e-08 | 8.7007e-08 | 0 | 8.7007e-08 | 0 | 4.6303e-07 | 1.015e-06 | 0 | 1.015e-06 | [17 empty] | 7.3.3.17.5 (Remote Grid) Updates to grid topology to minimize risk of ignition in HFTDs Remote GridWLDFRVegetation ContactAggregated | WLDFR | HFTD - Distribution - Tier 2 - 3QU CoRE ¦ 3QU LoRE | Non-Red Flag Warning - Catastrophic Fires | Vegetation Contact | Aggregated | 2066 | 2.607e-07 | 791.1875 | 0.00020626 | 2066 | Mitigation | 0.95 | 45 | 0 | esc | 0.00097009 | 2.529e-10 | 0.00097009 | 2.529e-10
[79 empty] | WLDFR | HFTD - Distribution - Tier 3 - 5QU CoRE ¦ 2QU LoRE | Red Flag Warning - Small Fires | 2067 | 0 | 7.5634e-07 | 0.11504 | 0.052388 | 0.0022734 | 0.060377 | 0 | 0 | 0.0007878 | 0 | 0 | 0 | 8.7007e-08 | 0 | 8.7007e-08 | 0 | 4.6303e-07 | 1.015e-06 | 0 | 1.015e-06 | [17 empty] | 7.3.3.17.5 (Remote Grid) Updates to grid topology to minimize risk of ignition in HFTDs Remote GridWLDFRVegetation ContactAggregated | WLDFR | HFTD - Distribution - Tier 2 - 3QU CoRE ¦ 3QU LoRE | Non-Red Flag Warning - Catastrophic Fires | Vegetation Contact | Aggregated | 2067 | 2.607e-07 | 791.1875 | 0.00020626 | 2067 | Mitigation | 0.95 | 45 | 0 | esc | 0 | 0 | 0.00097009 | 2.529e-10
[79 empty] | WLDFR | HFTD - Distribution - Tier 3 - 5QU CoRE ¦ 3QU LoRE | Non-Red Flag Warning - Catastrophic Fires | 2022 | 8.8195e-11 | 0 | 14146.1306 | 222.2294 | 8585.7228 | 5338.1784 | 0 | 0 | 1.0615e-07 | 1.2476e-06 | 0 | 1.2476e-06 | 0 | 0 | 0 | 0 | 4.8145e-07 | 1.0553e-06 | 0 | 1.0553e-06 | [17 empty] | 7.3.3.17.5 (Remote Grid) Updates to grid topology to minimize risk of ignition in HFTDs Remote GridWLDFRWire-to-wire contactAggregated | WLDFR | HFTD - Distribution - Tier 2 - 3QU CoRE ¦ 3QU LoRE | Non-Red Flag Warning - Catastrophic Fires | Wire-to-wire contact | Aggregated | 2022 | 3.2035e-07 | 791.1875 | 0.00025346 | 2022 | Mitigation | 0.95 | 45 | 0 | esc | 0.00097009 | 3.1077e-10 | 0 | 0
[79 empty] | WLDFR | HFTD - Distribution - Tier 3 - 5QU CoRE ¦ 3QU LoRE | Non-Red Flag Warning - Catastrophic Fires | 2023 | 8.8195e-11 | 8.8195e-11 | 14664.6376 | 233.2301 | 8896.516 | 5534.8915 | 0 | 0 | 1.0615e-07 | 1.2934e-06 | 0 | 1.2934e-06 | 1.2934e-06 | 0 | 1.2934e-06 | 0 | 4.8145e-07 | 1.0553e-06 | 0 | 1.0553e-06 | [17 empty] | 7.3.3.17.5 (Remote Grid) Updates to grid topology to minimize risk of ignition in HFTDs Remote GridWLDFRWire-to-wire contactAggregated | WLDFR | HFTD - Distribution - Tier 2 - 3QU CoRE ¦ 3QU LoRE | Non-Red Flag Warning - Catastrophic Fires | Wire-to-wire contact | Aggregated | 2023 | 3.2035e-07 | 791.1875 | 0.00025346 | 2023 | Mitigation | 0.95 | 45 | 0 | esc | 0.00097009 | 3.1077e-10 | 0.00097009 | 3.1077e-10
[79 empty] | WLDFR | HFTD - Distribution - Tier 3 - 5QU CoRE ¦ 3QU LoRE | Non-Red Flag Warning - Catastrophic Fires | 2024 | 8.8195e-11 | 8.8195e-11 | 14664.6376 | 233.2301 | 8896.516 | 5534.8915 | 0 | 0 | 1.0615e-07 | 1.2934e-06 | 0 | 1.2934e-06 | 1.2934e-06 | 0 | 1.2934e-06 | 0 | 4.8145e-07 | 1.0553e-06 | 0 | 1.0553e-06 | [17 empty] | 7.3.3.17.5 (Remote Grid) Updates to grid topology to minimize risk of ignition in HFTDs Remote GridWLDFRWire-to-wire contactAggregated | WLDFR | HFTD - Distribution - Tier 2 - 3QU CoRE ¦ 3QU LoRE | Non-Red Flag Warning - Catastrophic Fires | Wire-to-wire contact | Aggregated | 2024 | 3.2035e-07 | 791.1875 | 0.00025346 | 2024 | Mitigation | 0.95 | 45 | 0 | esc | 0.00097009 | 3.1077e-10 | 0.00097009 | 3.1077e-10
[79 empty] | WLDFR | HFTD - Distribution - Tier 3 - 5QU CoRE ¦ 3QU LoRE | Non-Red Flag Warning - Catastrophic Fires | 2025 | 8.8195e-11 | 8.8195e-11 | 14664.6376 | 233.2301 | 8896.516 | 5534.8915 | 0 | 0 | 1.0615e-07 | 1.2934e-06 | 0 | 1.2934e-06 | 1.2934e-06 | 0 | 1.2934e-06 | 0 | 4.8145e-07 | 1.0553e-06 | 0 | 1.0553e-06 | [17 empty] | 7.3.3.17.5 (Remote Grid) Updates to grid topology to minimize risk of ignition in HFTDs Remote GridWLDFRWire-to-wire contactAggregated | WLDFR | HFTD - Distribution - Tier 2 - 3QU CoRE ¦ 3QU LoRE | Non-Red Flag Warning - Catastrophic Fires | Wire-to-wire contact | Aggregated | 2025 | 3.2035e-07 | 791.1875 | 0.00025346 | 2025 | Mitigation | 0.95 | 45 | 0 | esc | 0.00097009 | 3.1077e-10 | 0.00097009 | 3.1077e-10
[79 empty] | WLDFR | HFTD - Distribution - Tier 3 - 5QU CoRE ¦ 3QU LoRE | Non-Red Flag Warning - Catastrophic Fires | 2026 | 8.8195e-11 | 8.8195e-11 | 14664.6376 | 233.2301 | 8896.516 | 5534.8915 | 0 | 0 | 1.0615e-07 | 1.2934e-06 | 0 | 1.2934e-06 | 1.2934e-06 | 0 | 1.2934e-06 | 0 | 4.8145e-07 | 1.0553e-06 | 0 | 1.0553e-06 | [17 empty] | 7.3.3.17.5 (Remote Grid) Updates to grid topology to minimize risk of ignition in HFTDs Remote GridWLDFRWire-to-wire contactAggregated | WLDFR | HFTD - Distribution - Tier 2 - 3QU CoRE ¦ 3QU LoRE | Non-Red Flag Warning - Catastrophic Fires | Wire-to-wire contact | Aggregated | 2026 | 3.2035e-07 | 791.1875 | 0.00025346 | 2026 | Mitigation | 0.95 | 45 | 0 | esc | 0.00097009 | 3.1077e-10 | 0.00097009 | 3.1077e-10
[79 empty] | WLDFR | HFTD - Distribution - Tier 3 - 5QU CoRE ¦ 3QU LoRE | Non-Red Flag Warning - Catastrophic Fires | 2027 | 8.8195e-11 | 8.8195e-11 | 14664.6376 | 233.2301 | 8896.516 | 5534.8915 | 0 | 0 | 1.0615e-07 | 1.2934e-06 | 0 | 1.2934e-06 | 1.2934e-06 | 0 | 1.2934e-06 | 0 | 5.0221e-07 | 1.1008e-06 | 0 | 1.1008e-06 | [17 empty] | 7.3.3.17.5 (Remote Grid) Updates to grid topology to minimize risk of ignition in HFTDs Remote GridWLDFRWire-to-wire contactAggregated | WLDFR | HFTD - Distribution - Tier 2 - 3QU CoRE ¦ 3QU LoRE | Non-Red Flag Warning - Catastrophic Fires | Wire-to-wire contact | Aggregated | 2027 | 3.2035e-07 | 791.1875 | 0.00025346 | 2027 | Mitigation | 0.95 | 45 | 0 | esc | 0.00097009 | 3.1077e-10 | 0.00097009 | 3.1077e-10
[79 empty] | WLDFR | HFTD - Distribution - Tier 3 - 5QU CoRE ¦ 3QU LoRE | Non-Red Flag Warning - Catastrophic Fires | 2028 | 8.8195e-11 | 8.8195e-11 | 15317.9909 | 247.273 | 9287.6491 | 5783.0689 | 0 | 0 | 1.0615e-07 | 1.351e-06 | 0 | 1.351e-06 | 1.351e-06 | 0 | 1.351e-06 | 0 | 5.0221e-07 | 1.1008e-06 | 0 | 1.1008e-06 | [17 empty] | 7.3.3.17.5 (Remote Grid) Updates to grid topology to minimize risk of ignition in HFTDs Remote GridWLDFRWire-to-wire contactAggregated | WLDFR | HFTD - Distribution - Tier 2 - 3QU CoRE ¦ 3QU LoRE | Non-Red Flag Warning - Catastrophic Fires | Wire-to-wire contact | Aggregated | 2028 | 3.2035e-07 | 791.1875 | 0.00025346 | 2028 | Mitigation | 0.95 | 45 | 0 | esc | 0.00097009 | 3.1077e-10 | 0.00097009 | 3.1077e-10
[79 empty] | WLDFR | HFTD - Distribution - Tier 3 - 5QU CoRE ¦ 3QU LoRE | Non-Red Flag Warning - Catastrophic Fires | 2029 | 8.8195e-11 | 8.8195e-11 | 15317.9909 | 247.273 | 9287.6491 | 5783.0689 | 0 | 0 | 1.0615e-07 | 1.351e-06 | 0 | 1.351e-06 | 1.351e-06 | 0 | 1.351e-06 | 0 | 5.0221e-07 | 1.1008e-06 | 0 | 1.1008e-06 | [17 empty] | 7.3.3.17.5 (Remote Grid) Updates to grid topology to minimize risk of ignition in HFTDs Remote GridWLDFRWire-to-wire contactAggregated | WLDFR | HFTD - Distribution - Tier 2 - 3QU CoRE ¦ 3QU LoRE | Non-Red Flag Warning - Catastrophic Fires | Wire-to-wire contact | Aggregated | 2029 | 3.2035e-07 | 791.1875 | 0.00025346 | 2029 | Mitigation | 0.95 | 45 | 0 | esc | 0.00097009 | 3.1077e-10 | 0.00097009 | 3.1077e-10
[79 empty] | WLDFR | HFTD - Distribution - Tier 3 - 5QU CoRE ¦ 3QU LoRE | Non-Red Flag Warning - Catastrophic Fires | 2030 | 8.8195e-11 | 8.8195e-11 | 15317.9909 | 247.273 | 9287.6491 | 5783.0689 | 0 | 0 | 1.0615e-07 | 1.351e-06 | 0 | 1.351e-06 | 1.351e-06 | 0 | 1.351e-06 | 0 | 5.0221e-07 | 1.1008e-06 | 0 | 1.1008e-06 | [17 empty] | 7.3.3.17.5 (Remote Grid) Updates to grid topology to minimize risk of ignition in HFTDs Remote GridWLDFRWire-to-wire contactAggregated | WLDFR | HFTD - Distribution - Tier 2 - 3QU CoRE ¦ 3QU LoRE | Non-Red Flag Warning - Catastrophic Fires | Wire-to-wire contact | Aggregated | 2030 | 3.2035e-07 | 791.1875 | 0.00025346 | 2030 | Mitigation | 0.95 | 45 | 0 | esc | 0.00097009 | 3.1077e-10 | 0.00097009 | 3.1077e-10
[79 empty] | WLDFR | HFTD - Distribution - Tier 3 - 5QU CoRE ¦ 3QU LoRE | Non-Red Flag Warning - Catastrophic Fires | 2031 | 8.8195e-11 | 8.8195e-11 | 15317.9909 | 247.273 | 9287.6491 | 5783.0689 | 0 | 0 | 1.0615e-07 | 1.351e-06 | 0 | 1.351e-06 | 1.351e-06 | 0 | 1.351e-06 | 0 | 5.0221e-07 | 1.1008e-06 | 0 | 1.1008e-06 | [17 empty] | 7.3.3.17.5 (Remote Grid) Updates to grid topology to minimize risk of ignition in HFTDs Remote GridWLDFRWire-to-wire contactAggregated | WLDFR | HFTD - Distribution - Tier 2 - 3QU CoRE ¦ 3QU LoRE | Non-Red Flag Warning - Catastrophic Fires | Wire-to-wire contact | Aggregated | 2031 | 3.2035e-07 | 791.1875 | 0.00025346 | 2031 | Mitigation | 0.95 | 45 | 0 | esc | 0.00097009 | 3.1077e-10 | 0.00097009 | 3.1077e-10
[79 empty] | WLDFR | HFTD - Distribution - Tier 3 - 5QU CoRE ¦ 3QU LoRE | Non-Red Flag Warning - Catastrophic Fires | 2032 | 8.8195e-11 | 8.8195e-11 | 15317.9909 | 247.273 | 9287.6491 | 5783.0689 | 0 | 0 | 1.0615e-07 | 1.351e-06 | 0 | 1.351e-06 | 1.351e-06 | 0 | 1.351e-06 | 0 | 5.2508e-07 | 1.151e-06 | 0 | 1.151e-06 | [17 empty] | 7.3.3.17.5 (Remote Grid) Updates to grid topology to minimize risk of ignition in HFTDs Remote GridWLDFRWire-to-wire contactAggregated | WLDFR | HFTD - Distribution - Tier 2 - 3QU CoRE ¦ 3QU LoRE | Non-Red Flag Warning - Catastrophic Fires | Wire-to-wire contact | Aggregated | 2032 | 3.2035e-07 | 791.1875 | 0.00025346 | 2032 | Mitigation | 0.95 | 45 | 0 | esc | 0.00097009 | 3.1077e-10 | 0.00097009 | 3.1077e-10
[79 empty] | WLDFR | HFTD - Distribution - Tier 3 - 5QU CoRE ¦ 3QU LoRE | Non-Red Flag Warning - Catastrophic Fires | 2033 | 8.8195e-11 | 8.8195e-11 | 16044.1264 | 263.1074 | 9721.74 | 6059.2791 | 0 | 0 | 1.0615e-07 | 1.415e-06 | 0 | 1.415e-06 | 1.415e-06 | 0 | 1.415e-06 | 0 | 5.2508e-07 | 1.151e-06 | 0 | 1.151e-06 | [17 empty] | 7.3.3.17.5 (Remote Grid) Updates to grid topology to minimize risk of ignition in HFTDs Remote GridWLDFRWire-to-wire contactAggregated | WLDFR | HFTD - Distribution - Tier 2 - 3QU CoRE ¦ 3QU LoRE | Non-Red Flag Warning - Catastrophic Fires | Wire-to-wire contact | Aggregated | 2033 | 3.2035e-07 | 791.1875 | 0.00025346 | 2033 | Mitigation | 0.95 | 45 | 0 | esc | 0.00097009 | 3.1077e-10 | 0.00097009 | 3.1077e-10
[79 empty] | WLDFR | HFTD - Distribution - Tier 3 - 5QU CoRE ¦ 3QU LoRE | Non-Red Flag Warning - Catastrophic Fires | 2034 | 8.8195e-11 | 8.8195e-11 | 16044.1264 | 263.1074 | 9721.74 | 6059.2791 | 0 | 0 | 1.0615e-07 | 1.415e-06 | 0 | 1.415e-06 | 1.415e-06 | 0 | 1.415e-06 | 0 | 5.2508e-07 | 1.151e-06 | 0 | 1.151e-06 | [17 empty] | 7.3.3.17.5 (Remote Grid) Updates to grid topology to minimize risk of ignition in HFTDs Remote GridWLDFRWire-to-wire contactAggregated | WLDFR | HFTD - Distribution - Tier 2 - 3QU CoRE ¦ 3QU LoRE | Non-Red Flag Warning - Catastrophic Fires | Wire-to-wire contact | Aggregated | 2034 | 3.2035e-07 | 791.1875 | 0.00025346 | 2034 | Mitigation | 0.95 | 45 | 0 | esc | 0.00097009 | 3.1077e-10 | 0.00097009 | 3.1077e-10
[79 empty] | WLDFR | HFTD - Distribution - Tier 3 - 5QU CoRE ¦ 3QU LoRE | Non-Red Flag Warning - Catastrophic Fires | 2035 | 8.8195e-11 | 8.8195e-11 | 16044.1264 | 263.1074 | 9721.74 | 6059.2791 | 0 | 0 | 1.0615e-07 | 1.415e-06 | 0 | 1.415e-06 | 1.415e-06 | 0 | 1.415e-06 | 0 | 5.2508e-07 | 1.151e-06 | 0 | 1.151e-06 | [17 empty] | 7.3.3.17.5 (Remote Grid) Updates to grid topology to minimize risk of ignition in HFTDs Remote GridWLDFRWire-to-wire contactAggregated | WLDFR | HFTD - Distribution - Tier 2 - 3QU CoRE ¦ 3QU LoRE | Non-Red Flag Warning - Catastrophic Fires | Wire-to-wire contact | Aggregated | 2035 | 3.2035e-07 | 791.1875 | 0.00025346 | 2035 | Mitigation | 0.95 | 45 | 0 | esc | 0.00097009 | 3.1077e-10 | 0.00097009 | 3.1077e-10
[79 empty] | WLDFR | HFTD - Distribution - Tier 3 - 5QU CoRE ¦ 3QU LoRE | Non-Red Flag Warning - Catastrophic Fires | 2036 | 8.8195e-11 | 8.8195e-11 | 16044.1264 | 263.1074 | 9721.74 | 6059.2791 | 0 | 0 | 1.0615e-07 | 1.415e-06 | 0 | 1.415e-06 | 1.415e-06 | 0 | 1.415e-06 | 0 | 5.2508e-07 | 1.151e-06 | 0 | 1.151e-06 | [17 empty] | 7.3.3.17.5 (Remote Grid) Updates to grid topology to minimize risk of ignition in HFTDs Remote GridWLDFRWire-to-wire contactAggregated | WLDFR | HFTD - Distribution - Tier 2 - 3QU CoRE ¦ 3QU LoRE | Non-Red Flag Warning - Catastrophic Fires | Wire-to-wire contact | Aggregated | 2036 | 3.2035e-07 | 791.1875 | 0.00025346 | 2036 | Mitigation | 0.95 | 45 | 0 | esc | 0.00097009 | 3.1077e-10 | 0.00097009 | 3.1077e-10
[79 empty] | WLDFR | HFTD - Distribution - Tier 3 - 5QU CoRE ¦ 3QU LoRE | Non-Red Flag Warning - Catastrophic Fires | 2037 | 8.8195e-11 | 8.8195e-11 | 16044.1264 | 263.1074 | 9721.74 | 6059.2791 | 0 | 0 | 1.0615e-07 | 1.415e-06 | 0 | 1.415e-06 | 1.415e-06 | 0 | 1.415e-06 | 0 | 5.4986e-07 | 1.2053e-06 | 0 | 1.2053e-06 | [17 empty] | 7.3.3.17.5 (Remote Grid) Updates to grid topology to minimize risk of ignition in HFTDs Remote GridWLDFRWire-to-wire contactAggregated | WLDFR | HFTD - Distribution - Tier 2 - 3QU CoRE ¦ 3QU LoRE | Non-Red Flag Warning - Catastrophic Fires | Wire-to-wire contact | Aggregated | 2037 | 3.2035e-07 | 791.1875 | 0.00025346 | 2037 | Mitigation | 0.95 | 45 | 0 | esc | 0.00097009 | 3.1077e-10 | 0.00097009 | 3.1077e-10
[79 empty] | WLDFR | HFTD - Distribution - Tier 3 - 5QU CoRE ¦ 3QU LoRE | Non-Red Flag Warning - Catastrophic Fires | 2038 | 8.8195e-11 | 8.8195e-11 | 16832.3912 | 280.5544 | 10192.2718 | 6359.5651 | 0 | 0 | 1.0615e-07 | 1.4845e-06 | 0 | 1.4845e-06 | 1.4845e-06 | 0 | 1.4845e-06 | 0 | 5.4986e-07 | 1.2053e-06 | 0 | 1.2053e-06 | [17 empty] | 7.3.3.17.5 (Remote Grid) Updates to grid topology to minimize risk of ignition in HFTDs Remote GridWLDFRWire-to-wire contactAggregated | WLDFR | HFTD - Distribution - Tier 2 - 3QU CoRE ¦ 3QU LoRE | Non-Red Flag Warning - Catastrophic Fires | Wire-to-wire contact | Aggregated | 2038 | 3.2035e-07 | 791.1875 | 0.00025346 | 2038 | Mitigation | 0.95 | 45 | 0 | esc | 0.00097009 | 3.1077e-10 | 0.00097009 | 3.1077e-10
[79 empty] | WLDFR | HFTD - Distribution - Tier 3 - 5QU CoRE ¦ 3QU LoRE | Non-Red Flag Warning - Catastrophic Fires | 2039 | 8.8195e-11 | 8.8195e-11 | 16832.3912 | 280.5544 | 10192.2718 | 6359.5651 | 0 | 0 | 1.0615e-07 | 1.4845e-06 | 0 | 1.4845e-06 | 1.4845e-06 | 0 | 1.4845e-06 | 0 | 5.4986e-07 | 1.2053e-06 | 0 | 1.2053e-06 | [17 empty] | 7.3.3.17.5 (Remote Grid) Updates to grid topology to minimize risk of ignition in HFTDs Remote GridWLDFRWire-to-wire contactAggregated | WLDFR | HFTD - Distribution - Tier 2 - 3QU CoRE ¦ 3QU LoRE | Non-Red Flag Warning - Catastrophic Fires | Wire-to-wire contact | Aggregated | 2039 | 3.2035e-07 | 791.1875 | 0.00025346 | 2039 | Mitigation | 0.95 | 45 | 0 | esc | 0.00097009 | 3.1077e-10 | 0.00097009 | 3.1077e-10
[79 empty] | WLDFR | HFTD - Distribution - Tier 3 - 5QU CoRE ¦ 3QU LoRE | Non-Red Flag Warning - Catastrophic Fires | 2040 | 8.8195e-11 | 8.8195e-11 | 16832.3912 | 280.5544 | 10192.2718 | 6359.5651 | 0 | 0 | 1.0615e-07 | 1.4845e-06 | 0 | 1.4845e-06 | 1.4845e-06 | 0 | 1.4845e-06 | 0 | 5.4986e-07 | 1.2053e-06 | 0 | 1.2053e-06 | [17 empty] | 7.3.3.17.5 (Remote Grid) Updates to grid topology to minimize risk of ignition in HFTDs Remote GridWLDFRWire-to-wire contactAggregated | WLDFR | HFTD - Distribution - Tier 2 - 3QU CoRE ¦ 3QU LoRE | Non-Red Flag Warning - Catastrophic Fires | Wire-to-wire contact | Aggregated | 2040 | 3.2035e-07 | 791.1875 | 0.00025346 | 2040 | Mitigation | 0.95 | 45 | 0 | esc | 0.00097009 | 3.1077e-10 | 0.00097009 | 3.1077e-10
[79 empty] | WLDFR | HFTD - Distribution - Tier 3 - 5QU CoRE ¦ 3QU LoRE | Non-Red Flag Warning - Catastrophic Fires | 2041 | 8.8195e-11 | 8.8195e-11 | 16832.3912 | 280.5544 | 10192.2718 | 6359.5651 | 0 | 0 | 1.0615e-07 | 1.4845e-06 | 0 | 1.4845e-06 | 1.4845e-06 | 0 | 1.4845e-06 | 0 | 5.4986e-07 | 1.2053e-06 | 0 | 1.2053e-06 | [17 empty] | 7.3.3.17.5 (Remote Grid) Updates to grid topology to minimize risk of ignition in HFTDs Remote GridWLDFRWire-to-wire contactAggregated | WLDFR | HFTD - Distribution - Tier 2 - 3QU CoRE ¦ 3QU LoRE | Non-Red Flag Warning - Catastrophic Fires | Wire-to-wire contact | Aggregated | 2041 | 3.2035e-07 | 791.1875 | 0.00025346 | 2041 | Mitigation | 0.95 | 45 | 0 | esc | 0.00097009 | 3.1077e-10 | 0.00097009 | 3.1077e-10
[79 empty] | WLDFR | HFTD - Distribution - Tier 3 - 5QU CoRE ¦ 3QU LoRE | Non-Red Flag Warning - Catastrophic Fires | 2042 | 8.8195e-11 | 8.8195e-11 | 16832.3912 | 280.5544 | 10192.2718 | 6359.5651 | 0 | 0 | 1.0615e-07 | 1.4845e-06 | 0 | 1.4845e-06 | 1.4845e-06 | 0 | 1.4845e-06 | 0 | 5.7626e-07 | 1.2632e-06 | 0 | 1.2632e-06 | [17 empty] | 7.3.3.17.5 (Remote Grid) Updates to grid topology to minimize risk of ignition in HFTDs Remote GridWLDFRWire-to-wire contactAggregated | WLDFR | HFTD - Distribution - Tier 2 - 3QU CoRE ¦ 3QU LoRE | Non-Red Flag Warning - Catastrophic Fires | Wire-to-wire contact | Aggregated | 2042 | 3.2035e-07 | 791.1875 | 0.00025346 | 2042 | Mitigation | 0.95 | 45 | 0 | esc | 0.00097009 | 3.1077e-10 | 0.00097009 | 3.1077e-10
[79 empty] | WLDFR | HFTD - Distribution - Tier 3 - 5QU CoRE ¦ 3QU LoRE | Non-Red Flag Warning - Catastrophic Fires | 2043 | 8.8195e-11 | 8.8195e-11 | 17672.0852 | 299.42 | 10692.7362 | 6679.929 | 0 | 0 | 1.0615e-07 | 1.5586e-06 | 0 | 1.5586e-06 | 1.5586e-06 | 0 | 1.5586e-06 | 0 | 5.7626e-07 | 1.2632e-06 | 0 | 1.2632e-06 | [17 empty] | 7.3.3.17.5 (Remote Grid) Updates to grid topology to minimize risk of ignition in HFTDs Remote GridWLDFRWire-to-wire contactAggregated | WLDFR | HFTD - Distribution - Tier 2 - 3QU CoRE ¦ 3QU LoRE | Non-Red Flag Warning - Catastrophic Fires | Wire-to-wire contact | Aggregated | 2043 | 3.2035e-07 | 791.1875 | 0.00025346 | 2043 | Mitigation | 0.95 | 45 | 0 | esc | 0.00097009 | 3.1077e-10 | 0.00097009 | 3.1077e-10
[79 empty] | WLDFR | HFTD - Distribution - Tier 3 - 5QU CoRE ¦ 3QU LoRE | Non-Red Flag Warning - Catastrophic Fires | 2044 | 8.8195e-11 | 8.8195e-11 | 17672.0852 | 299.42 | 10692.7362 | 6679.929 | 0 | 0 | 1.0615e-07 | 1.5586e-06 | 0 | 1.5586e-06 | 1.5586e-06 | 0 | 1.5586e-06 | 0 | 5.7626e-07 | 1.2632e-06 | 0 | 1.2632e-06 | [17 empty] | 7.3.3.17.5 (Remote Grid) Updates to grid topology to minimize risk of ignition in HFTDs Remote GridWLDFRWire-to-wire contactAggregated | WLDFR | HFTD - Distribution - Tier 2 - 3QU CoRE ¦ 3QU LoRE | Non-Red Flag Warning - Catastrophic Fires | Wire-to-wire contact | Aggregated | 2044 | 3.2035e-07 | 791.1875 | 0.00025346 | 2044 | Mitigation | 0.95 | 45 | 0 | esc | 0.00097009 | 3.1077e-10 | 0.00097009 | 3.1077e-10
[79 empty] | WLDFR | HFTD - Distribution - Tier 3 - 5QU CoRE ¦ 3QU LoRE | Non-Red Flag Warning - Catastrophic Fires | 2045 | 8.8195e-11 | 8.8195e-11 | 17672.0852 | 299.42 | 10692.7362 | 6679.929 | 0 | 0 | 1.0615e-07 | 1.5586e-06 | 0 | 1.5586e-06 | 1.5586e-06 | 0 | 1.5586e-06 | 0 | 5.7626e-07 | 1.2632e-06 | 0 | 1.2632e-06 | [17 empty] | 7.3.3.17.5 (Remote Grid) Updates to grid topology to minimize risk of ignition in HFTDs Remote GridWLDFRWire-to-wire contactAggregated | WLDFR | HFTD - Distribution - Tier 2 - 3QU CoRE ¦ 3QU LoRE | Non-Red Flag Warning - Catastrophic Fires | Wire-to-wire contact | Aggregated | 2045 | 3.2035e-07 | 791.1875 | 0.00025346 | 2045 | Mitigation | 0.95 | 45 | 0 | esc | 0.00097009 | 3.1077e-10 | 0.00097009 | 3.1077e-10
[79 empty] | WLDFR | HFTD - Distribution - Tier 3 - 5QU CoRE ¦ 3QU LoRE | Non-Red Flag Warning - Catastrophic Fires | 2046 | 8.8195e-11 | 8.8195e-11 | 17672.0852 | 299.42 | 10692.7362 | 6679.929 | 0 | 0 | 1.0615e-07 | 1.5586e-06 | 0 | 1.5586e-06 | 1.5586e-06 | 0 | 1.5586e-06 | 0 | 5.7626e-07 | 1.2632e-06 | 0 | 1.2632e-06 | [17 empty] | 7.3.3.17.5 (Remote Grid) Updates to grid topology to minimize risk of ignition in HFTDs Remote GridWLDFRWire-to-wire contactAggregated | WLDFR | HFTD - Distribution - Tier 2 - 3QU CoRE ¦ 3QU LoRE | Non-Red Flag Warning - Catastrophic Fires | Wire-to-wire contact | Aggregated | 2046 | 3.2035e-07 | 791.1875 | 0.00025346 | 2046 | Mitigation | 0.95 | 45 | 0 | esc | 0.00097009 | 3.1077e-10 | 0.00097009 | 3.1077e-10
[79 empty] | WLDFR | HFTD - Distribution - Tier 3 - 5QU CoRE ¦ 3QU LoRE | Non-Red Flag Warning - Catastrophic Fires | 2047 | 8.8195e-11 | 8.8195e-11 | 17672.0852 | 299.42 | 10692.7362 | 6679.929 | 0 | 0 | 1.0615e-07 | 1.5586e-06 | 0 | 1.5586e-06 | 1.5586e-06 | 0 | 1.5586e-06 | 0 | 6.0404e-07 | 1.3241e-06 | 0 | 1.3241e-06 | [17 empty] | 7.3.3.17.5 (Remote Grid) Updates to grid topology to minimize risk of ignition in HFTDs Remote GridWLDFRWire-to-wire contactAggregated | WLDFR | HFTD - Distribution - Tier 2 - 3QU CoRE ¦ 3QU LoRE | Non-Red Flag Warning - Catastrophic Fires | Wire-to-wire contact | Aggregated | 2047 | 3.2035e-07 | 791.1875 | 0.00025346 | 2047 | Mitigation | 0.95 | 45 | 0 | esc | 0.00097009 | 3.1077e-10 | 0.00097009 | 3.1077e-10
[79 empty] | WLDFR | HFTD - Distribution - Tier 3 - 5QU CoRE ¦ 3QU LoRE | Non-Red Flag Warning - Catastrophic Fires | 2048 | 8.8195e-11 | 8.8195e-11 | 18552.3348 | 319.4911 | 11216.5626 | 7016.281 | 0 | 0 | 1.0615e-07 | 1.6362e-06 | 0 | 1.6362e-06 | 1.6362e-06 | 0 | 1.6362e-06 | 0 | 6.0404e-07 | 1.3241e-06 | 0 | 1.3241e-06 | [17 empty] | 7.3.3.17.5 (Remote Grid) Updates to grid topology to minimize risk of ignition in HFTDs Remote GridWLDFRWire-to-wire contactAggregated | WLDFR | HFTD - Distribution - Tier 2 - 3QU CoRE ¦ 3QU LoRE | Non-Red Flag Warning - Catastrophic Fires | Wire-to-wire contact | Aggregated | 2048 | 3.2035e-07 | 791.1875 | 0.00025346 | 2048 | Mitigation | 0.95 | 45 | 0 | esc | 0.00097009 | 3.1077e-10 | 0.00097009 | 3.1077e-10
[79 empty] | WLDFR | HFTD - Distribution - Tier 3 - 5QU CoRE ¦ 3QU LoRE | Non-Red Flag Warning - Catastrophic Fires | 2049 | 8.8195e-11 | 8.8195e-11 | 18552.3348 | 319.4911 | 11216.5626 | 7016.281 | 0 | 0 | 1.0615e-07 | 1.6362e-06 | 0 | 1.6362e-06 | 1.6362e-06 | 0 | 1.6362e-06 | 0 | 6.0404e-07 | 1.3241e-06 | 0 | 1.3241e-06 | [17 empty] | 7.3.3.17.5 (Remote Grid) Updates to grid topology to minimize risk of ignition in HFTDs Remote GridWLDFRWire-to-wire contactAggregated | WLDFR | HFTD - Distribution - Tier 2 - 3QU CoRE ¦ 3QU LoRE | Non-Red Flag Warning - Catastrophic Fires | Wire-to-wire contact | Aggregated | 2049 | 3.2035e-07 | 791.1875 | 0.00025346 | 2049 | Mitigation | 0.95 | 45 | 0 | esc | 0.00097009 | 3.1077e-10 | 0.00097009 | 3.1077e-10
[79 empty] | WLDFR | HFTD - Distribution - Tier 3 - 5QU CoRE ¦ 3QU LoRE | Non-Red Flag Warning - Catastrophic Fires | 2050 | 8.8195e-11 | 8.8195e-11 | 18552.3348 | 319.4911 | 11216.5626 | 7016.281 | 0 | 0 | 1.0615e-07 | 1.6362e-06 | 0 | 1.6362e-06 | 1.6362e-06 | 0 | 1.6362e-06 | 0 | 6.0404e-07 | 1.3241e-06 | 0 | 1.3241e-06 | [17 empty] | 7.3.3.17.5 (Remote Grid) Updates to grid topology to minimize risk of ignition in HFTDs Remote GridWLDFRWire-to-wire contactAggregated | WLDFR | HFTD - Distribution - Tier 2 - 3QU CoRE ¦ 3QU LoRE | Non-Red Flag Warning - Catastrophic Fires | Wire-to-wire contact | Aggregated | 2050 | 3.2035e-07 | 791.1875 | 0.00025346 | 2050 | Mitigation | 0.95 | 45 | 0 | esc | 0.00097009 | 3.1077e-10 | 0.00097009 | 3.1077e-10
[79 empty] | WLDFR | HFTD - Distribution - Tier 3 - 5QU CoRE ¦ 3QU LoRE | Non-Red Flag Warning - Catastrophic Fires | 2051 | 8.8195e-11 | 8.8195e-11 | 18552.3348 | 319.4911 | 11216.5626 | 7016.281 | 0 | 0 | 1.0615e-07 | 1.6362e-06 | 0 | 1.6362e-06 | 1.6362e-06 | 0 | 1.6362e-06 | 0 | 6.0404e-07 | 1.3241e-06 | 0 | 1.3241e-06 | [17 empty] | 7.3.3.17.5 (Remote Grid) Updates to grid topology to minimize risk of ignition in HFTDs Remote GridWLDFRWire-to-wire contactAggregated | WLDFR | HFTD - Distribution - Tier 2 - 3QU CoRE ¦ 3QU LoRE | Non-Red Flag Warning - Catastrophic Fires | Wire-to-wire contact | Aggregated | 2051 | 3.2035e-07 | 791.1875 | 0.00025346 | 2051 | Mitigation | 0.95 | 45 | 0 | esc | 0.00097009 | 3.1077e-10 | 0.00097009 | 3.1077e-10
[79 empty] | WLDFR | HFTD - Distribution - Tier 3 - 5QU CoRE ¦ 3QU LoRE | Non-Red Flag Warning - Catastrophic Fires | 2052 | 8.8195e-11 | 8.8195e-11 | 18552.3348 | 319.4911 | 11216.5626 | 7016.281 | 0 | 0 | 1.0615e-07 | 1.6362e-06 | 0 | 1.6362e-06 | 1.6362e-06 | 0 | 1.6362e-06 | 0 | 6.3287e-07 | 1.3873e-06 | 0 | 1.3873e-06 | [17 empty] | 7.3.3.17.5 (Remote Grid) Updates to grid topology to minimize risk of ignition in HFTDs Remote GridWLDFRWire-to-wire contactAggregated | WLDFR | HFTD - Distribution - Tier 2 - 3QU CoRE ¦ 3QU LoRE | Non-Red Flag Warning - Catastrophic Fires | Wire-to-wire contact | Aggregated | 2052 | 3.2035e-07 | 791.1875 | 0.00025346 | 2052 | Mitigation | 0.95 | 45 | 0 | esc | 0.00097009 | 3.1077e-10 | 0.00097009 | 3.1077e-10
[79 empty] | WLDFR | HFTD - Distribution - Tier 3 - 5QU CoRE ¦ 3QU LoRE | Non-Red Flag Warning - Catastrophic Fires | 2053 | 8.8195e-11 | 8.8195e-11 | 19462.1283 | 340.5356 | 11757.1413 | 7364.4514 | 0 | 0 | 1.0615e-07 | 1.7165e-06 | 0 | 1.7165e-06 | 1.7165e-06 | 0 | 1.7165e-06 | 0 | 6.3287e-07 | 1.3873e-06 | 0 | 1.3873e-06 | [17 empty] | 7.3.3.17.5 (Remote Grid) Updates to grid topology to minimize risk of ignition in HFTDs Remote GridWLDFRWire-to-wire contactAggregated | WLDFR | HFTD - Distribution - Tier 2 - 3QU CoRE ¦ 3QU LoRE | Non-Red Flag Warning - Catastrophic Fires | Wire-to-wire contact | Aggregated | 2053 | 3.2035e-07 | 791.1875 | 0.00025346 | 2053 | Mitigation | 0.95 | 45 | 0 | esc | 0.00097009 | 3.1077e-10 | 0.00097009 | 3.1077e-10
[79 empty] | WLDFR | HFTD - Distribution - Tier 3 - 5QU CoRE ¦ 3QU LoRE | Non-Red Flag Warning - Catastrophic Fires | 2054 | 8.8195e-11 | 8.8195e-11 | 19462.1283 | 340.5356 | 11757.1413 | 7364.4514 | 0 | 0 | 1.0615e-07 | 1.7165e-06 | 0 | 1.7165e-06 | 1.7165e-06 | 0 | 1.7165e-06 | 0 | 6.3287e-07 | 1.3873e-06 | 0 | 1.3873e-06 | [17 empty] | 7.3.3.17.5 (Remote Grid) Updates to grid topology to minimize risk of ignition in HFTDs Remote GridWLDFRWire-to-wire contactAggregated | WLDFR | HFTD - Distribution - Tier 2 - 3QU CoRE ¦ 3QU LoRE | Non-Red Flag Warning - Catastrophic Fires | Wire-to-wire contact | Aggregated | 2054 | 3.2035e-07 | 791.1875 | 0.00025346 | 2054 | Mitigation | 0.95 | 45 | 0 | esc | 0.00097009 | 3.1077e-10 | 0.00097009 | 3.1077e-10
[79 empty] | WLDFR | HFTD - Distribution - Tier 3 - 5QU CoRE ¦ 3QU LoRE | Non-Red Flag Warning - Catastrophic Fires | 2055 | 8.8195e-11 | 8.8195e-11 | 19462.1283 | 340.5356 | 11757.1413 | 7364.4514 | 0 | 0 | 1.0615e-07 | 1.7165e-06 | 0 | 1.7165e-06 | 1.7165e-06 | 0 | 1.7165e-06 | 0 | 6.3287e-07 | 1.3873e-06 | 0 | 1.3873e-06 | [17 empty] | 7.3.3.17.5 (Remote Grid) Updates to grid topology to minimize risk of ignition in HFTDs Remote GridWLDFRWire-to-wire contactAggregated | WLDFR | HFTD - Distribution - Tier 2 - 3QU CoRE ¦ 3QU LoRE | Non-Red Flag Warning - Catastrophic Fires | Wire-to-wire contact | Aggregated | 2055 | 3.2035e-07 | 791.1875 | 0.00025346 | 2055 | Mitigation | 0.95 | 45 | 0 | esc | 0.00097009 | 3.1077e-10 | 0.00097009 | 3.1077e-10
[79 empty] | WLDFR | HFTD - Distribution - Tier 3 - 5QU CoRE ¦ 3QU LoRE | Non-Red Flag Warning - Catastrophic Fires | 2056 | 8.8195e-11 | 8.8195e-11 | 19462.1283 | 340.5356 | 11757.1413 | 7364.4514 | 0 | 0 | 1.0615e-07 | 1.7165e-06 | 0 | 1.7165e-06 | 1.7165e-06 | 0 | 1.7165e-06 | 0 | 6.3287e-07 | 1.3873e-06 | 0 | 1.3873e-06 | [17 empty] | 7.3.3.17.5 (Remote Grid) Updates to grid topology to minimize risk of ignition in HFTDs Remote GridWLDFRWire-to-wire contactAggregated | WLDFR | HFTD - Distribution - Tier 2 - 3QU CoRE ¦ 3QU LoRE | Non-Red Flag Warning - Catastrophic Fires | Wire-to-wire contact | Aggregated | 2056 | 3.2035e-07 | 791.1875 | 0.00025346 | 2056 | Mitigation | 0.95 | 45 | 0 | esc | 0.00097009 | 3.1077e-10 | 0.00097009 | 3.1077e-10
[79 empty] | WLDFR | HFTD - Distribution - Tier 3 - 5QU CoRE ¦ 3QU LoRE | Non-Red Flag Warning - Catastrophic Fires | 2057 | 8.8195e-11 | 8.8195e-11 | 19462.1283 | 340.5356 | 11757.1413 | 7364.4514 | 0 | 0 | 1.0615e-07 | 1.7165e-06 | 0 | 1.7165e-06 | 1.7165e-06 | 0 | 1.7165e-06 | 0 | 6.6245e-07 | 1.4521e-06 | 0 | 1.4521e-06 | [17 empty] | 7.3.3.17.5 (Remote Grid) Updates to grid topology to minimize risk of ignition in HFTDs Remote GridWLDFRWire-to-wire contactAggregated | WLDFR | HFTD - Distribution - Tier 2 - 3QU CoRE ¦ 3QU LoRE | Non-Red Flag Warning - Catastrophic Fires | Wire-to-wire contact | Aggregated | 2057 | 3.2035e-07 | 791.1875 | 0.00025346 | 2057 | Mitigation | 0.95 | 45 | 0 | esc | 0.00097009 | 3.1077e-10 | 0.00097009 | 3.1077e-10
[79 empty] | WLDFR | HFTD - Distribution - Tier 3 - 5QU CoRE ¦ 3QU LoRE | Non-Red Flag Warning - Catastrophic Fires | 2058 | 8.8195e-11 | 8.8195e-11 | 20390.4035 | 362.3049 | 12307.8747 | 7720.2238 | 0 | 0 | 1.0615e-07 | 1.7983e-06 | 0 | 1.7983e-06 | 1.7983e-06 | 0 | 1.7983e-06 | 0 | 6.6245e-07 | 1.4521e-06 | 0 | 1.4521e-06 | [17 empty] | 7.3.3.17.5 (Remote Grid) Updates to grid topology to minimize risk of ignition in HFTDs Remote GridWLDFRWire-to-wire contactAggregated | WLDFR | HFTD - Distribution - Tier 2 - 3QU CoRE ¦ 3QU LoRE | Non-Red Flag Warning - Catastrophic Fires | Wire-to-wire contact | Aggregated | 2058 | 3.2035e-07 | 791.1875 | 0.00025346 | 2058 | Mitigation | 0.95 | 45 | 0 | esc | 0.00097009 | 3.1077e-10 | 0.00097009 | 3.1077e-10
[79 empty] | WLDFR | HFTD - Distribution - Tier 3 - 5QU CoRE ¦ 3QU LoRE | Non-Red Flag Warning - Catastrophic Fires | 2059 | 8.8195e-11 | 8.8195e-11 | 20390.4035 | 362.3049 | 12307.8747 | 7720.2238 | 0 | 0 | 1.0615e-07 | 1.7983e-06 | 0 | 1.7983e-06 | 1.7983e-06 | 0 | 1.7983e-06 | 0 | 6.6245e-07 | 1.4521e-06 | 0 | 1.4521e-06 | [17 empty] | 7.3.3.17.5 (Remote Grid) Updates to grid topology to minimize risk of ignition in HFTDs Remote GridWLDFRWire-to-wire contactAggregated | WLDFR | HFTD - Distribution - Tier 2 - 3QU CoRE ¦ 3QU LoRE | Non-Red Flag Warning - Catastrophic Fires | Wire-to-wire contact | Aggregated | 2059 | 3.2035e-07 | 791.1875 | 0.00025346 | 2059 | Mitigation | 0.95 | 45 | 0 | esc | 0.00097009 | 3.1077e-10 | 0.00097009 | 3.1077e-10
[79 empty] | WLDFR | HFTD - Distribution - Tier 3 - 5QU CoRE ¦ 3QU LoRE | Non-Red Flag Warning - Catastrophic Fires | 2060 | 8.8195e-11 | 8.8195e-11 | 20390.4035 | 362.3049 | 12307.8747 | 7720.2238 | 0 | 0 | 1.0615e-07 | 1.7983e-06 | 0 | 1.7983e-06 | 1.7983e-06 | 0 | 1.7983e-06 | 0 | 6.6245e-07 | 1.4521e-06 | 0 | 1.4521e-06 | [17 empty] | 7.3.3.17.5 (Remote Grid) Updates to grid topology to minimize risk of ignition in HFTDs Remote GridWLDFRWire-to-wire contactAggregated | WLDFR | HFTD - Distribution - Tier 2 - 3QU CoRE ¦ 3QU LoRE | Non-Red Flag Warning - Catastrophic Fires | Wire-to-wire contact | Aggregated | 2060 | 3.2035e-07 | 791.1875 | 0.00025346 | 2060 | Mitigation | 0.95 | 45 | 0 | esc | 0.00097009 | 3.1077e-10 | 0.00097009 | 3.1077e-10
[79 empty] | WLDFR | HFTD - Distribution - Tier 3 - 5QU CoRE ¦ 3QU LoRE | Non-Red Flag Warning - Catastrophic Fires | 2061 | 8.8195e-11 | 8.8195e-11 | 20390.4035 | 362.3049 | 12307.8747 | 7720.2238 | 0 | 0 | 1.0615e-07 | 1.7983e-06 | 0 | 1.7983e-06 | 1.7983e-06 | 0 | 1.7983e-06 | 0 | 6.6245e-07 | 1.4521e-06 | 0 | 1.4521e-06 | [17 empty] | 7.3.3.17.5 (Remote Grid) Updates to grid topology to minimize risk of ignition in HFTDs Remote GridWLDFRWire-to-wire contactAggregated | WLDFR | HFTD - Distribution - Tier 2 - 3QU CoRE ¦ 3QU LoRE | Non-Red Flag Warning - Catastrophic Fires | Wire-to-wire contact | Aggregated | 2061 | 3.2035e-07 | 791.1875 | 0.00025346 | 2061 | Mitigation | 0.95 | 45 | 0 | esc | 0.00097009 | 3.1077e-10 | 0.00097009 | 3.1077e-10
[79 empty] | WLDFR | HFTD - Distribution - Tier 3 - 5QU CoRE ¦ 3QU LoRE | Non-Red Flag Warning - Catastrophic Fires | 2062 | 8.8195e-11 | 8.8195e-11 | 20390.4035 | 362.3049 | 12307.8747 | 7720.2238 | 0 | 0 | 1.0615e-07 | 1.7983e-06 | 0 | 1.7983e-06 | 1.7983e-06 | 0 | 1.7983e-06 | 0 | 6.9241e-07 | 1.5178e-06 | 0 | 1.5178e-06 | [17 empty] | 7.3.3.17.5 (Remote Grid) Updates to grid topology to minimize risk of ignition in HFTDs Remote GridWLDFRWire-to-wire contactAggregated | WLDFR | HFTD - Distribution - Tier 2 - 3QU CoRE ¦ 3QU LoRE | Non-Red Flag Warning - Catastrophic Fires | Wire-to-wire contact | Aggregated | 2062 | 3.2035e-07 | 791.1875 | 0.00025346 | 2062 | Mitigation | 0.95 | 45 | 0 | esc | 0.00097009 | 3.1077e-10 | 0.00097009 | 3.1077e-10
[79 empty] | WLDFR | HFTD - Distribution - Tier 3 - 5QU CoRE ¦ 3QU LoRE | Non-Red Flag Warning - Catastrophic Fires | 2063 | 8.8195e-11 | 8.8195e-11 | 21325.9188 | 384.5316 | 12862.0997 | 8079.2876 | 0 | 0 | 1.0615e-07 | 1.8808e-06 | 0 | 1.8808e-06 | 1.8808e-06 | 0 | 1.8808e-06 | 0 | 6.9241e-07 | 1.5178e-06 | 0 | 1.5178e-06 | [17 empty] | 7.3.3.17.5 (Remote Grid) Updates to grid topology to minimize risk of ignition in HFTDs Remote GridWLDFRWire-to-wire contactAggregated | WLDFR | HFTD - Distribution - Tier 2 - 3QU CoRE ¦ 3QU LoRE | Non-Red Flag Warning - Catastrophic Fires | Wire-to-wire contact | Aggregated | 2063 | 3.2035e-07 | 791.1875 | 0.00025346 | 2063 | Mitigation | 0.95 | 45 | 0 | esc | 0.00097009 | 3.1077e-10 | 0.00097009 | 3.1077e-10
[79 empty] | WLDFR | HFTD - Distribution - Tier 3 - 5QU CoRE ¦ 3QU LoRE | Non-Red Flag Warning - Catastrophic Fires | 2064 | 8.8195e-11 | 8.8195e-11 | 21325.9188 | 384.5316 | 12862.0997 | 8079.2876 | 0 | 0 | 1.0615e-07 | 1.8808e-06 | 0 | 1.8808e-06 | 1.8808e-06 | 0 | 1.8808e-06 | 0 | 6.9241e-07 | 1.5178e-06 | 0 | 1.5178e-06 | [17 empty] | 7.3.3.17.5 (Remote Grid) Updates to grid topology to minimize risk of ignition in HFTDs Remote GridWLDFRWire-to-wire contactAggregated | WLDFR | HFTD - Distribution - Tier 2 - 3QU CoRE ¦ 3QU LoRE | Non-Red Flag Warning - Catastrophic Fires | Wire-to-wire contact | Aggregated | 2064 | 3.2035e-07 | 791.1875 | 0.00025346 | 2064 | Mitigation | 0.95 | 45 | 0 | esc | 0.00097009 | 3.1077e-10 | 0.00097009 | 3.1077e-10
[79 empty] | WLDFR | HFTD - Distribution - Tier 3 - 5QU CoRE ¦ 3QU LoRE | Non-Red Flag Warning - Catastrophic Fires | 2065 | 8.8195e-11 | 8.8195e-11 | 21325.9188 | 384.5316 | 12862.0997 | 8079.2876 | 0 | 0 | 1.0615e-07 | 1.8808e-06 | 0 | 1.8808e-06 | 1.8808e-06 | 0 | 1.8808e-06 | 0 | 0 | 1.5178e-06 | 0 | 1.5178e-06 | [17 empty] | 7.3.3.17.5 (Remote Grid) Updates to grid topology to minimize risk of ignition in HFTDs Remote GridWLDFRWire-to-wire contactAggregated | WLDFR | HFTD - Distribution - Tier 2 - 3QU CoRE ¦ 3QU LoRE | Non-Red Flag Warning - Catastrophic Fires | Wire-to-wire contact | Aggregated | 2065 | 3.2035e-07 | 791.1875 | 0.00025346 | 2065 | Mitigation | 0.95 | 45 | 0 | esc | 0.00097009 | 3.1077e-10 | 0.00097009 | 3.1077e-10
[79 empty] | WLDFR | HFTD - Distribution - Tier 3 - 5QU CoRE ¦ 3QU LoRE | Non-Red Flag Warning - Catastrophic Fires | 2066 | 8.8195e-11 | 8.8195e-11 | 21325.9188 | 384.5316 | 12862.0997 | 8079.2876 | 0 | 0 | 1.0615e-07 | 1.8808e-06 | 0 | 1.8808e-06 | 1.8808e-06 | 0 | 1.8808e-06 | 0 | 0 | 0 | 0 | 0 | [17 empty] | 7.3.3.17.5 (Remote Grid) Updates to grid topology to minimize risk of ignition in HFTDs Remote GridWLDFRWire-to-wire contactAggregated | WLDFR | HFTD - Distribution - Tier 2 - 3QU CoRE ¦ 3QU LoRE | Non-Red Flag Warning - Catastrophic Fires | Wire-to-wire contact | Aggregated | 2066 | 3.2035e-07 | 791.1875 | 0.00025346 | 2066 | Mitigation | 0.95 | 45 | 0 | esc | 0.00097009 | 3.1077e-10 | 0.00097009 | 3.1077e-10
[79 empty] | WLDFR | HFTD - Distribution - Tier 3 - 5QU CoRE ¦ 3QU LoRE | Non-Red Flag Warning - Catastrophic Fires | 2067 | 0 | 8.8195e-11 | 21325.9188 | 384.5316 | 12862.0997 | 8079.2876 | 0 | 0 | 1.0615e-07 | 0 | 0 | 0 | 1.8808e-06 | 0 | 1.8808e-06 | 0 | 0.00016099 | 0 | 0 | 0 | [17 empty] | 7.3.3.17.5 (Remote Grid) Updates to grid topology to minimize risk of ignition in HFTDs Remote GridWLDFRWire-to-wire contactAggregated | WLDFR | HFTD - Distribution - Tier 2 - 3QU CoRE ¦ 3QU LoRE | Non-Red Flag Warning - Catastrophic Fires | Wire-to-wire contact | Aggregated | 2067 | 3.2035e-07 | 791.1875 | 0.00025346 | 2067 | Mitigation | 0.95 | 45 | 0 | esc | 0 | 0 | 0.00097009 | 3.1077e-10
[79 empty] | WLDFR | HFTD - Distribution - Tier 3 - 5QU CoRE ¦ 3QU LoRE | Non-Red Flag Warning - Destructive Fires | 2022 | 1.0136e-10 | 0 | 8807.9522 | 222.2294 | 8585.7228 | 0 | 0 | 0 | 1.149e-07 | 8.9276e-07 | 0 | 8.9276e-07 | 0 | 0 | 0 | 0 | 0.00016689 | 0.00036583 | 0 | 0.00036583 | [17 empty] | 7.3.3.17.5 (Remote Grid) Updates to grid topology to minimize risk of ignition in HFTDs Remote GridWLDFRContact from objectAggregated | WLDFR | HFTD - Distribution - Tier 2 - 3QU CoRE ¦ 3QU LoRE | Non-Red Flag Warning - Destructive Fires | Contact from object | Aggregated | 2022 | 4.5387e-07 | 791.1875 | 0.00035909 | 2022 | Mitigation | 0.95 | 45 | 0 | esc | 0.00097009 | 4.4029e-10 | 0 | 0
[79 empty] | WLDFR | HFTD - Distribution - Tier 3 - 5QU CoRE ¦ 3QU LoRE | Non-Red Flag Warning - Destructive Fires | 2023 | 1.0136e-10 | 1.0136e-10 | 9129.7461 | 233.2301 | 8896.516 | 0 | 0 | 0 | 1.149e-07 | 9.2538e-07 | 0 | 9.2538e-07 | 9.2538e-07 | 0 | 9.2538e-07 | 0 | 0.00016689 | 0.00036583 | 0 | 0.00036583 | [17 empty] | 7.3.3.17.5 (Remote Grid) Updates to grid topology to minimize risk of ignition in HFTDs Remote GridWLDFRContact from objectAggregated | WLDFR | HFTD - Distribution - Tier 2 - 3QU CoRE ¦ 3QU LoRE | Non-Red Flag Warning - Destructive Fires | Contact from object | Aggregated | 2023 | 4.5387e-07 | 791.1875 | 0.00035909 | 2023 | Mitigation | 0.95 | 45 | 0 | esc | 0.00097009 | 4.4029e-10 | 0.00097009 | 4.4029e-10
[79 empty] | WLDFR | HFTD - Distribution - Tier 3 - 5QU CoRE ¦ 3QU LoRE | Non-Red Flag Warning - Destructive Fires | 2024 | 1.0136e-10 | 1.0136e-10 | 9129.7461 | 233.2301 | 8896.516 | 0 | 0 | 0 | 1.149e-07 | 9.2538e-07 | 0 | 9.2538e-07 | 9.2538e-07 | 0 | 9.2538e-07 | 0 | 0.00016689 | 0.00036583 | 0 | 0.00036583 | [17 empty] | 7.3.3.17.5 (Remote Grid) Updates to grid topology to minimize risk of ignition in HFTDs Remote GridWLDFRContact from objectAggregated | WLDFR | HFTD - Distribution - Tier 2 - 3QU CoRE ¦ 3QU LoRE | Non-Red Flag Warning - Destructive Fires | Contact from object | Aggregated | 2024 | 4.5387e-07 | 791.1875 | 0.00035909 | 2024 | Mitigation | 0.95 | 45 | 0 | esc | 0.00097009 | 4.4029e-10 | 0.00097009 | 4.4029e-10
[79 empty] | WLDFR | HFTD - Distribution - Tier 3 - 5QU CoRE ¦ 3QU LoRE | Non-Red Flag Warning - Destructive Fires | 2025 | 1.0136e-10 | 1.0136e-10 | 9129.7461 | 233.2301 | 8896.516 | 0 | 0 | 0 | 1.149e-07 | 9.2538e-07 | 0 | 9.2538e-07 | 9.2538e-07 | 0 | 9.2538e-07 | 0 | 0.00016689 | 0.00036583 | 0 | 0.00036583 | [17 empty] | 7.3.3.17.5 (Remote Grid) Updates to grid topology to minimize risk of ignition in HFTDs Remote GridWLDFRContact from objectAggregated | WLDFR | HFTD - Distribution - Tier 2 - 3QU CoRE ¦ 3QU LoRE | Non-Red Flag Warning - Destructive Fires | Contact from object | Aggregated | 2025 | 4.5387e-07 | 791.1875 | 0.00035909 | 2025 | Mitigation | 0.95 | 45 | 0 | esc | 0.00097009 | 4.4029e-10 | 0.00097009 | 4.4029e-10
[79 empty] | WLDFR | HFTD - Distribution - Tier 3 - 5QU CoRE ¦ 3QU LoRE | Non-Red Flag Warning - Destructive Fires | 2026 | 1.0136e-10 | 1.0136e-10 | 9129.7461 | 233.2301 | 8896.516 | 0 | 0 | 0 | 1.149e-07 | 9.2538e-07 | 0 | 9.2538e-07 | 9.2538e-07 | 0 | 9.2538e-07 | 0 | 0.00016689 | 0.00036583 | 0 | 0.00036583 | [17 empty] | 7.3.3.17.5 (Remote Grid) Updates to grid topology to minimize risk of ignition in HFTDs Remote GridWLDFRContact from objectAggregated | WLDFR | HFTD - Distribution - Tier 2 - 3QU CoRE ¦ 3QU LoRE | Non-Red Flag Warning - Destructive Fires | Contact from object | Aggregated | 2026 | 4.5387e-07 | 791.1875 | 0.00035909 | 2026 | Mitigation | 0.95 | 45 | 0 | esc | 0.00097009 | 4.4029e-10 | 0.00097009 | 4.4029e-10
[79 empty] | WLDFR | HFTD - Distribution - Tier 3 - 5QU CoRE ¦ 3QU LoRE | Non-Red Flag Warning - Destructive Fires | 2027 | 1.0136e-10 | 1.0136e-10 | 9129.7461 | 233.2301 | 8896.516 | 0 | 0 | 0 | 1.149e-07 | 9.2538e-07 | 0 | 9.2538e-07 | 9.2538e-07 | 0 | 9.2538e-07 | 0 | 0.00017433 | 0.00038213 | 0 | 0.00038213 | [17 empty] | 7.3.3.17.5 (Remote Grid) Updates to grid topology to minimize risk of ignition in HFTDs Remote GridWLDFRContact from objectAggregated | WLDFR | HFTD - Distribution - Tier 2 - 3QU CoRE ¦ 3QU LoRE | Non-Red Flag Warning - Destructive Fires | Contact from object | Aggregated | 2027 | 4.5387e-07 | 791.1875 | 0.00035909 | 2027 | Mitigation | 0.95 | 45 | 0 | esc | 0.00097009 | 4.4029e-10 | 0.00097009 | 4.4029e-10
[79 empty] | WLDFR | HFTD - Distribution - Tier 3 - 5QU CoRE ¦ 3QU LoRE | Non-Red Flag Warning - Destructive Fires | 2028 | 1.0136e-10 | 1.0136e-10 | 9534.9221 | 247.273 | 9287.6491 | 0 | 0 | 0 | 1.149e-07 | 9.6645e-07 | 0 | 9.6645e-07 | 9.6645e-07 | 0 | 9.6645e-07 | 0 | 0.00017433 | 0.00038213 | 0 | 0.00038213 | [17 empty] | 7.3.3.17.5 (Remote Grid) Updates to grid topology to minimize risk of ignition in HFTDs Remote GridWLDFRContact from objectAggregated | WLDFR | HFTD - Distribution - Tier 2 - 3QU CoRE ¦ 3QU LoRE | Non-Red Flag Warning - Destructive Fires | Contact from object | Aggregated | 2028 | 4.5387e-07 | 791.1875 | 0.00035909 | 2028 | Mitigation | 0.95 | 45 | 0 | esc | 0.00097009 | 4.4029e-10 | 0.00097009 | 4.4029e-10
[79 empty] | WLDFR | HFTD - Distribution - Tier 3 - 5QU CoRE ¦ 3QU LoRE | Non-Red Flag Warning - Destructive Fires | 2029 | 1.0136e-10 | 1.0136e-10 | 9534.9221 | 247.273 | 9287.6491 | 0 | 0 | 0 | 1.149e-07 | 9.6645e-07 | 0 | 9.6645e-07 | 9.6645e-07 | 0 | 9.6645e-07 | 0 | 0.00017433 | 0.00038213 | 0 | 0.00038213 | [17 empty] | 7.3.3.17.5 (Remote Grid) Updates to grid topology to minimize risk of ignition in HFTDs Remote GridWLDFRContact from objectAggregated | WLDFR | HFTD - Distribution - Tier 2 - 3QU CoRE ¦ 3QU LoRE | Non-Red Flag Warning - Destructive Fires | Contact from object | Aggregated | 2029 | 4.5387e-07 | 791.1875 | 0.00035909 | 2029 | Mitigation | 0.95 | 45 | 0 | esc | 0.00097009 | 4.4029e-10 | 0.00097009 | 4.4029e-10
[79 empty] | WLDFR | HFTD - Distribution - Tier 3 - 5QU CoRE ¦ 3QU LoRE | Non-Red Flag Warning - Destructive Fires | 2030 | 1.0136e-10 | 1.0136e-10 | 9534.9221 | 247.273 | 9287.6491 | 0 | 0 | 0 | 1.149e-07 | 9.6645e-07 | 0 | 9.6645e-07 | 9.6645e-07 | 0 | 9.6645e-07 | 0 | 0.00017433 | 0.00038213 | 0 | 0.00038213 | [17 empty] | 7.3.3.17.5 (Remote Grid) Updates to grid topology to minimize risk of ignition in HFTDs Remote GridWLDFRContact from objectAggregated | WLDFR | HFTD - Distribution - Tier 2 - 3QU CoRE ¦ 3QU LoRE | Non-Red Flag Warning - Destructive Fires | Contact from object | Aggregated | 2030 | 4.5387e-07 | 791.1875 | 0.00035909 | 2030 | Mitigation | 0.95 | 45 | 0 | esc | 0.00097009 | 4.4029e-10 | 0.00097009 | 4.4029e-10
[79 empty] | WLDFR | HFTD - Distribution - Tier 3 - 5QU CoRE ¦ 3QU LoRE | Non-Red Flag Warning - Destructive Fires | 2031 | 1.0136e-10 | 1.0136e-10 | 9534.9221 | 247.273 | 9287.6491 | 0 | 0 | 0 | 1.149e-07 | 9.6645e-07 | 0 | 9.6645e-07 | 9.6645e-07 | 0 | 9.6645e-07 | 0 | 0.00017433 | 0.00038213 | 0 | 0.00038213 | [17 empty] | 7.3.3.17.5 (Remote Grid) Updates to grid topology to minimize risk of ignition in HFTDs Remote GridWLDFRContact from objectAggregated | WLDFR | HFTD - Distribution - Tier 2 - 3QU CoRE ¦ 3QU LoRE | Non-Red Flag Warning - Destructive Fires | Contact from object | Aggregated | 2031 | 4.5387e-07 | 791.1875 | 0.00035909 | 2031 | Mitigation | 0.95 | 45 | 0 | esc | 0.00097009 | 4.4029e-10 | 0.00097009 | 4.4029e-10
[79 empty] | WLDFR | HFTD - Distribution - Tier 3 - 5QU CoRE ¦ 3QU LoRE | Non-Red Flag Warning - Destructive Fires | 2032 | 1.0136e-10 | 1.0136e-10 | 9534.9221 | 247.273 | 9287.6491 | 0 | 0 | 0 | 1.149e-07 | 9.6645e-07 | 0 | 9.6645e-07 | 9.6645e-07 | 0 | 9.6645e-07 | 0 | 0.00018259 | 0.00040025 | 0 | 0.00040025 | [17 empty] | 7.3.3.17.5 (Remote Grid) Updates to grid topology to minimize risk of ignition in HFTDs Remote GridWLDFRContact from objectAggregated | WLDFR | HFTD - Distribution - Tier 2 - 3QU CoRE ¦ 3QU LoRE | Non-Red Flag Warning - Destructive Fires | Contact from object | Aggregated | 2032 | 4.5387e-07 | 791.1875 | 0.00035909 | 2032 | Mitigation | 0.95 | 45 | 0 | esc | 0.00097009 | 4.4029e-10 | 0.00097009 | 4.4029e-10
[79 empty] | WLDFR | HFTD - Distribution - Tier 3 - 5QU CoRE ¦ 3QU LoRE | Non-Red Flag Warning - Destructive Fires | 2033 | 1.0136e-10 | 1.0136e-10 | 9984.8474 | 263.1074 | 9721.74 | 0 | 0 | 0 | 1.149e-07 | 1.0121e-06 | 0 | 1.0121e-06 | 1.0121e-06 | 0 | 1.0121e-06 | 0 | 0.00018259 | 0.00040025 | 0 | 0.00040025 | [17 empty] | 7.3.3.17.5 (Remote Grid) Updates to grid topology to minimize risk of ignition in HFTDs Remote GridWLDFRContact from objectAggregated | WLDFR | HFTD - Distribution - Tier 2 - 3QU CoRE ¦ 3QU LoRE | Non-Red Flag Warning - Destructive Fires | Contact from object | Aggregated | 2033 | 4.5387e-07 | 791.1875 | 0.00035909 | 2033 | Mitigation | 0.95 | 45 | 0 | esc | 0.00097009 | 4.4029e-10 | 0.00097009 | 4.4029e-10
[79 empty] | WLDFR | HFTD - Distribution - Tier 3 - 5QU CoRE ¦ 3QU LoRE | Non-Red Flag Warning - Destructive Fires | 2034 | 1.0136e-10 | 1.0136e-10 | 9984.8474 | 263.1074 | 9721.74 | 0 | 0 | 0 | 1.149e-07 | 1.0121e-06 | 0 | 1.0121e-06 | 1.0121e-06 | 0 | 1.0121e-06 | 0 | 0.00018259 | 0.00040025 | 0 | 0.00040025 | [17 empty] | 7.3.3.17.5 (Remote Grid) Updates to grid topology to minimize risk of ignition in HFTDs Remote GridWLDFRContact from objectAggregated | WLDFR | HFTD - Distribution - Tier 2 - 3QU CoRE ¦ 3QU LoRE | Non-Red Flag Warning - Destructive Fires | Contact from object | Aggregated | 2034 | 4.5387e-07 | 791.1875 | 0.00035909 | 2034 | Mitigation | 0.95 | 45 | 0 | esc | 0.00097009 | 4.4029e-10 | 0.00097009 | 4.4029e-10
[79 empty] | WLDFR | HFTD - Distribution - Tier 3 - 5QU CoRE ¦ 3QU LoRE | Non-Red Flag Warning - Destructive Fires | 2035 | 1.0136e-10 | 1.0136e-10 | 9984.8474 | 263.1074 | 9721.74 | 0 | 0 | 0 | 1.149e-07 | 1.0121e-06 | 0 | 1.0121e-06 | 1.0121e-06 | 0 | 1.0121e-06 | 0 | 0.00018259 | 0.00040025 | 0 | 0.00040025 | [17 empty] | 7.3.3.17.5 (Remote Grid) Updates to grid topology to minimize risk of ignition in HFTDs Remote GridWLDFRContact from objectAggregated | WLDFR | HFTD - Distribution - Tier 2 - 3QU CoRE ¦ 3QU LoRE | Non-Red Flag Warning - Destructive Fires | Contact from object | Aggregated | 2035 | 4.5387e-07 | 791.1875 | 0.00035909 | 2035 | Mitigation | 0.95 | 45 | 0 | esc | 0.00097009 | 4.4029e-10 | 0.00097009 | 4.4029e-10
[79 empty] | WLDFR | HFTD - Distribution - Tier 3 - 5QU CoRE ¦ 3QU LoRE | Non-Red Flag Warning - Destructive Fires | 2036 | 1.0136e-10 | 1.0136e-10 | 9984.8474 | 263.1074 | 9721.74 | 0 | 0 | 0 | 1.149e-07 | 1.0121e-06 | 0 | 1.0121e-06 | 1.0121e-06 | 0 | 1.0121e-06 | 0 | 0.00018259 | 0.00040025 | 0 | 0.00040025 | [17 empty] | 7.3.3.17.5 (Remote Grid) Updates to grid topology to minimize risk of ignition in HFTDs Remote GridWLDFRContact from objectAggregated | WLDFR | HFTD - Distribution - Tier 2 - 3QU CoRE ¦ 3QU LoRE | Non-Red Flag Warning - Destructive Fires | Contact from object | Aggregated | 2036 | 4.5387e-07 | 791.1875 | 0.00035909 | 2036 | Mitigation | 0.95 | 45 | 0 | esc | 0.00097009 | 4.4029e-10 | 0.00097009 | 4.4029e-10
[79 empty] | WLDFR | HFTD - Distribution - Tier 3 - 5QU CoRE ¦ 3QU LoRE | Non-Red Flag Warning - Destructive Fires | 2037 | 1.0136e-10 | 1.0136e-10 | 9984.8474 | 263.1074 | 9721.74 | 0 | 0 | 0 | 1.149e-07 | 1.0121e-06 | 0 | 1.0121e-06 | 1.0121e-06 | 0 | 1.0121e-06 | 0 | 0.00019156 | 0.00041991 | 0 | 0.00041991 | [17 empty] | 7.3.3.17.5 (Remote Grid) Updates to grid topology to minimize risk of ignition in HFTDs Remote GridWLDFRContact from objectAggregated | WLDFR | HFTD - Distribution - Tier 2 - 3QU CoRE ¦ 3QU LoRE | Non-Red Flag Warning - Destructive Fires | Contact from object | Aggregated | 2037 | 4.5387e-07 | 791.1875 | 0.00035909 | 2037 | Mitigation | 0.95 | 45 | 0 | esc | 0.00097009 | 4.4029e-10 | 0.00097009 | 4.4029e-10
[79 empty] | WLDFR | HFTD - Distribution - Tier 3 - 5QU CoRE ¦ 3QU LoRE | Non-Red Flag Warning - Destructive Fires | 2038 | 1.0136e-10 | 1.0136e-10 | 10472.8261 | 280.5544 | 10192.2718 | 0 | 0 | 0 | 1.149e-07 | 1.0615e-06 | 0 | 1.0615e-06 | 1.0615e-06 | 0 | 1.0615e-06 | 0 | 0.00019156 | 0.00041991 | 0 | 0.00041991 | [17 empty] | 7.3.3.17.5 (Remote Grid) Updates to grid topology to minimize risk of ignition in HFTDs Remote GridWLDFRContact from objectAggregated | WLDFR | HFTD - Distribution - Tier 2 - 3QU CoRE ¦ 3QU LoRE | Non-Red Flag Warning - Destructive Fires | Contact from object | Aggregated | 2038 | 4.5387e-07 | 791.1875 | 0.00035909 | 2038 | Mitigation | 0.95 | 45 | 0 | esc | 0.00097009 | 4.4029e-10 | 0.00097009 | 4.4029e-10
[79 empty] | WLDFR | HFTD - Distribution - Tier 3 - 5QU CoRE ¦ 3QU LoRE | Non-Red Flag Warning - Destructive Fires | 2039 | 1.0136e-10 | 1.0136e-10 | 10472.8261 | 280.5544 | 10192.2718 | 0 | 0 | 0 | 1.149e-07 | 1.0615e-06 | 0 | 1.0615e-06 | 1.0615e-06 | 0 | 1.0615e-06 | 0 | 0.00019156 | 0.00041991 | 0 | 0.00041991 | [17 empty] | 7.3.3.17.5 (Remote Grid) Updates to grid topology to minimize risk of ignition in HFTDs Remote GridWLDFRContact from objectAggregated | WLDFR | HFTD - Distribution - Tier 2 - 3QU CoRE ¦ 3QU LoRE | Non-Red Flag Warning - Destructive Fires | Contact from object | Aggregated | 2039 | 4.5387e-07 | 791.1875 | 0.00035909 | 2039 | Mitigation | 0.95 | 45 | 0 | esc | 0.00097009 | 4.4029e-10 | 0.00097009 | 4.4029e-10
[79 empty] | WLDFR | HFTD - Distribution - Tier 3 - 5QU CoRE ¦ 3QU LoRE | Non-Red Flag Warning - Destructive Fires | 2040 | 1.0136e-10 | 1.0136e-10 | 10472.8261 | 280.5544 | 10192.2718 | 0 | 0 | 0 | 1.149e-07 | 1.0615e-06 | 0 | 1.0615e-06 | 1.0615e-06 | 0 | 1.0615e-06 | 0 | 0.00019156 | 0.00041991 | 0 | 0.00041991 | [17 empty] | 7.3.3.17.5 (Remote Grid) Updates to grid topology to minimize risk of ignition in HFTDs Remote GridWLDFRContact from objectAggregated | WLDFR | HFTD - Distribution - Tier 2 - 3QU CoRE ¦ 3QU LoRE | Non-Red Flag Warning - Destructive Fires | Contact from object | Aggregated | 2040 | 4.5387e-07 | 791.1875 | 0.00035909 | 2040 | Mitigation | 0.95 | 45 | 0 | esc | 0.00097009 | 4.4029e-10 | 0.00097009 | 4.4029e-10
[79 empty] | WLDFR | HFTD - Distribution - Tier 3 - 5QU CoRE ¦ 3QU LoRE | Non-Red Flag Warning - Destructive Fires | 2041 | 1.0136e-10 | 1.0136e-10 | 10472.8261 | 280.5544 | 10192.2718 | 0 | 0 | 0 | 1.149e-07 | 1.0615e-06 | 0 | 1.0615e-06 | 1.0615e-06 | 0 | 1.0615e-06 | 0 | 0.00019156 | 0.00041991 | 0 | 0.00041991 | [17 empty] | 7.3.3.17.5 (Remote Grid) Updates to grid topology to minimize risk of ignition in HFTDs Remote GridWLDFRContact from objectAggregated | WLDFR | HFTD - Distribution - Tier 2 - 3QU CoRE ¦ 3QU LoRE | Non-Red Flag Warning - Destructive Fires | Contact from object | Aggregated | 2041 | 4.5387e-07 | 791.1875 | 0.00035909 | 2041 | Mitigation | 0.95 | 45 | 0 | esc | 0.00097009 | 4.4029e-10 | 0.00097009 | 4.4029e-10
[79 empty] | WLDFR | HFTD - Distribution - Tier 3 - 5QU CoRE ¦ 3QU LoRE | Non-Red Flag Warning - Destructive Fires | 2042 | 1.0136e-10 | 1.0136e-10 | 10472.8261 | 280.5544 | 10192.2718 | 0 | 0 | 0 | 1.149e-07 | 1.0615e-06 | 0 | 1.0615e-06 | 1.0615e-06 | 0 | 1.0615e-06 | 0 | 0.00020112 | 0.00044086 | 0 | 0.00044086 | [17 empty] | 7.3.3.17.5 (Remote Grid) Updates to grid topology to minimize risk of ignition in HFTDs Remote GridWLDFRContact from objectAggregated | WLDFR | HFTD - Distribution - Tier 2 - 3QU CoRE ¦ 3QU LoRE | Non-Red Flag Warning - Destructive Fires | Contact from object | Aggregated | 2042 | 4.5387e-07 | 791.1875 | 0.00035909 | 2042 | Mitigation | 0.95 | 45 | 0 | esc | 0.00097009 | 4.4029e-10 | 0.00097009 | 4.4029e-10
[79 empty] | WLDFR | HFTD - Distribution - Tier 3 - 5QU CoRE ¦ 3QU LoRE | Non-Red Flag Warning - Destructive Fires | 2043 | 1.0136e-10 | 1.0136e-10 | 10992.1562 | 299.42 | 10692.7362 | 0 | 0 | 0 | 1.149e-07 | 1.1142e-06 | 0 | 1.1142e-06 | 1.1142e-06 | 0 | 1.1142e-06 | 0 | 0.00020112 | 0.00044086 | 0 | 0.00044086 | [17 empty] | 7.3.3.17.5 (Remote Grid) Updates to grid topology to minimize risk of ignition in HFTDs Remote GridWLDFRContact from objectAggregated | WLDFR | HFTD - Distribution - Tier 2 - 3QU CoRE ¦ 3QU LoRE | Non-Red Flag Warning - Destructive Fires | Contact from object | Aggregated | 2043 | 4.5387e-07 | 791.1875 | 0.00035909 | 2043 | Mitigation | 0.95 | 45 | 0 | esc | 0.00097009 | 4.4029e-10 | 0.00097009 | 4.4029e-10
[79 empty] | WLDFR | HFTD - Distribution - Tier 3 - 5QU CoRE ¦ 3QU LoRE | Non-Red Flag Warning - Destructive Fires | 2044 | 1.0136e-10 | 1.0136e-10 | 10992.1562 | 299.42 | 10692.7362 | 0 | 0 | 0 | 1.149e-07 | 1.1142e-06 | 0 | 1.1142e-06 | 1.1142e-06 | 0 | 1.1142e-06 | 0 | 0.00020112 | 0.00044086 | 0 | 0.00044086 | [17 empty] | 7.3.3.17.5 (Remote Grid) Updates to grid topology to minimize risk of ignition in HFTDs Remote GridWLDFRContact from objectAggregated | WLDFR | HFTD - Distribution - Tier 2 - 3QU CoRE ¦ 3QU LoRE | Non-Red Flag Warning - Destructive Fires | Contact from object | Aggregated | 2044 | 4.5387e-07 | 791.1875 | 0.00035909 | 2044 | Mitigation | 0.95 | 45 | 0 | esc | 0.00097009 | 4.4029e-10 | 0.00097009 | 4.4029e-10
[79 empty] | WLDFR | HFTD - Distribution - Tier 3 - 5QU CoRE ¦ 3QU LoRE | Non-Red Flag Warning - Destructive Fires | 2045 | 1.0136e-10 | 1.0136e-10 | 10992.1562 | 299.42 | 10692.7362 | 0 | 0 | 0 | 1.149e-07 | 1.1142e-06 | 0 | 1.1142e-06 | 1.1142e-06 | 0 | 1.1142e-06 | 0 | 0.00020112 | 0.00044086 | 0 | 0.00044086 | [17 empty] | 7.3.3.17.5 (Remote Grid) Updates to grid topology to minimize risk of ignition in HFTDs Remote GridWLDFRContact from objectAggregated | WLDFR | HFTD - Distribution - Tier 2 - 3QU CoRE ¦ 3QU LoRE | Non-Red Flag Warning - Destructive Fires | Contact from object | Aggregated | 2045 | 4.5387e-07 | 791.1875 | 0.00035909 | 2045 | Mitigation | 0.95 | 45 | 0 | esc | 0.00097009 | 4.4029e-10 | 0.00097009 | 4.4029e-10
[79 empty] | WLDFR | HFTD - Distribution - Tier 3 - 5QU CoRE ¦ 3QU LoRE | Non-Red Flag Warning - Destructive Fires | 2046 | 1.0136e-10 | 1.0136e-10 | 10992.1562 | 299.42 | 10692.7362 | 0 | 0 | 0 | 1.149e-07 | 1.1142e-06 | 0 | 1.1142e-06 | 1.1142e-06 | 0 | 1.1142e-06 | 0 | 0.00020112 | 0.00044086 | 0 | 0.00044086 | [17 empty] | 7.3.3.17.5 (Remote Grid) Updates to grid topology to minimize risk of ignition in HFTDs Remote GridWLDFRContact from objectAggregated | WLDFR | HFTD - Distribution - Tier 2 - 3QU CoRE ¦ 3QU LoRE | Non-Red Flag Warning - Destructive Fires | Contact from object | Aggregated | 2046 | 4.5387e-07 | 791.1875 | 0.00035909 | 2046 | Mitigation | 0.95 | 45 | 0 | esc | 0.00097009 | 4.4029e-10 | 0.00097009 | 4.4029e-10
[79 empty] | WLDFR | HFTD - Distribution - Tier 3 - 5QU CoRE ¦ 3QU LoRE | Non-Red Flag Warning - Destructive Fires | 2047 | 1.0136e-10 | 1.0136e-10 | 10992.1562 | 299.42 | 10692.7362 | 0 | 0 | 0 | 1.149e-07 | 1.1142e-06 | 0 | 1.1142e-06 | 1.1142e-06 | 0 | 1.1142e-06 | 0 | 0.00021114 | 0.00046282 | 0 | 0.00046282 | [17 empty] | 7.3.3.17.5 (Remote Grid) Updates to grid topology to minimize risk of ignition in HFTDs Remote GridWLDFRContact from objectAggregated | WLDFR | HFTD - Distribution - Tier 2 - 3QU CoRE ¦ 3QU LoRE | Non-Red Flag Warning - Destructive Fires | Contact from object | Aggregated | 2047 | 4.5387e-07 | 791.1875 | 0.00035909 | 2047 | Mitigation | 0.95 | 45 | 0 | esc | 0.00097009 | 4.4029e-10 | 0.00097009 | 4.4029e-10
[79 empty] | WLDFR | HFTD - Distribution - Tier 3 - 5QU CoRE ¦ 3QU LoRE | Non-Red Flag Warning - Destructive Fires | 2048 | 1.0136e-10 | 1.0136e-10 | 11536.0538 | 319.4911 | 11216.5626 | 0 | 0 | 0 | 1.149e-07 | 1.1693e-06 | 0 | 1.1693e-06 | 1.1693e-06 | 0 | 1.1693e-06 | 0 | 0.00021114 | 0.00046282 | 0 | 0.00046282 | [17 empty] | 7.3.3.17.5 (Remote Grid) Updates to grid topology to minimize risk of ignition in HFTDs Remote GridWLDFRContact from objectAggregated | WLDFR | HFTD - Distribution - Tier 2 - 3QU CoRE ¦ 3QU LoRE | Non-Red Flag Warning - Destructive Fires | Contact from object | Aggregated | 2048 | 4.5387e-07 | 791.1875 | 0.00035909 | 2048 | Mitigation | 0.95 | 45 | 0 | esc | 0.00097009 | 4.4029e-10 | 0.00097009 | 4.4029e-10
[79 empty] | WLDFR | HFTD - Distribution - Tier 3 - 5QU CoRE ¦ 3QU LoRE | Non-Red Flag Warning - Destructive Fires | 2049 | 1.0136e-10 | 1.0136e-10 | 11536.0538 | 319.4911 | 11216.5626 | 0 | 0 | 0 | 1.149e-07 | 1.1693e-06 | 0 | 1.1693e-06 | 1.1693e-06 | 0 | 1.1693e-06 | 0 | 0.00021114 | 0.00046282 | 0 | 0.00046282 | [17 empty] | 7.3.3.17.5 (Remote Grid) Updates to grid topology to minimize risk of ignition in HFTDs Remote GridWLDFRContact from objectAggregated | WLDFR | HFTD - Distribution - Tier 2 - 3QU CoRE ¦ 3QU LoRE | Non-Red Flag Warning - Destructive Fires | Contact from object | Aggregated | 2049 | 4.5387e-07 | 791.1875 | 0.00035909 | 2049 | Mitigation | 0.95 | 45 | 0 | esc | 0.00097009 | 4.4029e-10 | 0.00097009 | 4.4029e-10
[79 empty] | WLDFR | HFTD - Distribution - Tier 3 - 5QU CoRE ¦ 3QU LoRE | Non-Red Flag Warning - Destructive Fires | 2050 | 1.0136e-10 | 1.0136e-10 | 11536.0538 | 319.4911 | 11216.5626 | 0 | 0 | 0 | 1.149e-07 | 1.1693e-06 | 0 | 1.1693e-06 | 1.1693e-06 | 0 | 1.1693e-06 | 0 | 0.00021114 | 0.00046282 | 0 | 0.00046282 | [17 empty] | 7.3.3.17.5 (Remote Grid) Updates to grid topology to minimize risk of ignition in HFTDs Remote GridWLDFRContact from objectAggregated | WLDFR | HFTD - Distribution - Tier 2 - 3QU CoRE ¦ 3QU LoRE | Non-Red Flag Warning - Destructive Fires | Contact from object | Aggregated | 2050 | 4.5387e-07 | 791.1875 | 0.00035909 | 2050 | Mitigation | 0.95 | 45 | 0 | esc | 0.00097009 | 4.4029e-10 | 0.00097009 | 4.4029e-10
[79 empty] | WLDFR | HFTD - Distribution - Tier 3 - 5QU CoRE ¦ 3QU LoRE | Non-Red Flag Warning - Destructive Fires | 2051 | 1.0136e-10 | 1.0136e-10 | 11536.0538 | 319.4911 | 11216.5626 | 0 | 0 | 0 | 1.149e-07 | 1.1693e-06 | 0 | 1.1693e-06 | 1.1693e-06 | 0 | 1.1693e-06 | 0 | 0.00021114 | 0.00046282 | 0 | 0.00046282 | [17 empty] | 7.3.3.17.5 (Remote Grid) Updates to grid topology to minimize risk of ignition in HFTDs Remote GridWLDFRContact from objectAggregated | WLDFR | HFTD - Distribution - Tier 2 - 3QU CoRE ¦ 3QU LoRE | Non-Red Flag Warning - Destructive Fires | Contact from object | Aggregated | 2051 | 4.5387e-07 | 791.1875 | 0.00035909 | 2051 | Mitigation | 0.95 | 45 | 0 | esc | 0.00097009 | 4.4029e-10 | 0.00097009 | 4.4029e-10
[79 empty] | WLDFR | HFTD - Distribution - Tier 3 - 5QU CoRE ¦ 3QU LoRE | Non-Red Flag Warning - Destructive Fires | 2052 | 1.0136e-10 | 1.0136e-10 | 11536.0538 | 319.4911 | 11216.5626 | 0 | 0 | 0 | 1.149e-07 | 1.1693e-06 | 0 | 1.1693e-06 | 1.1693e-06 | 0 | 1.1693e-06 | 0 | 0.00022149 | 0.00048551 | 0 | 0.00048551 | [17 empty] | 7.3.3.17.5 (Remote Grid) Updates to grid topology to minimize risk of ignition in HFTDs Remote GridWLDFRContact from objectAggregated | WLDFR | HFTD - Distribution - Tier 2 - 3QU CoRE ¦ 3QU LoRE | Non-Red Flag Warning - Destructive Fires | Contact from object | Aggregated | 2052 | 4.5387e-07 | 791.1875 | 0.00035909 | 2052 | Mitigation | 0.95 | 45 | 0 | esc | 0.00097009 | 4.4029e-10 | 0.00097009 | 4.4029e-10
[79 empty] | WLDFR | HFTD - Distribution - Tier 3 - 5QU CoRE ¦ 3QU LoRE | Non-Red Flag Warning - Destructive Fires | 2053 | 1.0136e-10 | 1.0136e-10 | 12097.6769 | 340.5356 | 11757.1413 | 0 | 0 | 0 | 1.149e-07 | 1.2262e-06 | 0 | 1.2262e-06 | 1.2262e-06 | 0 | 1.2262e-06 | 0 | 0.00022149 | 0.00048551 | 0 | 0.00048551 | [17 empty] | 7.3.3.17.5 (Remote Grid) Updates to grid topology to minimize risk of ignition in HFTDs Remote GridWLDFRContact from objectAggregated | WLDFR | HFTD - Distribution - Tier 2 - 3QU CoRE ¦ 3QU LoRE | Non-Red Flag Warning - Destructive Fires | Contact from object | Aggregated | 2053 | 4.5387e-07 | 791.1875 | 0.00035909 | 2053 | Mitigation | 0.95 | 45 | 0 | esc | 0.00097009 | 4.4029e-10 | 0.00097009 | 4.4029e-10
[79 empty] | WLDFR | HFTD - Distribution - Tier 3 - 5QU CoRE ¦ 3QU LoRE | Non-Red Flag Warning - Destructive Fires | 2054 | 1.0136e-10 | 1.0136e-10 | 12097.6769 | 340.5356 | 11757.1413 | 0 | 0 | 0 | 1.149e-07 | 1.2262e-06 | 0 | 1.2262e-06 | 1.2262e-06 | 0 | 1.2262e-06 | 0 | 0.00022149 | 0.00048551 | 0 | 0.00048551 | [17 empty] | 7.3.3.17.5 (Remote Grid) Updates to grid topology to minimize risk of ignition in HFTDs Remote GridWLDFRContact from objectAggregated | WLDFR | HFTD - Distribution - Tier 2 - 3QU CoRE ¦ 3QU LoRE | Non-Red Flag Warning - Destructive Fires | Contact from object | Aggregated | 2054 | 4.5387e-07 | 791.1875 | 0.00035909 | 2054 | Mitigation | 0.95 | 45 | 0 | esc | 0.00097009 | 4.4029e-10 | 0.00097009 | 4.4029e-10
[79 empty] | WLDFR | HFTD - Distribution - Tier 3 - 5QU CoRE ¦ 3QU LoRE | Non-Red Flag Warning - Destructive Fires | 2055 | 1.0136e-10 | 1.0136e-10 | 12097.6769 | 340.5356 | 11757.1413 | 0 | 0 | 0 | 1.149e-07 | 1.2262e-06 | 0 | 1.2262e-06 | 1.2262e-06 | 0 | 1.2262e-06 | 0 | 0.00022149 | 0.00048551 | 0 | 0.00048551 | [17 empty] | 7.3.3.17.5 (Remote Grid) Updates to grid topology to minimize risk of ignition in HFTDs Remote GridWLDFRContact from objectAggregated | WLDFR | HFTD - Distribution - Tier 2 - 3QU CoRE ¦ 3QU LoRE | Non-Red Flag Warning - Destructive Fires | Contact from object | Aggregated | 2055 | 4.5387e-07 | 791.1875 | 0.00035909 | 2055 | Mitigation | 0.95 | 45 | 0 | esc | 0.00097009 | 4.4029e-10 | 0.00097009 | 4.4029e-10
[79 empty] | WLDFR | HFTD - Distribution - Tier 3 - 5QU CoRE ¦ 3QU LoRE | Non-Red Flag Warning - Destructive Fires | 2056 | 1.0136e-10 | 1.0136e-10 | 12097.6769 | 340.5356 | 11757.1413 | 0 | 0 | 0 | 1.149e-07 | 1.2262e-06 | 0 | 1.2262e-06 | 1.2262e-06 | 0 | 1.2262e-06 | 0 | 0.00022149 | 0.00048551 | 0 | 0.00048551 | [17 empty] | 7.3.3.17.5 (Remote Grid) Updates to grid topology to minimize risk of ignition in HFTDs Remote GridWLDFRContact from objectAggregated | WLDFR | HFTD - Distribution - Tier 2 - 3QU CoRE ¦ 3QU LoRE | Non-Red Flag Warning - Destructive Fires | Contact from object | Aggregated | 2056 | 4.5387e-07 | 791.1875 | 0.00035909 | 2056 | Mitigation | 0.95 | 45 | 0 | esc | 0.00097009 | 4.4029e-10 | 0.00097009 | 4.4029e-10
[79 empty] | WLDFR | HFTD - Distribution - Tier 3 - 5QU CoRE ¦ 3QU LoRE | Non-Red Flag Warning - Destructive Fires | 2057 | 1.0136e-10 | 1.0136e-10 | 12097.6769 | 340.5356 | 11757.1413 | 0 | 0 | 0 | 1.149e-07 | 1.2262e-06 | 0 | 1.2262e-06 | 1.2262e-06 | 0 | 1.2262e-06 | 0 | 0.00023205 | 0.00050867 | 0 | 0.00050867 | [17 empty] | 7.3.3.17.5 (Remote Grid) Updates to grid topology to minimize risk of ignition in HFTDs Remote GridWLDFRContact from objectAggregated | WLDFR | HFTD - Distribution - Tier 2 - 3QU CoRE ¦ 3QU LoRE | Non-Red Flag Warning - Destructive Fires | Contact from object | Aggregated | 2057 | 4.5387e-07 | 791.1875 | 0.00035909 | 2057 | Mitigation | 0.95 | 45 | 0 | esc | 0.00097009 | 4.4029e-10 | 0.00097009 | 4.4029e-10
[79 empty] | WLDFR | HFTD - Distribution - Tier 3 - 5QU CoRE ¦ 3QU LoRE | Non-Red Flag Warning - Destructive Fires | 2058 | 1.0136e-10 | 1.0136e-10 | 12670.1796 | 362.3049 | 12307.8747 | 0 | 0 | 0 | 1.149e-07 | 1.2842e-06 | 0 | 1.2842e-06 | 1.2842e-06 | 0 | 1.2842e-06 | 0 | 0.00023205 | 0.00050867 | 0 | 0.00050867 | [17 empty] | 7.3.3.17.5 (Remote Grid) Updates to grid topology to minimize risk of ignition in HFTDs Remote GridWLDFRContact from objectAggregated | WLDFR | HFTD - Distribution - Tier 2 - 3QU CoRE ¦ 3QU LoRE | Non-Red Flag Warning - Destructive Fires | Contact from object | Aggregated | 2058 | 4.5387e-07 | 791.1875 | 0.00035909 | 2058 | Mitigation | 0.95 | 45 | 0 | esc | 0.00097009 | 4.4029e-10 | 0.00097009 | 4.4029e-10
[79 empty] | WLDFR | HFTD - Distribution - Tier 3 - 5QU CoRE ¦ 3QU LoRE | Non-Red Flag Warning - Destructive Fires | 2059 | 1.0136e-10 | 1.0136e-10 | 12670.1796 | 362.3049 | 12307.8747 | 0 | 0 | 0 | 1.149e-07 | 1.2842e-06 | 0 | 1.2842e-06 | 1.2842e-06 | 0 | 1.2842e-06 | 0 | 0.00023205 | 0.00050867 | 0 | 0.00050867 | [17 empty] | 7.3.3.17.5 (Remote Grid) Updates to grid topology to minimize risk of ignition in HFTDs Remote GridWLDFRContact from objectAggregated | WLDFR | HFTD - Distribution - Tier 2 - 3QU CoRE ¦ 3QU LoRE | Non-Red Flag Warning - Destructive Fires | Contact from object | Aggregated | 2059 | 4.5387e-07 | 791.1875 | 0.00035909 | 2059 | Mitigation | 0.95 | 45 | 0 | esc | 0.00097009 | 4.4029e-10 | 0.00097009 | 4.4029e-10
[79 empty] | WLDFR | HFTD - Distribution - Tier 3 - 5QU CoRE ¦ 3QU LoRE | Non-Red Flag Warning - Destructive Fires | 2060 | 1.0136e-10 | 1.0136e-10 | 12670.1796 | 362.3049 | 12307.8747 | 0 | 0 | 0 | 1.149e-07 | 1.2842e-06 | 0 | 1.2842e-06 | 1.2842e-06 | 0 | 1.2842e-06 | 0 | 0.00023205 | 0.00050867 | 0 | 0.00050867 | [17 empty] | 7.3.3.17.5 (Remote Grid) Updates to grid topology to minimize risk of ignition in HFTDs Remote GridWLDFRContact from objectAggregated | WLDFR | HFTD - Distribution - Tier 2 - 3QU CoRE ¦ 3QU LoRE | Non-Red Flag Warning - Destructive Fires | Contact from object | Aggregated | 2060 | 4.5387e-07 | 791.1875 | 0.00035909 | 2060 | Mitigation | 0.95 | 45 | 0 | esc | 0.00097009 | 4.4029e-10 | 0.00097009 | 4.4029e-10
[79 empty] | WLDFR | HFTD - Distribution - Tier 3 - 5QU CoRE ¦ 3QU LoRE | Non-Red Flag Warning - Destructive Fires | 2061 | 1.0136e-10 | 1.0136e-10 | 12670.1796 | 362.3049 | 12307.8747 | 0 | 0 | 0 | 1.149e-07 | 1.2842e-06 | 0 | 1.2842e-06 | 1.2842e-06 | 0 | 1.2842e-06 | 0 | 0.00023205 | 0.00050867 | 0 | 0.00050867 | [17 empty] | 7.3.3.17.5 (Remote Grid) Updates to grid topology to minimize risk of ignition in HFTDs Remote GridWLDFRContact from objectAggregated | WLDFR | HFTD - Distribution - Tier 2 - 3QU CoRE ¦ 3QU LoRE | Non-Red Flag Warning - Destructive Fires | Contact from object | Aggregated | 2061 | 4.5387e-07 | 791.1875 | 0.00035909 | 2061 | Mitigation | 0.95 | 45 | 0 | esc | 0.00097009 | 4.4029e-10 | 0.00097009 | 4.4029e-10
[79 empty] | WLDFR | HFTD - Distribution - Tier 3 - 5QU CoRE ¦ 3QU LoRE | Non-Red Flag Warning - Destructive Fires | 2062 | 1.0136e-10 | 1.0136e-10 | 12670.1796 | 362.3049 | 12307.8747 | 0 | 0 | 0 | 1.149e-07 | 1.2842e-06 | 0 | 1.2842e-06 | 1.2842e-06 | 0 | 1.2842e-06 | 0 | 0.0002427 | 0.00053201 | 0 | 0.00053201 | [17 empty] | 7.3.3.17.5 (Remote Grid) Updates to grid topology to minimize risk of ignition in HFTDs Remote GridWLDFRContact from objectAggregated | WLDFR | HFTD - Distribution - Tier 2 - 3QU CoRE ¦ 3QU LoRE | Non-Red Flag Warning - Destructive Fires | Contact from object | Aggregated | 2062 | 4.5387e-07 | 791.1875 | 0.00035909 | 2062 | Mitigation | 0.95 | 45 | 0 | esc | 0.00097009 | 4.4029e-10 | 0.00097009 | 4.4029e-10
[79 empty] | WLDFR | HFTD - Distribution - Tier 3 - 5QU CoRE ¦ 3QU LoRE | Non-Red Flag Warning - Destructive Fires | 2063 | 1.0136e-10 | 1.0136e-10 | 13246.6313 | 384.5316 | 12862.0997 | 0 | 0 | 0 | 1.149e-07 | 1.3427e-06 | 0 | 1.3427e-06 | 1.3427e-06 | 0 | 1.3427e-06 | 0 | 0.0002427 | 0.00053201 | 0 | 0.00053201 | [17 empty] | 7.3.3.17.5 (Remote Grid) Updates to grid topology to minimize risk of ignition in HFTDs Remote GridWLDFRContact from objectAggregated | WLDFR | HFTD - Distribution - Tier 2 - 3QU CoRE ¦ 3QU LoRE | Non-Red Flag Warning - Destructive Fires | Contact from object | Aggregated | 2063 | 4.5387e-07 | 791.1875 | 0.00035909 | 2063 | Mitigation | 0.95 | 45 | 0 | esc | 0.00097009 | 4.4029e-10 | 0.00097009 | 4.4029e-10
[79 empty] | WLDFR | HFTD - Distribution - Tier 3 - 5QU CoRE ¦ 3QU LoRE | Non-Red Flag Warning - Destructive Fires | 2064 | 1.0136e-10 | 1.0136e-10 | 13246.6313 | 384.5316 | 12862.0997 | 0 | 0 | 0 | 1.149e-07 | 1.3427e-06 | 0 | 1.3427e-06 | 1.3427e-06 | 0 | 1.3427e-06 | 0 | 0.0002427 | 0.00053201 | 0 | 0.00053201 | [17 empty] | 7.3.3.17.5 (Remote Grid) Updates to grid topology to minimize risk of ignition in HFTDs Remote GridWLDFRContact from objectAggregated | WLDFR | HFTD - Distribution - Tier 2 - 3QU CoRE ¦ 3QU LoRE | Non-Red Flag Warning - Destructive Fires | Contact from object | Aggregated | 2064 | 4.5387e-07 | 791.1875 | 0.00035909 | 2064 | Mitigation | 0.95 | 45 | 0 | esc | 0.00097009 | 4.4029e-10 | 0.00097009 | 4.4029e-10
[79 empty] | WLDFR | HFTD - Distribution - Tier 3 - 5QU CoRE ¦ 3QU LoRE | Non-Red Flag Warning - Destructive Fires | 2065 | 1.0136e-10 | 1.0136e-10 | 13246.6313 | 384.5316 | 12862.0997 | 0 | 0 | 0 | 1.149e-07 | 1.3427e-06 | 0 | 1.3427e-06 | 1.3427e-06 | 0 | 1.3427e-06 | 0 | 0.0002427 | 0.00053201 | 0 | 0.00053201 | [17 empty] | 7.3.3.17.5 (Remote Grid) Updates to grid topology to minimize risk of ignition in HFTDs Remote GridWLDFRContact from objectAggregated | WLDFR | HFTD - Distribution - Tier 2 - 3QU CoRE ¦ 3QU LoRE | Non-Red Flag Warning - Destructive Fires | Contact from object | Aggregated | 2065 | 4.5387e-07 | 791.1875 | 0.00035909 | 2065 | Mitigation | 0.95 | 45 | 0 | esc | 0.00097009 | 4.4029e-10 | 0.00097009 | 4.4029e-10
[79 empty] | WLDFR | HFTD - Distribution - Tier 3 - 5QU CoRE ¦ 3QU LoRE | Non-Red Flag Warning - Destructive Fires | 2066 | 1.0136e-10 | 1.0136e-10 | 13246.6313 | 384.5316 | 12862.0997 | 0 | 0 | 0 | 1.149e-07 | 1.3427e-06 | 0 | 1.3427e-06 | 1.3427e-06 | 0 | 1.3427e-06 | 0 | 0.0002427 | 0.00053201 | 0 | 0.00053201 | [17 empty] | 7.3.3.17.5 (Remote Grid) Updates to grid topology to minimize risk of ignition in HFTDs Remote GridWLDFRContact from objectAggregated | WLDFR | HFTD - Distribution - Tier 2 - 3QU CoRE ¦ 3QU LoRE | Non-Red Flag Warning - Destructive Fires | Contact from object | Aggregated | 2066 | 4.5387e-07 | 791.1875 | 0.00035909 | 2066 | Mitigation | 0.95 | 45 | 0 | esc | 0.00097009 | 4.4029e-10 | 0.00097009 | 4.4029e-10
[79 empty] | WLDFR | HFTD - Distribution - Tier 3 - 5QU CoRE ¦ 3QU LoRE | Non-Red Flag Warning - Destructive Fires | 2067 | 0 | 1.0136e-10 | 13246.6313 | 384.5316 | 12862.0997 | 0 | 0 | 0 | 1.149e-07 | 0 | 0 | 0 | 1.3427e-06 | 0 | 1.3427e-06 | 0 | 0.0002533 | 0.00055525 | 0 | 0.00055525 | [17 empty] | 7.3.3.17.5 (Remote Grid) Updates to grid topology to minimize risk of ignition in HFTDs Remote GridWLDFRContact from objectAggregated | WLDFR | HFTD - Distribution - Tier 2 - 3QU CoRE ¦ 3QU LoRE | Non-Red Flag Warning - Destructive Fires | Contact from object | Aggregated | 2067 | 4.5387e-07 | 791.1875 | 0.00035909 | 2067 | Mitigation | 0.95 | 45 | 0 | esc | 0 | 0 | 0.00097009 | 4.4029e-10
[79 empty] | WLDFR | HFTD - Distribution - Tier 3 - 5QU CoRE ¦ 3QU LoRE | Non-Red Flag Warning - Large Fires | 2022 | 9.5269e-09 | 0 | 5.2406 | 0.69642 | 2.942 | 1.6022 | 0 | 0 | 1.0484e-05 | 4.9926e-08 | 0 | 4.9926e-08 | 0 | 0 | 0 | 0 | 0.0002533 | 0.00055525 | 0 | 0.00055525 | [17 empty] | 7.3.3.17.5 (Remote Grid) Updates to grid topology to minimize risk of ignition in HFTDs Remote GridWLDFRContaminationAggregated | WLDFR | HFTD - Distribution - Tier 2 - 3QU CoRE ¦ 3QU LoRE | Non-Red Flag Warning - Destructive Fires | Contamination | Aggregated | 2022 | 8.7104e-09 | 791.1875 | 6.8916e-06 | 2022 | Mitigation | 0.95 | 45 | 0 | esc | 0.00097009 | 8.4499e-12 | 0 | 0
[79 empty] | WLDFR | HFTD - Distribution - Tier 3 - 5QU CoRE ¦ 3QU LoRE | Non-Red Flag Warning - Large Fires | 2023 | 9.5269e-09 | 9.5269e-09 | 5.475 | 0.71896 | 3.0715 | 1.6846 | 0 | 0 | 1.0484e-05 | 5.216e-08 | 0 | 5.216e-08 | 5.216e-08 | 0 | 5.216e-08 | 0 | 0.0002533 | 0.00055525 | 0 | 0.00055525 | [17 empty] | 7.3.3.17.5 (Remote Grid) Updates to grid topology to minimize risk of ignition in HFTDs Remote GridWLDFRContaminationAggregated | WLDFR | HFTD - Distribution - Tier 2 - 3QU CoRE ¦ 3QU LoRE | Non-Red Flag Warning - Destructive Fires | Contamination | Aggregated | 2023 | 8.7104e-09 | 791.1875 | 6.8916e-06 | 2023 | Mitigation | 0.95 | 45 | 0 | esc | 0.00097009 | 8.4499e-12 | 0.00097009 | 8.4499e-12
[79 empty] | WLDFR | HFTD - Distribution - Tier 3 - 5QU CoRE ¦ 3QU LoRE | Non-Red Flag Warning - Large Fires | 2024 | 9.5269e-09 | 9.5269e-09 | 5.475 | 0.71896 | 3.0715 | 1.6846 | 0 | 0 | 1.0484e-05 | 5.216e-08 | 0 | 5.216e-08 | 5.216e-08 | 0 | 5.216e-08 | 0 | 0 | 0.00055525 | 0 | 0.00055525 | [17 empty] | 7.3.3.17.5 (Remote Grid) Updates to grid topology to minimize risk of ignition in HFTDs Remote GridWLDFRContaminationAggregated | WLDFR | HFTD - Distribution - Tier 2 - 3QU CoRE ¦ 3QU LoRE | Non-Red Flag Warning - Destructive Fires | Contamination | Aggregated | 2024 | 8.7104e-09 | 791.1875 | 6.8916e-06 | 2024 | Mitigation | 0.95 | 45 | 0 | esc | 0.00097009 | 8.4499e-12 | 0.00097009 | 8.4499e-12
[79 empty] | WLDFR | HFTD - Distribution - Tier 3 - 5QU CoRE ¦ 3QU LoRE | Non-Red Flag Warning - Large Fires | 2025 | 9.5269e-09 | 9.5269e-09 | 5.475 | 0.71896 | 3.0715 | 1.6846 | 0 | 0 | 1.0484e-05 | 5.216e-08 | 0 | 5.216e-08 | 5.216e-08 | 0 | 5.216e-08 | 0 | 0 | 0 | 0 | 0 | [17 empty] | 7.3.3.17.5 (Remote Grid) Updates to grid topology to minimize risk of ignition in HFTDs Remote GridWLDFRContaminationAggregated | WLDFR | HFTD - Distribution - Tier 2 - 3QU CoRE ¦ 3QU LoRE | Non-Red Flag Warning - Destructive Fires | Contamination | Aggregated | 2025 | 8.7104e-09 | 791.1875 | 6.8916e-06 | 2025 | Mitigation | 0.95 | 45 | 0 | esc | 0.00097009 | 8.4499e-12 | 0.00097009 | 8.4499e-12
[79 empty] | WLDFR | HFTD - Distribution - Tier 3 - 5QU CoRE ¦ 3QU LoRE | Non-Red Flag Warning - Large Fires | 2026 | 9.5269e-09 | 9.5269e-09 | 5.475 | 0.71896 | 3.0715 | 1.6846 | 0 | 0 | 1.0484e-05 | 5.216e-08 | 0 | 5.216e-08 | 5.216e-08 | 0 | 5.216e-08 | 0 | 1.5946e-05 | 0 | 0 | 0 | [17 empty] | 7.3.3.17.5 (Remote Grid) Updates to grid topology to minimize risk of ignition in HFTDs Remote GridWLDFRContaminationAggregated | WLDFR | HFTD - Distribution - Tier 2 - 3QU CoRE ¦ 3QU LoRE | Non-Red Flag Warning - Destructive Fires | Contamination | Aggregated | 2026 | 8.7104e-09 | 791.1875 | 6.8916e-06 | 2026 | Mitigation | 0.95 | 45 | 0 | esc | 0.00097009 | 8.4499e-12 | 0.00097009 | 8.4499e-12
[79 empty] | WLDFR | HFTD - Distribution - Tier 3 - 5QU CoRE ¦ 3QU LoRE | Non-Red Flag Warning - Large Fires | 2027 | 9.5269e-09 | 9.5269e-09 | 5.475 | 0.71896 | 3.0715 | 1.6846 | 0 | 0 | 1.0484e-05 | 5.216e-08 | 0 | 5.216e-08 | 5.216e-08 | 0 | 5.216e-08 | 0 | 1.6529e-05 | 3.6231e-05 | 0 | 3.6231e-05 | [17 empty] | 7.3.3.17.5 (Remote Grid) Updates to grid topology to minimize risk of ignition in HFTDs Remote GridWLDFRContaminationAggregated | WLDFR | HFTD - Distribution - Tier 2 - 3QU CoRE ¦ 3QU LoRE | Non-Red Flag Warning - Destructive Fires | Contamination | Aggregated | 2027 | 8.7104e-09 | 791.1875 | 6.8916e-06 | 2027 | Mitigation | 0.95 | 45 | 0 | esc | 0.00097009 | 8.4499e-12 | 0.00097009 | 8.4499e-12
[79 empty] | WLDFR | HFTD - Distribution - Tier 3 - 5QU CoRE ¦ 3QU LoRE | Non-Red Flag Warning - Large Fires | 2028 | 9.5269e-09 | 9.5269e-09 | 5.777 | 0.74734 | 3.238 | 1.7917 | 0 | 0 | 1.0484e-05 | 5.5037e-08 | 0 | 5.5037e-08 | 5.5037e-08 | 0 | 5.5037e-08 | 0 | 1.6529e-05 | 3.6231e-05 | 0 | 3.6231e-05 | [17 empty] | 7.3.3.17.5 (Remote Grid) Updates to grid topology to minimize risk of ignition in HFTDs Remote GridWLDFRContaminationAggregated | WLDFR | HFTD - Distribution - Tier 2 - 3QU CoRE ¦ 3QU LoRE | Non-Red Flag Warning - Destructive Fires | Contamination | Aggregated | 2028 | 8.7104e-09 | 791.1875 | 6.8916e-06 | 2028 | Mitigation | 0.95 | 45 | 0 | esc | 0.00097009 | 8.4499e-12 | 0.00097009 | 8.4499e-12
[79 empty] | WLDFR | HFTD - Distribution - Tier 3 - 5QU CoRE ¦ 3QU LoRE | Non-Red Flag Warning - Large Fires | 2029 | 9.5269e-09 | 9.5269e-09 | 5.777 | 0.74734 | 3.238 | 1.7917 | 0 | 0 | 1.0484e-05 | 5.5037e-08 | 0 | 5.5037e-08 | 5.5037e-08 | 0 | 5.5037e-08 | 0 | 1.6529e-05 | 3.6231e-05 | 0 | 3.6231e-05 | [17 empty] | 7.3.3.17.5 (Remote Grid) Updates to grid topology to minimize risk of ignition in HFTDs Remote GridWLDFRContaminationAggregated | WLDFR | HFTD - Distribution - Tier 2 - 3QU CoRE ¦ 3QU LoRE | Non-Red Flag Warning - Destructive Fires | Contamination | Aggregated | 2029 | 8.7104e-09 | 791.1875 | 6.8916e-06 | 2029 | Mitigation | 0.95 | 45 | 0 | esc | 0.00097009 | 8.4499e-12 | 0.00097009 | 8.4499e-12
[79 empty] | WLDFR | HFTD - Distribution - Tier 3 - 5QU CoRE ¦ 3QU LoRE | Non-Red Flag Warning - Large Fires | 2030 | 9.5269e-09 | 9.5269e-09 | 5.777 | 0.74734 | 3.238 | 1.7917 | 0 | 0 | 1.0484e-05 | 5.5037e-08 | 0 | 5.5037e-08 | 5.5037e-08 | 0 | 5.5037e-08 | 0 | 1.6529e-05 | 3.6231e-05 | 0 | 3.6231e-05 | [17 empty] | 7.3.3.17.5 (Remote Grid) Updates to grid topology to minimize risk of ignition in HFTDs Remote GridWLDFRContaminationAggregated | WLDFR | HFTD - Distribution - Tier 2 - 3QU CoRE ¦ 3QU LoRE | Non-Red Flag Warning - Destructive Fires | Contamination | Aggregated | 2030 | 8.7104e-09 | 791.1875 | 6.8916e-06 | 2030 | Mitigation | 0.95 | 45 | 0 | esc | 0.00097009 | 8.4499e-12 | 0.00097009 | 8.4499e-12
[79 empty] | WLDFR | HFTD - Distribution - Tier 3 - 5QU CoRE ¦ 3QU LoRE | Non-Red Flag Warning - Large Fires | 2031 | 9.5269e-09 | 9.5269e-09 | 5.777 | 0.74734 | 3.238 | 1.7917 | 0 | 0 | 1.0484e-05 | 5.5037e-08 | 0 | 5.5037e-08 | 5.5037e-08 | 0 | 5.5037e-08 | 0 | 1.6529e-05 | 3.6231e-05 | 0 | 3.6231e-05 | [17 empty] | 7.3.3.17.5 (Remote Grid) Updates to grid topology to minimize risk of ignition in HFTDs Remote GridWLDFRContaminationAggregated | WLDFR | HFTD - Distribution - Tier 2 - 3QU CoRE ¦ 3QU LoRE | Non-Red Flag Warning - Destructive Fires | Contamination | Aggregated | 2031 | 8.7104e-09 | 791.1875 | 6.8916e-06 | 2031 | Mitigation | 0.95 | 45 | 0 | esc | 0.00097009 | 8.4499e-12 | 0.00097009 | 8.4499e-12
[79 empty] | WLDFR | HFTD - Distribution - Tier 3 - 5QU CoRE ¦ 3QU LoRE | Non-Red Flag Warning - Large Fires | 2032 | 9.5269e-09 | 9.5269e-09 | 5.777 | 0.74734 | 3.238 | 1.7917 | 0 | 0 | 1.0484e-05 | 5.5037e-08 | 0 | 5.5037e-08 | 5.5037e-08 | 0 | 5.5037e-08 | 0 | 1.7262e-05 | 3.7839e-05 | 0 | 3.7839e-05 | [17 empty] | 7.3.3.17.5 (Remote Grid) Updates to grid topology to minimize risk of ignition in HFTDs Remote GridWLDFRContaminationAggregated | WLDFR | HFTD - Distribution - Tier 2 - 3QU CoRE ¦ 3QU LoRE | Non-Red Flag Warning - Destructive Fires | Contamination | Aggregated | 2032 | 8.7104e-09 | 791.1875 | 6.8916e-06 | 2032 | Mitigation | 0.95 | 45 | 0 | esc | 0.00097009 | 8.4499e-12 | 0.00097009 | 8.4499e-12
[79 empty] | WLDFR | HFTD - Distribution - Tier 3 - 5QU CoRE ¦ 3QU LoRE | Non-Red Flag Warning - Large Fires | 2033 | 9.5269e-09 | 9.5269e-09 | 6.1205 | 0.77885 | 3.4265 | 1.9151 | 0 | 0 | 1.0484e-05 | 5.8309e-08 | 0 | 5.8309e-08 | 5.8309e-08 | 0 | 5.8309e-08 | 0 | 1.7262e-05 | 3.7839e-05 | 0 | 3.7839e-05 | [17 empty] | 7.3.3.17.5 (Remote Grid) Updates to grid topology to minimize risk of ignition in HFTDs Remote GridWLDFRContaminationAggregated | WLDFR | HFTD - Distribution - Tier 2 - 3QU CoRE ¦ 3QU LoRE | Non-Red Flag Warning - Destructive Fires | Contamination | Aggregated | 2033 | 8.7104e-09 | 791.1875 | 6.8916e-06 | 2033 | Mitigation | 0.95 | 45 | 0 | esc | 0.00097009 | 8.4499e-12 | 0.00097009 | 8.4499e-12
[79 empty] | WLDFR | HFTD - Distribution - Tier 3 - 5QU CoRE ¦ 3QU LoRE | Non-Red Flag Warning - Large Fires | 2034 | 9.5269e-09 | 9.5269e-09 | 6.1205 | 0.77885 | 3.4265 | 1.9151 | 0 | 0 | 1.0484e-05 | 5.8309e-08 | 0 | 5.8309e-08 | 5.8309e-08 | 0 | 5.8309e-08 | 0 | 1.7262e-05 | 3.7839e-05 | 0 | 3.7839e-05 | [17 empty] | 7.3.3.17.5 (Remote Grid) Updates to grid topology to minimize risk of ignition in HFTDs Remote GridWLDFRContaminationAggregated | WLDFR | HFTD - Distribution - Tier 2 - 3QU CoRE ¦ 3QU LoRE | Non-Red Flag Warning - Destructive Fires | Contamination | Aggregated | 2034 | 8.7104e-09 | 791.1875 | 6.8916e-06 | 2034 | Mitigation | 0.95 | 45 | 0 | esc | 0.00097009 | 8.4499e-12 | 0.00097009 | 8.4499e-12
[79 empty] | WLDFR | HFTD - Distribution - Tier 3 - 5QU CoRE ¦ 3QU LoRE | Non-Red Flag Warning - Large Fires | 2035 | 9.5269e-09 | 9.5269e-09 | 6.1205 | 0.77885 | 3.4265 | 1.9151 | 0 | 0 | 1.0484e-05 | 5.8309e-08 | 0 | 5.8309e-08 | 5.8309e-08 | 0 | 5.8309e-08 | 0 | 1.7262e-05 | 3.7839e-05 | 0 | 3.7839e-05 | [17 empty] | 7.3.3.17.5 (Remote Grid) Updates to grid topology to minimize risk of ignition in HFTDs Remote GridWLDFRContaminationAggregated | WLDFR | HFTD - Distribution - Tier 2 - 3QU CoRE ¦ 3QU LoRE | Non-Red Flag Warning - Destructive Fires | Contamination | Aggregated | 2035 | 8.7104e-09 | 791.1875 | 6.8916e-06 | 2035 | Mitigation | 0.95 | 45 | 0 | esc | 0.00097009 | 8.4499e-12 | 0.00097009 | 8.4499e-12
[79 empty] | WLDFR | HFTD - Distribution - Tier 3 - 5QU CoRE ¦ 3QU LoRE | Non-Red Flag Warning - Large Fires | 2036 | 9.5269e-09 | 9.5269e-09 | 6.1205 | 0.77885 | 3.4265 | 1.9151 | 0 | 0 | 1.0484e-05 | 5.8309e-08 | 0 | 5.8309e-08 | 5.8309e-08 | 0 | 5.8309e-08 | 0 | 1.7262e-05 | 3.7839e-05 | 0 | 3.7839e-05 | [17 empty] | 7.3.3.17.5 (Remote Grid) Updates to grid topology to minimize risk of ignition in HFTDs Remote GridWLDFRContaminationAggregated | WLDFR | HFTD - Distribution - Tier 2 - 3QU CoRE ¦ 3QU LoRE | Non-Red Flag Warning - Destructive Fires | Contamination | Aggregated | 2036 | 8.7104e-09 | 791.1875 | 6.8916e-06 | 2036 | Mitigation | 0.95 | 45 | 0 | esc | 0.00097009 | 8.4499e-12 | 0.00097009 | 8.4499e-12
[79 empty] | WLDFR | HFTD - Distribution - Tier 3 - 5QU CoRE ¦ 3QU LoRE | Non-Red Flag Warning - Large Fires | 2037 | 9.5269e-09 | 9.5269e-09 | 6.1205 | 0.77885 | 3.4265 | 1.9151 | 0 | 0 | 1.0484e-05 | 5.8309e-08 | 0 | 5.8309e-08 | 5.8309e-08 | 0 | 5.8309e-08 | 0 | 1.8077e-05 | 3.9625e-05 | 0 | 3.9625e-05 | [17 empty] | 7.3.3.17.5 (Remote Grid) Updates to grid topology to minimize risk of ignition in HFTDs Remote GridWLDFRContaminationAggregated | WLDFR | HFTD - Distribution - Tier 2 - 3QU CoRE ¦ 3QU LoRE | Non-Red Flag Warning - Destructive Fires | Contamination | Aggregated | 2037 | 8.7104e-09 | 791.1875 | 6.8916e-06 | 2037 | Mitigation | 0.95 | 45 | 0 | esc | 0.00097009 | 8.4499e-12 | 0.00097009 | 8.4499e-12
[79 empty] | WLDFR | HFTD - Distribution - Tier 3 - 5QU CoRE ¦ 3QU LoRE | Non-Red Flag Warning - Large Fires | 2038 | 9.5269e-09 | 9.5269e-09 | 6.5028 | 0.81304 | 3.6355 | 2.0543 | 0 | 0 | 1.0484e-05 | 6.1952e-08 | 0 | 6.1952e-08 | 6.1952e-08 | 0 | 6.1952e-08 | 0 | 1.8077e-05 | 3.9625e-05 | 0 | 3.9625e-05 | [17 empty] | 7.3.3.17.5 (Remote Grid) Updates to grid topology to minimize risk of ignition in HFTDs Remote GridWLDFRContaminationAggregated | WLDFR | HFTD - Distribution - Tier 2 - 3QU CoRE ¦ 3QU LoRE | Non-Red Flag Warning - Destructive Fires | Contamination | Aggregated | 2038 | 8.7104e-09 | 791.1875 | 6.8916e-06 | 2038 | Mitigation | 0.95 | 45 | 0 | esc | 0.00097009 | 8.4499e-12 | 0.00097009 | 8.4499e-12
[79 empty] | WLDFR | HFTD - Distribution - Tier 3 - 5QU CoRE ¦ 3QU LoRE | Non-Red Flag Warning - Large Fires | 2039 | 9.5269e-09 | 9.5269e-09 | 6.5028 | 0.81304 | 3.6355 | 2.0543 | 0 | 0 | 1.0484e-05 | 6.1952e-08 | 0 | 6.1952e-08 | 6.1952e-08 | 0 | 6.1952e-08 | 0 | 1.8077e-05 | 3.9625e-05 | 0 | 3.9625e-05 | [17 empty] | 7.3.3.17.5 (Remote Grid) Updates to grid topology to minimize risk of ignition in HFTDs Remote GridWLDFRContaminationAggregated | WLDFR | HFTD - Distribution - Tier 2 - 3QU CoRE ¦ 3QU LoRE | Non-Red Flag Warning - Destructive Fires | Contamination | Aggregated | 2039 | 8.7104e-09 | 791.1875 | 6.8916e-06 | 2039 | Mitigation | 0.95 | 45 | 0 | esc | 0.00097009 | 8.4499e-12 | 0.00097009 | 8.4499e-12
[79 empty] | WLDFR | HFTD - Distribution - Tier 3 - 5QU CoRE ¦ 3QU LoRE | Non-Red Flag Warning - Large Fires | 2040 | 9.5269e-09 | 9.5269e-09 | 6.5028 | 0.81304 | 3.6355 | 2.0543 | 0 | 0 | 1.0484e-05 | 6.1952e-08 | 0 | 6.1952e-08 | 6.1952e-08 | 0 | 6.1952e-08 | 0 | 1.8077e-05 | 3.9625e-05 | 0 | 3.9625e-05 | [17 empty] | 7.3.3.17.5 (Remote Grid) Updates to grid topology to minimize risk of ignition in HFTDs Remote GridWLDFRContaminationAggregated | WLDFR | HFTD - Distribution - Tier 2 - 3QU CoRE ¦ 3QU LoRE | Non-Red Flag Warning - Destructive Fires | Contamination | Aggregated | 2040 | 8.7104e-09 | 791.1875 | 6.8916e-06 | 2040 | Mitigation | 0.95 | 45 | 0 | esc | 0.00097009 | 8.4499e-12 | 0.00097009 | 8.4499e-12
[79 empty] | WLDFR | HFTD - Distribution - Tier 3 - 5QU CoRE ¦ 3QU LoRE | Non-Red Flag Warning - Large Fires | 2041 | 9.5269e-09 | 9.5269e-09 | 6.5028 | 0.81304 | 3.6355 | 2.0543 | 0 | 0 | 1.0484e-05 | 6.1952e-08 | 0 | 6.1952e-08 | 6.1952e-08 | 0 | 6.1952e-08 | 0 | 1.8077e-05 | 3.9625e-05 | 0 | 3.9625e-05 | [17 empty] | 7.3.3.17.5 (Remote Grid) Updates to grid topology to minimize risk of ignition in HFTDs Remote GridWLDFRContaminationAggregated | WLDFR | HFTD - Distribution - Tier 2 - 3QU CoRE ¦ 3QU LoRE | Non-Red Flag Warning - Destructive Fires | Contamination | Aggregated | 2041 | 8.7104e-09 | 791.1875 | 6.8916e-06 | 2041 | Mitigation | 0.95 | 45 | 0 | esc | 0.00097009 | 8.4499e-12 | 0.00097009 | 8.4499e-12
[79 empty] | WLDFR | HFTD - Distribution - Tier 3 - 5QU CoRE ¦ 3QU LoRE | Non-Red Flag Warning - Large Fires | 2042 | 9.5269e-09 | 9.5269e-09 | 6.5028 | 0.81304 | 3.6355 | 2.0543 | 0 | 0 | 1.0484e-05 | 6.1952e-08 | 0 | 6.1952e-08 | 6.1952e-08 | 0 | 6.1952e-08 | 0 | 1.896e-05 | 4.1561e-05 | 0 | 4.1561e-05 | [17 empty] | 7.3.3.17.5 (Remote Grid) Updates to grid topology to minimize risk of ignition in HFTDs Remote GridWLDFRContaminationAggregated | WLDFR | HFTD - Distribution - Tier 2 - 3QU CoRE ¦ 3QU LoRE | Non-Red Flag Warning - Destructive Fires | Contamination | Aggregated | 2042 | 8.7104e-09 | 791.1875 | 6.8916e-06 | 2042 | Mitigation | 0.95 | 45 | 0 | esc | 0.00097009 | 8.4499e-12 | 0.00097009 | 8.4499e-12
[79 empty] | WLDFR | HFTD - Distribution - Tier 3 - 5QU CoRE ¦ 3QU LoRE | Non-Red Flag Warning - Large Fires | 2043 | 9.5269e-09 | 9.5269e-09 | 6.9209 | 0.84944 | 3.8632 | 2.2083 | 0 | 0 | 1.0484e-05 | 6.5935e-08 | 0 | 6.5935e-08 | 6.5935e-08 | 0 | 6.5935e-08 | 0 | 1.896e-05 | 4.1561e-05 | 0 | 4.1561e-05 | [17 empty] | 7.3.3.17.5 (Remote Grid) Updates to grid topology to minimize risk of ignition in HFTDs Remote GridWLDFRContaminationAggregated | WLDFR | HFTD - Distribution - Tier 2 - 3QU CoRE ¦ 3QU LoRE | Non-Red Flag Warning - Destructive Fires | Contamination | Aggregated | 2043 | 8.7104e-09 | 791.1875 | 6.8916e-06 | 2043 | Mitigation | 0.95 | 45 | 0 | esc | 0.00097009 | 8.4499e-12 | 0.00097009 | 8.4499e-12
[79 empty] | WLDFR | HFTD - Distribution - Tier 3 - 5QU CoRE ¦ 3QU LoRE | Non-Red Flag Warning - Large Fires | 2044 | 9.5269e-09 | 9.5269e-09 | 6.9209 | 0.84944 | 3.8632 | 2.2083 | 0 | 0 | 1.0484e-05 | 6.5935e-08 | 0 | 6.5935e-08 | 6.5935e-08 | 0 | 6.5935e-08 | 0 | 1.896e-05 | 4.1561e-05 | 0 | 4.1561e-05 | [17 empty] | 7.3.3.17.5 (Remote Grid) Updates to grid topology to minimize risk of ignition in HFTDs Remote GridWLDFRContaminationAggregated | WLDFR | HFTD - Distribution - Tier 2 - 3QU CoRE ¦ 3QU LoRE | Non-Red Flag Warning - Destructive Fires | Contamination | Aggregated | 2044 | 8.7104e-09 | 791.1875 | 6.8916e-06 | 2044 | Mitigation | 0.95 | 45 | 0 | esc | 0.00097009 | 8.4499e-12 | 0.00097009 | 8.4499e-12
[79 empty] | WLDFR | HFTD - Distribution - Tier 3 - 5QU CoRE ¦ 3QU LoRE | Non-Red Flag Warning - Large Fires | 2045 | 9.5269e-09 | 9.5269e-09 | 6.9209 | 0.84944 | 3.8632 | 2.2083 | 0 | 0 | 1.0484e-05 | 6.5935e-08 | 0 | 6.5935e-08 | 6.5935e-08 | 0 | 6.5935e-08 | 0 | 1.896e-05 | 4.1561e-05 | 0 | 4.1561e-05 | [17 empty] | 7.3.3.17.5 (Remote Grid) Updates to grid topology to minimize risk of ignition in HFTDs Remote GridWLDFRContaminationAggregated | WLDFR | HFTD - Distribution - Tier 2 - 3QU CoRE ¦ 3QU LoRE | Non-Red Flag Warning - Destructive Fires | Contamination | Aggregated | 2045 | 8.7104e-09 | 791.1875 | 6.8916e-06 | 2045 | Mitigation | 0.95 | 45 | 0 | esc | 0.00097009 | 8.4499e-12 | 0.00097009 | 8.4499e-12
[79 empty] | WLDFR | HFTD - Distribution - Tier 3 - 5QU CoRE ¦ 3QU LoRE | Non-Red Flag Warning - Large Fires | 2046 | 9.5269e-09 | 9.5269e-09 | 6.9209 | 0.84944 | 3.8632 | 2.2083 | 0 | 0 | 1.0484e-05 | 6.5935e-08 | 0 | 6.5935e-08 | 6.5935e-08 | 0 | 6.5935e-08 | 0 | 1.896e-05 | 4.1561e-05 | 0 | 4.1561e-05 | [17 empty] | 7.3.3.17.5 (Remote Grid) Updates to grid topology to minimize risk of ignition in HFTDs Remote GridWLDFRContaminationAggregated | WLDFR | HFTD - Distribution - Tier 2 - 3QU CoRE ¦ 3QU LoRE | Non-Red Flag Warning - Destructive Fires | Contamination | Aggregated | 2046 | 8.7104e-09 | 791.1875 | 6.8916e-06 | 2046 | Mitigation | 0.95 | 45 | 0 | esc | 0.00097009 | 8.4499e-12 | 0.00097009 | 8.4499e-12
[79 empty] | WLDFR | HFTD - Distribution - Tier 3 - 5QU CoRE ¦ 3QU LoRE | Non-Red Flag Warning - Large Fires | 2047 | 9.5269e-09 | 9.5269e-09 | 6.9209 | 0.84944 | 3.8632 | 2.2083 | 0 | 0 | 1.0484e-05 | 6.5935e-08 | 0 | 6.5935e-08 | 6.5935e-08 | 0 | 6.5935e-08 | 0 | 1.99e-05 | 4.3622e-05 | 0 | 4.3622e-05 | [17 empty] | 7.3.3.17.5 (Remote Grid) Updates to grid topology to minimize risk of ignition in HFTDs Remote GridWLDFRContaminationAggregated | WLDFR | HFTD - Distribution - Tier 2 - 3QU CoRE ¦ 3QU LoRE | Non-Red Flag Warning - Destructive Fires | Contamination | Aggregated | 2047 | 8.7104e-09 | 791.1875 | 6.8916e-06 | 2047 | Mitigation | 0.95 | 45 | 0 | esc | 0.00097009 | 8.4499e-12 | 0.00097009 | 8.4499e-12
[79 empty] | WLDFR | HFTD - Distribution - Tier 3 - 5QU CoRE ¦ 3QU LoRE | Non-Red Flag Warning - Large Fires | 2048 | 9.5269e-09 | 9.5269e-09 | 7.3713 | 0.88759 | 4.1075 | 2.3763 | 0 | 0 | 1.0484e-05 | 7.0226e-08 | 0 | 7.0226e-08 | 7.0226e-08 | 0 | 7.0226e-08 | 0 | 1.99e-05 | 4.3622e-05 | 0 | 4.3622e-05 | [17 empty] | 7.3.3.17.5 (Remote Grid) Updates to grid topology to minimize risk of ignition in HFTDs Remote GridWLDFRContaminationAggregated | WLDFR | HFTD - Distribution - Tier 2 - 3QU CoRE ¦ 3QU LoRE | Non-Red Flag Warning - Destructive Fires | Contamination | Aggregated | 2048 | 8.7104e-09 | 791.1875 | 6.8916e-06 | 2048 | Mitigation | 0.95 | 45 | 0 | esc | 0.00097009 | 8.4499e-12 | 0.00097009 | 8.4499e-12
[79 empty] | WLDFR | HFTD - Distribution - Tier 3 - 5QU CoRE ¦ 3QU LoRE | Non-Red Flag Warning - Large Fires | 2049 | 9.5269e-09 | 9.5269e-09 | 7.3713 | 0.88759 | 4.1075 | 2.3763 | 0 | 0 | 1.0484e-05 | 7.0226e-08 | 0 | 7.0226e-08 | 7.0226e-08 | 0 | 7.0226e-08 | 0 | 1.99e-05 | 4.3622e-05 | 0 | 4.3622e-05 | [17 empty] | 7.3.3.17.5 (Remote Grid) Updates to grid topology to minimize risk of ignition in HFTDs Remote GridWLDFRContaminationAggregated | WLDFR | HFTD - Distribution - Tier 2 - 3QU CoRE ¦ 3QU LoRE | Non-Red Flag Warning - Destructive Fires | Contamination | Aggregated | 2049 | 8.7104e-09 | 791.1875 | 6.8916e-06 | 2049 | Mitigation | 0.95 | 45 | 0 | esc | 0.00097009 | 8.4499e-12 | 0.00097009 | 8.4499e-12
[79 empty] | WLDFR | HFTD - Distribution - Tier 3 - 5QU CoRE ¦ 3QU LoRE | Non-Red Flag Warning - Large Fires | 2050 | 9.5269e-09 | 9.5269e-09 | 7.3713 | 0.88759 | 4.1075 | 2.3763 | 0 | 0 | 1.0484e-05 | 7.0226e-08 | 0 | 7.0226e-08 | 7.0226e-08 | 0 | 7.0226e-08 | 0 | 1.99e-05 | 4.3622e-05 | 0 | 4.3622e-05 | [17 empty] | 7.3.3.17.5 (Remote Grid) Updates to grid topology to minimize risk of ignition in HFTDs Remote GridWLDFRContaminationAggregated | WLDFR | HFTD - Distribution - Tier 2 - 3QU CoRE ¦ 3QU LoRE | Non-Red Flag Warning - Destructive Fires | Contamination | Aggregated | 2050 | 8.7104e-09 | 791.1875 | 6.8916e-06 | 2050 | Mitigation | 0.95 | 45 | 0 | esc | 0.00097009 | 8.4499e-12 | 0.00097009 | 8.4499e-12
[79 empty] | WLDFR | HFTD - Distribution - Tier 3 - 5QU CoRE ¦ 3QU LoRE | Non-Red Flag Warning - Large Fires | 2051 | 9.5269e-09 | 9.5269e-09 | 7.3713 | 0.88759 | 4.1075 | 2.3763 | 0 | 0 | 1.0484e-05 | 7.0226e-08 | 0 | 7.0226e-08 | 7.0226e-08 | 0 | 7.0226e-08 | 0 | 1.99e-05 | 4.3622e-05 | 0 | 4.3622e-05 | [17 empty] | 7.3.3.17.5 (Remote Grid) Updates to grid topology to minimize risk of ignition in HFTDs Remote GridWLDFRContaminationAggregated | WLDFR | HFTD - Distribution - Tier 2 - 3QU CoRE ¦ 3QU LoRE | Non-Red Flag Warning - Destructive Fires | Contamination | Aggregated | 2051 | 8.7104e-09 | 791.1875 | 6.8916e-06 | 2051 | Mitigation | 0.95 | 45 | 0 | esc | 0.00097009 | 8.4499e-12 | 0.00097009 | 8.4499e-12
[79 empty] | WLDFR | HFTD - Distribution - Tier 3 - 5QU CoRE ¦ 3QU LoRE | Non-Red Flag Warning - Large Fires | 2052 | 9.5269e-09 | 9.5269e-09 | 7.3713 | 0.88759 | 4.1075 | 2.3763 | 0 | 0 | 1.0484e-05 | 7.0226e-08 | 0 | 7.0226e-08 | 7.0226e-08 | 0 | 7.0226e-08 | 0 | 2.0885e-05 | 4.5781e-05 | 0 | 4.5781e-05 | [17 empty] | 7.3.3.17.5 (Remote Grid) Updates to grid topology to minimize risk of ignition in HFTDs Remote GridWLDFRContaminationAggregated | WLDFR | HFTD - Distribution - Tier 2 - 3QU CoRE ¦ 3QU LoRE | Non-Red Flag Warning - Destructive Fires | Contamination | Aggregated | 2052 | 8.7104e-09 | 791.1875 | 6.8916e-06 | 2052 | Mitigation | 0.95 | 45 | 0 | esc | 0.00097009 | 8.4499e-12 | 0.00097009 | 8.4499e-12
[79 empty] | WLDFR | HFTD - Distribution - Tier 3 - 5QU CoRE ¦ 3QU LoRE | Non-Red Flag Warning - Large Fires | 2053 | 9.5269e-09 | 9.5269e-09 | 7.8503 | 0.92702 | 4.3664 | 2.5569 | 0 | 0 | 1.0484e-05 | 7.4789e-08 | 0 | 7.4789e-08 | 7.4789e-08 | 0 | 7.4789e-08 | 0 | 2.0885e-05 | 4.5781e-05 | 0 | 4.5781e-05 | [17 empty] | 7.3.3.17.5 (Remote Grid) Updates to grid topology to minimize risk of ignition in HFTDs Remote GridWLDFRContaminationAggregated | WLDFR | HFTD - Distribution - Tier 2 - 3QU CoRE ¦ 3QU LoRE | Non-Red Flag Warning - Destructive Fires | Contamination | Aggregated | 2053 | 8.7104e-09 | 791.1875 | 6.8916e-06 | 2053 | Mitigation | 0.95 | 45 | 0 | esc | 0.00097009 | 8.4499e-12 | 0.00097009 | 8.4499e-12
[79 empty] | WLDFR | HFTD - Distribution - Tier 3 - 5QU CoRE ¦ 3QU LoRE | Non-Red Flag Warning - Large Fires | 2054 | 9.5269e-09 | 9.5269e-09 | 7.8503 | 0.92702 | 4.3664 | 2.5569 | 0 | 0 | 1.0484e-05 | 7.4789e-08 | 0 | 7.4789e-08 | 7.4789e-08 | 0 | 7.4789e-08 | 0 | 2.0885e-05 | 4.5781e-05 | 0 | 4.5781e-05 | [17 empty] | 7.3.3.17.5 (Remote Grid) Updates to grid topology to minimize risk of ignition in HFTDs Remote GridWLDFRContaminationAggregated | WLDFR | HFTD - Distribution - Tier 2 - 3QU CoRE ¦ 3QU LoRE | Non-Red Flag Warning - Destructive Fires | Contamination | Aggregated | 2054 | 8.7104e-09 | 791.1875 | 6.8916e-06 | 2054 | Mitigation | 0.95 | 45 | 0 | esc | 0.00097009 | 8.4499e-12 | 0.00097009 | 8.4499e-12
[79 empty] | WLDFR | HFTD - Distribution - Tier 3 - 5QU CoRE ¦ 3QU LoRE | Non-Red Flag Warning - Large Fires | 2055 | 9.5269e-09 | 9.5269e-09 | 7.8503 | 0.92702 | 4.3664 | 2.5569 | 0 | 0 | 1.0484e-05 | 7.4789e-08 | 0 | 7.4789e-08 | 7.4789e-08 | 0 | 7.4789e-08 | 0 | 2.0885e-05 | 4.5781e-05 | 0 | 4.5781e-05 | [17 empty] | 7.3.3.17.5 (Remote Grid) Updates to grid topology to minimize risk of ignition in HFTDs Remote GridWLDFRContaminationAggregated | WLDFR | HFTD - Distribution - Tier 2 - 3QU CoRE ¦ 3QU LoRE | Non-Red Flag Warning - Destructive Fires | Contamination | Aggregated | 2055 | 8.7104e-09 | 791.1875 | 6.8916e-06 | 2055 | Mitigation | 0.95 | 45 | 0 | esc | 0.00097009 | 8.4499e-12 | 0.00097009 | 8.4499e-12
[79 empty] | WLDFR | HFTD - Distribution - Tier 3 - 5QU CoRE ¦ 3QU LoRE | Non-Red Flag Warning - Large Fires | 2056 | 9.5269e-09 | 9.5269e-09 | 7.8503 | 0.92702 | 4.3664 | 2.5569 | 0 | 0 | 1.0484e-05 | 7.4789e-08 | 0 | 7.4789e-08 | 7.4789e-08 | 0 | 7.4789e-08 | 0 | 2.0885e-05 | 4.5781e-05 | 0 | 4.5781e-05 | [17 empty] | 7.3.3.17.5 (Remote Grid) Updates to grid topology to minimize risk of ignition in HFTDs Remote GridWLDFRContaminationAggregated | WLDFR | HFTD - Distribution - Tier 2 - 3QU CoRE ¦ 3QU LoRE | Non-Red Flag Warning - Destructive Fires | Contamination | Aggregated | 2056 | 8.7104e-09 | 791.1875 | 6.8916e-06 | 2056 | Mitigation | 0.95 | 45 | 0 | esc | 0.00097009 | 8.4499e-12 | 0.00097009 | 8.4499e-12
[79 empty] | WLDFR | HFTD - Distribution - Tier 3 - 5QU CoRE ¦ 3QU LoRE | Non-Red Flag Warning - Large Fires | 2057 | 9.5269e-09 | 9.5269e-09 | 7.8503 | 0.92702 | 4.3664 | 2.5569 | 0 | 0 | 1.0484e-05 | 7.4789e-08 | 0 | 7.4789e-08 | 7.4789e-08 | 0 | 7.4789e-08 | 0 | 2.1902e-05 | 4.801e-05 | 0 | 4.801e-05 | [17 empty] | 7.3.3.17.5 (Remote Grid) Updates to grid topology to minimize risk of ignition in HFTDs Remote GridWLDFRContaminationAggregated | WLDFR | HFTD - Distribution - Tier 2 - 3QU CoRE ¦ 3QU LoRE | Non-Red Flag Warning - Destructive Fires | Contamination | Aggregated | 2057 | 8.7104e-09 | 791.1875 | 6.8916e-06 | 2057 | Mitigation | 0.95 | 45 | 0 | esc | 0.00097009 | 8.4499e-12 | 0.00097009 | 8.4499e-12
[79 empty] | WLDFR | HFTD - Distribution - Tier 3 - 5QU CoRE ¦ 3QU LoRE | Non-Red Flag Warning - Large Fires | 2058 | 9.5269e-09 | 9.5269e-09 | 8.3524 | 0.96727 | 4.6367 | 2.7484 | 0 | 0 | 1.0484e-05 | 7.9572e-08 | 0 | 7.9572e-08 | 7.9572e-08 | 0 | 7.9572e-08 | 0 | 2.1902e-05 | 4.801e-05 | 0 | 4.801e-05 | [17 empty] | 7.3.3.17.5 (Remote Grid) Updates to grid topology to minimize risk of ignition in HFTDs Remote GridWLDFRContaminationAggregated | WLDFR | HFTD - Distribution - Tier 2 - 3QU CoRE ¦ 3QU LoRE | Non-Red Flag Warning - Destructive Fires | Contamination | Aggregated | 2058 | 8.7104e-09 | 791.1875 | 6.8916e-06 | 2058 | Mitigation | 0.95 | 45 | 0 | esc | 0.00097009 | 8.4499e-12 | 0.00097009 | 8.4499e-12
[79 empty] | WLDFR | HFTD - Distribution - Tier 3 - 5QU CoRE ¦ 3QU LoRE | Non-Red Flag Warning - Large Fires | 2059 | 9.5269e-09 | 9.5269e-09 | 8.3524 | 0.96727 | 4.6367 | 2.7484 | 0 | 0 | 1.0484e-05 | 7.9572e-08 | 0 | 7.9572e-08 | 7.9572e-08 | 0 | 7.9572e-08 | 0 | 2.1902e-05 | 4.801e-05 | 0 | 4.801e-05 | [17 empty] | 7.3.3.17.5 (Remote Grid) Updates to grid topology to minimize risk of ignition in HFTDs Remote GridWLDFRContaminationAggregated | WLDFR | HFTD - Distribution - Tier 2 - 3QU CoRE ¦ 3QU LoRE | Non-Red Flag Warning - Destructive Fires | Contamination | Aggregated | 2059 | 8.7104e-09 | 791.1875 | 6.8916e-06 | 2059 | Mitigation | 0.95 | 45 | 0 | esc | 0.00097009 | 8.4499e-12 | 0.00097009 | 8.4499e-12
[79 empty] | WLDFR | HFTD - Distribution - Tier 3 - 5QU CoRE ¦ 3QU LoRE | Non-Red Flag Warning - Large Fires | 2060 | 9.5269e-09 | 9.5269e-09 | 8.3524 | 0.96727 | 4.6367 | 2.7484 | 0 | 0 | 1.0484e-05 | 7.9572e-08 | 0 | 7.9572e-08 | 7.9572e-08 | 0 | 7.9572e-08 | 0 | 2.1902e-05 | 4.801e-05 | 0 | 4.801e-05 | [17 empty] | 7.3.3.17.5 (Remote Grid) Updates to grid topology to minimize risk of ignition in HFTDs Remote GridWLDFRContaminationAggregated | WLDFR | HFTD - Distribution - Tier 2 - 3QU CoRE ¦ 3QU LoRE | Non-Red Flag Warning - Destructive Fires | Contamination | Aggregated | 2060 | 8.7104e-09 | 791.1875 | 6.8916e-06 | 2060 | Mitigation | 0.95 | 45 | 0 | esc | 0.00097009 | 8.4499e-12 | 0.00097009 | 8.4499e-12
[79 empty] | WLDFR | HFTD - Distribution - Tier 3 - 5QU CoRE ¦ 3QU LoRE | Non-Red Flag Warning - Large Fires | 2061 | 9.5269e-09 | 9.5269e-09 | 8.3524 | 0.96727 | 4.6367 | 2.7484 | 0 | 0 | 1.0484e-05 | 7.9572e-08 | 0 | 7.9572e-08 | 7.9572e-08 | 0 | 7.9572e-08 | 0 | 2.1902e-05 | 4.801e-05 | 0 | 4.801e-05 | [17 empty] | 7.3.3.17.5 (Remote Grid) Updates to grid topology to minimize risk of ignition in HFTDs Remote GridWLDFRContaminationAggregated | WLDFR | HFTD - Distribution - Tier 2 - 3QU CoRE ¦ 3QU LoRE | Non-Red Flag Warning - Destructive Fires | Contamination | Aggregated | 2061 | 8.7104e-09 | 791.1875 | 6.8916e-06 | 2061 | Mitigation | 0.95 | 45 | 0 | esc | 0.00097009 | 8.4499e-12 | 0.00097009 | 8.4499e-12
[79 empty] | WLDFR | HFTD - Distribution - Tier 3 - 5QU CoRE ¦ 3QU LoRE | Non-Red Flag Warning - Large Fires | 2062 | 9.5269e-09 | 9.5269e-09 | 8.3524 | 0.96727 | 4.6367 | 2.7484 | 0 | 0 | 1.0484e-05 | 7.9572e-08 | 0 | 7.9572e-08 | 7.9572e-08 | 0 | 7.9572e-08 | 0 | 2.2938e-05 | 5.0282e-05 | 0 | 5.0282e-05 | [17 empty] | 7.3.3.17.5 (Remote Grid) Updates to grid topology to minimize risk of ignition in HFTDs Remote GridWLDFRContaminationAggregated | WLDFR | HFTD - Distribution - Tier 2 - 3QU CoRE ¦ 3QU LoRE | Non-Red Flag Warning - Destructive Fires | Contamination | Aggregated | 2062 | 8.7104e-09 | 791.1875 | 6.8916e-06 | 2062 | Mitigation | 0.95 | 45 | 0 | esc | 0.00097009 | 8.4499e-12 | 0.00097009 | 8.4499e-12
[79 empty] | WLDFR | HFTD - Distribution - Tier 3 - 5QU CoRE ¦ 3QU LoRE | Non-Red Flag Warning - Large Fires | 2063 | 9.5269e-09 | 9.5269e-09 | 8.872 | 1.0079 | 4.9153 | 2.9488 | 0 | 0 | 1.0484e-05 | 8.4522e-08 | 0 | 8.4522e-08 | 8.4522e-08 | 0 | 8.4522e-08 | 0 | 2.2938e-05 | 5.0282e-05 | 0 | 5.0282e-05 | [17 empty] | 7.3.3.17.5 (Remote Grid) Updates to grid topology to minimize risk of ignition in HFTDs Remote GridWLDFRContaminationAggregated | WLDFR | HFTD - Distribution - Tier 2 - 3QU CoRE ¦ 3QU LoRE | Non-Red Flag Warning - Destructive Fires | Contamination | Aggregated | 2063 | 8.7104e-09 | 791.1875 | 6.8916e-06 | 2063 | Mitigation | 0.95 | 45 | 0 | esc | 0.00097009 | 8.4499e-12 | 0.00097009 | 8.4499e-12
[79 empty] | WLDFR | HFTD - Distribution - Tier 3 - 5QU CoRE ¦ 3QU LoRE | Non-Red Flag Warning - Large Fires | 2064 | 9.5269e-09 | 9.5269e-09 | 8.872 | 1.0079 | 4.9153 | 2.9488 | 0 | 0 | 1.0484e-05 | 8.4522e-08 | 0 | 8.4522e-08 | 8.4522e-08 | 0 | 8.4522e-08 | 0 | 2.2938e-05 | 5.0282e-05 | 0 | 5.0282e-05 | [17 empty] | 7.3.3.17.5 (Remote Grid) Updates to grid topology to minimize risk of ignition in HFTDs Remote GridWLDFRContaminationAggregated | WLDFR | HFTD - Distribution - Tier 2 - 3QU CoRE ¦ 3QU LoRE | Non-Red Flag Warning - Destructive Fires | Contamination | Aggregated | 2064 | 8.7104e-09 | 791.1875 | 6.8916e-06 | 2064 | Mitigation | 0.95 | 45 | 0 | esc | 0.00097009 | 8.4499e-12 | 0.00097009 | 8.4499e-12
[79 empty] | WLDFR | HFTD - Distribution - Tier 3 - 5QU CoRE ¦ 3QU LoRE | Non-Red Flag Warning - Large Fires | 2065 | 9.5269e-09 | 9.5269e-09 | 8.872 | 1.0079 | 4.9153 | 2.9488 | 0 | 0 | 1.0484e-05 | 8.4522e-08 | 0 | 8.4522e-08 | 8.4522e-08 | 0 | 8.4522e-08 | 0 | 2.2938e-05 | 5.0282e-05 | 0 | 5.0282e-05 | [17 empty] | 7.3.3.17.5 (Remote Grid) Updates to grid topology to minimize risk of ignition in HFTDs Remote GridWLDFRContaminationAggregated | WLDFR | HFTD - Distribution - Tier 2 - 3QU CoRE ¦ 3QU LoRE | Non-Red Flag Warning - Destructive Fires | Contamination | Aggregated | 2065 | 8.7104e-09 | 791.1875 | 6.8916e-06 | 2065 | Mitigation | 0.95 | 45 | 0 | esc | 0.00097009 | 8.4499e-12 | 0.00097009 | 8.4499e-12
[79 empty] | WLDFR | HFTD - Distribution - Tier 3 - 5QU CoRE ¦ 3QU LoRE | Non-Red Flag Warning - Large Fires | 2066 | 9.5269e-09 | 9.5269e-09 | 8.872 | 1.0079 | 4.9153 | 2.9488 | 0 | 0 | 1.0484e-05 | 8.4522e-08 | 0 | 8.4522e-08 | 8.4522e-08 | 0 | 8.4522e-08 | 0 | 2.2938e-05 | 5.0282e-05 | 0 | 5.0282e-05 | [17 empty] | 7.3.3.17.5 (Remote Grid) Updates to grid topology to minimize risk of ignition in HFTDs Remote GridWLDFRContaminationAggregated | WLDFR | HFTD - Distribution - Tier 2 - 3QU CoRE ¦ 3QU LoRE | Non-Red Flag Warning - Destructive Fires | Contamination | Aggregated | 2066 | 8.7104e-09 | 791.1875 | 6.8916e-06 | 2066 | Mitigation | 0.95 | 45 | 0 | esc | 0.00097009 | 8.4499e-12 | 0.00097009 | 8.4499e-12
[79 empty] | WLDFR | HFTD - Distribution - Tier 3 - 5QU CoRE ¦ 3QU LoRE | Non-Red Flag Warning - Large Fires | 2067 | 0 | 9.5269e-09 | 8.872 | 1.0079 | 4.9153 | 2.9488 | 0 | 0 | 1.0484e-05 | 0 | 0 | 0 | 8.4522e-08 | 0 | 8.4522e-08 | 0 | 2.3982e-05 | 5.2569e-05 | 0 | 5.2569e-05 | [17 empty] | 7.3.3.17.5 (Remote Grid) Updates to grid topology to minimize risk of ignition in HFTDs Remote GridWLDFRContaminationAggregated | WLDFR | HFTD - Distribution - Tier 2 - 3QU CoRE ¦ 3QU LoRE | Non-Red Flag Warning - Destructive Fires | Contamination | Aggregated | 2067 | 8.7104e-09 | 791.1875 | 6.8916e-06 | 2067 | Mitigation | 0.95 | 45 | 0 | esc | 0 | 0 | 0.00097009 | 8.4499e-12
[79 empty] | WLDFR | HFTD - Distribution - Tier 3 - 5QU CoRE ¦ 3QU LoRE | Non-Red Flag Warning - Small Fires | 2022 | 4.0022e-06 | 0 | 0.077901 | 0.036425 | 0.0015809 | 0.039895 | 0 | 0 | 0.0042958 | 3.1177e-07 | 0 | 3.1177e-07 | 0 | 0 | 0 | 0 | 2.3982e-05 | 5.2569e-05 | 0 | 5.2569e-05 | [17 empty] | 7.3.3.17.5 (Remote Grid) Updates to grid topology to minimize risk of ignition in HFTDs Remote GridWLDFREquipment / facility failureAggregated | WLDFR | HFTD - Distribution - Tier 2 - 3QU CoRE ¦ 3QU LoRE | Non-Red Flag Warning - Destructive Fires | Equipment / facility failure | Aggregated | 2022 | 1.105e-07 | 791.1875 | 8.7426e-05 | 2022 | Mitigation | 0.95 | 45 | 0 | esc | 0.00097009 | 1.0719e-10 | 0 | 0
[79 empty] | WLDFR | HFTD - Distribution - Tier 3 - 5QU CoRE ¦ 3QU LoRE | Non-Red Flag Warning - Small Fires | 2023 | 4.0022e-06 | 4.0022e-06 | 0.080408 | 0.03759 | 0.0016314 | 0.041187 | 0 | 0 | 0.0042958 | 3.2181e-07 | 0 | 3.2181e-07 | 3.2181e-07 | 0 | 3.2181e-07 | 0 | 2.3982e-05 | 5.2569e-05 | 0 | 5.2569e-05 | [17 empty] | 7.3.3.17.5 (Remote Grid) Updates to grid topology to minimize risk of ignition in HFTDs Remote GridWLDFREquipment / facility failureAggregated | WLDFR | HFTD - Distribution - Tier 2 - 3QU CoRE ¦ 3QU LoRE | Non-Red Flag Warning - Destructive Fires | Equipment / facility failure | Aggregated | 2023 | 1.105e-07 | 791.1875 | 8.7426e-05 | 2023 | Mitigation | 0.95 | 45 | 0 | esc | 0.00097009 | 1.0719e-10 | 0.00097009 | 1.0719e-10
[79 empty] | WLDFR | HFTD - Distribution - Tier 3 - 5QU CoRE ¦ 3QU LoRE | Non-Red Flag Warning - Small Fires | 2024 | 4.0022e-06 | 4.0022e-06 | 0.080408 | 0.03759 | 0.0016314 | 0.041187 | 0 | 0 | 0.0042958 | 3.2181e-07 | 0 | 3.2181e-07 | 3.2181e-07 | 0 | 3.2181e-07 | 0 | 2.3982e-05 | 5.2569e-05 | 0 | 5.2569e-05 | [17 empty] | 7.3.3.17.5 (Remote Grid) Updates to grid topology to minimize risk of ignition in HFTDs Remote GridWLDFREquipment / facility failureAggregated | WLDFR | HFTD - Distribution - Tier 2 - 3QU CoRE ¦ 3QU LoRE | Non-Red Flag Warning - Destructive Fires | Equipment / facility failure | Aggregated | 2024 | 1.105e-07 | 791.1875 | 8.7426e-05 | 2024 | Mitigation | 0.95 | 45 | 0 | esc | 0.00097009 | 1.0719e-10 | 0.00097009 | 1.0719e-10
[79 empty] | WLDFR | HFTD - Distribution - Tier 3 - 5QU CoRE ¦ 3QU LoRE | Non-Red Flag Warning - Small Fires | 2025 | 4.0022e-06 | 4.0022e-06 | 0.080408 | 0.03759 | 0.0016314 | 0.041187 | 0 | 0 | 0.0042958 | 3.2181e-07 | 0 | 3.2181e-07 | 3.2181e-07 | 0 | 3.2181e-07 | 0 | 2.3982e-05 | 5.2569e-05 | 0 | 5.2569e-05 | [17 empty] | 7.3.3.17.5 (Remote Grid) Updates to grid topology to minimize risk of ignition in HFTDs Remote GridWLDFREquipment / facility failureAggregated | WLDFR | HFTD - Distribution - Tier 2 - 3QU CoRE ¦ 3QU LoRE | Non-Red Flag Warning - Destructive Fires | Equipment / facility failure | Aggregated | 2025 | 1.105e-07 | 791.1875 | 8.7426e-05 | 2025 | Mitigation | 0.95 | 45 | 0 | esc | 0.00097009 | 1.0719e-10 | 0.00097009 | 1.0719e-10
[79 empty] | WLDFR | HFTD - Distribution - Tier 3 - 5QU CoRE ¦ 3QU LoRE | Non-Red Flag Warning - Small Fires | 2026 | 4.0022e-06 | 4.0022e-06 | 0.080408 | 0.03759 | 0.0016314 | 0.041187 | 0 | 0 | 0.0042958 | 3.2181e-07 | 0 | 3.2181e-07 | 3.2181e-07 | 0 | 3.2181e-07 | 0 | 2.502e-05 | 5.4845e-05 | 0 | 5.4845e-05 | [17 empty] | 7.3.3.17.5 (Remote Grid) Updates to grid topology to minimize risk of ignition in HFTDs Remote GridWLDFREquipment / facility failureAggregated | WLDFR | HFTD - Distribution - Tier 2 - 3QU CoRE ¦ 3QU LoRE | Non-Red Flag Warning - Destructive Fires | Equipment / facility failure | Aggregated | 2026 | 1.105e-07 | 791.1875 | 8.7426e-05 | 2026 | Mitigation | 0.95 | 45 | 0 | esc | 0.00097009 | 1.0719e-10 | 0.00097009 | 1.0719e-10
[79 empty] | WLDFR | HFTD - Distribution - Tier 3 - 5QU CoRE ¦ 3QU LoRE | Non-Red Flag Warning - Small Fires | 2027 | 4.0022e-06 | 4.0022e-06 | 0.080408 | 0.03759 | 0.0016314 | 0.041187 | 0 | 0 | 0.0042958 | 3.2181e-07 | 0 | 3.2181e-07 | 3.2181e-07 | 0 | 3.2181e-07 | 0 | 2.502e-05 | 5.4845e-05 | 0 | 5.4845e-05 | [17 empty] | 7.3.3.17.5 (Remote Grid) Updates to grid topology to minimize risk of ignition in HFTDs Remote GridWLDFREquipment / facility failureAggregated | WLDFR | HFTD - Distribution - Tier 2 - 3QU CoRE ¦ 3QU LoRE | Non-Red Flag Warning - Destructive Fires | Equipment / facility failure | Aggregated | 2027 | 1.105e-07 | 791.1875 | 8.7426e-05 | 2027 | Mitigation | 0.95 | 45 | 0 | esc | 0.00097009 | 1.0719e-10 | 0.00097009 | 1.0719e-10
[79 empty] | WLDFR | HFTD - Distribution - Tier 3 - 5QU CoRE ¦ 3QU LoRE | Non-Red Flag Warning - Small Fires | 2028 | 4.0022e-06 | 4.0022e-06 | 0.083606 | 0.039055 | 0.001695 | 0.042856 | 0 | 0 | 0.0042958 | 3.3461e-07 | 0 | 3.3461e-07 | 3.3461e-07 | 0 | 3.3461e-07 | 0 | 2.502e-05 | 5.4845e-05 | 0 | 5.4845e-05 | [17 empty] | 7.3.3.17.5 (Remote Grid) Updates to grid topology to minimize risk of ignition in HFTDs Remote GridWLDFREquipment / facility failureAggregated | WLDFR | HFTD - Distribution - Tier 2 - 3QU CoRE ¦ 3QU LoRE | Non-Red Flag Warning - Destructive Fires | Equipment / facility failure | Aggregated | 2028 | 1.105e-07 | 791.1875 | 8.7426e-05 | 2028 | Mitigation | 0.95 | 45 | 0 | esc | 0.00097009 | 1.0719e-10 | 0.00097009 | 1.0719e-10
[79 empty] | WLDFR | HFTD - Distribution - Tier 3 - 5QU CoRE ¦ 3QU LoRE | Non-Red Flag Warning - Small Fires | 2029 | 4.0022e-06 | 4.0022e-06 | 0.083606 | 0.039055 | 0.001695 | 0.042856 | 0 | 0 | 0.0042958 | 3.3461e-07 | 0 | 3.3461e-07 | 3.3461e-07 | 0 | 3.3461e-07 | 0 | 0 | 5.4845e-05 | 0 | 5.4845e-05 | [17 empty] | 7.3.3.17.5 (Remote Grid) Updates to grid topology to minimize risk of ignition in HFTDs Remote GridWLDFREquipment / facility failureAggregated | WLDFR | HFTD - Distribution - Tier 2 - 3QU CoRE ¦ 3QU LoRE | Non-Red Flag Warning - Destructive Fires | Equipment / facility failure | Aggregated | 2029 | 1.105e-07 | 791.1875 | 8.7426e-05 | 2029 | Mitigation | 0.95 | 45 | 0 | esc | 0.00097009 | 1.0719e-10 | 0.00097009 | 1.0719e-10
[79 empty] | WLDFR | HFTD - Distribution - Tier 3 - 5QU CoRE ¦ 3QU LoRE | Non-Red Flag Warning - Small Fires | 2030 | 4.0022e-06 | 4.0022e-06 | 0.083606 | 0.039055 | 0.001695 | 0.042856 | 0 | 0 | 0.0042958 | 3.3461e-07 | 0 | 3.3461e-07 | 3.3461e-07 | 0 | 3.3461e-07 | 0 | 0 | 0 | 0 | 0 | [17 empty] | 7.3.3.17.5 (Remote Grid) Updates to grid topology to minimize risk of ignition in HFTDs Remote GridWLDFREquipment / facility failureAggregated | WLDFR | HFTD - Distribution - Tier 2 - 3QU CoRE ¦ 3QU LoRE | Non-Red Flag Warning - Destructive Fires | Equipment / facility failure | Aggregated | 2030 | 1.105e-07 | 791.1875 | 8.7426e-05 | 2030 | Mitigation | 0.95 | 45 | 0 | esc | 0.00097009 | 1.0719e-10 | 0.00097009 | 1.0719e-10
[79 empty] | WLDFR | HFTD - Distribution - Tier 3 - 5QU CoRE ¦ 3QU LoRE | Non-Red Flag Warning - Small Fires | 2031 | 4.0022e-06 | 4.0022e-06 | 0.083606 | 0.039055 | 0.001695 | 0.042856 | 0 | 0 | 0.0042958 | 3.3461e-07 | 0 | 3.3461e-07 | 3.3461e-07 | 0 | 3.3461e-07 | 0 | 1.4676e-07 | 0 | 0 | 0 | [17 empty] | 7.3.3.17.5 (Remote Grid) Updates to grid topology to minimize risk of ignition in HFTDs Remote GridWLDFREquipment / facility failureAggregated | WLDFR | HFTD - Distribution - Tier 2 - 3QU CoRE ¦ 3QU LoRE | Non-Red Flag Warning - Destructive Fires | Equipment / facility failure | Aggregated | 2031 | 1.105e-07 | 791.1875 | 8.7426e-05 | 2031 | Mitigation | 0.95 | 45 | 0 | esc | 0.00097009 | 1.0719e-10 | 0.00097009 | 1.0719e-10
[79 empty] | WLDFR | HFTD - Distribution - Tier 3 - 5QU CoRE ¦ 3QU LoRE | Non-Red Flag Warning - Small Fires | 2032 | 4.0022e-06 | 4.0022e-06 | 0.083606 | 0.039055 | 0.001695 | 0.042856 | 0 | 0 | 0.0042958 | 3.3461e-07 | 0 | 3.3461e-07 | 3.3461e-07 | 0 | 3.3461e-07 | 0 | 1.5332e-07 | 3.3609e-07 | 0 | 3.3609e-07 | [17 empty] | 7.3.3.17.5 (Remote Grid) Updates to grid topology to minimize risk of ignition in HFTDs Remote GridWLDFREquipment / facility failureAggregated | WLDFR | HFTD - Distribution - Tier 2 - 3QU CoRE ¦ 3QU LoRE | Non-Red Flag Warning - Destructive Fires | Equipment / facility failure | Aggregated | 2032 | 1.105e-07 | 791.1875 | 8.7426e-05 | 2032 | Mitigation | 0.95 | 45 | 0 | esc | 0.00097009 | 1.0719e-10 | 0.00097009 | 1.0719e-10
[79 empty] | WLDFR | HFTD - Distribution - Tier 3 - 5QU CoRE ¦ 3QU LoRE | Non-Red Flag Warning - Small Fires | 2033 | 4.0022e-06 | 4.0022e-06 | 0.087211 | 0.040679 | 0.0017655 | 0.044766 | 0 | 0 | 0.0042958 | 3.4904e-07 | 0 | 3.4904e-07 | 3.4904e-07 | 0 | 3.4904e-07 | 0 | 1.5332e-07 | 3.3609e-07 | 0 | 3.3609e-07 | [17 empty] | 7.3.3.17.5 (Remote Grid) Updates to grid topology to minimize risk of ignition in HFTDs Remote GridWLDFREquipment / facility failureAggregated | WLDFR | HFTD - Distribution - Tier 2 - 3QU CoRE ¦ 3QU LoRE | Non-Red Flag Warning - Destructive Fires | Equipment / facility failure | Aggregated | 2033 | 1.105e-07 | 791.1875 | 8.7426e-05 | 2033 | Mitigation | 0.95 | 45 | 0 | esc | 0.00097009 | 1.0719e-10 | 0.00097009 | 1.0719e-10
[79 empty] | WLDFR | HFTD - Distribution - Tier 3 - 5QU CoRE ¦ 3QU LoRE | Non-Red Flag Warning - Small Fires | 2034 | 4.0022e-06 | 4.0022e-06 | 0.087211 | 0.040679 | 0.0017655 | 0.044766 | 0 | 0 | 0.0042958 | 3.4904e-07 | 0 | 3.4904e-07 | 3.4904e-07 | 0 | 3.4904e-07 | 0 | 1.5332e-07 | 3.3609e-07 | 0 | 3.3609e-07 | [17 empty] | 7.3.3.17.5 (Remote Grid) Updates to grid topology to minimize risk of ignition in HFTDs Remote GridWLDFREquipment / facility failureAggregated | WLDFR | HFTD - Distribution - Tier 2 - 3QU CoRE ¦ 3QU LoRE | Non-Red Flag Warning - Destructive Fires | Equipment / facility failure | Aggregated | 2034 | 1.105e-07 | 791.1875 | 8.7426e-05 | 2034 | Mitigation | 0.95 | 45 | 0 | esc | 0.00097009 | 1.0719e-10 | 0.00097009 | 1.0719e-10
[79 empty] | WLDFR | HFTD - Distribution - Tier 3 - 5QU CoRE ¦ 3QU LoRE | Non-Red Flag Warning - Small Fires | 2035 | 4.0022e-06 | 4.0022e-06 | 0.087211 | 0.040679 | 0.0017655 | 0.044766 | 0 | 0 | 0.0042958 | 3.4904e-07 | 0 | 3.4904e-07 | 3.4904e-07 | 0 | 3.4904e-07 | 0 | 1.5332e-07 | 3.3609e-07 | 0 | 3.3609e-07 | [17 empty] | 7.3.3.17.5 (Remote Grid) Updates to grid topology to minimize risk of ignition in HFTDs Remote GridWLDFREquipment / facility failureAggregated | WLDFR | HFTD - Distribution - Tier 2 - 3QU CoRE ¦ 3QU LoRE | Non-Red Flag Warning - Destructive Fires | Equipment / facility failure | Aggregated | 2035 | 1.105e-07 | 791.1875 | 8.7426e-05 | 2035 | Mitigation | 0.95 | 45 | 0 | esc | 0.00097009 | 1.0719e-10 | 0.00097009 | 1.0719e-10
[79 empty] | WLDFR | HFTD - Distribution - Tier 3 - 5QU CoRE ¦ 3QU LoRE | Non-Red Flag Warning - Small Fires | 2036 | 4.0022e-06 | 4.0022e-06 | 0.087211 | 0.040679 | 0.0017655 | 0.044766 | 0 | 0 | 0.0042958 | 3.4904e-07 | 0 | 3.4904e-07 | 3.4904e-07 | 0 | 3.4904e-07 | 0 | 1.5332e-07 | 3.3609e-07 | 0 | 3.3609e-07 | [17 empty] | 7.3.3.17.5 (Remote Grid) Updates to grid topology to minimize risk of ignition in HFTDs Remote GridWLDFREquipment / facility failureAggregated | WLDFR | HFTD - Distribution - Tier 2 - 3QU CoRE ¦ 3QU LoRE | Non-Red Flag Warning - Destructive Fires | Equipment / facility failure | Aggregated | 2036 | 1.105e-07 | 791.1875 | 8.7426e-05 | 2036 | Mitigation | 0.95 | 45 | 0 | esc | 0.00097009 | 1.0719e-10 | 0.00097009 | 1.0719e-10
[79 empty] | WLDFR | HFTD - Distribution - Tier 3 - 5QU CoRE ¦ 3QU LoRE | Non-Red Flag Warning - Small Fires | 2037 | 4.0022e-06 | 4.0022e-06 | 0.087211 | 0.040679 | 0.0017655 | 0.044766 | 0 | 0 | 0.0042958 | 3.4904e-07 | 0 | 3.4904e-07 | 3.4904e-07 | 0 | 3.4904e-07 | 0 | 1.6178e-07 | 3.5463e-07 | 0 | 3.5463e-07 | [17 empty] | 7.3.3.17.5 (Remote Grid) Updates to grid topology to minimize risk of ignition in HFTDs Remote GridWLDFREquipment / facility failureAggregated | WLDFR | HFTD - Distribution - Tier 2 - 3QU CoRE ¦ 3QU LoRE | Non-Red Flag Warning - Destructive Fires | Equipment / facility failure | Aggregated | 2037 | 1.105e-07 | 791.1875 | 8.7426e-05 | 2037 | Mitigation | 0.95 | 45 | 0 | esc | 0.00097009 | 1.0719e-10 | 0.00097009 | 1.0719e-10
[79 empty] | WLDFR | HFTD - Distribution - Tier 3 - 5QU CoRE ¦ 3QU LoRE | Non-Red Flag Warning - Small Fires | 2038 | 4.0022e-06 | 4.0022e-06 | 0.091184 | 0.042438 | 0.0018418 | 0.046905 | 0 | 0 | 0.0042958 | 3.6494e-07 | 0 | 3.6494e-07 | 3.6494e-07 | 0 | 3.6494e-07 | 0 | 1.6178e-07 | 3.5463e-07 | 0 | 3.5463e-07 | [17 empty] | 7.3.3.17.5 (Remote Grid) Updates to grid topology to minimize risk of ignition in HFTDs Remote GridWLDFREquipment / facility failureAggregated | WLDFR | HFTD - Distribution - Tier 2 - 3QU CoRE ¦ 3QU LoRE | Non-Red Flag Warning - Destructive Fires | Equipment / facility failure | Aggregated | 2038 | 1.105e-07 | 791.1875 | 8.7426e-05 | 2038 | Mitigation | 0.95 | 45 | 0 | esc | 0.00097009 | 1.0719e-10 | 0.00097009 | 1.0719e-10
[79 empty] | WLDFR | HFTD - Distribution - Tier 3 - 5QU CoRE ¦ 3QU LoRE | Non-Red Flag Warning - Small Fires | 2039 | 4.0022e-06 | 4.0022e-06 | 0.091184 | 0.042438 | 0.0018418 | 0.046905 | 0 | 0 | 0.0042958 | 3.6494e-07 | 0 | 3.6494e-07 | 3.6494e-07 | 0 | 3.6494e-07 | 0 | 1.6178e-07 | 3.5463e-07 | 0 | 3.5463e-07 | [17 empty] | 7.3.3.17.5 (Remote Grid) Updates to grid topology to minimize risk of ignition in HFTDs Remote GridWLDFREquipment / facility failureAggregated | WLDFR | HFTD - Distribution - Tier 2 - 3QU CoRE ¦ 3QU LoRE | Non-Red Flag Warning - Destructive Fires | Equipment / facility failure | Aggregated | 2039 | 1.105e-07 | 791.1875 | 8.7426e-05 | 2039 | Mitigation | 0.95 | 45 | 0 | esc | 0.00097009 | 1.0719e-10 | 0.00097009 | 1.0719e-10
[79 empty] | WLDFR | HFTD - Distribution - Tier 3 - 5QU CoRE ¦ 3QU LoRE | Non-Red Flag Warning - Small Fires | 2040 | 4.0022e-06 | 4.0022e-06 | 0.091184 | 0.042438 | 0.0018418 | 0.046905 | 0 | 0 | 0.0042958 | 3.6494e-07 | 0 | 3.6494e-07 | 3.6494e-07 | 0 | 3.6494e-07 | 0 | 1.6178e-07 | 3.5463e-07 | 0 | 3.5463e-07 | [17 empty] | 7.3.3.17.5 (Remote Grid) Updates to grid topology to minimize risk of ignition in HFTDs Remote GridWLDFREquipment / facility failureAggregated | WLDFR | HFTD - Distribution - Tier 2 - 3QU CoRE ¦ 3QU LoRE | Non-Red Flag Warning - Destructive Fires | Equipment / facility failure | Aggregated | 2040 | 1.105e-07 | 791.1875 | 8.7426e-05 | 2040 | Mitigation | 0.95 | 45 | 0 | esc | 0.00097009 | 1.0719e-10 | 0.00097009 | 1.0719e-10
[79 empty] | WLDFR | HFTD - Distribution - Tier 3 - 5QU CoRE ¦ 3QU LoRE | Non-Red Flag Warning - Small Fires | 2041 | 4.0022e-06 | 4.0022e-06 | 0.091184 | 0.042438 | 0.0018418 | 0.046905 | 0 | 0 | 0.0042958 | 3.6494e-07 | 0 | 3.6494e-07 | 3.6494e-07 | 0 | 3.6494e-07 | 0 | 1.6178e-07 | 3.5463e-07 | 0 | 3.5463e-07 | [17 empty] | 7.3.3.17.5 (Remote Grid) Updates to grid topology to minimize risk of ignition in HFTDs Remote GridWLDFREquipment / facility failureAggregated | WLDFR | HFTD - Distribution - Tier 2 - 3QU CoRE ¦ 3QU LoRE | Non-Red Flag Warning - Destructive Fires | Equipment / facility failure | Aggregated | 2041 | 1.105e-07 | 791.1875 | 8.7426e-05 | 2041 | Mitigation | 0.95 | 45 | 0 | esc | 0.00097009 | 1.0719e-10 | 0.00097009 | 1.0719e-10
[79 empty] | WLDFR | HFTD - Distribution - Tier 3 - 5QU CoRE ¦ 3QU LoRE | Non-Red Flag Warning - Small Fires | 2042 | 4.0022e-06 | 4.0022e-06 | 0.091184 | 0.042438 | 0.0018418 | 0.046905 | 0 | 0 | 0.0042958 | 3.6494e-07 | 0 | 3.6494e-07 | 3.6494e-07 | 0 | 3.6494e-07 | 0 | 1.714e-07 | 3.7571e-07 | 0 | 3.7571e-07 | [17 empty] | 7.3.3.17.5 (Remote Grid) Updates to grid topology to minimize risk of ignition in HFTDs Remote GridWLDFREquipment / facility failureAggregated | WLDFR | HFTD - Distribution - Tier 2 - 3QU CoRE ¦ 3QU LoRE | Non-Red Flag Warning - Destructive Fires | Equipment / facility failure | Aggregated | 2042 | 1.105e-07 | 791.1875 | 8.7426e-05 | 2042 | Mitigation | 0.95 | 45 | 0 | esc | 0.00097009 | 1.0719e-10 | 0.00097009 | 1.0719e-10
[79 empty] | WLDFR | HFTD - Distribution - Tier 3 - 5QU CoRE ¦ 3QU LoRE | Non-Red Flag Warning - Small Fires | 2043 | 4.0022e-06 | 4.0022e-06 | 0.095486 | 0.044306 | 0.0019228 | 0.049257 | 0 | 0 | 0.0042958 | 3.8215e-07 | 0 | 3.8215e-07 | 3.8215e-07 | 0 | 3.8215e-07 | 0 | 1.714e-07 | 3.7571e-07 | 0 | 3.7571e-07 | [17 empty] | 7.3.3.17.5 (Remote Grid) Updates to grid topology to minimize risk of ignition in HFTDs Remote GridWLDFREquipment / facility failureAggregated | WLDFR | HFTD - Distribution - Tier 2 - 3QU CoRE ¦ 3QU LoRE | Non-Red Flag Warning - Destructive Fires | Equipment / facility failure | Aggregated | 2043 | 1.105e-07 | 791.1875 | 8.7426e-05 | 2043 | Mitigation | 0.95 | 45 | 0 | esc | 0.00097009 | 1.0719e-10 | 0.00097009 | 1.0719e-10
[79 empty] | WLDFR | HFTD - Distribution - Tier 3 - 5QU CoRE ¦ 3QU LoRE | Non-Red Flag Warning - Small Fires | 2044 | 4.0022e-06 | 4.0022e-06 | 0.095486 | 0.044306 | 0.0019228 | 0.049257 | 0 | 0 | 0.0042958 | 3.8215e-07 | 0 | 3.8215e-07 | 3.8215e-07 | 0 | 3.8215e-07 | 0 | 1.714e-07 | 3.7571e-07 | 0 | 3.7571e-07 | [17 empty] | 7.3.3.17.5 (Remote Grid) Updates to grid topology to minimize risk of ignition in HFTDs Remote GridWLDFREquipment / facility failureAggregated | WLDFR | HFTD - Distribution - Tier 2 - 3QU CoRE ¦ 3QU LoRE | Non-Red Flag Warning - Destructive Fires | Equipment / facility failure | Aggregated | 2044 | 1.105e-07 | 791.1875 | 8.7426e-05 | 2044 | Mitigation | 0.95 | 45 | 0 | esc | 0.00097009 | 1.0719e-10 | 0.00097009 | 1.0719e-10
[79 empty] | WLDFR | HFTD - Distribution - Tier 3 - 5QU CoRE ¦ 3QU LoRE | Non-Red Flag Warning - Small Fires | 2045 | 4.0022e-06 | 4.0022e-06 | 0.095486 | 0.044306 | 0.0019228 | 0.049257 | 0 | 0 | 0.0042958 | 3.8215e-07 | 0 | 3.8215e-07 | 3.8215e-07 | 0 | 3.8215e-07 | 0 | 1.714e-07 | 3.7571e-07 | 0 | 3.7571e-07 | [17 empty] | 7.3.3.17.5 (Remote Grid) Updates to grid topology to minimize risk of ignition in HFTDs Remote GridWLDFREquipment / facility failureAggregated | WLDFR | HFTD - Distribution - Tier 2 - 3QU CoRE ¦ 3QU LoRE | Non-Red Flag Warning - Destructive Fires | Equipment / facility failure | Aggregated | 2045 | 1.105e-07 | 791.1875 | 8.7426e-05 | 2045 | Mitigation | 0.95 | 45 | 0 | esc | 0.00097009 | 1.0719e-10 | 0.00097009 | 1.0719e-10
[79 empty] | WLDFR | HFTD - Distribution - Tier 3 - 5QU CoRE ¦ 3QU LoRE | Non-Red Flag Warning - Small Fires | 2046 | 4.0022e-06 | 4.0022e-06 | 0.095486 | 0.044306 | 0.0019228 | 0.049257 | 0 | 0 | 0.0042958 | 3.8215e-07 | 0 | 3.8215e-07 | 3.8215e-07 | 0 | 3.8215e-07 | 0 | 1.714e-07 | 3.7571e-07 | 0 | 3.7571e-07 | [17 empty] | 7.3.3.17.5 (Remote Grid) Updates to grid topology to minimize risk of ignition in HFTDs Remote GridWLDFREquipment / facility failureAggregated | WLDFR | HFTD - Distribution - Tier 2 - 3QU CoRE ¦ 3QU LoRE | Non-Red Flag Warning - Destructive Fires | Equipment / facility failure | Aggregated | 2046 | 1.105e-07 | 791.1875 | 8.7426e-05 | 2046 | Mitigation | 0.95 | 45 | 0 | esc | 0.00097009 | 1.0719e-10 | 0.00097009 | 1.0719e-10
[79 empty] | WLDFR | HFTD - Distribution - Tier 3 - 5QU CoRE ¦ 3QU LoRE | Non-Red Flag Warning - Small Fires | 2047 | 4.0022e-06 | 4.0022e-06 | 0.095486 | 0.044306 | 0.0019228 | 0.049257 | 0 | 0 | 0.0042958 | 3.8215e-07 | 0 | 3.8215e-07 | 3.8215e-07 | 0 | 3.8215e-07 | 0 | 1.8211e-07 | 3.9918e-07 | 0 | 3.9918e-07 | [17 empty] | 7.3.3.17.5 (Remote Grid) Updates to grid topology to minimize risk of ignition in HFTDs Remote GridWLDFREquipment / facility failureAggregated | WLDFR | HFTD - Distribution - Tier 2 - 3QU CoRE ¦ 3QU LoRE | Non-Red Flag Warning - Destructive Fires | Equipment / facility failure | Aggregated | 2047 | 1.105e-07 | 791.1875 | 8.7426e-05 | 2047 | Mitigation | 0.95 | 45 | 0 | esc | 0.00097009 | 1.0719e-10 | 0.00097009 | 1.0719e-10
[79 empty] | WLDFR | HFTD - Distribution - Tier 3 - 5QU CoRE ¦ 3QU LoRE | Non-Red Flag Warning - Small Fires | 2048 | 4.0022e-06 | 4.0022e-06 | 0.10007 | 0.04626 | 0.0020076 | 0.051804 | 0 | 0 | 0.0042958 | 4.0051e-07 | 0 | 4.0051e-07 | 4.0051e-07 | 0 | 4.0051e-07 | 0 | 1.8211e-07 | 3.9918e-07 | 0 | 3.9918e-07 | [17 empty] | 7.3.3.17.5 (Remote Grid) Updates to grid topology to minimize risk of ignition in HFTDs Remote GridWLDFREquipment / facility failureAggregated | WLDFR | HFTD - Distribution - Tier 2 - 3QU CoRE ¦ 3QU LoRE | Non-Red Flag Warning - Destructive Fires | Equipment / facility failure | Aggregated | 2048 | 1.105e-07 | 791.1875 | 8.7426e-05 | 2048 | Mitigation | 0.95 | 45 | 0 | esc | 0.00097009 | 1.0719e-10 | 0.00097009 | 1.0719e-10
[79 empty] | WLDFR | HFTD - Distribution - Tier 3 - 5QU CoRE ¦ 3QU LoRE | Non-Red Flag Warning - Small Fires | 2049 | 4.0022e-06 | 4.0022e-06 | 0.10007 | 0.04626 | 0.0020076 | 0.051804 | 0 | 0 | 0.0042958 | 4.0051e-07 | 0 | 4.0051e-07 | 4.0051e-07 | 0 | 4.0051e-07 | 0 | 1.8211e-07 | 3.9918e-07 | 0 | 3.9918e-07 | [17 empty] | 7.3.3.17.5 (Remote Grid) Updates to grid topology to minimize risk of ignition in HFTDs Remote GridWLDFREquipment / facility failureAggregated | WLDFR | HFTD - Distribution - Tier 2 - 3QU CoRE ¦ 3QU LoRE | Non-Red Flag Warning - Destructive Fires | Equipment / facility failure | Aggregated | 2049 | 1.105e-07 | 791.1875 | 8.7426e-05 | 2049 | Mitigation | 0.95 | 45 | 0 | esc | 0.00097009 | 1.0719e-10 | 0.00097009 | 1.0719e-10
[79 empty] | WLDFR | HFTD - Distribution - Tier 3 - 5QU CoRE ¦ 3QU LoRE | Non-Red Flag Warning - Small Fires | 2050 | 4.0022e-06 | 4.0022e-06 | 0.10007 | 0.04626 | 0.0020076 | 0.051804 | 0 | 0 | 0.0042958 | 4.0051e-07 | 0 | 4.0051e-07 | 4.0051e-07 | 0 | 4.0051e-07 | 0 | 1.8211e-07 | 3.9918e-07 | 0 | 3.9918e-07 | [17 empty] | 7.3.3.17.5 (Remote Grid) Updates to grid topology to minimize risk of ignition in HFTDs Remote GridWLDFREquipment / facility failureAggregated | WLDFR | HFTD - Distribution - Tier 2 - 3QU CoRE ¦ 3QU LoRE | Non-Red Flag Warning - Destructive Fires | Equipment / facility failure | Aggregated | 2050 | 1.105e-07 | 791.1875 | 8.7426e-05 | 2050 | Mitigation | 0.95 | 45 | 0 | esc | 0.00097009 | 1.0719e-10 | 0.00097009 | 1.0719e-10
[79 empty] | WLDFR | HFTD - Distribution - Tier 3 - 5QU CoRE ¦ 3QU LoRE | Non-Red Flag Warning - Small Fires | 2051 | 4.0022e-06 | 4.0022e-06 | 0.10007 | 0.04626 | 0.0020076 | 0.051804 | 0 | 0 | 0.0042958 | 4.0051e-07 | 0 | 4.0051e-07 | 4.0051e-07 | 0 | 4.0051e-07 | 0 | 1.8211e-07 | 3.9918e-07 | 0 | 3.9918e-07 | [17 empty] | 7.3.3.17.5 (Remote Grid) Updates to grid topology to minimize risk of ignition in HFTDs Remote GridWLDFREquipment / facility failureAggregated | WLDFR | HFTD - Distribution - Tier 2 - 3QU CoRE ¦ 3QU LoRE | Non-Red Flag Warning - Destructive Fires | Equipment / facility failure | Aggregated | 2051 | 1.105e-07 | 791.1875 | 8.7426e-05 | 2051 | Mitigation | 0.95 | 45 | 0 | esc | 0.00097009 | 1.0719e-10 | 0.00097009 | 1.0719e-10
[79 empty] | WLDFR | HFTD - Distribution - Tier 3 - 5QU CoRE ¦ 3QU LoRE | Non-Red Flag Warning - Small Fires | 2052 | 4.0022e-06 | 4.0022e-06 | 0.10007 | 0.04626 | 0.0020076 | 0.051804 | 0 | 0 | 0.0042958 | 4.0051e-07 | 0 | 4.0051e-07 | 4.0051e-07 | 0 | 4.0051e-07 | 0 | 1.9381e-07 | 4.2485e-07 | 0 | 4.2485e-07 | [17 empty] | 7.3.3.17.5 (Remote Grid) Updates to grid topology to minimize risk of ignition in HFTDs Remote GridWLDFREquipment / facility failureAggregated | WLDFR | HFTD - Distribution - Tier 2 - 3QU CoRE ¦ 3QU LoRE | Non-Red Flag Warning - Destructive Fires | Equipment / facility failure | Aggregated | 2052 | 1.105e-07 | 791.1875 | 8.7426e-05 | 2052 | Mitigation | 0.95 | 45 | 0 | esc | 0.00097009 | 1.0719e-10 | 0.00097009 | 1.0719e-10
[79 empty] | WLDFR | HFTD - Distribution - Tier 3 - 5QU CoRE ¦ 3QU LoRE | Non-Red Flag Warning - Small Fires | 2053 | 4.0022e-06 | 4.0022e-06 | 0.10489 | 0.048274 | 0.002095 | 0.054525 | 0 | 0 | 0.0042958 | 4.1981e-07 | 0 | 4.1981e-07 | 4.1981e-07 | 0 | 4.1981e-07 | 0 | 1.9381e-07 | 4.2485e-07 | 0 | 4.2485e-07 | [17 empty] | 7.3.3.17.5 (Remote Grid) Updates to grid topology to minimize risk of ignition in HFTDs Remote GridWLDFREquipment / facility failureAggregated | WLDFR | HFTD - Distribution - Tier 2 - 3QU CoRE ¦ 3QU LoRE | Non-Red Flag Warning - Destructive Fires | Equipment / facility failure | Aggregated | 2053 | 1.105e-07 | 791.1875 | 8.7426e-05 | 2053 | Mitigation | 0.95 | 45 | 0 | esc | 0.00097009 | 1.0719e-10 | 0.00097009 | 1.0719e-10
[79 empty] | WLDFR | HFTD - Distribution - Tier 3 - 5QU CoRE ¦ 3QU LoRE | Non-Red Flag Warning - Small Fires | 2054 | 4.0022e-06 | 4.0022e-06 | 0.10489 | 0.048274 | 0.002095 | 0.054525 | 0 | 0 | 0.0042958 | 4.1981e-07 | 0 | 4.1981e-07 | 4.1981e-07 | 0 | 4.1981e-07 | 0 | 1.9381e-07 | 4.2485e-07 | 0 | 4.2485e-07 | [17 empty] | 7.3.3.17.5 (Remote Grid) Updates to grid topology to minimize risk of ignition in HFTDs Remote GridWLDFREquipment / facility failureAggregated | WLDFR | HFTD - Distribution - Tier 2 - 3QU CoRE ¦ 3QU LoRE | Non-Red Flag Warning - Destructive Fires | Equipment / facility failure | Aggregated | 2054 | 1.105e-07 | 791.1875 | 8.7426e-05 | 2054 | Mitigation | 0.95 | 45 | 0 | esc | 0.00097009 | 1.0719e-10 | 0.00097009 | 1.0719e-10
[79 empty] | WLDFR | HFTD - Distribution - Tier 3 - 5QU CoRE ¦ 3QU LoRE | Non-Red Flag Warning - Small Fires | 2055 | 4.0022e-06 | 4.0022e-06 | 0.10489 | 0.048274 | 0.002095 | 0.054525 | 0 | 0 | 0.0042958 | 4.1981e-07 | 0 | 4.1981e-07 | 4.1981e-07 | 0 | 4.1981e-07 | 0 | 1.9381e-07 | 4.2485e-07 | 0 | 4.2485e-07 | [17 empty] | 7.3.3.17.5 (Remote Grid) Updates to grid topology to minimize risk of ignition in HFTDs Remote GridWLDFREquipment / facility failureAggregated | WLDFR | HFTD - Distribution - Tier 2 - 3QU CoRE ¦ 3QU LoRE | Non-Red Flag Warning - Destructive Fires | Equipment / facility failure | Aggregated | 2055 | 1.105e-07 | 791.1875 | 8.7426e-05 | 2055 | Mitigation | 0.95 | 45 | 0 | esc | 0.00097009 | 1.0719e-10 | 0.00097009 | 1.0719e-10
[79 empty] | WLDFR | HFTD - Distribution - Tier 3 - 5QU CoRE ¦ 3QU LoRE | Non-Red Flag Warning - Small Fires | 2056 | 4.0022e-06 | 4.0022e-06 | 0.10489 | 0.048274 | 0.002095 | 0.054525 | 0 | 0 | 0.0042958 | 4.1981e-07 | 0 | 4.1981e-07 | 4.1981e-07 | 0 | 4.1981e-07 | 0 | 1.9381e-07 | 4.2485e-07 | 0 | 4.2485e-07 | [17 empty] | 7.3.3.17.5 (Remote Grid) Updates to grid topology to minimize risk of ignition in HFTDs Remote GridWLDFREquipment / facility failureAggregated | WLDFR | HFTD - Distribution - Tier 2 - 3QU CoRE ¦ 3QU LoRE | Non-Red Flag Warning - Destructive Fires | Equipment / facility failure | Aggregated | 2056 | 1.105e-07 | 791.1875 | 8.7426e-05 | 2056 | Mitigation | 0.95 | 45 | 0 | esc | 0.00097009 | 1.0719e-10 | 0.00097009 | 1.0719e-10
[79 empty] | WLDFR | HFTD - Distribution - Tier 3 - 5QU CoRE ¦ 3QU LoRE | Non-Red Flag Warning - Small Fires | 2057 | 4.0022e-06 | 4.0022e-06 | 0.10489 | 0.048274 | 0.002095 | 0.054525 | 0 | 0 | 0.0042958 | 4.1981e-07 | 0 | 4.1981e-07 | 4.1981e-07 | 0 | 4.1981e-07 | 0 | 2.0643e-07 | 4.5249e-07 | 0 | 4.5249e-07 | [17 empty] | 7.3.3.17.5 (Remote Grid) Updates to grid topology to minimize risk of ignition in HFTDs Remote GridWLDFREquipment / facility failureAggregated | WLDFR | HFTD - Distribution - Tier 2 - 3QU CoRE ¦ 3QU LoRE | Non-Red Flag Warning - Destructive Fires | Equipment / facility failure | Aggregated | 2057 | 1.105e-07 | 791.1875 | 8.7426e-05 | 2057 | Mitigation | 0.95 | 45 | 0 | esc | 0.00097009 | 1.0719e-10 | 0.00097009 | 1.0719e-10
[79 empty] | WLDFR | HFTD - Distribution - Tier 3 - 5QU CoRE ¦ 3QU LoRE | Non-Red Flag Warning - Small Fires | 2058 | 4.0022e-06 | 4.0022e-06 | 0.1099 | 0.050325 | 0.0021839 | 0.057393 | 0 | 0 | 0.0042958 | 4.3985e-07 | 0 | 4.3985e-07 | 4.3985e-07 | 0 | 4.3985e-07 | 0 | 2.0643e-07 | 4.5249e-07 | 0 | 4.5249e-07 | [17 empty] | 7.3.3.17.5 (Remote Grid) Updates to grid topology to minimize risk of ignition in HFTDs Remote GridWLDFREquipment / facility failureAggregated | WLDFR | HFTD - Distribution - Tier 2 - 3QU CoRE ¦ 3QU LoRE | Non-Red Flag Warning - Destructive Fires | Equipment / facility failure | Aggregated | 2058 | 1.105e-07 | 791.1875 | 8.7426e-05 | 2058 | Mitigation | 0.95 | 45 | 0 | esc | 0.00097009 | 1.0719e-10 | 0.00097009 | 1.0719e-10
[79 empty] | WLDFR | HFTD - Distribution - Tier 3 - 5QU CoRE ¦ 3QU LoRE | Non-Red Flag Warning - Small Fires | 2059 | 4.0022e-06 | 4.0022e-06 | 0.1099 | 0.050325 | 0.0021839 | 0.057393 | 0 | 0 | 0.0042958 | 4.3985e-07 | 0 | 4.3985e-07 | 4.3985e-07 | 0 | 4.3985e-07 | 0 | 2.0643e-07 | 4.5249e-07 | 0 | 4.5249e-07 | [17 empty] | 7.3.3.17.5 (Remote Grid) Updates to grid topology to minimize risk of ignition in HFTDs Remote GridWLDFREquipment / facility failureAggregated | WLDFR | HFTD - Distribution - Tier 2 - 3QU CoRE ¦ 3QU LoRE | Non-Red Flag Warning - Destructive Fires | Equipment / facility failure | Aggregated | 2059 | 1.105e-07 | 791.1875 | 8.7426e-05 | 2059 | Mitigation | 0.95 | 45 | 0 | esc | 0.00097009 | 1.0719e-10 | 0.00097009 | 1.0719e-10
[79 empty] | WLDFR | HFTD - Distribution - Tier 3 - 5QU CoRE ¦ 3QU LoRE | Non-Red Flag Warning - Small Fires | 2060 | 4.0022e-06 | 4.0022e-06 | 0.1099 | 0.050325 | 0.0021839 | 0.057393 | 0 | 0 | 0.0042958 | 4.3985e-07 | 0 | 4.3985e-07 | 4.3985e-07 | 0 | 4.3985e-07 | 0 | 2.0643e-07 | 4.5249e-07 | 0 | 4.5249e-07 | [17 empty] | 7.3.3.17.5 (Remote Grid) Updates to grid topology to minimize risk of ignition in HFTDs Remote GridWLDFREquipment / facility failureAggregated | WLDFR | HFTD - Distribution - Tier 2 - 3QU CoRE ¦ 3QU LoRE | Non-Red Flag Warning - Destructive Fires | Equipment / facility failure | Aggregated | 2060 | 1.105e-07 | 791.1875 | 8.7426e-05 | 2060 | Mitigation | 0.95 | 45 | 0 | esc | 0.00097009 | 1.0719e-10 | 0.00097009 | 1.0719e-10
[79 empty] | WLDFR | HFTD - Distribution - Tier 3 - 5QU CoRE ¦ 3QU LoRE | Non-Red Flag Warning - Small Fires | 2061 | 4.0022e-06 | 4.0022e-06 | 0.1099 | 0.050325 | 0.0021839 | 0.057393 | 0 | 0 | 0.0042958 | 4.3985e-07 | 0 | 4.3985e-07 | 4.3985e-07 | 0 | 4.3985e-07 | 0 | 2.0643e-07 | 4.5249e-07 | 0 | 4.5249e-07 | [17 empty] | 7.3.3.17.5 (Remote Grid) Updates to grid topology to minimize risk of ignition in HFTDs Remote GridWLDFREquipment / facility failureAggregated | WLDFR | HFTD - Distribution - Tier 2 - 3QU CoRE ¦ 3QU LoRE | Non-Red Flag Warning - Destructive Fires | Equipment / facility failure | Aggregated | 2061 | 1.105e-07 | 791.1875 | 8.7426e-05 | 2061 | Mitigation | 0.95 | 45 | 0 | esc | 0.00097009 | 1.0719e-10 | 0.00097009 | 1.0719e-10
[79 empty] | WLDFR | HFTD - Distribution - Tier 3 - 5QU CoRE ¦ 3QU LoRE | Non-Red Flag Warning - Small Fires | 2062 | 4.0022e-06 | 4.0022e-06 | 0.1099 | 0.050325 | 0.0021839 | 0.057393 | 0 | 0 | 0.0042958 | 4.3985e-07 | 0 | 4.3985e-07 | 4.3985e-07 | 0 | 4.3985e-07 | 0 | 2.1984e-07 | 4.819e-07 | 0 | 4.819e-07 | [17 empty] | 7.3.3.17.5 (Remote Grid) Updates to grid topology to minimize risk of ignition in HFTDs Remote GridWLDFREquipment / facility failureAggregated | WLDFR | HFTD - Distribution - Tier 2 - 3QU CoRE ¦ 3QU LoRE | Non-Red Flag Warning - Destructive Fires | Equipment / facility failure | Aggregated | 2062 | 1.105e-07 | 791.1875 | 8.7426e-05 | 2062 | Mitigation | 0.95 | 45 | 0 | esc | 0.00097009 | 1.0719e-10 | 0.00097009 | 1.0719e-10
[79 empty] | WLDFR | HFTD - Distribution - Tier 3 - 5QU CoRE ¦ 3QU LoRE | Non-Red Flag Warning - Small Fires | 2063 | 4.0022e-06 | 4.0022e-06 | 0.11504 | 0.052388 | 0.0022734 | 0.060377 | 0 | 0 | 0.0042958 | 4.6041e-07 | 0 | 4.6041e-07 | 4.6041e-07 | 0 | 4.6041e-07 | 0 | 2.1984e-07 | 4.819e-07 | 0 | 4.819e-07 | [17 empty] | 7.3.3.17.5 (Remote Grid) Updates to grid topology to minimize risk of ignition in HFTDs Remote GridWLDFREquipment / facility failureAggregated | WLDFR | HFTD - Distribution - Tier 2 - 3QU CoRE ¦ 3QU LoRE | Non-Red Flag Warning - Destructive Fires | Equipment / facility failure | Aggregated | 2063 | 1.105e-07 | 791.1875 | 8.7426e-05 | 2063 | Mitigation | 0.95 | 45 | 0 | esc | 0.00097009 | 1.0719e-10 | 0.00097009 | 1.0719e-10
[79 empty] | WLDFR | HFTD - Distribution - Tier 3 - 5QU CoRE ¦ 3QU LoRE | Non-Red Flag Warning - Small Fires | 2064 | 4.0022e-06 | 4.0022e-06 | 0.11504 | 0.052388 | 0.0022734 | 0.060377 | 0 | 0 | 0.0042958 | 4.6041e-07 | 0 | 4.6041e-07 | 4.6041e-07 | 0 | 4.6041e-07 | 0 | 2.1984e-07 | 4.819e-07 | 0 | 4.819e-07 | [17 empty] | 7.3.3.17.5 (Remote Grid) Updates to grid topology to minimize risk of ignition in HFTDs Remote GridWLDFREquipment / facility failureAggregated | WLDFR | HFTD - Distribution - Tier 2 - 3QU CoRE ¦ 3QU LoRE | Non-Red Flag Warning - Destructive Fires | Equipment / facility failure | Aggregated | 2064 | 1.105e-07 | 791.1875 | 8.7426e-05 | 2064 | Mitigation | 0.95 | 45 | 0 | esc | 0.00097009 | 1.0719e-10 | 0.00097009 | 1.0719e-10
[79 empty] | WLDFR | HFTD - Distribution - Tier 3 - 5QU CoRE ¦ 3QU LoRE | Non-Red Flag Warning - Small Fires | 2065 | 4.0022e-06 | 4.0022e-06 | 0.11504 | 0.052388 | 0.0022734 | 0.060377 | 0 | 0 | 0.0042958 | 4.6041e-07 | 0 | 4.6041e-07 | 4.6041e-07 | 0 | 4.6041e-07 | 0 | 2.1984e-07 | 4.819e-07 | 0 | 4.819e-07 | [17 empty] | 7.3.3.17.5 (Remote Grid) Updates to grid topology to minimize risk of ignition in HFTDs Remote GridWLDFREquipment / facility failureAggregated | WLDFR | HFTD - Distribution - Tier 2 - 3QU CoRE ¦ 3QU LoRE | Non-Red Flag Warning - Destructive Fires | Equipment / facility failure | Aggregated | 2065 | 1.105e-07 | 791.1875 | 8.7426e-05 | 2065 | Mitigation | 0.95 | 45 | 0 | esc | 0.00097009 | 1.0719e-10 | 0.00097009 | 1.0719e-10
[79 empty] | WLDFR | HFTD - Distribution - Tier 3 - 5QU CoRE ¦ 3QU LoRE | Non-Red Flag Warning - Small Fires | 2066 | 4.0022e-06 | 4.0022e-06 | 0.11504 | 0.052388 | 0.0022734 | 0.060377 | 0 | 0 | 0.0042958 | 4.6041e-07 | 0 | 4.6041e-07 | 4.6041e-07 | 0 | 4.6041e-07 | 0 | 2.1984e-07 | 4.819e-07 | 0 | 4.819e-07 | [17 empty] | 7.3.3.17.5 (Remote Grid) Updates to grid topology to minimize risk of ignition in HFTDs Remote GridWLDFREquipment / facility failureAggregated | WLDFR | HFTD - Distribution - Tier 2 - 3QU CoRE ¦ 3QU LoRE | Non-Red Flag Warning - Destructive Fires | Equipment / facility failure | Aggregated | 2066 | 1.105e-07 | 791.1875 | 8.7426e-05 | 2066 | Mitigation | 0.95 | 45 | 0 | esc | 0.00097009 | 1.0719e-10 | 0.00097009 | 1.0719e-10
[79 empty] | WLDFR | HFTD - Distribution - Tier 3 - 5QU CoRE ¦ 3QU LoRE | Non-Red Flag Warning - Small Fires | 2067 | 0 | 4.0022e-06 | 0.11504 | 0.052388 | 0.0022734 | 0.060377 | 0 | 0 | 0.0042958 | 0 | 0 | 0 | 4.6041e-07 | 0 | 4.6041e-07 | 0 | 2.339e-07 | 5.1271e-07 | 0 | 5.1271e-07 | [17 empty] | 7.3.3.17.5 (Remote Grid) Updates to grid topology to minimize risk of ignition in HFTDs Remote GridWLDFREquipment / facility failureAggregated | WLDFR | HFTD - Distribution - Tier 2 - 3QU CoRE ¦ 3QU LoRE | Non-Red Flag Warning - Destructive Fires | Equipment / facility failure | Aggregated | 2067 | 1.105e-07 | 791.1875 | 8.7426e-05 | 2067 | Mitigation | 0.95 | 45 | 0 | esc | 0 | 0 | 0.00097009 | 1.0719e-10
[79 empty] | WLDFR | HFTD - Distribution - Tier 3 - 5QU CoRE ¦ 3QU LoRE | Red Flag Warning - Catastrophic Fires | 2022 | 1.8392e-09 | 0 | 14146.1306 | 222.2294 | 8585.7228 | 5338.1784 | 0 | 0 | 1.8959e-06 | 2.6018e-05 | 0 | 2.6018e-05 | 0 | 0 | 0 | 0 | 2.339e-07 | 5.1271e-07 | 0 | 5.1271e-07 | [17 empty] | 7.3.3.17.5 (Remote Grid) Updates to grid topology to minimize risk of ignition in HFTDs Remote GridWLDFRVegetation ContactAggregated | WLDFR | HFTD - Distribution - Tier 2 - 3QU CoRE ¦ 3QU LoRE | Non-Red Flag Warning - Destructive Fires | Vegetation Contact | Aggregated | 2022 | 6.6417e-07 | 791.1875 | 0.00052548 | 2022 | Mitigation | 0.95 | 45 | 0 | esc | 0.00097009 | 6.443e-10 | 0 | 0
[79 empty] | WLDFR | HFTD - Distribution - Tier 3 - 5QU CoRE ¦ 3QU LoRE | Red Flag Warning - Catastrophic Fires | 2023 | 1.8392e-09 | 1.8392e-09 | 14664.6376 | 233.2301 | 8896.516 | 5534.8915 | 0 | 0 | 1.8959e-06 | 2.6971e-05 | 0 | 2.6971e-05 | 2.6971e-05 | 0 | 2.6971e-05 | 0 | 2.339e-07 | 5.1271e-07 | 0 | 5.1271e-07 | [17 empty] | 7.3.3.17.5 (Remote Grid) Updates to grid topology to minimize risk of ignition in HFTDs Remote GridWLDFRVegetation ContactAggregated | WLDFR | HFTD - Distribution - Tier 2 - 3QU CoRE ¦ 3QU LoRE | Non-Red Flag Warning - Destructive Fires | Vegetation Contact | Aggregated | 2023 | 6.6417e-07 | 791.1875 | 0.00052548 | 2023 | Mitigation | 0.95 | 45 | 0 | esc | 0.00097009 | 6.443e-10 | 0.00097009 | 6.443e-10
[79 empty] | WLDFR | HFTD - Distribution - Tier 3 - 5QU CoRE ¦ 3QU LoRE | Red Flag Warning - Catastrophic Fires | 2024 | 1.8392e-09 | 1.8392e-09 | 14664.6376 | 233.2301 | 8896.516 | 5534.8915 | 0 | 0 | 1.8959e-06 | 2.6971e-05 | 0 | 2.6971e-05 | 2.6971e-05 | 0 | 2.6971e-05 | 0 | 2.339e-07 | 5.1271e-07 | 0 | 5.1271e-07 | [17 empty] | 7.3.3.17.5 (Remote Grid) Updates to grid topology to minimize risk of ignition in HFTDs Remote GridWLDFRVegetation ContactAggregated | WLDFR | HFTD - Distribution - Tier 2 - 3QU CoRE ¦ 3QU LoRE | Non-Red Flag Warning - Destructive Fires | Vegetation Contact | Aggregated | 2024 | 6.6417e-07 | 791.1875 | 0.00052548 | 2024 | Mitigation | 0.95 | 45 | 0 | esc | 0.00097009 | 6.443e-10 | 0.00097009 | 6.443e-10
[79 empty] | WLDFR | HFTD - Distribution - Tier 3 - 5QU CoRE ¦ 3QU LoRE | Red Flag Warning - Catastrophic Fires | 2025 | 1.8392e-09 | 1.8392e-09 | 14664.6376 | 233.2301 | 8896.516 | 5534.8915 | 0 | 0 | 1.8959e-06 | 2.6971e-05 | 0 | 2.6971e-05 | 2.6971e-05 | 0 | 2.6971e-05 | 0 | 2.339e-07 | 5.1271e-07 | 0 | 5.1271e-07 | [17 empty] | 7.3.3.17.5 (Remote Grid) Updates to grid topology to minimize risk of ignition in HFTDs Remote GridWLDFRVegetation ContactAggregated | WLDFR | HFTD - Distribution - Tier 2 - 3QU CoRE ¦ 3QU LoRE | Non-Red Flag Warning - Destructive Fires | Vegetation Contact | Aggregated | 2025 | 6.6417e-07 | 791.1875 | 0.00052548 | 2025 | Mitigation | 0.95 | 45 | 0 | esc | 0.00097009 | 6.443e-10 | 0.00097009 | 6.443e-10
[79 empty] | WLDFR | HFTD - Distribution - Tier 3 - 5QU CoRE ¦ 3QU LoRE | Red Flag Warning - Catastrophic Fires | 2026 | 1.8392e-09 | 1.8392e-09 | 14664.6376 | 233.2301 | 8896.516 | 5534.8915 | 0 | 0 | 1.8959e-06 | 2.6971e-05 | 0 | 2.6971e-05 | 2.6971e-05 | 0 | 2.6971e-05 | 0 | 2.4845e-07 | 5.4461e-07 | 0 | 5.4461e-07 | [17 empty] | 7.3.3.17.5 (Remote Grid) Updates to grid topology to minimize risk of ignition in HFTDs Remote GridWLDFRVegetation ContactAggregated | WLDFR | HFTD - Distribution - Tier 2 - 3QU CoRE ¦ 3QU LoRE | Non-Red Flag Warning - Destructive Fires | Vegetation Contact | Aggregated | 2026 | 6.6417e-07 | 791.1875 | 0.00052548 | 2026 | Mitigation | 0.95 | 45 | 0 | esc | 0.00097009 | 6.443e-10 | 0.00097009 | 6.443e-10
[79 empty] | WLDFR | HFTD - Distribution - Tier 3 - 5QU CoRE ¦ 3QU LoRE | Red Flag Warning - Catastrophic Fires | 2027 | 1.8392e-09 | 1.8392e-09 | 14664.6376 | 233.2301 | 8896.516 | 5534.8915 | 0 | 0 | 1.8959e-06 | 2.6971e-05 | 0 | 2.6971e-05 | 2.6971e-05 | 0 | 2.6971e-05 | 0 | 2.4845e-07 | 5.4461e-07 | 0 | 5.4461e-07 | [17 empty] | 7.3.3.17.5 (Remote Grid) Updates to grid topology to minimize risk of ignition in HFTDs Remote GridWLDFRVegetation ContactAggregated | WLDFR | HFTD - Distribution - Tier 2 - 3QU CoRE ¦ 3QU LoRE | Non-Red Flag Warning - Destructive Fires | Vegetation Contact | Aggregated | 2027 | 6.6417e-07 | 791.1875 | 0.00052548 | 2027 | Mitigation | 0.95 | 45 | 0 | esc | 0.00097009 | 6.443e-10 | 0.00097009 | 6.443e-10
[79 empty] | WLDFR | HFTD - Distribution - Tier 3 - 5QU CoRE ¦ 3QU LoRE | Red Flag Warning - Catastrophic Fires | 2028 | 1.8392e-09 | 1.8392e-09 | 15317.9909 | 247.273 | 9287.6491 | 5783.0689 | 0 | 0 | 1.8959e-06 | 2.8173e-05 | 0 | 2.8173e-05 | 2.8173e-05 | 0 | 2.8173e-05 | 0 | 2.4845e-07 | 5.4461e-07 | 0 | 5.4461e-07 | [17 empty] | 7.3.3.17.5 (Remote Grid) Updates to grid topology to minimize risk of ignition in HFTDs Remote GridWLDFRVegetation ContactAggregated | WLDFR | HFTD - Distribution - Tier 2 - 3QU CoRE ¦ 3QU LoRE | Non-Red Flag Warning - Destructive Fires | Vegetation Contact | Aggregated | 2028 | 6.6417e-07 | 791.1875 | 0.00052548 | 2028 | Mitigation | 0.95 | 45 | 0 | esc | 0.00097009 | 6.443e-10 | 0.00097009 | 6.443e-10
[79 empty] | WLDFR | HFTD - Distribution - Tier 3 - 5QU CoRE ¦ 3QU LoRE | Red Flag Warning - Catastrophic Fires | 2029 | 1.8392e-09 | 1.8392e-09 | 15317.9909 | 247.273 | 9287.6491 | 5783.0689 | 0 | 0 | 1.8959e-06 | 2.8173e-05 | 0 | 2.8173e-05 | 2.8173e-05 | 0 | 2.8173e-05 | 0 | 2.4845e-07 | 5.4461e-07 | 0 | 5.4461e-07 | [17 empty] | 7.3.3.17.5 (Remote Grid) Updates to grid topology to minimize risk of ignition in HFTDs Remote GridWLDFRVegetation ContactAggregated | WLDFR | HFTD - Distribution - Tier 2 - 3QU CoRE ¦ 3QU LoRE | Non-Red Flag Warning - Destructive Fires | Vegetation Contact | Aggregated | 2029 | 6.6417e-07 | 791.1875 | 0.00052548 | 2029 | Mitigation | 0.95 | 45 | 0 | esc | 0.00097009 | 6.443e-10 | 0.00097009 | 6.443e-10
[79 empty] | WLDFR | HFTD - Distribution - Tier 3 - 5QU CoRE ¦ 3QU LoRE | Red Flag Warning - Catastrophic Fires | 2030 | 1.8392e-09 | 1.8392e-09 | 15317.9909 | 247.273 | 9287.6491 | 5783.0689 | 0 | 0 | 1.8959e-06 | 2.8173e-05 | 0 | 2.8173e-05 | 2.8173e-05 | 0 | 2.8173e-05 | 0 | 2.4845e-07 | 5.4461e-07 | 0 | 5.4461e-07 | [17 empty] | 7.3.3.17.5 (Remote Grid) Updates to grid topology to minimize risk of ignition in HFTDs Remote GridWLDFRVegetation ContactAggregated | WLDFR | HFTD - Distribution - Tier 2 - 3QU CoRE ¦ 3QU LoRE | Non-Red Flag Warning - Destructive Fires | Vegetation Contact | Aggregated | 2030 | 6.6417e-07 | 791.1875 | 0.00052548 | 2030 | Mitigation | 0.95 | 45 | 0 | esc | 0.00097009 | 6.443e-10 | 0.00097009 | 6.443e-10
[79 empty] | WLDFR | HFTD - Distribution - Tier 3 - 5QU CoRE ¦ 3QU LoRE | Red Flag Warning - Catastrophic Fires | 2031 | 1.8392e-09 | 1.8392e-09 | 15317.9909 | 247.273 | 9287.6491 | 5783.0689 | 0 | 0 | 1.8959e-06 | 2.8173e-05 | 0 | 2.8173e-05 | 2.8173e-05 | 0 | 2.8173e-05 | 0 | 2.6333e-07 | 5.7722e-07 | 0 | 5.7722e-07 | [17 empty] | 7.3.3.17.5 (Remote Grid) Updates to grid topology to minimize risk of ignition in HFTDs Remote GridWLDFRVegetation ContactAggregated | WLDFR | HFTD - Distribution - Tier 2 - 3QU CoRE ¦ 3QU LoRE | Non-Red Flag Warning - Destructive Fires | Vegetation Contact | Aggregated | 2031 | 6.6417e-07 | 791.1875 | 0.00052548 | 2031 | Mitigation | 0.95 | 45 | 0 | esc | 0.00097009 | 6.443e-10 | 0.00097009 | 6.443e-10
[79 empty] | WLDFR | HFTD - Distribution - Tier 3 - 5QU CoRE ¦ 3QU LoRE | Red Flag Warning - Catastrophic Fires | 2032 | 1.8392e-09 | 1.8392e-09 | 15317.9909 | 247.273 | 9287.6491 | 5783.0689 | 0 | 0 | 1.8959e-06 | 2.8173e-05 | 0 | 2.8173e-05 | 2.8173e-05 | 0 | 2.8173e-05 | 0 | 2.6333e-07 | 5.7722e-07 | 0 | 5.7722e-07 | [17 empty] | 7.3.3.17.5 (Remote Grid) Updates to grid topology to minimize risk of ignition in HFTDs Remote GridWLDFRVegetation ContactAggregated | WLDFR | HFTD - Distribution - Tier 2 - 3QU CoRE ¦ 3QU LoRE | Non-Red Flag Warning - Destructive Fires | Vegetation Contact | Aggregated | 2032 | 6.6417e-07 | 791.1875 | 0.00052548 | 2032 | Mitigation | 0.95 | 45 | 0 | esc | 0.00097009 | 6.443e-10 | 0.00097009 | 6.443e-10
[79 empty] | WLDFR | HFTD - Distribution - Tier 3 - 5QU CoRE ¦ 3QU LoRE | Red Flag Warning - Catastrophic Fires | 2033 | 1.8392e-09 | 1.8392e-09 | 16044.1264 | 263.1074 | 9721.74 | 6059.2791 | 0 | 0 | 1.8959e-06 | 2.9509e-05 | 0 | 2.9509e-05 | 2.9509e-05 | 0 | 2.9509e-05 | 0 | 2.6333e-07 | 5.7722e-07 | 0 | 5.7722e-07 | [17 empty] | 7.3.3.17.5 (Remote Grid) Updates to grid topology to minimize risk of ignition in HFTDs Remote GridWLDFRVegetation ContactAggregated | WLDFR | HFTD - Distribution - Tier 2 - 3QU CoRE ¦ 3QU LoRE | Non-Red Flag Warning - Destructive Fires | Vegetation Contact | Aggregated | 2033 | 6.6417e-07 | 791.1875 | 0.00052548 | 2033 | Mitigation | 0.95 | 45 | 0 | esc | 0.00097009 | 6.443e-10 | 0.00097009 | 6.443e-10
[79 empty] | WLDFR | HFTD - Distribution - Tier 3 - 5QU CoRE ¦ 3QU LoRE | Red Flag Warning - Catastrophic Fires | 2034 | 1.8392e-09 | 1.8392e-09 | 16044.1264 | 263.1074 | 9721.74 | 6059.2791 | 0 | 0 | 1.8959e-06 | 2.9509e-05 | 0 | 2.9509e-05 | 2.9509e-05 | 0 | 2.9509e-05 | 0 | 0 | 5.7722e-07 | 0 | 5.7722e-07 | [17 empty] | 7.3.3.17.5 (Remote Grid) Updates to grid topology to minimize risk of ignition in HFTDs Remote GridWLDFRVegetation ContactAggregated | WLDFR | HFTD - Distribution - Tier 2 - 3QU CoRE ¦ 3QU LoRE | Non-Red Flag Warning - Destructive Fires | Vegetation Contact | Aggregated | 2034 | 6.6417e-07 | 791.1875 | 0.00052548 | 2034 | Mitigation | 0.95 | 45 | 0 | esc | 0.00097009 | 6.443e-10 | 0.00097009 | 6.443e-10
[79 empty] | WLDFR | HFTD - Distribution - Tier 3 - 5QU CoRE ¦ 3QU LoRE | Red Flag Warning - Catastrophic Fires | 2035 | 1.8392e-09 | 1.8392e-09 | 16044.1264 | 263.1074 | 9721.74 | 6059.2791 | 0 | 0 | 1.8959e-06 | 2.9509e-05 | 0 | 2.9509e-05 | 2.9509e-05 | 0 | 2.9509e-05 | 0 | 0 | 0 | 0 | 0 | [17 empty] | 7.3.3.17.5 (Remote Grid) Updates to grid topology to minimize risk of ignition in HFTDs Remote GridWLDFRVegetation ContactAggregated | WLDFR | HFTD - Distribution - Tier 2 - 3QU CoRE ¦ 3QU LoRE | Non-Red Flag Warning - Destructive Fires | Vegetation Contact | Aggregated | 2035 | 6.6417e-07 | 791.1875 | 0.00052548 | 2035 | Mitigation | 0.95 | 45 | 0 | esc | 0.00097009 | 6.443e-10 | 0.00097009 | 6.443e-10
[79 empty] | WLDFR | HFTD - Distribution - Tier 3 - 5QU CoRE ¦ 3QU LoRE | Red Flag Warning - Catastrophic Fires | 2036 | 1.8392e-09 | 1.8392e-09 | 16044.1264 | 263.1074 | 9721.74 | 6059.2791 | 0 | 0 | 1.8959e-06 | 2.9509e-05 | 0 | 2.9509e-05 | 2.9509e-05 | 0 | 2.9509e-05 | 0 | 6.5767e-08 | 0 | 0 | 0 | [17 empty] | 7.3.3.17.5 (Remote Grid) Updates to grid topology to minimize risk of ignition in HFTDs Remote GridWLDFRVegetation ContactAggregated | WLDFR | HFTD - Distribution - Tier 2 - 3QU CoRE ¦ 3QU LoRE | Non-Red Flag Warning - Destructive Fires | Vegetation Contact | Aggregated | 2036 | 6.6417e-07 | 791.1875 | 0.00052548 | 2036 | Mitigation | 0.95 | 45 | 0 | esc | 0.00097009 | 6.443e-10 | 0.00097009 | 6.443e-10
[79 empty] | WLDFR | HFTD - Distribution - Tier 3 - 5QU CoRE ¦ 3QU LoRE | Red Flag Warning - Catastrophic Fires | 2037 | 1.8392e-09 | 1.8392e-09 | 16044.1264 | 263.1074 | 9721.74 | 6059.2791 | 0 | 0 | 1.8959e-06 | 2.9509e-05 | 0 | 2.9509e-05 | 2.9509e-05 | 0 | 2.9509e-05 | 0 | 6.7884e-08 | 1.488e-07 | 0 | 1.488e-07 | [17 empty] | 7.3.3.17.5 (Remote Grid) Updates to grid topology to minimize risk of ignition in HFTDs Remote GridWLDFRVegetation ContactAggregated | WLDFR | HFTD - Distribution - Tier 2 - 3QU CoRE ¦ 3QU LoRE | Non-Red Flag Warning - Destructive Fires | Vegetation Contact | Aggregated | 2037 | 6.6417e-07 | 791.1875 | 0.00052548 | 2037 | Mitigation | 0.95 | 45 | 0 | esc | 0.00097009 | 6.443e-10 | 0.00097009 | 6.443e-10
[79 empty] | WLDFR | HFTD - Distribution - Tier 3 - 5QU CoRE ¦ 3QU LoRE | Red Flag Warning - Catastrophic Fires | 2038 | 1.8392e-09 | 1.8392e-09 | 16832.3912 | 280.5544 | 10192.2718 | 6359.5651 | 0 | 0 | 1.8959e-06 | 3.0958e-05 | 0 | 3.0958e-05 | 3.0958e-05 | 0 | 3.0958e-05 | 0 | 6.7884e-08 | 1.488e-07 | 0 | 1.488e-07 | [17 empty] | 7.3.3.17.5 (Remote Grid) Updates to grid topology to minimize risk of ignition in HFTDs Remote GridWLDFRVegetation ContactAggregated | WLDFR | HFTD - Distribution - Tier 2 - 3QU CoRE ¦ 3QU LoRE | Non-Red Flag Warning - Destructive Fires | Vegetation Contact | Aggregated | 2038 | 6.6417e-07 | 791.1875 | 0.00052548 | 2038 | Mitigation | 0.95 | 45 | 0 | esc | 0.00097009 | 6.443e-10 | 0.00097009 | 6.443e-10
[79 empty] | WLDFR | HFTD - Distribution - Tier 3 - 5QU CoRE ¦ 3QU LoRE | Red Flag Warning - Catastrophic Fires | 2039 | 1.8392e-09 | 1.8392e-09 | 16832.3912 | 280.5544 | 10192.2718 | 6359.5651 | 0 | 0 | 1.8959e-06 | 3.0958e-05 | 0 | 3.0958e-05 | 3.0958e-05 | 0 | 3.0958e-05 | 0 | 6.7884e-08 | 1.488e-07 | 0 | 1.488e-07 | [17 empty] | 7.3.3.17.5 (Remote Grid) Updates to grid topology to minimize risk of ignition in HFTDs Remote GridWLDFRVegetation ContactAggregated | WLDFR | HFTD - Distribution - Tier 2 - 3QU CoRE ¦ 3QU LoRE | Non-Red Flag Warning - Destructive Fires | Vegetation Contact | Aggregated | 2039 | 6.6417e-07 | 791.1875 | 0.00052548 | 2039 | Mitigation | 0.95 | 45 | 0 | esc | 0.00097009 | 6.443e-10 | 0.00097009 | 6.443e-10
[79 empty] | WLDFR | HFTD - Distribution - Tier 3 - 5QU CoRE ¦ 3QU LoRE | Red Flag Warning - Catastrophic Fires | 2040 | 1.8392e-09 | 1.8392e-09 | 16832.3912 | 280.5544 | 10192.2718 | 6359.5651 | 0 | 0 | 1.8959e-06 | 3.0958e-05 | 0 | 3.0958e-05 | 3.0958e-05 | 0 | 3.0958e-05 | 0 | 6.7884e-08 | 1.488e-07 | 0 | 1.488e-07 | [17 empty] | 7.3.3.17.5 (Remote Grid) Updates to grid topology to minimize risk of ignition in HFTDs Remote GridWLDFRVegetation ContactAggregated | WLDFR | HFTD - Distribution - Tier 2 - 3QU CoRE ¦ 3QU LoRE | Non-Red Flag Warning - Destructive Fires | Vegetation Contact | Aggregated | 2040 | 6.6417e-07 | 791.1875 | 0.00052548 | 2040 | Mitigation | 0.95 | 45 | 0 | esc | 0.00097009 | 6.443e-10 | 0.00097009 | 6.443e-10
[79 empty] | WLDFR | HFTD - Distribution - Tier 3 - 5QU CoRE ¦ 3QU LoRE | Red Flag Warning - Catastrophic Fires | 2041 | 1.8392e-09 | 1.8392e-09 | 16832.3912 | 280.5544 | 10192.2718 | 6359.5651 | 0 | 0 | 1.8959e-06 | 3.0958e-05 | 0 | 3.0958e-05 | 3.0958e-05 | 0 | 3.0958e-05 | 0 | 6.7884e-08 | 1.488e-07 | 0 | 1.488e-07 | [17 empty] | 7.3.3.17.5 (Remote Grid) Updates to grid topology to minimize risk of ignition in HFTDs Remote GridWLDFRVegetation ContactAggregated | WLDFR | HFTD - Distribution - Tier 2 - 3QU CoRE ¦ 3QU LoRE | Non-Red Flag Warning - Destructive Fires | Vegetation Contact | Aggregated | 2041 | 6.6417e-07 | 791.1875 | 0.00052548 | 2041 | Mitigation | 0.95 | 45 | 0 | esc | 0.00097009 | 6.443e-10 | 0.00097009 | 6.443e-10
[79 empty] | WLDFR | HFTD - Distribution - Tier 3 - 5QU CoRE ¦ 3QU LoRE | Red Flag Warning - Catastrophic Fires | 2042 | 1.8392e-09 | 1.8392e-09 | 16832.3912 | 280.5544 | 10192.2718 | 6359.5651 | 0 | 0 | 1.8959e-06 | 3.0958e-05 | 0 | 3.0958e-05 | 3.0958e-05 | 0 | 3.0958e-05 | 0 | 7.0584e-08 | 1.5472e-07 | 0 | 1.5472e-07 | [17 empty] | 7.3.3.17.5 (Remote Grid) Updates to grid topology to minimize risk of ignition in HFTDs Remote GridWLDFRVegetation ContactAggregated | WLDFR | HFTD - Distribution - Tier 2 - 3QU CoRE ¦ 3QU LoRE | Non-Red Flag Warning - Destructive Fires | Vegetation Contact | Aggregated | 2042 | 6.6417e-07 | 791.1875 | 0.00052548 | 2042 | Mitigation | 0.95 | 45 | 0 | esc | 0.00097009 | 6.443e-10 | 0.00097009 | 6.443e-10
[79 empty] | WLDFR | HFTD - Distribution - Tier 3 - 5QU CoRE ¦ 3QU LoRE | Red Flag Warning - Catastrophic Fires | 2043 | 1.8392e-09 | 1.8392e-09 | 17672.0852 | 299.42 | 10692.7362 | 6679.929 | 0 | 0 | 1.8959e-06 | 3.2503e-05 | 0 | 3.2503e-05 | 3.2503e-05 | 0 | 3.2503e-05 | 0 | 7.0584e-08 | 1.5472e-07 | 0 | 1.5472e-07 | [17 empty] | 7.3.3.17.5 (Remote Grid) Updates to grid topology to minimize risk of ignition in HFTDs Remote GridWLDFRVegetation ContactAggregated | WLDFR | HFTD - Distribution - Tier 2 - 3QU CoRE ¦ 3QU LoRE | Non-Red Flag Warning - Destructive Fires | Vegetation Contact | Aggregated | 2043 | 6.6417e-07 | 791.1875 | 0.00052548 | 2043 | Mitigation | 0.95 | 45 | 0 | esc | 0.00097009 | 6.443e-10 | 0.00097009 | 6.443e-10
[79 empty] | WLDFR | HFTD - Distribution - Tier 3 - 5QU CoRE ¦ 3QU LoRE | Red Flag Warning - Catastrophic Fires | 2044 | 1.8392e-09 | 1.8392e-09 | 17672.0852 | 299.42 | 10692.7362 | 6679.929 | 0 | 0 | 1.8959e-06 | 3.2503e-05 | 0 | 3.2503e-05 | 3.2503e-05 | 0 | 3.2503e-05 | 0 | 7.0584e-08 | 1.5472e-07 | 0 | 1.5472e-07 | [17 empty] | 7.3.3.17.5 (Remote Grid) Updates to grid topology to minimize risk of ignition in HFTDs Remote GridWLDFRVegetation ContactAggregated | WLDFR | HFTD - Distribution - Tier 2 - 3QU CoRE ¦ 3QU LoRE | Non-Red Flag Warning - Destructive Fires | Vegetation Contact | Aggregated | 2044 | 6.6417e-07 | 791.1875 | 0.00052548 | 2044 | Mitigation | 0.95 | 45 | 0 | esc | 0.00097009 | 6.443e-10 | 0.00097009 | 6.443e-10
[79 empty] | WLDFR | HFTD - Distribution - Tier 3 - 5QU CoRE ¦ 3QU LoRE | Red Flag Warning - Catastrophic Fires | 2045 | 1.8392e-09 | 1.8392e-09 | 17672.0852 | 299.42 | 10692.7362 | 6679.929 | 0 | 0 | 1.8959e-06 | 3.2503e-05 | 0 | 3.2503e-05 | 3.2503e-05 | 0 | 3.2503e-05 | 0 | 7.0584e-08 | 1.5472e-07 | 0 | 1.5472e-07 | [17 empty] | 7.3.3.17.5 (Remote Grid) Updates to grid topology to minimize risk of ignition in HFTDs Remote GridWLDFRVegetation ContactAggregated | WLDFR | HFTD - Distribution - Tier 2 - 3QU CoRE ¦ 3QU LoRE | Non-Red Flag Warning - Destructive Fires | Vegetation Contact | Aggregated | 2045 | 6.6417e-07 | 791.1875 | 0.00052548 | 2045 | Mitigation | 0.95 | 45 | 0 | esc | 0.00097009 | 6.443e-10 | 0.00097009 | 6.443e-10
[79 empty] | WLDFR | HFTD - Distribution - Tier 3 - 5QU CoRE ¦ 3QU LoRE | Red Flag Warning - Catastrophic Fires | 2046 | 1.8392e-09 | 1.8392e-09 | 17672.0852 | 299.42 | 10692.7362 | 6679.929 | 0 | 0 | 1.8959e-06 | 3.2503e-05 | 0 | 3.2503e-05 | 3.2503e-05 | 0 | 3.2503e-05 | 0 | 7.0584e-08 | 1.5472e-07 | 0 | 1.5472e-07 | [17 empty] | 7.3.3.17.5 (Remote Grid) Updates to grid topology to minimize risk of ignition in HFTDs Remote GridWLDFRVegetation ContactAggregated | WLDFR | HFTD - Distribution - Tier 2 - 3QU CoRE ¦ 3QU LoRE | Non-Red Flag Warning - Destructive Fires | Vegetation Contact | Aggregated | 2046 | 6.6417e-07 | 791.1875 | 0.00052548 | 2046 | Mitigation | 0.95 | 45 | 0 | esc | 0.00097009 | 6.443e-10 | 0.00097009 | 6.443e-10
[79 empty] | WLDFR | HFTD - Distribution - Tier 3 - 5QU CoRE ¦ 3QU LoRE | Red Flag Warning - Catastrophic Fires | 2047 | 1.8392e-09 | 1.8392e-09 | 17672.0852 | 299.42 | 10692.7362 | 6679.929 | 0 | 0 | 1.8959e-06 | 3.2503e-05 | 0 | 3.2503e-05 | 3.2503e-05 | 0 | 3.2503e-05 | 0 | 7.3627e-08 | 1.6139e-07 | 0 | 1.6139e-07 | [17 empty] | 7.3.3.17.5 (Remote Grid) Updates to grid topology to minimize risk of ignition in HFTDs Remote GridWLDFRVegetation ContactAggregated | WLDFR | HFTD - Distribution - Tier 2 - 3QU CoRE ¦ 3QU LoRE | Non-Red Flag Warning - Destructive Fires | Vegetation Contact | Aggregated | 2047 | 6.6417e-07 | 791.1875 | 0.00052548 | 2047 | Mitigation | 0.95 | 45 | 0 | esc | 0.00097009 | 6.443e-10 | 0.00097009 | 6.443e-10
[79 empty] | WLDFR | HFTD - Distribution - Tier 3 - 5QU CoRE ¦ 3QU LoRE | Red Flag Warning - Catastrophic Fires | 2048 | 1.8392e-09 | 1.8392e-09 | 18552.3348 | 319.4911 | 11216.5626 | 7016.281 | 0 | 0 | 1.8959e-06 | 3.4122e-05 | 0 | 3.4122e-05 | 3.4122e-05 | 0 | 3.4122e-05 | 0 | 7.3627e-08 | 1.6139e-07 | 0 | 1.6139e-07 | [17 empty] | 7.3.3.17.5 (Remote Grid) Updates to grid topology to minimize risk of ignition in HFTDs Remote GridWLDFRVegetation ContactAggregated | WLDFR | HFTD - Distribution - Tier 2 - 3QU CoRE ¦ 3QU LoRE | Non-Red Flag Warning - Destructive Fires | Vegetation Contact | Aggregated | 2048 | 6.6417e-07 | 791.1875 | 0.00052548 | 2048 | Mitigation | 0.95 | 45 | 0 | esc | 0.00097009 | 6.443e-10 | 0.00097009 | 6.443e-10
[79 empty] | WLDFR | HFTD - Distribution - Tier 3 - 5QU CoRE ¦ 3QU LoRE | Red Flag Warning - Catastrophic Fires | 2049 | 1.8392e-09 | 1.8392e-09 | 18552.3348 | 319.4911 | 11216.5626 | 7016.281 | 0 | 0 | 1.8959e-06 | 3.4122e-05 | 0 | 3.4122e-05 | 3.4122e-05 | 0 | 3.4122e-05 | 0 | 7.3627e-08 | 1.6139e-07 | 0 | 1.6139e-07 | [17 empty] | 7.3.3.17.5 (Remote Grid) Updates to grid topology to minimize risk of ignition in HFTDs Remote GridWLDFRVegetation ContactAggregated | WLDFR | HFTD - Distribution - Tier 2 - 3QU CoRE ¦ 3QU LoRE | Non-Red Flag Warning - Destructive Fires | Vegetation Contact | Aggregated | 2049 | 6.6417e-07 | 791.1875 | 0.00052548 | 2049 | Mitigation | 0.95 | 45 | 0 | esc | 0.00097009 | 6.443e-10 | 0.00097009 | 6.443e-10
[79 empty] | WLDFR | HFTD - Distribution - Tier 3 - 5QU CoRE ¦ 3QU LoRE | Red Flag Warning - Catastrophic Fires | 2050 | 1.8392e-09 | 1.8392e-09 | 18552.3348 | 319.4911 | 11216.5626 | 7016.281 | 0 | 0 | 1.8959e-06 | 3.4122e-05 | 0 | 3.4122e-05 | 3.4122e-05 | 0 | 3.4122e-05 | 0 | 7.3627e-08 | 1.6139e-07 | 0 | 1.6139e-07 | [17 empty] | 7.3.3.17.5 (Remote Grid) Updates to grid topology to minimize risk of ignition in HFTDs Remote GridWLDFRVegetation ContactAggregated | WLDFR | HFTD - Distribution - Tier 2 - 3QU CoRE ¦ 3QU LoRE | Non-Red Flag Warning - Destructive Fires | Vegetation Contact | Aggregated | 2050 | 6.6417e-07 | 791.1875 | 0.00052548 | 2050 | Mitigation | 0.95 | 45 | 0 | esc | 0.00097009 | 6.443e-10 | 0.00097009 | 6.443e-10
[79 empty] | WLDFR | HFTD - Distribution - Tier 3 - 5QU CoRE ¦ 3QU LoRE | Red Flag Warning - Catastrophic Fires | 2051 | 1.8392e-09 | 1.8392e-09 | 18552.3348 | 319.4911 | 11216.5626 | 7016.281 | 0 | 0 | 1.8959e-06 | 3.4122e-05 | 0 | 3.4122e-05 | 3.4122e-05 | 0 | 3.4122e-05 | 0 | 7.3627e-08 | 1.6139e-07 | 0 | 1.6139e-07 | [17 empty] | 7.3.3.17.5 (Remote Grid) Updates to grid topology to minimize risk of ignition in HFTDs Remote GridWLDFRVegetation ContactAggregated | WLDFR | HFTD - Distribution - Tier 2 - 3QU CoRE ¦ 3QU LoRE | Non-Red Flag Warning - Destructive Fires | Vegetation Contact | Aggregated | 2051 | 6.6417e-07 | 791.1875 | 0.00052548 | 2051 | Mitigation | 0.95 | 45 | 0 | esc | 0.00097009 | 6.443e-10 | 0.00097009 | 6.443e-10
[79 empty] | WLDFR | HFTD - Distribution - Tier 3 - 5QU CoRE ¦ 3QU LoRE | Red Flag Warning - Catastrophic Fires | 2052 | 1.8392e-09 | 1.8392e-09 | 18552.3348 | 319.4911 | 11216.5626 | 7016.281 | 0 | 0 | 1.8959e-06 | 3.4122e-05 | 0 | 3.4122e-05 | 3.4122e-05 | 0 | 3.4122e-05 | 0 | 7.6982e-08 | 1.6875e-07 | 0 | 1.6875e-07 | [17 empty] | 7.3.3.17.5 (Remote Grid) Updates to grid topology to minimize risk of ignition in HFTDs Remote GridWLDFRVegetation ContactAggregated | WLDFR | HFTD - Distribution - Tier 2 - 3QU CoRE ¦ 3QU LoRE | Non-Red Flag Warning - Destructive Fires | Vegetation Contact | Aggregated | 2052 | 6.6417e-07 | 791.1875 | 0.00052548 | 2052 | Mitigation | 0.95 | 45 | 0 | esc | 0.00097009 | 6.443e-10 | 0.00097009 | 6.443e-10
[79 empty] | WLDFR | HFTD - Distribution - Tier 3 - 5QU CoRE ¦ 3QU LoRE | Red Flag Warning - Catastrophic Fires | 2053 | 1.8392e-09 | 1.8392e-09 | 19462.1283 | 340.5356 | 11757.1413 | 7364.4514 | 0 | 0 | 1.8959e-06 | 3.5795e-05 | 0 | 3.5795e-05 | 3.5795e-05 | 0 | 3.5795e-05 | 0 | 7.6982e-08 | 1.6875e-07 | 0 | 1.6875e-07 | [17 empty] | 7.3.3.17.5 (Remote Grid) Updates to grid topology to minimize risk of ignition in HFTDs Remote GridWLDFRVegetation ContactAggregated | WLDFR | HFTD - Distribution - Tier 2 - 3QU CoRE ¦ 3QU LoRE | Non-Red Flag Warning - Destructive Fires | Vegetation Contact | Aggregated | 2053 | 6.6417e-07 | 791.1875 | 0.00052548 | 2053 | Mitigation | 0.95 | 45 | 0 | esc | 0.00097009 | 6.443e-10 | 0.00097009 | 6.443e-10
[79 empty] | WLDFR | HFTD - Distribution - Tier 3 - 5QU CoRE ¦ 3QU LoRE | Red Flag Warning - Catastrophic Fires | 2054 | 1.8392e-09 | 1.8392e-09 | 19462.1283 | 340.5356 | 11757.1413 | 7364.4514 | 0 | 0 | 1.8959e-06 | 3.5795e-05 | 0 | 3.5795e-05 | 3.5795e-05 | 0 | 3.5795e-05 | 0 | 7.6982e-08 | 1.6875e-07 | 0 | 1.6875e-07 | [17 empty] | 7.3.3.17.5 (Remote Grid) Updates to grid topology to minimize risk of ignition in HFTDs Remote GridWLDFRVegetation ContactAggregated | WLDFR | HFTD - Distribution - Tier 2 - 3QU CoRE ¦ 3QU LoRE | Non-Red Flag Warning - Destructive Fires | Vegetation Contact | Aggregated | 2054 | 6.6417e-07 | 791.1875 | 0.00052548 | 2054 | Mitigation | 0.95 | 45 | 0 | esc | 0.00097009 | 6.443e-10 | 0.00097009 | 6.443e-10
[79 empty] | WLDFR | HFTD - Distribution - Tier 3 - 5QU CoRE ¦ 3QU LoRE | Red Flag Warning - Catastrophic Fires | 2055 | 1.8392e-09 | 1.8392e-09 | 19462.1283 | 340.5356 | 11757.1413 | 7364.4514 | 0 | 0 | 1.8959e-06 | 3.5795e-05 | 0 | 3.5795e-05 | 3.5795e-05 | 0 | 3.5795e-05 | 0 | 7.6982e-08 | 1.6875e-07 | 0 | 1.6875e-07 | [17 empty] | 7.3.3.17.5 (Remote Grid) Updates to grid topology to minimize risk of ignition in HFTDs Remote GridWLDFRVegetation ContactAggregated | WLDFR | HFTD - Distribution - Tier 2 - 3QU CoRE ¦ 3QU LoRE | Non-Red Flag Warning - Destructive Fires | Vegetation Contact | Aggregated | 2055 | 6.6417e-07 | 791.1875 | 0.00052548 | 2055 | Mitigation | 0.95 | 45 | 0 | esc | 0.00097009 | 6.443e-10 | 0.00097009 | 6.443e-10
[79 empty] | WLDFR | HFTD - Distribution - Tier 3 - 5QU CoRE ¦ 3QU LoRE | Red Flag Warning - Catastrophic Fires | 2056 | 1.8392e-09 | 1.8392e-09 | 19462.1283 | 340.5356 | 11757.1413 | 7364.4514 | 0 | 0 | 1.8959e-06 | 3.5795e-05 | 0 | 3.5795e-05 | 3.5795e-05 | 0 | 3.5795e-05 | 0 | 7.6982e-08 | 1.6875e-07 | 0 | 1.6875e-07 | [17 empty] | 7.3.3.17.5 (Remote Grid) Updates to grid topology to minimize risk of ignition in HFTDs Remote GridWLDFRVegetation ContactAggregated | WLDFR | HFTD - Distribution - Tier 2 - 3QU CoRE ¦ 3QU LoRE | Non-Red Flag Warning - Destructive Fires | Vegetation Contact | Aggregated | 2056 | 6.6417e-07 | 791.1875 | 0.00052548 | 2056 | Mitigation | 0.95 | 45 | 0 | esc | 0.00097009 | 6.443e-10 | 0.00097009 | 6.443e-10
[79 empty] | WLDFR | HFTD - Distribution - Tier 3 - 5QU CoRE ¦ 3QU LoRE | Red Flag Warning - Catastrophic Fires | 2057 | 1.8392e-09 | 1.8392e-09 | 19462.1283 | 340.5356 | 11757.1413 | 7364.4514 | 0 | 0 | 1.8959e-06 | 3.5795e-05 | 0 | 3.5795e-05 | 3.5795e-05 | 0 | 3.5795e-05 | 0 | 8.0613e-08 | 1.7671e-07 | 0 | 1.7671e-07 | [17 empty] | 7.3.3.17.5 (Remote Grid) Updates to grid topology to minimize risk of ignition in HFTDs Remote GridWLDFRVegetation ContactAggregated | WLDFR | HFTD - Distribution - Tier 2 - 3QU CoRE ¦ 3QU LoRE | Non-Red Flag Warning - Destructive Fires | Vegetation Contact | Aggregated | 2057 | 6.6417e-07 | 791.1875 | 0.00052548 | 2057 | Mitigation | 0.95 | 45 | 0 | esc | 0.00097009 | 6.443e-10 | 0.00097009 | 6.443e-10
[79 empty] | WLDFR | HFTD - Distribution - Tier 3 - 5QU CoRE ¦ 3QU LoRE | Red Flag Warning - Catastrophic Fires | 2058 | 1.8392e-09 | 1.8392e-09 | 20390.4035 | 362.3049 | 12307.8747 | 7720.2238 | 0 | 0 | 1.8959e-06 | 3.7502e-05 | 0 | 3.7502e-05 | 3.7502e-05 | 0 | 3.7502e-05 | 0 | 8.0613e-08 | 1.7671e-07 | 0 | 1.7671e-07 | [17 empty] | 7.3.3.17.5 (Remote Grid) Updates to grid topology to minimize risk of ignition in HFTDs Remote GridWLDFRVegetation ContactAggregated | WLDFR | HFTD - Distribution - Tier 2 - 3QU CoRE ¦ 3QU LoRE | Non-Red Flag Warning - Destructive Fires | Vegetation Contact | Aggregated | 2058 | 6.6417e-07 | 791.1875 | 0.00052548 | 2058 | Mitigation | 0.95 | 45 | 0 | esc | 0.00097009 | 6.443e-10 | 0.00097009 | 6.443e-10
[79 empty] | WLDFR | HFTD - Distribution - Tier 3 - 5QU CoRE ¦ 3QU LoRE | Red Flag Warning - Catastrophic Fires | 2059 | 1.8392e-09 | 1.8392e-09 | 20390.4035 | 362.3049 | 12307.8747 | 7720.2238 | 0 | 0 | 1.8959e-06 | 3.7502e-05 | 0 | 3.7502e-05 | 3.7502e-05 | 0 | 3.7502e-05 | 0 | 8.0613e-08 | 1.7671e-07 | 0 | 1.7671e-07 | [17 empty] | 7.3.3.17.5 (Remote Grid) Updates to grid topology to minimize risk of ignition in HFTDs Remote GridWLDFRVegetation ContactAggregated | WLDFR | HFTD - Distribution - Tier 2 - 3QU CoRE ¦ 3QU LoRE | Non-Red Flag Warning - Destructive Fires | Vegetation Contact | Aggregated | 2059 | 6.6417e-07 | 791.1875 | 0.00052548 | 2059 | Mitigation | 0.95 | 45 | 0 | esc | 0.00097009 | 6.443e-10 | 0.00097009 | 6.443e-10
[79 empty] | WLDFR | HFTD - Distribution - Tier 3 - 5QU CoRE ¦ 3QU LoRE | Red Flag Warning - Catastrophic Fires | 2060 | 1.8392e-09 | 1.8392e-09 | 20390.4035 | 362.3049 | 12307.8747 | 7720.2238 | 0 | 0 | 1.8959e-06 | 3.7502e-05 | 0 | 3.7502e-05 | 3.7502e-05 | 0 | 3.7502e-05 | 0 | 8.0613e-08 | 1.7671e-07 | 0 | 1.7671e-07 | [17 empty] | 7.3.3.17.5 (Remote Grid) Updates to grid topology to minimize risk of ignition in HFTDs Remote GridWLDFRVegetation ContactAggregated | WLDFR | HFTD - Distribution - Tier 2 - 3QU CoRE ¦ 3QU LoRE | Non-Red Flag Warning - Destructive Fires | Vegetation Contact | Aggregated | 2060 | 6.6417e-07 | 791.1875 | 0.00052548 | 2060 | Mitigation | 0.95 | 45 | 0 | esc | 0.00097009 | 6.443e-10 | 0.00097009 | 6.443e-10
[79 empty] | WLDFR | HFTD - Distribution - Tier 3 - 5QU CoRE ¦ 3QU LoRE | Red Flag Warning - Catastrophic Fires | 2061 | 1.8392e-09 | 1.8392e-09 | 20390.4035 | 362.3049 | 12307.8747 | 7720.2238 | 0 | 0 | 1.8959e-06 | 3.7502e-05 | 0 | 3.7502e-05 | 3.7502e-05 | 0 | 3.7502e-05 | 0 | 8.0613e-08 | 1.7671e-07 | 0 | 1.7671e-07 | [17 empty] | 7.3.3.17.5 (Remote Grid) Updates to grid topology to minimize risk of ignition in HFTDs Remote GridWLDFRVegetation ContactAggregated | WLDFR | HFTD - Distribution - Tier 2 - 3QU CoRE ¦ 3QU LoRE | Non-Red Flag Warning - Destructive Fires | Vegetation Contact | Aggregated | 2061 | 6.6417e-07 | 791.1875 | 0.00052548 | 2061 | Mitigation | 0.95 | 45 | 0 | esc | 0.00097009 | 6.443e-10 | 0.00097009 | 6.443e-10
[79 empty] | WLDFR | HFTD - Distribution - Tier 3 - 5QU CoRE ¦ 3QU LoRE | Red Flag Warning - Catastrophic Fires | 2062 | 1.8392e-09 | 1.8392e-09 | 20390.4035 | 362.3049 | 12307.8747 | 7720.2238 | 0 | 0 | 1.8959e-06 | 3.7502e-05 | 0 | 3.7502e-05 | 3.7502e-05 | 0 | 3.7502e-05 | 0 | 8.4485e-08 | 1.8519e-07 | 0 | 1.8519e-07 | [17 empty] | 7.3.3.17.5 (Remote Grid) Updates to grid topology to minimize risk of ignition in HFTDs Remote GridWLDFRVegetation ContactAggregated | WLDFR | HFTD - Distribution - Tier 2 - 3QU CoRE ¦ 3QU LoRE | Non-Red Flag Warning - Destructive Fires | Vegetation Contact | Aggregated | 2062 | 6.6417e-07 | 791.1875 | 0.00052548 | 2062 | Mitigation | 0.95 | 45 | 0 | esc | 0.00097009 | 6.443e-10 | 0.00097009 | 6.443e-10
[79 empty] | WLDFR | HFTD - Distribution - Tier 3 - 5QU CoRE ¦ 3QU LoRE | Red Flag Warning - Catastrophic Fires | 2063 | 1.8392e-09 | 1.8392e-09 | 21325.9188 | 384.5316 | 12862.0997 | 8079.2876 | 0 | 0 | 1.8959e-06 | 3.9223e-05 | 0 | 3.9223e-05 | 3.9223e-05 | 0 | 3.9223e-05 | 0 | 8.4485e-08 | 1.8519e-07 | 0 | 1.8519e-07 | [17 empty] | 7.3.3.17.5 (Remote Grid) Updates to grid topology to minimize risk of ignition in HFTDs Remote GridWLDFRVegetation ContactAggregated | WLDFR | HFTD - Distribution - Tier 2 - 3QU CoRE ¦ 3QU LoRE | Non-Red Flag Warning - Destructive Fires | Vegetation Contact | Aggregated | 2063 | 6.6417e-07 | 791.1875 | 0.00052548 | 2063 | Mitigation | 0.95 | 45 | 0 | esc | 0.00097009 | 6.443e-10 | 0.00097009 | 6.443e-10
[79 empty] | WLDFR | HFTD - Distribution - Tier 3 - 5QU CoRE ¦ 3QU LoRE | Red Flag Warning - Catastrophic Fires | 2064 | 1.8392e-09 | 1.8392e-09 | 21325.9188 | 384.5316 | 12862.0997 | 8079.2876 | 0 | 0 | 1.8959e-06 | 3.9223e-05 | 0 | 3.9223e-05 | 3.9223e-05 | 0 | 3.9223e-05 | 0 | 8.4485e-08 | 1.8519e-07 | 0 | 1.8519e-07 | [17 empty] | 7.3.3.17.5 (Remote Grid) Updates to grid topology to minimize risk of ignition in HFTDs Remote GridWLDFRVegetation ContactAggregated | WLDFR | HFTD - Distribution - Tier 2 - 3QU CoRE ¦ 3QU LoRE | Non-Red Flag Warning - Destructive Fires | Vegetation Contact | Aggregated | 2064 | 6.6417e-07 | 791.1875 | 0.00052548 | 2064 | Mitigation | 0.95 | 45 | 0 | esc | 0.00097009 | 6.443e-10 | 0.00097009 | 6.443e-10
[79 empty] | WLDFR | HFTD - Distribution - Tier 3 - 5QU CoRE ¦ 3QU LoRE | Red Flag Warning - Catastrophic Fires | 2065 | 1.8392e-09 | 1.8392e-09 | 21325.9188 | 384.5316 | 12862.0997 | 8079.2876 | 0 | 0 | 1.8959e-06 | 3.9223e-05 | 0 | 3.9223e-05 | 3.9223e-05 | 0 | 3.9223e-05 | 0 | 8.4485e-08 | 1.8519e-07 | 0 | 1.8519e-07 | [17 empty] | 7.3.3.17.5 (Remote Grid) Updates to grid topology to minimize risk of ignition in HFTDs Remote GridWLDFRVegetation ContactAggregated | WLDFR | HFTD - Distribution - Tier 2 - 3QU CoRE ¦ 3QU LoRE | Non-Red Flag Warning - Destructive Fires | Vegetation Contact | Aggregated | 2065 | 6.6417e-07 | 791.1875 | 0.00052548 | 2065 | Mitigation | 0.95 | 45 | 0 | esc | 0.00097009 | 6.443e-10 | 0.00097009 | 6.443e-10
[79 empty] | WLDFR | HFTD - Distribution - Tier 3 - 5QU CoRE ¦ 3QU LoRE | Red Flag Warning - Catastrophic Fires | 2066 | 1.8392e-09 | 1.8392e-09 | 21325.9188 | 384.5316 | 12862.0997 | 8079.2876 | 0 | 0 | 1.8959e-06 | 3.9223e-05 | 0 | 3.9223e-05 | 3.9223e-05 | 0 | 3.9223e-05 | 0 | 8.4485e-08 | 1.8519e-07 | 0 | 1.8519e-07 | [17 empty] | 7.3.3.17.5 (Remote Grid) Updates to grid topology to minimize risk of ignition in HFTDs Remote GridWLDFRVegetation ContactAggregated | WLDFR | HFTD - Distribution - Tier 2 - 3QU CoRE ¦ 3QU LoRE | Non-Red Flag Warning - Destructive Fires | Vegetation Contact | Aggregated | 2066 | 6.6417e-07 | 791.1875 | 0.00052548 | 2066 | Mitigation | 0.95 | 45 | 0 | esc | 0.00097009 | 6.443e-10 | 0.00097009 | 6.443e-10
[79 empty] | WLDFR | HFTD - Distribution - Tier 3 - 5QU CoRE ¦ 3QU LoRE | Red Flag Warning - Catastrophic Fires | 2067 | 0 | 1.8392e-09 | 21325.9188 | 384.5316 | 12862.0997 | 8079.2876 | 0 | 0 | 1.8959e-06 | 0 | 0 | 0 | 3.9223e-05 | 0 | 3.9223e-05 | 0 | 8.8556e-08 | 1.9412e-07 | 0 | 1.9412e-07 | [17 empty] | 7.3.3.17.5 (Remote Grid) Updates to grid topology to minimize risk of ignition in HFTDs Remote GridWLDFRVegetation ContactAggregated | WLDFR | HFTD - Distribution - Tier 2 - 3QU CoRE ¦ 3QU LoRE | Non-Red Flag Warning - Destructive Fires | Vegetation Contact | Aggregated | 2067 | 6.6417e-07 | 791.1875 | 0.00052548 | 2067 | Mitigation | 0.95 | 45 | 0 | esc | 0 | 0 | 0.00097009 | 6.443e-10
[79 empty] | WLDFR | HFTD - Distribution - Tier 3 - 5QU CoRE ¦ 3QU LoRE | Red Flag Warning - Destructive Fires | 2022 | 2.9542e-10 | 0 | 8807.9522 | 222.2294 | 8585.7228 | 0 | 0 | 0 | 3.0453e-07 | 2.602e-06 | 0 | 2.602e-06 | 0 | 0 | 0 | 0 | 8.8556e-08 | 1.9412e-07 | 0 | 1.9412e-07 | [17 empty] | 7.3.3.17.5 (Remote Grid) Updates to grid topology to minimize risk of ignition in HFTDs Remote GridWLDFRWire-to-wire contactAggregated | WLDFR | HFTD - Distribution - Tier 2 - 3QU CoRE ¦ 3QU LoRE | Non-Red Flag Warning - Destructive Fires | Wire-to-wire contact | Aggregated | 2022 | 2.3635e-07 | 791.1875 | 0.000187 | 2022 | Mitigation | 0.95 | 45 | 0 | esc | 0.00097009 | 2.2928e-10 | 0 | 0
[79 empty] | WLDFR | HFTD - Distribution - Tier 3 - 5QU CoRE ¦ 3QU LoRE | Red Flag Warning - Destructive Fires | 2023 | 2.9542e-10 | 2.9542e-10 | 9129.7461 | 233.2301 | 8896.516 | 0 | 0 | 0 | 3.0453e-07 | 2.6971e-06 | 0 | 2.6971e-06 | 2.6971e-06 | 0 | 2.6971e-06 | 0 | 8.8556e-08 | 1.9412e-07 | 0 | 1.9412e-07 | [17 empty] | 7.3.3.17.5 (Remote Grid) Updates to grid topology to minimize risk of ignition in HFTDs Remote GridWLDFRWire-to-wire contactAggregated | WLDFR | HFTD - Distribution - Tier 2 - 3QU CoRE ¦ 3QU LoRE | Non-Red Flag Warning - Destructive Fires | Wire-to-wire contact | Aggregated | 2023 | 2.3635e-07 | 791.1875 | 0.000187 | 2023 | Mitigation | 0.95 | 45 | 0 | esc | 0.00097009 | 2.2928e-10 | 0.00097009 | 2.2928e-10
[79 empty] | WLDFR | HFTD - Distribution - Tier 3 - 5QU CoRE ¦ 3QU LoRE | Red Flag Warning - Destructive Fires | 2024 | 2.9542e-10 | 2.9542e-10 | 9129.7461 | 233.2301 | 8896.516 | 0 | 0 | 0 | 3.0453e-07 | 2.6971e-06 | 0 | 2.6971e-06 | 2.6971e-06 | 0 | 2.6971e-06 | 0 | 8.8556e-08 | 1.9412e-07 | 0 | 1.9412e-07 | [17 empty] | 7.3.3.17.5 (Remote Grid) Updates to grid topology to minimize risk of ignition in HFTDs Remote GridWLDFRWire-to-wire contactAggregated | WLDFR | HFTD - Distribution - Tier 2 - 3QU CoRE ¦ 3QU LoRE | Non-Red Flag Warning - Destructive Fires | Wire-to-wire contact | Aggregated | 2024 | 2.3635e-07 | 791.1875 | 0.000187 | 2024 | Mitigation | 0.95 | 45 | 0 | esc | 0.00097009 | 2.2928e-10 | 0.00097009 | 2.2928e-10
[79 empty] | WLDFR | HFTD - Distribution - Tier 3 - 5QU CoRE ¦ 3QU LoRE | Red Flag Warning - Destructive Fires | 2025 | 2.9542e-10 | 2.9542e-10 | 9129.7461 | 233.2301 | 8896.516 | 0 | 0 | 0 | 3.0453e-07 | 2.6971e-06 | 0 | 2.6971e-06 | 2.6971e-06 | 0 | 2.6971e-06 | 0 | 8.8556e-08 | 1.9412e-07 | 0 | 1.9412e-07 | [17 empty] | 7.3.3.17.5 (Remote Grid) Updates to grid topology to minimize risk of ignition in HFTDs Remote GridWLDFRWire-to-wire contactAggregated | WLDFR | HFTD - Distribution - Tier 2 - 3QU CoRE ¦ 3QU LoRE | Non-Red Flag Warning - Destructive Fires | Wire-to-wire contact | Aggregated | 2025 | 2.3635e-07 | 791.1875 | 0.000187 | 2025 | Mitigation | 0.95 | 45 | 0 | esc | 0.00097009 | 2.2928e-10 | 0.00097009 | 2.2928e-10
[79 empty] | WLDFR | HFTD - Distribution - Tier 3 - 5QU CoRE ¦ 3QU LoRE | Red Flag Warning - Destructive Fires | 2026 | 2.9542e-10 | 2.9542e-10 | 9129.7461 | 233.2301 | 8896.516 | 0 | 0 | 0 | 3.0453e-07 | 2.6971e-06 | 0 | 2.6971e-06 | 2.6971e-06 | 0 | 2.6971e-06 | 0 | 9.2784e-08 | 2.0339e-07 | 0 | 2.0339e-07 | [17 empty] | 7.3.3.17.5 (Remote Grid) Updates to grid topology to minimize risk of ignition in HFTDs Remote GridWLDFRWire-to-wire contactAggregated | WLDFR | HFTD - Distribution - Tier 2 - 3QU CoRE ¦ 3QU LoRE | Non-Red Flag Warning - Destructive Fires | Wire-to-wire contact | Aggregated | 2026 | 2.3635e-07 | 791.1875 | 0.000187 | 2026 | Mitigation | 0.95 | 45 | 0 | esc | 0.00097009 | 2.2928e-10 | 0.00097009 | 2.2928e-10
[79 empty] | WLDFR | HFTD - Distribution - Tier 3 - 5QU CoRE ¦ 3QU LoRE | Red Flag Warning - Destructive Fires | 2027 | 2.9542e-10 | 2.9542e-10 | 9129.7461 | 233.2301 | 8896.516 | 0 | 0 | 0 | 3.0453e-07 | 2.6971e-06 | 0 | 2.6971e-06 | 2.6971e-06 | 0 | 2.6971e-06 | 0 | 9.2784e-08 | 2.0339e-07 | 0 | 2.0339e-07 | [17 empty] | 7.3.3.17.5 (Remote Grid) Updates to grid topology to minimize risk of ignition in HFTDs Remote GridWLDFRWire-to-wire contactAggregated | WLDFR | HFTD - Distribution - Tier 2 - 3QU CoRE ¦ 3QU LoRE | Non-Red Flag Warning - Destructive Fires | Wire-to-wire contact | Aggregated | 2027 | 2.3635e-07 | 791.1875 | 0.000187 | 2027 | Mitigation | 0.95 | 45 | 0 | esc | 0.00097009 | 2.2928e-10 | 0.00097009 | 2.2928e-10
[79 empty] | WLDFR | HFTD - Distribution - Tier 3 - 5QU CoRE ¦ 3QU LoRE | Red Flag Warning - Destructive Fires | 2028 | 2.9542e-10 | 2.9542e-10 | 9534.9221 | 247.273 | 9287.6491 | 0 | 0 | 0 | 3.0453e-07 | 2.8168e-06 | 0 | 2.8168e-06 | 2.8168e-06 | 0 | 2.8168e-06 | 0 | 9.2784e-08 | 2.0339e-07 | 0 | 2.0339e-07 | [17 empty] | 7.3.3.17.5 (Remote Grid) Updates to grid topology to minimize risk of ignition in HFTDs Remote GridWLDFRWire-to-wire contactAggregated | WLDFR | HFTD - Distribution - Tier 2 - 3QU CoRE ¦ 3QU LoRE | Non-Red Flag Warning - Destructive Fires | Wire-to-wire contact | Aggregated | 2028 | 2.3635e-07 | 791.1875 | 0.000187 | 2028 | Mitigation | 0.95 | 45 | 0 | esc | 0.00097009 | 2.2928e-10 | 0.00097009 | 2.2928e-10
[79 empty] | WLDFR | HFTD - Distribution - Tier 3 - 5QU CoRE ¦ 3QU LoRE | Red Flag Warning - Destructive Fires | 2029 | 2.9542e-10 | 2.9542e-10 | 9534.9221 | 247.273 | 9287.6491 | 0 | 0 | 0 | 3.0453e-07 | 2.8168e-06 | 0 | 2.8168e-06 | 2.8168e-06 | 0 | 2.8168e-06 | 0 | 9.2784e-08 | 2.0339e-07 | 0 | 2.0339e-07 | [17 empty] | 7.3.3.17.5 (Remote Grid) Updates to grid topology to minimize risk of ignition in HFTDs Remote GridWLDFRWire-to-wire contactAggregated | WLDFR | HFTD - Distribution - Tier 2 - 3QU CoRE ¦ 3QU LoRE | Non-Red Flag Warning - Destructive Fires | Wire-to-wire contact | Aggregated | 2029 | 2.3635e-07 | 791.1875 | 0.000187 | 2029 | Mitigation | 0.95 | 45 | 0 | esc | 0.00097009 | 2.2928e-10 | 0.00097009 | 2.2928e-10
[79 empty] | WLDFR | HFTD - Distribution - Tier 3 - 5QU CoRE ¦ 3QU LoRE | Red Flag Warning - Destructive Fires | 2030 | 2.9542e-10 | 2.9542e-10 | 9534.9221 | 247.273 | 9287.6491 | 0 | 0 | 0 | 3.0453e-07 | 2.8168e-06 | 0 | 2.8168e-06 | 2.8168e-06 | 0 | 2.8168e-06 | 0 | 9.2784e-08 | 2.0339e-07 | 0 | 2.0339e-07 | [17 empty] | 7.3.3.17.5 (Remote Grid) Updates to grid topology to minimize risk of ignition in HFTDs Remote GridWLDFRWire-to-wire contactAggregated | WLDFR | HFTD - Distribution - Tier 2 - 3QU CoRE ¦ 3QU LoRE | Non-Red Flag Warning - Destructive Fires | Wire-to-wire contact | Aggregated | 2030 | 2.3635e-07 | 791.1875 | 0.000187 | 2030 | Mitigation | 0.95 | 45 | 0 | esc | 0.00097009 | 2.2928e-10 | 0.00097009 | 2.2928e-10
[79 empty] | WLDFR | HFTD - Distribution - Tier 3 - 5QU CoRE ¦ 3QU LoRE | Red Flag Warning - Destructive Fires | 2031 | 2.9542e-10 | 2.9542e-10 | 9534.9221 | 247.273 | 9287.6491 | 0 | 0 | 0 | 3.0453e-07 | 2.8168e-06 | 0 | 2.8168e-06 | 2.8168e-06 | 0 | 2.8168e-06 | 0 | 9.712e-08 | 2.1289e-07 | 0 | 2.1289e-07 | [17 empty] | 7.3.3.17.5 (Remote Grid) Updates to grid topology to minimize risk of ignition in HFTDs Remote GridWLDFRWire-to-wire contactAggregated | WLDFR | HFTD - Distribution - Tier 2 - 3QU CoRE ¦ 3QU LoRE | Non-Red Flag Warning - Destructive Fires | Wire-to-wire contact | Aggregated | 2031 | 2.3635e-07 | 791.1875 | 0.000187 | 2031 | Mitigation | 0.95 | 45 | 0 | esc | 0.00097009 | 2.2928e-10 | 0.00097009 | 2.2928e-10
[79 empty] | WLDFR | HFTD - Distribution - Tier 3 - 5QU CoRE ¦ 3QU LoRE | Red Flag Warning - Destructive Fires | 2032 | 2.9542e-10 | 2.9542e-10 | 9534.9221 | 247.273 | 9287.6491 | 0 | 0 | 0 | 3.0453e-07 | 2.8168e-06 | 0 | 2.8168e-06 | 2.8168e-06 | 0 | 2.8168e-06 | 0 | 9.712e-08 | 2.1289e-07 | 0 | 2.1289e-07 | [17 empty] | 7.3.3.17.5 (Remote Grid) Updates to grid topology to minimize risk of ignition in HFTDs Remote GridWLDFRWire-to-wire contactAggregated | WLDFR | HFTD - Distribution - Tier 2 - 3QU CoRE ¦ 3QU LoRE | Non-Red Flag Warning - Destructive Fires | Wire-to-wire contact | Aggregated | 2032 | 2.3635e-07 | 791.1875 | 0.000187 | 2032 | Mitigation | 0.95 | 45 | 0 | esc | 0.00097009 | 2.2928e-10 | 0.00097009 | 2.2928e-10
[79 empty] | WLDFR | HFTD - Distribution - Tier 3 - 5QU CoRE ¦ 3QU LoRE | Red Flag Warning - Destructive Fires | 2033 | 2.9542e-10 | 2.9542e-10 | 9984.8474 | 263.1074 | 9721.74 | 0 | 0 | 0 | 3.0453e-07 | 2.9497e-06 | 0 | 2.9497e-06 | 2.9497e-06 | 0 | 2.9497e-06 | 0 | 9.712e-08 | 2.1289e-07 | 0 | 2.1289e-07 | [17 empty] | 7.3.3.17.5 (Remote Grid) Updates to grid topology to minimize risk of ignition in HFTDs Remote GridWLDFRWire-to-wire contactAggregated | WLDFR | HFTD - Distribution - Tier 2 - 3QU CoRE ¦ 3QU LoRE | Non-Red Flag Warning - Destructive Fires | Wire-to-wire contact | Aggregated | 2033 | 2.3635e-07 | 791.1875 | 0.000187 | 2033 | Mitigation | 0.95 | 45 | 0 | esc | 0.00097009 | 2.2928e-10 | 0.00097009 | 2.2928e-10
[79 empty] | WLDFR | HFTD - Distribution - Tier 3 - 5QU CoRE ¦ 3QU LoRE | Red Flag Warning - Destructive Fires | 2034 | 2.9542e-10 | 2.9542e-10 | 9984.8474 | 263.1074 | 9721.74 | 0 | 0 | 0 | 3.0453e-07 | 2.9497e-06 | 0 | 2.9497e-06 | 2.9497e-06 | 0 | 2.9497e-06 | 0 | 9.712e-08 | 2.1289e-07 | 0 | 2.1289e-07 | [17 empty] | 7.3.3.17.5 (Remote Grid) Updates to grid topology to minimize risk of ignition in HFTDs Remote GridWLDFRWire-to-wire contactAggregated | WLDFR | HFTD - Distribution - Tier 2 - 3QU CoRE ¦ 3QU LoRE | Non-Red Flag Warning - Destructive Fires | Wire-to-wire contact | Aggregated | 2034 | 2.3635e-07 | 791.1875 | 0.000187 | 2034 | Mitigation | 0.95 | 45 | 0 | esc | 0.00097009 | 2.2928e-10 | 0.00097009 | 2.2928e-10
[79 empty] | WLDFR | HFTD - Distribution - Tier 3 - 5QU CoRE ¦ 3QU LoRE | Red Flag Warning - Destructive Fires | 2035 | 2.9542e-10 | 2.9542e-10 | 9984.8474 | 263.1074 | 9721.74 | 0 | 0 | 0 | 3.0453e-07 | 2.9497e-06 | 0 | 2.9497e-06 | 2.9497e-06 | 0 | 2.9497e-06 | 0 | 9.712e-08 | 2.1289e-07 | 0 | 2.1289e-07 | [17 empty] | 7.3.3.17.5 (Remote Grid) Updates to grid topology to minimize risk of ignition in HFTDs Remote GridWLDFRWire-to-wire contactAggregated | WLDFR | HFTD - Distribution - Tier 2 - 3QU CoRE ¦ 3QU LoRE | Non-Red Flag Warning - Destructive Fires | Wire-to-wire contact | Aggregated | 2035 | 2.3635e-07 | 791.1875 | 0.000187 | 2035 | Mitigation | 0.95 | 45 | 0 | esc | 0.00097009 | 2.2928e-10 | 0.00097009 | 2.2928e-10
[79 empty] | WLDFR | HFTD - Distribution - Tier 3 - 5QU CoRE ¦ 3QU LoRE | Red Flag Warning - Destructive Fires | 2036 | 2.9542e-10 | 2.9542e-10 | 9984.8474 | 263.1074 | 9721.74 | 0 | 0 | 0 | 3.0453e-07 | 2.9497e-06 | 0 | 2.9497e-06 | 2.9497e-06 | 0 | 2.9497e-06 | 0 | 1.0151e-07 | 2.2252e-07 | 0 | 2.2252e-07 | [17 empty] | 7.3.3.17.5 (Remote Grid) Updates to grid topology to minimize risk of ignition in HFTDs Remote GridWLDFRWire-to-wire contactAggregated | WLDFR | HFTD - Distribution - Tier 2 - 3QU CoRE ¦ 3QU LoRE | Non-Red Flag Warning - Destructive Fires | Wire-to-wire contact | Aggregated | 2036 | 2.3635e-07 | 791.1875 | 0.000187 | 2036 | Mitigation | 0.95 | 45 | 0 | esc | 0.00097009 | 2.2928e-10 | 0.00097009 | 2.2928e-10
[79 empty] | WLDFR | HFTD - Distribution - Tier 3 - 5QU CoRE ¦ 3QU LoRE | Red Flag Warning - Destructive Fires | 2037 | 2.9542e-10 | 2.9542e-10 | 9984.8474 | 263.1074 | 9721.74 | 0 | 0 | 0 | 3.0453e-07 | 2.9497e-06 | 0 | 2.9497e-06 | 2.9497e-06 | 0 | 2.9497e-06 | 0 | 1.0151e-07 | 2.2252e-07 | 0 | 2.2252e-07 | [17 empty] | 7.3.3.17.5 (Remote Grid) Updates to grid topology to minimize risk of ignition in HFTDs Remote GridWLDFRWire-to-wire contactAggregated | WLDFR | HFTD - Distribution - Tier 2 - 3QU CoRE ¦ 3QU LoRE | Non-Red Flag Warning - Destructive Fires | Wire-to-wire contact | Aggregated | 2037 | 2.3635e-07 | 791.1875 | 0.000187 | 2037 | Mitigation | 0.95 | 45 | 0 | esc | 0.00097009 | 2.2928e-10 | 0.00097009 | 2.2928e-10
[79 empty] | WLDFR | HFTD - Distribution - Tier 3 - 5QU CoRE ¦ 3QU LoRE | Red Flag Warning - Destructive Fires | 2038 | 2.9542e-10 | 2.9542e-10 | 10472.8261 | 280.5544 | 10192.2718 | 0 | 0 | 0 | 3.0453e-07 | 3.0939e-06 | 0 | 3.0939e-06 | 3.0939e-06 | 0 | 3.0939e-06 | 0 | 1.0151e-07 | 2.2252e-07 | 0 | 2.2252e-07 | [17 empty] | 7.3.3.17.5 (Remote Grid) Updates to grid topology to minimize risk of ignition in HFTDs Remote GridWLDFRWire-to-wire contactAggregated | WLDFR | HFTD - Distribution - Tier 2 - 3QU CoRE ¦ 3QU LoRE | Non-Red Flag Warning - Destructive Fires | Wire-to-wire contact | Aggregated | 2038 | 2.3635e-07 | 791.1875 | 0.000187 | 2038 | Mitigation | 0.95 | 45 | 0 | esc | 0.00097009 | 2.2928e-10 | 0.00097009 | 2.2928e-10
[79 empty] | WLDFR | HFTD - Distribution - Tier 3 - 5QU CoRE ¦ 3QU LoRE | Red Flag Warning - Destructive Fires | 2039 | 2.9542e-10 | 2.9542e-10 | 10472.8261 | 280.5544 | 10192.2718 | 0 | 0 | 0 | 3.0453e-07 | 3.0939e-06 | 0 | 3.0939e-06 | 3.0939e-06 | 0 | 3.0939e-06 | 0 | 0 | 2.2252e-07 | 0 | 2.2252e-07 | [17 empty] | 7.3.3.17.5 (Remote Grid) Updates to grid topology to minimize risk of ignition in HFTDs Remote GridWLDFRWire-to-wire contactAggregated | WLDFR | HFTD - Distribution - Tier 2 - 3QU CoRE ¦ 3QU LoRE | Non-Red Flag Warning - Destructive Fires | Wire-to-wire contact | Aggregated | 2039 | 2.3635e-07 | 791.1875 | 0.000187 | 2039 | Mitigation | 0.95 | 45 | 0 | esc | 0.00097009 | 2.2928e-10 | 0.00097009 | 2.2928e-10
[79 empty] | WLDFR | HFTD - Distribution - Tier 3 - 5QU CoRE ¦ 3QU LoRE | Red Flag Warning - Destructive Fires | 2040 | 2.9542e-10 | 2.9542e-10 | 10472.8261 | 280.5544 | 10192.2718 | 0 | 0 | 0 | 3.0453e-07 | 3.0939e-06 | 0 | 3.0939e-06 | 3.0939e-06 | 0 | 3.0939e-06 | 0 | 0 | 0 | 0 | 0 | [17 empty] | 7.3.3.17.5 (Remote Grid) Updates to grid topology to minimize risk of ignition in HFTDs Remote GridWLDFRWire-to-wire contactAggregated | WLDFR | HFTD - Distribution - Tier 2 - 3QU CoRE ¦ 3QU LoRE | Non-Red Flag Warning - Destructive Fires | Wire-to-wire contact | Aggregated | 2040 | 2.3635e-07 | 791.1875 | 0.000187 | 2040 | Mitigation | 0.95 | 45 | 0 | esc | 0.00097009 | 2.2928e-10 | 0.00097009 | 2.2928e-10
[79 empty] | WLDFR | HFTD - Distribution - Tier 3 - 5QU CoRE ¦ 3QU LoRE | Red Flag Warning - Destructive Fires | 2041 | 2.9542e-10 | 2.9542e-10 | 10472.8261 | 280.5544 | 10192.2718 | 0 | 0 | 0 | 3.0453e-07 | 3.0939e-06 | 0 | 3.0939e-06 | 3.0939e-06 | 0 | 3.0939e-06 | 0 | 6.4411e-06 | 0 | 0 | 0 | [17 empty] | 7.3.3.17.5 (Remote Grid) Updates to grid topology to minimize risk of ignition in HFTDs Remote GridWLDFRWire-to-wire contactAggregated | WLDFR | HFTD - Distribution - Tier 2 - 3QU CoRE ¦ 3QU LoRE | Non-Red Flag Warning - Destructive Fires | Wire-to-wire contact | Aggregated | 2041 | 2.3635e-07 | 791.1875 | 0.000187 | 2041 | Mitigation | 0.95 | 45 | 0 | esc | 0.00097009 | 2.2928e-10 | 0.00097009 | 2.2928e-10
[79 empty] | WLDFR | HFTD - Distribution - Tier 3 - 5QU CoRE ¦ 3QU LoRE | Red Flag Warning - Destructive Fires | 2042 | 2.9542e-10 | 2.9542e-10 | 10472.8261 | 280.5544 | 10192.2718 | 0 | 0 | 0 | 3.0453e-07 | 3.0939e-06 | 0 | 3.0939e-06 | 3.0939e-06 | 0 | 3.0939e-06 | 0 | 6.6772e-06 | 1.4637e-05 | 0 | 1.4637e-05 | [17 empty] | 7.3.3.17.5 (Remote Grid) Updates to grid topology to minimize risk of ignition in HFTDs Remote GridWLDFRWire-to-wire contactAggregated | WLDFR | HFTD - Distribution - Tier 2 - 3QU CoRE ¦ 3QU LoRE | Non-Red Flag Warning - Destructive Fires | Wire-to-wire contact | Aggregated | 2042 | 2.3635e-07 | 791.1875 | 0.000187 | 2042 | Mitigation | 0.95 | 45 | 0 | esc | 0.00097009 | 2.2928e-10 | 0.00097009 | 2.2928e-10
[79 empty] | WLDFR | HFTD - Distribution - Tier 3 - 5QU CoRE ¦ 3QU LoRE | Red Flag Warning - Destructive Fires | 2043 | 2.9542e-10 | 2.9542e-10 | 10992.1562 | 299.42 | 10692.7362 | 0 | 0 | 0 | 3.0453e-07 | 3.2473e-06 | 0 | 3.2473e-06 | 3.2473e-06 | 0 | 3.2473e-06 | 0 | 6.6772e-06 | 1.4637e-05 | 0 | 1.4637e-05 | [17 empty] | 7.3.3.17.5 (Remote Grid) Updates to grid topology to minimize risk of ignition in HFTDs Remote GridWLDFRWire-to-wire contactAggregated | WLDFR | HFTD - Distribution - Tier 2 - 3QU CoRE ¦ 3QU LoRE | Non-Red Flag Warning - Destructive Fires | Wire-to-wire contact | Aggregated | 2043 | 2.3635e-07 | 791.1875 | 0.000187 | 2043 | Mitigation | 0.95 | 45 | 0 | esc | 0.00097009 | 2.2928e-10 | 0.00097009 | 2.2928e-10
[79 empty] | WLDFR | HFTD - Distribution - Tier 3 - 5QU CoRE ¦ 3QU LoRE | Red Flag Warning - Destructive Fires | 2044 | 2.9542e-10 | 2.9542e-10 | 10992.1562 | 299.42 | 10692.7362 | 0 | 0 | 0 | 3.0453e-07 | 3.2473e-06 | 0 | 3.2473e-06 | 3.2473e-06 | 0 | 3.2473e-06 | 0 | 6.6772e-06 | 1.4637e-05 | 0 | 1.4637e-05 | [17 empty] | 7.3.3.17.5 (Remote Grid) Updates to grid topology to minimize risk of ignition in HFTDs Remote GridWLDFRWire-to-wire contactAggregated | WLDFR | HFTD - Distribution - Tier 2 - 3QU CoRE ¦ 3QU LoRE | Non-Red Flag Warning - Destructive Fires | Wire-to-wire contact | Aggregated | 2044 | 2.3635e-07 | 791.1875 | 0.000187 | 2044 | Mitigation | 0.95 | 45 | 0 | esc | 0.00097009 | 2.2928e-10 | 0.00097009 | 2.2928e-10
[79 empty] | WLDFR | HFTD - Distribution - Tier 3 - 5QU CoRE ¦ 3QU LoRE | Red Flag Warning - Destructive Fires | 2045 | 2.9542e-10 | 2.9542e-10 | 10992.1562 | 299.42 | 10692.7362 | 0 | 0 | 0 | 3.0453e-07 | 3.2473e-06 | 0 | 3.2473e-06 | 3.2473e-06 | 0 | 3.2473e-06 | 0 | 6.6772e-06 | 1.4637e-05 | 0 | 1.4637e-05 | [17 empty] | 7.3.3.17.5 (Remote Grid) Updates to grid topology to minimize risk of ignition in HFTDs Remote GridWLDFRWire-to-wire contactAggregated | WLDFR | HFTD - Distribution - Tier 2 - 3QU CoRE ¦ 3QU LoRE | Non-Red Flag Warning - Destructive Fires | Wire-to-wire contact | Aggregated | 2045 | 2.3635e-07 | 791.1875 | 0.000187 | 2045 | Mitigation | 0.95 | 45 | 0 | esc | 0.00097009 | 2.2928e-10 | 0.00097009 | 2.2928e-10
[79 empty] | WLDFR | HFTD - Distribution - Tier 3 - 5QU CoRE ¦ 3QU LoRE | Red Flag Warning - Destructive Fires | 2046 | 2.9542e-10 | 2.9542e-10 | 10992.1562 | 299.42 | 10692.7362 | 0 | 0 | 0 | 3.0453e-07 | 3.2473e-06 | 0 | 3.2473e-06 | 3.2473e-06 | 0 | 3.2473e-06 | 0 | 6.6772e-06 | 1.4637e-05 | 0 | 1.4637e-05 | [17 empty] | 7.3.3.17.5 (Remote Grid) Updates to grid topology to minimize risk of ignition in HFTDs Remote GridWLDFRWire-to-wire contactAggregated | WLDFR | HFTD - Distribution - Tier 2 - 3QU CoRE ¦ 3QU LoRE | Non-Red Flag Warning - Destructive Fires | Wire-to-wire contact | Aggregated | 2046 | 2.3635e-07 | 791.1875 | 0.000187 | 2046 | Mitigation | 0.95 | 45 | 0 | esc | 0.00097009 | 2.2928e-10 | 0.00097009 | 2.2928e-10
[79 empty] | WLDFR | HFTD - Distribution - Tier 3 - 5QU CoRE ¦ 3QU LoRE | Red Flag Warning - Destructive Fires | 2047 | 2.9542e-10 | 2.9542e-10 | 10992.1562 | 299.42 | 10692.7362 | 0 | 0 | 0 | 3.0453e-07 | 3.2473e-06 | 0 | 3.2473e-06 | 3.2473e-06 | 0 | 3.2473e-06 | 0 | 6.9747e-06 | 1.5289e-05 | 0 | 1.5289e-05 | [17 empty] | 7.3.3.17.5 (Remote Grid) Updates to grid topology to minimize risk of ignition in HFTDs Remote GridWLDFRWire-to-wire contactAggregated | WLDFR | HFTD - Distribution - Tier 2 - 3QU CoRE ¦ 3QU LoRE | Non-Red Flag Warning - Destructive Fires | Wire-to-wire contact | Aggregated | 2047 | 2.3635e-07 | 791.1875 | 0.000187 | 2047 | Mitigation | 0.95 | 45 | 0 | esc | 0.00097009 | 2.2928e-10 | 0.00097009 | 2.2928e-10
[79 empty] | WLDFR | HFTD - Distribution - Tier 3 - 5QU CoRE ¦ 3QU LoRE | Red Flag Warning - Destructive Fires | 2048 | 2.9542e-10 | 2.9542e-10 | 11536.0538 | 319.4911 | 11216.5626 | 0 | 0 | 0 | 3.0453e-07 | 3.408e-06 | 0 | 3.408e-06 | 3.408e-06 | 0 | 3.408e-06 | 0 | 6.9747e-06 | 1.5289e-05 | 0 | 1.5289e-05 | [17 empty] | 7.3.3.17.5 (Remote Grid) Updates to grid topology to minimize risk of ignition in HFTDs Remote GridWLDFRWire-to-wire contactAggregated | WLDFR | HFTD - Distribution - Tier 2 - 3QU CoRE ¦ 3QU LoRE | Non-Red Flag Warning - Destructive Fires | Wire-to-wire contact | Aggregated | 2048 | 2.3635e-07 | 791.1875 | 0.000187 | 2048 | Mitigation | 0.95 | 45 | 0 | esc | 0.00097009 | 2.2928e-10 | 0.00097009 | 2.2928e-10
[79 empty] | WLDFR | HFTD - Distribution - Tier 3 - 5QU CoRE ¦ 3QU LoRE | Red Flag Warning - Destructive Fires | 2049 | 2.9542e-10 | 2.9542e-10 | 11536.0538 | 319.4911 | 11216.5626 | 0 | 0 | 0 | 3.0453e-07 | 3.408e-06 | 0 | 3.408e-06 | 3.408e-06 | 0 | 3.408e-06 | 0 | 6.9747e-06 | 1.5289e-05 | 0 | 1.5289e-05 | [17 empty] | 7.3.3.17.5 (Remote Grid) Updates to grid topology to minimize risk of ignition in HFTDs Remote GridWLDFRWire-to-wire contactAggregated | WLDFR | HFTD - Distribution - Tier 2 - 3QU CoRE ¦ 3QU LoRE | Non-Red Flag Warning - Destructive Fires | Wire-to-wire contact | Aggregated | 2049 | 2.3635e-07 | 791.1875 | 0.000187 | 2049 | Mitigation | 0.95 | 45 | 0 | esc | 0.00097009 | 2.2928e-10 | 0.00097009 | 2.2928e-10
[79 empty] | WLDFR | HFTD - Distribution - Tier 3 - 5QU CoRE ¦ 3QU LoRE | Red Flag Warning - Destructive Fires | 2050 | 2.9542e-10 | 2.9542e-10 | 11536.0538 | 319.4911 | 11216.5626 | 0 | 0 | 0 | 3.0453e-07 | 3.408e-06 | 0 | 3.408e-06 | 3.408e-06 | 0 | 3.408e-06 | 0 | 6.9747e-06 | 1.5289e-05 | 0 | 1.5289e-05 | [17 empty] | 7.3.3.17.5 (Remote Grid) Updates to grid topology to minimize risk of ignition in HFTDs Remote GridWLDFRWire-to-wire contactAggregated | WLDFR | HFTD - Distribution - Tier 2 - 3QU CoRE ¦ 3QU LoRE | Non-Red Flag Warning - Destructive Fires | Wire-to-wire contact | Aggregated | 2050 | 2.3635e-07 | 791.1875 | 0.000187 | 2050 | Mitigation | 0.95 | 45 | 0 | esc | 0.00097009 | 2.2928e-10 | 0.00097009 | 2.2928e-10
[79 empty] | WLDFR | HFTD - Distribution - Tier 3 - 5QU CoRE ¦ 3QU LoRE | Red Flag Warning - Destructive Fires | 2051 | 2.9542e-10 | 2.9542e-10 | 11536.0538 | 319.4911 | 11216.5626 | 0 | 0 | 0 | 3.0453e-07 | 3.408e-06 | 0 | 3.408e-06 | 3.408e-06 | 0 | 3.408e-06 | 0 | 6.9747e-06 | 1.5289e-05 | 0 | 1.5289e-05 | [17 empty] | 7.3.3.17.5 (Remote Grid) Updates to grid topology to minimize risk of ignition in HFTDs Remote GridWLDFRWire-to-wire contactAggregated | WLDFR | HFTD - Distribution - Tier 2 - 3QU CoRE ¦ 3QU LoRE | Non-Red Flag Warning - Destructive Fires | Wire-to-wire contact | Aggregated | 2051 | 2.3635e-07 | 791.1875 | 0.000187 | 2051 | Mitigation | 0.95 | 45 | 0 | esc | 0.00097009 | 2.2928e-10 | 0.00097009 | 2.2928e-10
[79 empty] | WLDFR | HFTD - Distribution - Tier 3 - 5QU CoRE ¦ 3QU LoRE | Red Flag Warning - Destructive Fires | 2052 | 2.9542e-10 | 2.9542e-10 | 11536.0538 | 319.4911 | 11216.5626 | 0 | 0 | 0 | 3.0453e-07 | 3.408e-06 | 0 | 3.408e-06 | 3.408e-06 | 0 | 3.408e-06 | 0 | 7.3054e-06 | 1.6014e-05 | 0 | 1.6014e-05 | [17 empty] | 7.3.3.17.5 (Remote Grid) Updates to grid topology to minimize risk of ignition in HFTDs Remote GridWLDFRWire-to-wire contactAggregated | WLDFR | HFTD - Distribution - Tier 2 - 3QU CoRE ¦ 3QU LoRE | Non-Red Flag Warning - Destructive Fires | Wire-to-wire contact | Aggregated | 2052 | 2.3635e-07 | 791.1875 | 0.000187 | 2052 | Mitigation | 0.95 | 45 | 0 | esc | 0.00097009 | 2.2928e-10 | 0.00097009 | 2.2928e-10
[79 empty] | WLDFR | HFTD - Distribution - Tier 3 - 5QU CoRE ¦ 3QU LoRE | Red Flag Warning - Destructive Fires | 2053 | 2.9542e-10 | 2.9542e-10 | 12097.6769 | 340.5356 | 11757.1413 | 0 | 0 | 0 | 3.0453e-07 | 3.5739e-06 | 0 | 3.5739e-06 | 3.5739e-06 | 0 | 3.5739e-06 | 0 | 7.3054e-06 | 1.6014e-05 | 0 | 1.6014e-05 | [17 empty] | 7.3.3.17.5 (Remote Grid) Updates to grid topology to minimize risk of ignition in HFTDs Remote GridWLDFRWire-to-wire contactAggregated | WLDFR | HFTD - Distribution - Tier 2 - 3QU CoRE ¦ 3QU LoRE | Non-Red Flag Warning - Destructive Fires | Wire-to-wire contact | Aggregated | 2053 | 2.3635e-07 | 791.1875 | 0.000187 | 2053 | Mitigation | 0.95 | 45 | 0 | esc | 0.00097009 | 2.2928e-10 | 0.00097009 | 2.2928e-10
[79 empty] | WLDFR | HFTD - Distribution - Tier 3 - 5QU CoRE ¦ 3QU LoRE | Red Flag Warning - Destructive Fires | 2054 | 2.9542e-10 | 2.9542e-10 | 12097.6769 | 340.5356 | 11757.1413 | 0 | 0 | 0 | 3.0453e-07 | 3.5739e-06 | 0 | 3.5739e-06 | 3.5739e-06 | 0 | 3.5739e-06 | 0 | 7.3054e-06 | 1.6014e-05 | 0 | 1.6014e-05 | [17 empty] | 7.3.3.17.5 (Remote Grid) Updates to grid topology to minimize risk of ignition in HFTDs Remote GridWLDFRWire-to-wire contactAggregated | WLDFR | HFTD - Distribution - Tier 2 - 3QU CoRE ¦ 3QU LoRE | Non-Red Flag Warning - Destructive Fires | Wire-to-wire contact | Aggregated | 2054 | 2.3635e-07 | 791.1875 | 0.000187 | 2054 | Mitigation | 0.95 | 45 | 0 | esc | 0.00097009 | 2.2928e-10 | 0.00097009 | 2.2928e-10
[79 empty] | WLDFR | HFTD - Distribution - Tier 3 - 5QU CoRE ¦ 3QU LoRE | Red Flag Warning - Destructive Fires | 2055 | 2.9542e-10 | 2.9542e-10 | 12097.6769 | 340.5356 | 11757.1413 | 0 | 0 | 0 | 3.0453e-07 | 3.5739e-06 | 0 | 3.5739e-06 | 3.5739e-06 | 0 | 3.5739e-06 | 0 | 7.3054e-06 | 1.6014e-05 | 0 | 1.6014e-05 | [17 empty] | 7.3.3.17.5 (Remote Grid) Updates to grid topology to minimize risk of ignition in HFTDs Remote GridWLDFRWire-to-wire contactAggregated | WLDFR | HFTD - Distribution - Tier 2 - 3QU CoRE ¦ 3QU LoRE | Non-Red Flag Warning - Destructive Fires | Wire-to-wire contact | Aggregated | 2055 | 2.3635e-07 | 791.1875 | 0.000187 | 2055 | Mitigation | 0.95 | 45 | 0 | esc | 0.00097009 | 2.2928e-10 | 0.00097009 | 2.2928e-10
[79 empty] | WLDFR | HFTD - Distribution - Tier 3 - 5QU CoRE ¦ 3QU LoRE | Red Flag Warning - Destructive Fires | 2056 | 2.9542e-10 | 2.9542e-10 | 12097.6769 | 340.5356 | 11757.1413 | 0 | 0 | 0 | 3.0453e-07 | 3.5739e-06 | 0 | 3.5739e-06 | 3.5739e-06 | 0 | 3.5739e-06 | 0 | 7.3054e-06 | 1.6014e-05 | 0 | 1.6014e-05 | [17 empty] | 7.3.3.17.5 (Remote Grid) Updates to grid topology to minimize risk of ignition in HFTDs Remote GridWLDFRWire-to-wire contactAggregated | WLDFR | HFTD - Distribution - Tier 2 - 3QU CoRE ¦ 3QU LoRE | Non-Red Flag Warning - Destructive Fires | Wire-to-wire contact | Aggregated | 2056 | 2.3635e-07 | 791.1875 | 0.000187 | 2056 | Mitigation | 0.95 | 45 | 0 | esc | 0.00097009 | 2.2928e-10 | 0.00097009 | 2.2928e-10
[79 empty] | WLDFR | HFTD - Distribution - Tier 3 - 5QU CoRE ¦ 3QU LoRE | Red Flag Warning - Destructive Fires | 2057 | 2.9542e-10 | 2.9542e-10 | 12097.6769 | 340.5356 | 11757.1413 | 0 | 0 | 0 | 3.0453e-07 | 3.5739e-06 | 0 | 3.5739e-06 | 3.5739e-06 | 0 | 3.5739e-06 | 0 | 7.6643e-06 | 1.68e-05 | 0 | 1.68e-05 | [17 empty] | 7.3.3.17.5 (Remote Grid) Updates to grid topology to minimize risk of ignition in HFTDs Remote GridWLDFRWire-to-wire contactAggregated | WLDFR | HFTD - Distribution - Tier 2 - 3QU CoRE ¦ 3QU LoRE | Non-Red Flag Warning - Destructive Fires | Wire-to-wire contact | Aggregated | 2057 | 2.3635e-07 | 791.1875 | 0.000187 | 2057 | Mitigation | 0.95 | 45 | 0 | esc | 0.00097009 | 2.2928e-10 | 0.00097009 | 2.2928e-10
[79 empty] | WLDFR | HFTD - Distribution - Tier 3 - 5QU CoRE ¦ 3QU LoRE | Red Flag Warning - Destructive Fires | 2058 | 2.9542e-10 | 2.9542e-10 | 12670.1796 | 362.3049 | 12307.8747 | 0 | 0 | 0 | 3.0453e-07 | 3.743e-06 | 0 | 3.743e-06 | 3.743e-06 | 0 | 3.743e-06 | 0 | 7.6643e-06 | 1.68e-05 | 0 | 1.68e-05 | [17 empty] | 7.3.3.17.5 (Remote Grid) Updates to grid topology to minimize risk of ignition in HFTDs Remote GridWLDFRWire-to-wire contactAggregated | WLDFR | HFTD - Distribution - Tier 2 - 3QU CoRE ¦ 3QU LoRE | Non-Red Flag Warning - Destructive Fires | Wire-to-wire contact | Aggregated | 2058 | 2.3635e-07 | 791.1875 | 0.000187 | 2058 | Mitigation | 0.95 | 45 | 0 | esc | 0.00097009 | 2.2928e-10 | 0.00097009 | 2.2928e-10
[79 empty] | WLDFR | HFTD - Distribution - Tier 3 - 5QU CoRE ¦ 3QU LoRE | Red Flag Warning - Destructive Fires | 2059 | 2.9542e-10 | 2.9542e-10 | 12670.1796 | 362.3049 | 12307.8747 | 0 | 0 | 0 | 3.0453e-07 | 3.743e-06 | 0 | 3.743e-06 | 3.743e-06 | 0 | 3.743e-06 | 0 | 7.6643e-06 | 1.68e-05 | 0 | 1.68e-05 | [17 empty] | 7.3.3.17.5 (Remote Grid) Updates to grid topology to minimize risk of ignition in HFTDs Remote GridWLDFRWire-to-wire contactAggregated | WLDFR | HFTD - Distribution - Tier 2 - 3QU CoRE ¦ 3QU LoRE | Non-Red Flag Warning - Destructive Fires | Wire-to-wire contact | Aggregated | 2059 | 2.3635e-07 | 791.1875 | 0.000187 | 2059 | Mitigation | 0.95 | 45 | 0 | esc | 0.00097009 | 2.2928e-10 | 0.00097009 | 2.2928e-10
[79 empty] | WLDFR | HFTD - Distribution - Tier 3 - 5QU CoRE ¦ 3QU LoRE | Red Flag Warning - Destructive Fires | 2060 | 2.9542e-10 | 2.9542e-10 | 12670.1796 | 362.3049 | 12307.8747 | 0 | 0 | 0 | 3.0453e-07 | 3.743e-06 | 0 | 3.743e-06 | 3.743e-06 | 0 | 3.743e-06 | 0 | 7.6643e-06 | 1.68e-05 | 0 | 1.68e-05 | [17 empty] | 7.3.3.17.5 (Remote Grid) Updates to grid topology to minimize risk of ignition in HFTDs Remote GridWLDFRWire-to-wire contactAggregated | WLDFR | HFTD - Distribution - Tier 2 - 3QU CoRE ¦ 3QU LoRE | Non-Red Flag Warning - Destructive Fires | Wire-to-wire contact | Aggregated | 2060 | 2.3635e-07 | 791.1875 | 0.000187 | 2060 | Mitigation | 0.95 | 45 | 0 | esc | 0.00097009 | 2.2928e-10 | 0.00097009 | 2.2928e-10
[79 empty] | WLDFR | HFTD - Distribution - Tier 3 - 5QU CoRE ¦ 3QU LoRE | Red Flag Warning - Destructive Fires | 2061 | 2.9542e-10 | 2.9542e-10 | 12670.1796 | 362.3049 | 12307.8747 | 0 | 0 | 0 | 3.0453e-07 | 3.743e-06 | 0 | 3.743e-06 | 3.743e-06 | 0 | 3.743e-06 | 0 | 7.6643e-06 | 1.68e-05 | 0 | 1.68e-05 | [17 empty] | 7.3.3.17.5 (Remote Grid) Updates to grid topology to minimize risk of ignition in HFTDs Remote GridWLDFRWire-to-wire contactAggregated | WLDFR | HFTD - Distribution - Tier 2 - 3QU CoRE ¦ 3QU LoRE | Non-Red Flag Warning - Destructive Fires | Wire-to-wire contact | Aggregated | 2061 | 2.3635e-07 | 791.1875 | 0.000187 | 2061 | Mitigation | 0.95 | 45 | 0 | esc | 0.00097009 | 2.2928e-10 | 0.00097009 | 2.2928e-10
[79 empty] | WLDFR | HFTD - Distribution - Tier 3 - 5QU CoRE ¦ 3QU LoRE | Red Flag Warning - Destructive Fires | 2062 | 2.9542e-10 | 2.9542e-10 | 12670.1796 | 362.3049 | 12307.8747 | 0 | 0 | 0 | 3.0453e-07 | 3.743e-06 | 0 | 3.743e-06 | 3.743e-06 | 0 | 3.743e-06 | 0 | 8.0466e-06 | 1.7638e-05 | 0 | 1.7638e-05 | [17 empty] | 7.3.3.17.5 (Remote Grid) Updates to grid topology to minimize risk of ignition in HFTDs Remote GridWLDFRWire-to-wire contactAggregated | WLDFR | HFTD - Distribution - Tier 2 - 3QU CoRE ¦ 3QU LoRE | Non-Red Flag Warning - Destructive Fires | Wire-to-wire contact | Aggregated | 2062 | 2.3635e-07 | 791.1875 | 0.000187 | 2062 | Mitigation | 0.95 | 45 | 0 | esc | 0.00097009 | 2.2928e-10 | 0.00097009 | 2.2928e-10
[79 empty] | WLDFR | HFTD - Distribution - Tier 3 - 5QU CoRE ¦ 3QU LoRE | Red Flag Warning - Destructive Fires | 2063 | 2.9542e-10 | 2.9542e-10 | 13246.6313 | 384.5316 | 12862.0997 | 0 | 0 | 0 | 3.0453e-07 | 3.9133e-06 | 0 | 3.9133e-06 | 3.9133e-06 | 0 | 3.9133e-06 | 0 | 8.0466e-06 | 1.7638e-05 | 0 | 1.7638e-05 | [17 empty] | 7.3.3.17.5 (Remote Grid) Updates to grid topology to minimize risk of ignition in HFTDs Remote GridWLDFRWire-to-wire contactAggregated | WLDFR | HFTD - Distribution - Tier 2 - 3QU CoRE ¦ 3QU LoRE | Non-Red Flag Warning - Destructive Fires | Wire-to-wire contact | Aggregated | 2063 | 2.3635e-07 | 791.1875 | 0.000187 | 2063 | Mitigation | 0.95 | 45 | 0 | esc | 0.00097009 | 2.2928e-10 | 0.00097009 | 2.2928e-10
[79 empty] | WLDFR | HFTD - Distribution - Tier 3 - 5QU CoRE ¦ 3QU LoRE | Red Flag Warning - Destructive Fires | 2064 | 2.9542e-10 | 2.9542e-10 | 13246.6313 | 384.5316 | 12862.0997 | 0 | 0 | 0 | 3.0453e-07 | 3.9133e-06 | 0 | 3.9133e-06 | 3.9133e-06 | 0 | 3.9133e-06 | 0 | 8.0466e-06 | 1.7638e-05 | 0 | 1.7638e-05 | [17 empty] | 7.3.3.17.5 (Remote Grid) Updates to grid topology to minimize risk of ignition in HFTDs Remote GridWLDFRWire-to-wire contactAggregated | WLDFR | HFTD - Distribution - Tier 2 - 3QU CoRE ¦ 3QU LoRE | Non-Red Flag Warning - Destructive Fires | Wire-to-wire contact | Aggregated | 2064 | 2.3635e-07 | 791.1875 | 0.000187 | 2064 | Mitigation | 0.95 | 45 | 0 | esc | 0.00097009 | 2.2928e-10 | 0.00097009 | 2.2928e-10
[79 empty] | WLDFR | HFTD - Distribution - Tier 3 - 5QU CoRE ¦ 3QU LoRE | Red Flag Warning - Destructive Fires | 2065 | 2.9542e-10 | 2.9542e-10 | 13246.6313 | 384.5316 | 12862.0997 | 0 | 0 | 0 | 3.0453e-07 | 3.9133e-06 | 0 | 3.9133e-06 | 3.9133e-06 | 0 | 3.9133e-06 | 0 | 8.0466e-06 | 1.7638e-05 | 0 | 1.7638e-05 | [17 empty] | 7.3.3.17.5 (Remote Grid) Updates to grid topology to minimize risk of ignition in HFTDs Remote GridWLDFRWire-to-wire contactAggregated | WLDFR | HFTD - Distribution - Tier 2 - 3QU CoRE ¦ 3QU LoRE | Non-Red Flag Warning - Destructive Fires | Wire-to-wire contact | Aggregated | 2065 | 2.3635e-07 | 791.1875 | 0.000187 | 2065 | Mitigation | 0.95 | 45 | 0 | esc | 0.00097009 | 2.2928e-10 | 0.00097009 | 2.2928e-10
[79 empty] | WLDFR | HFTD - Distribution - Tier 3 - 5QU CoRE ¦ 3QU LoRE | Red Flag Warning - Destructive Fires | 2066 | 2.9542e-10 | 2.9542e-10 | 13246.6313 | 384.5316 | 12862.0997 | 0 | 0 | 0 | 3.0453e-07 | 3.9133e-06 | 0 | 3.9133e-06 | 3.9133e-06 | 0 | 3.9133e-06 | 0 | 8.0466e-06 | 1.7638e-05 | 0 | 1.7638e-05 | [17 empty] | 7.3.3.17.5 (Remote Grid) Updates to grid topology to minimize risk of ignition in HFTDs Remote GridWLDFRWire-to-wire contactAggregated | WLDFR | HFTD - Distribution - Tier 2 - 3QU CoRE ¦ 3QU LoRE | Non-Red Flag Warning - Destructive Fires | Wire-to-wire contact | Aggregated | 2066 | 2.3635e-07 | 791.1875 | 0.000187 | 2066 | Mitigation | 0.95 | 45 | 0 | esc | 0.00097009 | 2.2928e-10 | 0.00097009 | 2.2928e-10
[79 empty] | WLDFR | HFTD - Distribution - Tier 3 - 5QU CoRE ¦ 3QU LoRE | Red Flag Warning - Destructive Fires | 2067 | 0 | 2.9542e-10 | 13246.6313 | 384.5316 | 12862.0997 | 0 | 0 | 0 | 3.0453e-07 | 0 | 0 | 0 | 3.9133e-06 | 0 | 3.9133e-06 | 0 | 8.4474e-06 | 1.8517e-05 | 0 | 1.8517e-05 | [17 empty] | 7.3.3.17.5 (Remote Grid) Updates to grid topology to minimize risk of ignition in HFTDs Remote GridWLDFRWire-to-wire contactAggregated | WLDFR | HFTD - Distribution - Tier 2 - 3QU CoRE ¦ 3QU LoRE | Non-Red Flag Warning - Destructive Fires | Wire-to-wire contact | Aggregated | 2067 | 2.3635e-07 | 791.1875 | 0.000187 | 2067 | Mitigation | 0.95 | 45 | 0 | esc | 0 | 0 | 0.00097009 | 2.2928e-10
[79 empty] | WLDFR | HFTD - Distribution - Tier 3 - 5QU CoRE ¦ 3QU LoRE | Red Flag Warning - Large Fires | 2022 | 1.986e-08 | 0 | 5.2406 | 0.69642 | 2.942 | 1.6022 | 0 | 0 | 2.0472e-05 | 1.0408e-07 | 0 | 1.0408e-07 | 0 | 0 | 0 | 0 | 8.4474e-06 | 1.8517e-05 | 0 | 1.8517e-05 | [17 empty] | 7.3.3.17.5 (Remote Grid) Updates to grid topology to minimize risk of ignition in HFTDs Remote GridWLDFRContact from objectAggregated | WLDFR | HFTD - Distribution - Tier 2 - 3QU CoRE ¦ 3QU LoRE | Non-Red Flag Warning - Large Fires | Contact from object | Aggregated | 2022 | 5.8606e-06 | 791.1875 | 0.0046368 | 2022 | Mitigation | 0.95 | 45 | 0 | esc | 0.00097009 | 5.6852e-09 | 0 | 0
[79 empty] | WLDFR | HFTD - Distribution - Tier 3 - 5QU CoRE ¦ 3QU LoRE | Red Flag Warning - Large Fires | 2023 | 1.986e-08 | 1.986e-08 | 5.475 | 0.71896 | 3.0715 | 1.6846 | 0 | 0 | 2.0472e-05 | 1.0873e-07 | 0 | 1.0873e-07 | 1.0873e-07 | 0 | 1.0873e-07 | 0 | 8.4474e-06 | 1.8517e-05 | 0 | 1.8517e-05 | [17 empty] | 7.3.3.17.5 (Remote Grid) Updates to grid topology to minimize risk of ignition in HFTDs Remote GridWLDFRContact from objectAggregated | WLDFR | HFTD - Distribution - Tier 2 - 3QU CoRE ¦ 3QU LoRE | Non-Red Flag Warning - Large Fires | Contact from object | Aggregated | 2023 | 5.8606e-06 | 791.1875 | 0.0046368 | 2023 | Mitigation | 0.95 | 45 | 0 | esc | 0.00097009 | 5.6852e-09 | 0.00097009 | 5.6852e-09
[79 empty] | WLDFR | HFTD - Distribution - Tier 3 - 5QU CoRE ¦ 3QU LoRE | Red Flag Warning - Large Fires | 2024 | 1.986e-08 | 1.986e-08 | 5.475 | 0.71896 | 3.0715 | 1.6846 | 0 | 0 | 2.0472e-05 | 1.0873e-07 | 0 | 1.0873e-07 | 1.0873e-07 | 0 | 1.0873e-07 | 0 | 8.4474e-06 | 1.8517e-05 | 0 | 1.8517e-05 | [17 empty] | 7.3.3.17.5 (Remote Grid) Updates to grid topology to minimize risk of ignition in HFTDs Remote GridWLDFRContact from objectAggregated | WLDFR | HFTD - Distribution - Tier 2 - 3QU CoRE ¦ 3QU LoRE | Non-Red Flag Warning - Large Fires | Contact from object | Aggregated | 2024 | 5.8606e-06 | 791.1875 | 0.0046368 | 2024 | Mitigation | 0.95 | 45 | 0 | esc | 0.00097009 | 5.6852e-09 | 0.00097009 | 5.6852e-09
[79 empty] | WLDFR | HFTD - Distribution - Tier 3 - 5QU CoRE ¦ 3QU LoRE | Red Flag Warning - Large Fires | 2025 | 1.986e-08 | 1.986e-08 | 5.475 | 0.71896 | 3.0715 | 1.6846 | 0 | 0 | 2.0472e-05 | 1.0873e-07 | 0 | 1.0873e-07 | 1.0873e-07 | 0 | 1.0873e-07 | 0 | 8.4474e-06 | 1.8517e-05 | 0 | 1.8517e-05 | [17 empty] | 7.3.3.17.5 (Remote Grid) Updates to grid topology to minimize risk of ignition in HFTDs Remote GridWLDFRContact from objectAggregated | WLDFR | HFTD - Distribution - Tier 2 - 3QU CoRE ¦ 3QU LoRE | Non-Red Flag Warning - Large Fires | Contact from object | Aggregated | 2025 | 5.8606e-06 | 791.1875 | 0.0046368 | 2025 | Mitigation | 0.95 | 45 | 0 | esc | 0.00097009 | 5.6852e-09 | 0.00097009 | 5.6852e-09
[79 empty] | WLDFR | HFTD - Distribution - Tier 3 - 5QU CoRE ¦ 3QU LoRE | Red Flag Warning - Large Fires | 2026 | 1.986e-08 | 1.986e-08 | 5.475 | 0.71896 | 3.0715 | 1.6846 | 0 | 0 | 2.0472e-05 | 1.0873e-07 | 0 | 1.0873e-07 | 1.0873e-07 | 0 | 1.0873e-07 | 0 | 8.8617e-06 | 1.9425e-05 | 0 | 1.9425e-05 | [17 empty] | 7.3.3.17.5 (Remote Grid) Updates to grid topology to minimize risk of ignition in HFTDs Remote GridWLDFRContact from objectAggregated | WLDFR | HFTD - Distribution - Tier 2 - 3QU CoRE ¦ 3QU LoRE | Non-Red Flag Warning - Large Fires | Contact from object | Aggregated | 2026 | 5.8606e-06 | 791.1875 | 0.0046368 | 2026 | Mitigation | 0.95 | 45 | 0 | esc | 0.00097009 | 5.6852e-09 | 0.00097009 | 5.6852e-09
[79 empty] | WLDFR | HFTD - Distribution - Tier 3 - 5QU CoRE ¦ 3QU LoRE | Red Flag Warning - Large Fires | 2027 | 1.986e-08 | 1.986e-08 | 5.475 | 0.71896 | 3.0715 | 1.6846 | 0 | 0 | 2.0472e-05 | 1.0873e-07 | 0 | 1.0873e-07 | 1.0873e-07 | 0 | 1.0873e-07 | 0 | 8.8617e-06 | 1.9425e-05 | 0 | 1.9425e-05 | [17 empty] | 7.3.3.17.5 (Remote Grid) Updates to grid topology to minimize risk of ignition in HFTDs Remote GridWLDFRContact from objectAggregated | WLDFR | HFTD - Distribution - Tier 2 - 3QU CoRE ¦ 3QU LoRE | Non-Red Flag Warning - Large Fires | Contact from object | Aggregated | 2027 | 5.8606e-06 | 791.1875 | 0.0046368 | 2027 | Mitigation | 0.95 | 45 | 0 | esc | 0.00097009 | 5.6852e-09 | 0.00097009 | 5.6852e-09
[79 empty] | WLDFR | HFTD - Distribution - Tier 3 - 5QU CoRE ¦ 3QU LoRE | Red Flag Warning - Large Fires | 2028 | 1.986e-08 | 1.986e-08 | 5.777 | 0.74734 | 3.238 | 1.7917 | 0 | 0 | 2.0472e-05 | 1.1473e-07 | 0 | 1.1473e-07 | 1.1473e-07 | 0 | 1.1473e-07 | 0 | 8.8617e-06 | 1.9425e-05 | 0 | 1.9425e-05 | [17 empty] | 7.3.3.17.5 (Remote Grid) Updates to grid topology to minimize risk of ignition in HFTDs Remote GridWLDFRContact from objectAggregated | WLDFR | HFTD - Distribution - Tier 2 - 3QU CoRE ¦ 3QU LoRE | Non-Red Flag Warning - Large Fires | Contact from object | Aggregated | 2028 | 5.8606e-06 | 791.1875 | 0.0046368 | 2028 | Mitigation | 0.95 | 45 | 0 | esc | 0.00097009 | 5.6852e-09 | 0.00097009 | 5.6852e-09
[79 empty] | WLDFR | HFTD - Distribution - Tier 3 - 5QU CoRE ¦ 3QU LoRE | Red Flag Warning - Large Fires | 2029 | 1.986e-08 | 1.986e-08 | 5.777 | 0.74734 | 3.238 | 1.7917 | 0 | 0 | 2.0472e-05 | 1.1473e-07 | 0 | 1.1473e-07 | 1.1473e-07 | 0 | 1.1473e-07 | 0 | 8.8617e-06 | 1.9425e-05 | 0 | 1.9425e-05 | [17 empty] | 7.3.3.17.5 (Remote Grid) Updates to grid topology to minimize risk of ignition in HFTDs Remote GridWLDFRContact from objectAggregated | WLDFR | HFTD - Distribution - Tier 2 - 3QU CoRE ¦ 3QU LoRE | Non-Red Flag Warning - Large Fires | Contact from object | Aggregated | 2029 | 5.8606e-06 | 791.1875 | 0.0046368 | 2029 | Mitigation | 0.95 | 45 | 0 | esc | 0.00097009 | 5.6852e-09 | 0.00097009 | 5.6852e-09
[79 empty] | WLDFR | HFTD - Distribution - Tier 3 - 5QU CoRE ¦ 3QU LoRE | Red Flag Warning - Large Fires | 2030 | 1.986e-08 | 1.986e-08 | 5.777 | 0.74734 | 3.238 | 1.7917 | 0 | 0 | 2.0472e-05 | 1.1473e-07 | 0 | 1.1473e-07 | 1.1473e-07 | 0 | 1.1473e-07 | 0 | 8.8617e-06 | 1.9425e-05 | 0 | 1.9425e-05 | [17 empty] | 7.3.3.17.5 (Remote Grid) Updates to grid topology to minimize risk of ignition in HFTDs Remote GridWLDFRContact from objectAggregated | WLDFR | HFTD - Distribution - Tier 2 - 3QU CoRE ¦ 3QU LoRE | Non-Red Flag Warning - Large Fires | Contact from object | Aggregated | 2030 | 5.8606e-06 | 791.1875 | 0.0046368 | 2030 | Mitigation | 0.95 | 45 | 0 | esc | 0.00097009 | 5.6852e-09 | 0.00097009 | 5.6852e-09
[79 empty] | WLDFR | HFTD - Distribution - Tier 3 - 5QU CoRE ¦ 3QU LoRE | Red Flag Warning - Large Fires | 2031 | 1.986e-08 | 1.986e-08 | 5.777 | 0.74734 | 3.238 | 1.7917 | 0 | 0 | 2.0472e-05 | 1.1473e-07 | 0 | 1.1473e-07 | 1.1473e-07 | 0 | 1.1473e-07 | 0 | 9.2843e-06 | 2.0351e-05 | 0 | 2.0351e-05 | [17 empty] | 7.3.3.17.5 (Remote Grid) Updates to grid topology to minimize risk of ignition in HFTDs Remote GridWLDFRContact from objectAggregated | WLDFR | HFTD - Distribution - Tier 2 - 3QU CoRE ¦ 3QU LoRE | Non-Red Flag Warning - Large Fires | Contact from object | Aggregated | 2031 | 5.8606e-06 | 791.1875 | 0.0046368 | 2031 | Mitigation | 0.95 | 45 | 0 | esc | 0.00097009 | 5.6852e-09 | 0.00097009 | 5.6852e-09
[79 empty] | WLDFR | HFTD - Distribution - Tier 3 - 5QU CoRE ¦ 3QU LoRE | Red Flag Warning - Large Fires | 2032 | 1.986e-08 | 1.986e-08 | 5.777 | 0.74734 | 3.238 | 1.7917 | 0 | 0 | 2.0472e-05 | 1.1473e-07 | 0 | 1.1473e-07 | 1.1473e-07 | 0 | 1.1473e-07 | 0 | 9.2843e-06 | 2.0351e-05 | 0 | 2.0351e-05 | [17 empty] | 7.3.3.17.5 (Remote Grid) Updates to grid topology to minimize risk of ignition in HFTDs Remote GridWLDFRContact from objectAggregated | WLDFR | HFTD - Distribution - Tier 2 - 3QU CoRE ¦ 3QU LoRE | Non-Red Flag Warning - Large Fires | Contact from object | Aggregated | 2032 | 5.8606e-06 | 791.1875 | 0.0046368 | 2032 | Mitigation | 0.95 | 45 | 0 | esc | 0.00097009 | 5.6852e-09 | 0.00097009 | 5.6852e-09
[79 empty] | WLDFR | HFTD - Distribution - Tier 3 - 5QU CoRE ¦ 3QU LoRE | Red Flag Warning - Large Fires | 2033 | 1.986e-08 | 1.986e-08 | 6.1205 | 0.77885 | 3.4265 | 1.9151 | 0 | 0 | 2.0472e-05 | 1.2155e-07 | 0 | 1.2155e-07 | 1.2155e-07 | 0 | 1.2155e-07 | 0 | 9.2843e-06 | 2.0351e-05 | 0 | 2.0351e-05 | [17 empty] | 7.3.3.17.5 (Remote Grid) Updates to grid topology to minimize risk of ignition in HFTDs Remote GridWLDFRContact from objectAggregated | WLDFR | HFTD - Distribution - Tier 2 - 3QU CoRE ¦ 3QU LoRE | Non-Red Flag Warning - Large Fires | Contact from object | Aggregated | 2033 | 5.8606e-06 | 791.1875 | 0.0046368 | 2033 | Mitigation | 0.95 | 45 | 0 | esc | 0.00097009 | 5.6852e-09 | 0.00097009 | 5.6852e-09
[79 empty] | WLDFR | HFTD - Distribution - Tier 3 - 5QU CoRE ¦ 3QU LoRE | Red Flag Warning - Large Fires | 2034 | 1.986e-08 | 1.986e-08 | 6.1205 | 0.77885 | 3.4265 | 1.9151 | 0 | 0 | 2.0472e-05 | 1.2155e-07 | 0 | 1.2155e-07 | 1.2155e-07 | 0 | 1.2155e-07 | 0 | 9.2843e-06 | 2.0351e-05 | 0 | 2.0351e-05 | [17 empty] | 7.3.3.17.5 (Remote Grid) Updates to grid topology to minimize risk of ignition in HFTDs Remote GridWLDFRContact from objectAggregated | WLDFR | HFTD - Distribution - Tier 2 - 3QU CoRE ¦ 3QU LoRE | Non-Red Flag Warning - Large Fires | Contact from object | Aggregated | 2034 | 5.8606e-06 | 791.1875 | 0.0046368 | 2034 | Mitigation | 0.95 | 45 | 0 | esc | 0.00097009 | 5.6852e-09 | 0.00097009 | 5.6852e-09
[79 empty] | WLDFR | HFTD - Distribution - Tier 3 - 5QU CoRE ¦ 3QU LoRE | Red Flag Warning - Large Fires | 2035 | 1.986e-08 | 1.986e-08 | 6.1205 | 0.77885 | 3.4265 | 1.9151 | 0 | 0 | 2.0472e-05 | 1.2155e-07 | 0 | 1.2155e-07 | 1.2155e-07 | 0 | 1.2155e-07 | 0 | 9.2843e-06 | 2.0351e-05 | 0 | 2.0351e-05 | [17 empty] | 7.3.3.17.5 (Remote Grid) Updates to grid topology to minimize risk of ignition in HFTDs Remote GridWLDFRContact from objectAggregated | WLDFR | HFTD - Distribution - Tier 2 - 3QU CoRE ¦ 3QU LoRE | Non-Red Flag Warning - Large Fires | Contact from object | Aggregated | 2035 | 5.8606e-06 | 791.1875 | 0.0046368 | 2035 | Mitigation | 0.95 | 45 | 0 | esc | 0.00097009 | 5.6852e-09 | 0.00097009 | 5.6852e-09
[79 empty] | WLDFR | HFTD - Distribution - Tier 3 - 5QU CoRE ¦ 3QU LoRE | Red Flag Warning - Large Fires | 2036 | 1.986e-08 | 1.986e-08 | 6.1205 | 0.77885 | 3.4265 | 1.9151 | 0 | 0 | 2.0472e-05 | 1.2155e-07 | 0 | 1.2155e-07 | 1.2155e-07 | 0 | 1.2155e-07 | 0 | 9.7103e-06 | 2.1285e-05 | 0 | 2.1285e-05 | [17 empty] | 7.3.3.17.5 (Remote Grid) Updates to grid topology to minimize risk of ignition in HFTDs Remote GridWLDFRContact from objectAggregated | WLDFR | HFTD - Distribution - Tier 2 - 3QU CoRE ¦ 3QU LoRE | Non-Red Flag Warning - Large Fires | Contact from object | Aggregated | 2036 | 5.8606e-06 | 791.1875 | 0.0046368 | 2036 | Mitigation | 0.95 | 45 | 0 | esc | 0.00097009 | 5.6852e-09 | 0.00097009 | 5.6852e-09
[79 empty] | WLDFR | HFTD - Distribution - Tier 3 - 5QU CoRE ¦ 3QU LoRE | Red Flag Warning - Large Fires | 2037 | 1.986e-08 | 1.986e-08 | 6.1205 | 0.77885 | 3.4265 | 1.9151 | 0 | 0 | 2.0472e-05 | 1.2155e-07 | 0 | 1.2155e-07 | 1.2155e-07 | 0 | 1.2155e-07 | 0 | 9.7103e-06 | 2.1285e-05 | 0 | 2.1285e-05 | [17 empty] | 7.3.3.17.5 (Remote Grid) Updates to grid topology to minimize risk of ignition in HFTDs Remote GridWLDFRContact from objectAggregated | WLDFR | HFTD - Distribution - Tier 2 - 3QU CoRE ¦ 3QU LoRE | Non-Red Flag Warning - Large Fires | Contact from object | Aggregated | 2037 | 5.8606e-06 | 791.1875 | 0.0046368 | 2037 | Mitigation | 0.95 | 45 | 0 | esc | 0.00097009 | 5.6852e-09 | 0.00097009 | 5.6852e-09
[79 empty] | WLDFR | HFTD - Distribution - Tier 3 - 5QU CoRE ¦ 3QU LoRE | Red Flag Warning - Large Fires | 2038 | 1.986e-08 | 1.986e-08 | 6.5028 | 0.81304 | 3.6355 | 2.0543 | 0 | 0 | 2.0472e-05 | 1.2915e-07 | 0 | 1.2915e-07 | 1.2915e-07 | 0 | 1.2915e-07 | 0 | 9.7103e-06 | 2.1285e-05 | 0 | 2.1285e-05 | [17 empty] | 7.3.3.17.5 (Remote Grid) Updates to grid topology to minimize risk of ignition in HFTDs Remote GridWLDFRContact from objectAggregated | WLDFR | HFTD - Distribution - Tier 2 - 3QU CoRE ¦ 3QU LoRE | Non-Red Flag Warning - Large Fires | Contact from object | Aggregated | 2038 | 5.8606e-06 | 791.1875 | 0.0046368 | 2038 | Mitigation | 0.95 | 45 | 0 | esc | 0.00097009 | 5.6852e-09 | 0.00097009 | 5.6852e-09
[79 empty] | WLDFR | HFTD - Distribution - Tier 3 - 5QU CoRE ¦ 3QU LoRE | Red Flag Warning - Large Fires | 2039 | 1.986e-08 | 1.986e-08 | 6.5028 | 0.81304 | 3.6355 | 2.0543 | 0 | 0 | 2.0472e-05 | 1.2915e-07 | 0 | 1.2915e-07 | 1.2915e-07 | 0 | 1.2915e-07 | 0 | 9.7103e-06 | 2.1285e-05 | 0 | 2.1285e-05 | [17 empty] | 7.3.3.17.5 (Remote Grid) Updates to grid topology to minimize risk of ignition in HFTDs Remote GridWLDFRContact from objectAggregated | WLDFR | HFTD - Distribution - Tier 2 - 3QU CoRE ¦ 3QU LoRE | Non-Red Flag Warning - Large Fires | Contact from object | Aggregated | 2039 | 5.8606e-06 | 791.1875 | 0.0046368 | 2039 | Mitigation | 0.95 | 45 | 0 | esc | 0.00097009 | 5.6852e-09 | 0.00097009 | 5.6852e-09
[79 empty] | WLDFR | HFTD - Distribution - Tier 3 - 5QU CoRE ¦ 3QU LoRE | Red Flag Warning - Large Fires | 2040 | 1.986e-08 | 1.986e-08 | 6.5028 | 0.81304 | 3.6355 | 2.0543 | 0 | 0 | 2.0472e-05 | 1.2915e-07 | 0 | 1.2915e-07 | 1.2915e-07 | 0 | 1.2915e-07 | 0 | 9.7103e-06 | 2.1285e-05 | 0 | 2.1285e-05 | [17 empty] | 7.3.3.17.5 (Remote Grid) Updates to grid topology to minimize risk of ignition in HFTDs Remote GridWLDFRContact from objectAggregated | WLDFR | HFTD - Distribution - Tier 2 - 3QU CoRE ¦ 3QU LoRE | Non-Red Flag Warning - Large Fires | Contact from object | Aggregated | 2040 | 5.8606e-06 | 791.1875 | 0.0046368 | 2040 | Mitigation | 0.95 | 45 | 0 | esc | 0.00097009 | 5.6852e-09 | 0.00097009 | 5.6852e-09
[79 empty] | WLDFR | HFTD - Distribution - Tier 3 - 5QU CoRE ¦ 3QU LoRE | Red Flag Warning - Large Fires | 2041 | 1.986e-08 | 1.986e-08 | 6.5028 | 0.81304 | 3.6355 | 2.0543 | 0 | 0 | 2.0472e-05 | 1.2915e-07 | 0 | 1.2915e-07 | 1.2915e-07 | 0 | 1.2915e-07 | 0 | 1.0134e-05 | 2.2215e-05 | 0 | 2.2215e-05 | [17 empty] | 7.3.3.17.5 (Remote Grid) Updates to grid topology to minimize risk of ignition in HFTDs Remote GridWLDFRContact from objectAggregated | WLDFR | HFTD - Distribution - Tier 2 - 3QU CoRE ¦ 3QU LoRE | Non-Red Flag Warning - Large Fires | Contact from object | Aggregated | 2041 | 5.8606e-06 | 791.1875 | 0.0046368 | 2041 | Mitigation | 0.95 | 45 | 0 | esc | 0.00097009 | 5.6852e-09 | 0.00097009 | 5.6852e-09
[79 empty] | WLDFR | HFTD - Distribution - Tier 3 - 5QU CoRE ¦ 3QU LoRE | Red Flag Warning - Large Fires | 2042 | 1.986e-08 | 1.986e-08 | 6.5028 | 0.81304 | 3.6355 | 2.0543 | 0 | 0 | 2.0472e-05 | 1.2915e-07 | 0 | 1.2915e-07 | 1.2915e-07 | 0 | 1.2915e-07 | 0 | 1.0134e-05 | 2.2215e-05 | 0 | 2.2215e-05 | [17 empty] | 7.3.3.17.5 (Remote Grid) Updates to grid topology to minimize risk of ignition in HFTDs Remote GridWLDFRContact from objectAggregated | WLDFR | HFTD - Distribution - Tier 2 - 3QU CoRE ¦ 3QU LoRE | Non-Red Flag Warning - Large Fires | Contact from object | Aggregated | 2042 | 5.8606e-06 | 791.1875 | 0.0046368 | 2042 | Mitigation | 0.95 | 45 | 0 | esc | 0.00097009 | 5.6852e-09 | 0.00097009 | 5.6852e-09
[79 empty] | WLDFR | HFTD - Distribution - Tier 3 - 5QU CoRE ¦ 3QU LoRE | Red Flag Warning - Large Fires | 2043 | 1.986e-08 | 1.986e-08 | 6.9209 | 0.84944 | 3.8632 | 2.2083 | 0 | 0 | 2.0472e-05 | 1.3745e-07 | 0 | 1.3745e-07 | 1.3745e-07 | 0 | 1.3745e-07 | 0 | 1.0134e-05 | 2.2215e-05 | 0 | 2.2215e-05 | [17 empty] | 7.3.3.17.5 (Remote Grid) Updates to grid topology to minimize risk of ignition in HFTDs Remote GridWLDFRContact from objectAggregated | WLDFR | HFTD - Distribution - Tier 2 - 3QU CoRE ¦ 3QU LoRE | Non-Red Flag Warning - Large Fires | Contact from object | Aggregated | 2043 | 5.8606e-06 | 791.1875 | 0.0046368 | 2043 | Mitigation | 0.95 | 45 | 0 | esc | 0.00097009 | 5.6852e-09 | 0.00097009 | 5.6852e-09
[79 empty] | WLDFR | HFTD - Distribution - Tier 3 - 5QU CoRE ¦ 3QU LoRE | Red Flag Warning - Large Fires | 2044 | 1.986e-08 | 1.986e-08 | 6.9209 | 0.84944 | 3.8632 | 2.2083 | 0 | 0 | 2.0472e-05 | 1.3745e-07 | 0 | 1.3745e-07 | 1.3745e-07 | 0 | 1.3745e-07 | 0 | 0 | 2.2215e-05 | 0 | 2.2215e-05 | [17 empty] | 7.3.3.17.5 (Remote Grid) Updates to grid topology to minimize risk of ignition in HFTDs Remote GridWLDFRContact from objectAggregated | WLDFR | HFTD - Distribution - Tier 2 - 3QU CoRE ¦ 3QU LoRE | Non-Red Flag Warning - Large Fires | Contact from object | Aggregated | 2044 | 5.8606e-06 | 791.1875 | 0.0046368 | 2044 | Mitigation | 0.95 | 45 | 0 | esc | 0.00097009 | 5.6852e-09 | 0.00097009 | 5.6852e-09
[79 empty] | WLDFR | HFTD - Distribution - Tier 3 - 5QU CoRE ¦ 3QU LoRE | Red Flag Warning - Large Fires | 2045 | 1.986e-08 | 1.986e-08 | 6.9209 | 0.84944 | 3.8632 | 2.2083 | 0 | 0 | 2.0472e-05 | 1.3745e-07 | 0 | 1.3745e-07 | 1.3745e-07 | 0 | 1.3745e-07 | 0 | 0 | 0 | 0 | 0 | [17 empty] | 7.3.3.17.5 (Remote Grid) Updates to grid topology to minimize risk of ignition in HFTDs Remote GridWLDFRContact from objectAggregated | WLDFR | HFTD - Distribution - Tier 2 - 3QU CoRE ¦ 3QU LoRE | Non-Red Flag Warning - Large Fires | Contact from object | Aggregated | 2045 | 5.8606e-06 | 791.1875 | 0.0046368 | 2045 | Mitigation | 0.95 | 45 | 0 | esc | 0.00097009 | 5.6852e-09 | 0.00097009 | 5.6852e-09
[79 empty] | WLDFR | HFTD - Distribution - Tier 3 - 5QU CoRE ¦ 3QU LoRE | Red Flag Warning - Large Fires | 2046 | 1.986e-08 | 1.986e-08 | 6.9209 | 0.84944 | 3.8632 | 2.2083 | 0 | 0 | 2.0472e-05 | 1.3745e-07 | 0 | 1.3745e-07 | 1.3745e-07 | 0 | 1.3745e-07 | 0 | 4.7857e-06 | 0 | 0 | 0 | [17 empty] | 7.3.3.17.5 (Remote Grid) Updates to grid topology to minimize risk of ignition in HFTDs Remote GridWLDFRContact from objectAggregated | WLDFR | HFTD - Distribution - Tier 2 - 3QU CoRE ¦ 3QU LoRE | Non-Red Flag Warning - Large Fires | Contact from object | Aggregated | 2046 | 5.8606e-06 | 791.1875 | 0.0046368 | 2046 | Mitigation | 0.95 | 45 | 0 | esc | 0.00097009 | 5.6852e-09 | 0.00097009 | 5.6852e-09
[79 empty] | WLDFR | HFTD - Distribution - Tier 3 - 5QU CoRE ¦ 3QU LoRE | Red Flag Warning - Large Fires | 2047 | 1.986e-08 | 1.986e-08 | 6.9209 | 0.84944 | 3.8632 | 2.2083 | 0 | 0 | 2.0472e-05 | 1.3745e-07 | 0 | 1.3745e-07 | 1.3745e-07 | 0 | 1.3745e-07 | 0 | 4.9605e-06 | 1.0874e-05 | 0 | 1.0874e-05 | [17 empty] | 7.3.3.17.5 (Remote Grid) Updates to grid topology to minimize risk of ignition in HFTDs Remote GridWLDFRContact from objectAggregated | WLDFR | HFTD - Distribution - Tier 2 - 3QU CoRE ¦ 3QU LoRE | Non-Red Flag Warning - Large Fires | Contact from object | Aggregated | 2047 | 5.8606e-06 | 791.1875 | 0.0046368 | 2047 | Mitigation | 0.95 | 45 | 0 | esc | 0.00097009 | 5.6852e-09 | 0.00097009 | 5.6852e-09
[79 empty] | WLDFR | HFTD - Distribution - Tier 3 - 5QU CoRE ¦ 3QU LoRE | Red Flag Warning - Large Fires | 2048 | 1.986e-08 | 1.986e-08 | 7.3713 | 0.88759 | 4.1075 | 2.3763 | 0 | 0 | 2.0472e-05 | 1.4639e-07 | 0 | 1.4639e-07 | 1.4639e-07 | 0 | 1.4639e-07 | 0 | 4.9605e-06 | 1.0874e-05 | 0 | 1.0874e-05 | [17 empty] | 7.3.3.17.5 (Remote Grid) Updates to grid topology to minimize risk of ignition in HFTDs Remote GridWLDFRContact from objectAggregated | WLDFR | HFTD - Distribution - Tier 2 - 3QU CoRE ¦ 3QU LoRE | Non-Red Flag Warning - Large Fires | Contact from object | Aggregated | 2048 | 5.8606e-06 | 791.1875 | 0.0046368 | 2048 | Mitigation | 0.95 | 45 | 0 | esc | 0.00097009 | 5.6852e-09 | 0.00097009 | 5.6852e-09
[79 empty] | WLDFR | HFTD - Distribution - Tier 3 - 5QU CoRE ¦ 3QU LoRE | Red Flag Warning - Large Fires | 2049 | 1.986e-08 | 1.986e-08 | 7.3713 | 0.88759 | 4.1075 | 2.3763 | 0 | 0 | 2.0472e-05 | 1.4639e-07 | 0 | 1.4639e-07 | 1.4639e-07 | 0 | 1.4639e-07 | 0 | 4.9605e-06 | 1.0874e-05 | 0 | 1.0874e-05 | [17 empty] | 7.3.3.17.5 (Remote Grid) Updates to grid topology to minimize risk of ignition in HFTDs Remote GridWLDFRContact from objectAggregated | WLDFR | HFTD - Distribution - Tier 2 - 3QU CoRE ¦ 3QU LoRE | Non-Red Flag Warning - Large Fires | Contact from object | Aggregated | 2049 | 5.8606e-06 | 791.1875 | 0.0046368 | 2049 | Mitigation | 0.95 | 45 | 0 | esc | 0.00097009 | 5.6852e-09 | 0.00097009 | 5.6852e-09
[79 empty] | WLDFR | HFTD - Distribution - Tier 3 - 5QU CoRE ¦ 3QU LoRE | Red Flag Warning - Large Fires | 2050 | 1.986e-08 | 1.986e-08 | 7.3713 | 0.88759 | 4.1075 | 2.3763 | 0 | 0 | 2.0472e-05 | 1.4639e-07 | 0 | 1.4639e-07 | 1.4639e-07 | 0 | 1.4639e-07 | 0 | 4.9605e-06 | 1.0874e-05 | 0 | 1.0874e-05 | [17 empty] | 7.3.3.17.5 (Remote Grid) Updates to grid topology to minimize risk of ignition in HFTDs Remote GridWLDFRContact from objectAggregated | WLDFR | HFTD - Distribution - Tier 2 - 3QU CoRE ¦ 3QU LoRE | Non-Red Flag Warning - Large Fires | Contact from object | Aggregated | 2050 | 5.8606e-06 | 791.1875 | 0.0046368 | 2050 | Mitigation | 0.95 | 45 | 0 | esc | 0.00097009 | 5.6852e-09 | 0.00097009 | 5.6852e-09
[79 empty] | WLDFR | HFTD - Distribution - Tier 3 - 5QU CoRE ¦ 3QU LoRE | Red Flag Warning - Large Fires | 2051 | 1.986e-08 | 1.986e-08 | 7.3713 | 0.88759 | 4.1075 | 2.3763 | 0 | 0 | 2.0472e-05 | 1.4639e-07 | 0 | 1.4639e-07 | 1.4639e-07 | 0 | 1.4639e-07 | 0 | 4.9605e-06 | 1.0874e-05 | 0 | 1.0874e-05 | [17 empty] | 7.3.3.17.5 (Remote Grid) Updates to grid topology to minimize risk of ignition in HFTDs Remote GridWLDFRContact from objectAggregated | WLDFR | HFTD - Distribution - Tier 2 - 3QU CoRE ¦ 3QU LoRE | Non-Red Flag Warning - Large Fires | Contact from object | Aggregated | 2051 | 5.8606e-06 | 791.1875 | 0.0046368 | 2051 | Mitigation | 0.95 | 45 | 0 | esc | 0.00097009 | 5.6852e-09 | 0.00097009 | 5.6852e-09
[79 empty] | WLDFR | HFTD - Distribution - Tier 3 - 5QU CoRE ¦ 3QU LoRE | Red Flag Warning - Large Fires | 2052 | 1.986e-08 | 1.986e-08 | 7.3713 | 0.88759 | 4.1075 | 2.3763 | 0 | 0 | 2.0472e-05 | 1.4639e-07 | 0 | 1.4639e-07 | 1.4639e-07 | 0 | 1.4639e-07 | 0 | 5.1807e-06 | 1.1356e-05 | 0 | 1.1356e-05 | [17 empty] | 7.3.3.17.5 (Remote Grid) Updates to grid topology to minimize risk of ignition in HFTDs Remote GridWLDFRContact from objectAggregated | WLDFR | HFTD - Distribution - Tier 2 - 3QU CoRE ¦ 3QU LoRE | Non-Red Flag Warning - Large Fires | Contact from object | Aggregated | 2052 | 5.8606e-06 | 791.1875 | 0.0046368 | 2052 | Mitigation | 0.95 | 45 | 0 | esc | 0.00097009 | 5.6852e-09 | 0.00097009 | 5.6852e-09
[79 empty] | WLDFR | HFTD - Distribution - Tier 3 - 5QU CoRE ¦ 3QU LoRE | Red Flag Warning - Large Fires | 2053 | 1.986e-08 | 1.986e-08 | 7.8503 | 0.92702 | 4.3664 | 2.5569 | 0 | 0 | 2.0472e-05 | 1.5591e-07 | 0 | 1.5591e-07 | 1.5591e-07 | 0 | 1.5591e-07 | 0 | 5.1807e-06 | 1.1356e-05 | 0 | 1.1356e-05 | [17 empty] | 7.3.3.17.5 (Remote Grid) Updates to grid topology to minimize risk of ignition in HFTDs Remote GridWLDFRContact from objectAggregated | WLDFR | HFTD - Distribution - Tier 2 - 3QU CoRE ¦ 3QU LoRE | Non-Red Flag Warning - Large Fires | Contact from object | Aggregated | 2053 | 5.8606e-06 | 791.1875 | 0.0046368 | 2053 | Mitigation | 0.95 | 45 | 0 | esc | 0.00097009 | 5.6852e-09 | 0.00097009 | 5.6852e-09
[79 empty] | WLDFR | HFTD - Distribution - Tier 3 - 5QU CoRE ¦ 3QU LoRE | Red Flag Warning - Large Fires | 2054 | 1.986e-08 | 1.986e-08 | 7.8503 | 0.92702 | 4.3664 | 2.5569 | 0 | 0 | 2.0472e-05 | 1.5591e-07 | 0 | 1.5591e-07 | 1.5591e-07 | 0 | 1.5591e-07 | 0 | 5.1807e-06 | 1.1356e-05 | 0 | 1.1356e-05 | [17 empty] | 7.3.3.17.5 (Remote Grid) Updates to grid topology to minimize risk of ignition in HFTDs Remote GridWLDFRContact from objectAggregated | WLDFR | HFTD - Distribution - Tier 2 - 3QU CoRE ¦ 3QU LoRE | Non-Red Flag Warning - Large Fires | Contact from object | Aggregated | 2054 | 5.8606e-06 | 791.1875 | 0.0046368 | 2054 | Mitigation | 0.95 | 45 | 0 | esc | 0.00097009 | 5.6852e-09 | 0.00097009 | 5.6852e-09
[79 empty] | WLDFR | HFTD - Distribution - Tier 3 - 5QU CoRE ¦ 3QU LoRE | Red Flag Warning - Large Fires | 2055 | 1.986e-08 | 1.986e-08 | 7.8503 | 0.92702 | 4.3664 | 2.5569 | 0 | 0 | 2.0472e-05 | 1.5591e-07 | 0 | 1.5591e-07 | 1.5591e-07 | 0 | 1.5591e-07 | 0 | 5.1807e-06 | 1.1356e-05 | 0 | 1.1356e-05 | [17 empty] | 7.3.3.17.5 (Remote Grid) Updates to grid topology to minimize risk of ignition in HFTDs Remote GridWLDFRContact from objectAggregated | WLDFR | HFTD - Distribution - Tier 2 - 3QU CoRE ¦ 3QU LoRE | Non-Red Flag Warning - Large Fires | Contact from object | Aggregated | 2055 | 5.8606e-06 | 791.1875 | 0.0046368 | 2055 | Mitigation | 0.95 | 45 | 0 | esc | 0.00097009 | 5.6852e-09 | 0.00097009 | 5.6852e-09
[79 empty] | WLDFR | HFTD - Distribution - Tier 3 - 5QU CoRE ¦ 3QU LoRE | Red Flag Warning - Large Fires | 2056 | 1.986e-08 | 1.986e-08 | 7.8503 | 0.92702 | 4.3664 | 2.5569 | 0 | 0 | 2.0472e-05 | 1.5591e-07 | 0 | 1.5591e-07 | 1.5591e-07 | 0 | 1.5591e-07 | 0 | 5.1807e-06 | 1.1356e-05 | 0 | 1.1356e-05 | [17 empty] | 7.3.3.17.5 (Remote Grid) Updates to grid topology to minimize risk of ignition in HFTDs Remote GridWLDFRContact from objectAggregated | WLDFR | HFTD - Distribution - Tier 2 - 3QU CoRE ¦ 3QU LoRE | Non-Red Flag Warning - Large Fires | Contact from object | Aggregated | 2056 | 5.8606e-06 | 791.1875 | 0.0046368 | 2056 | Mitigation | 0.95 | 45 | 0 | esc | 0.00097009 | 5.6852e-09 | 0.00097009 | 5.6852e-09
[79 empty] | WLDFR | HFTD - Distribution - Tier 3 - 5QU CoRE ¦ 3QU LoRE | Red Flag Warning - Large Fires | 2057 | 1.986e-08 | 1.986e-08 | 7.8503 | 0.92702 | 4.3664 | 2.5569 | 0 | 0 | 2.0472e-05 | 1.5591e-07 | 0 | 1.5591e-07 | 1.5591e-07 | 0 | 1.5591e-07 | 0 | 5.4251e-06 | 1.1892e-05 | 0 | 1.1892e-05 | [17 empty] | 7.3.3.17.5 (Remote Grid) Updates to grid topology to minimize risk of ignition in HFTDs Remote GridWLDFRContact from objectAggregated | WLDFR | HFTD - Distribution - Tier 2 - 3QU CoRE ¦ 3QU LoRE | Non-Red Flag Warning - Large Fires | Contact from object | Aggregated | 2057 | 5.8606e-06 | 791.1875 | 0.0046368 | 2057 | Mitigation | 0.95 | 45 | 0 | esc | 0.00097009 | 5.6852e-09 | 0.00097009 | 5.6852e-09
[79 empty] | WLDFR | HFTD - Distribution - Tier 3 - 5QU CoRE ¦ 3QU LoRE | Red Flag Warning - Large Fires | 2058 | 1.986e-08 | 1.986e-08 | 8.3524 | 0.96727 | 4.6367 | 2.7484 | 0 | 0 | 2.0472e-05 | 1.6588e-07 | 0 | 1.6588e-07 | 1.6588e-07 | 0 | 1.6588e-07 | 0 | 5.4251e-06 | 1.1892e-05 | 0 | 1.1892e-05 | [17 empty] | 7.3.3.17.5 (Remote Grid) Updates to grid topology to minimize risk of ignition in HFTDs Remote GridWLDFRContact from objectAggregated | WLDFR | HFTD - Distribution - Tier 2 - 3QU CoRE ¦ 3QU LoRE | Non-Red Flag Warning - Large Fires | Contact from object | Aggregated | 2058 | 5.8606e-06 | 791.1875 | 0.0046368 | 2058 | Mitigation | 0.95 | 45 | 0 | esc | 0.00097009 | 5.6852e-09 | 0.00097009 | 5.6852e-09
[79 empty] | WLDFR | HFTD - Distribution - Tier 3 - 5QU CoRE ¦ 3QU LoRE | Red Flag Warning - Large Fires | 2059 | 1.986e-08 | 1.986e-08 | 8.3524 | 0.96727 | 4.6367 | 2.7484 | 0 | 0 | 2.0472e-05 | 1.6588e-07 | 0 | 1.6588e-07 | 1.6588e-07 | 0 | 1.6588e-07 | 0 | 5.4251e-06 | 1.1892e-05 | 0 | 1.1892e-05 | [17 empty] | 7.3.3.17.5 (Remote Grid) Updates to grid topology to minimize risk of ignition in HFTDs Remote GridWLDFRContact from objectAggregated | WLDFR | HFTD - Distribution - Tier 2 - 3QU CoRE ¦ 3QU LoRE | Non-Red Flag Warning - Large Fires | Contact from object | Aggregated | 2059 | 5.8606e-06 | 791.1875 | 0.0046368 | 2059 | Mitigation | 0.95 | 45 | 0 | esc | 0.00097009 | 5.6852e-09 | 0.00097009 | 5.6852e-09
[79 empty] | WLDFR | HFTD - Distribution - Tier 3 - 5QU CoRE ¦ 3QU LoRE | Red Flag Warning - Large Fires | 2060 | 1.986e-08 | 1.986e-08 | 8.3524 | 0.96727 | 4.6367 | 2.7484 | 0 | 0 | 2.0472e-05 | 1.6588e-07 | 0 | 1.6588e-07 | 1.6588e-07 | 0 | 1.6588e-07 | 0 | 5.4251e-06 | 1.1892e-05 | 0 | 1.1892e-05 | [17 empty] | 7.3.3.17.5 (Remote Grid) Updates to grid topology to minimize risk of ignition in HFTDs Remote GridWLDFRContact from objectAggregated | WLDFR | HFTD - Distribution - Tier 2 - 3QU CoRE ¦ 3QU LoRE | Non-Red Flag Warning - Large Fires | Contact from object | Aggregated | 2060 | 5.8606e-06 | 791.1875 | 0.0046368 | 2060 | Mitigation | 0.95 | 45 | 0 | esc | 0.00097009 | 5.6852e-09 | 0.00097009 | 5.6852e-09
[79 empty] | WLDFR | HFTD - Distribution - Tier 3 - 5QU CoRE ¦ 3QU LoRE | Red Flag Warning - Large Fires | 2061 | 1.986e-08 | 1.986e-08 | 8.3524 | 0.96727 | 4.6367 | 2.7484 | 0 | 0 | 2.0472e-05 | 1.6588e-07 | 0 | 1.6588e-07 | 1.6588e-07 | 0 | 1.6588e-07 | 0 | 5.4251e-06 | 1.1892e-05 | 0 | 1.1892e-05 | [17 empty] | 7.3.3.17.5 (Remote Grid) Updates to grid topology to minimize risk of ignition in HFTDs Remote GridWLDFRContact from objectAggregated | WLDFR | HFTD - Distribution - Tier 2 - 3QU CoRE ¦ 3QU LoRE | Non-Red Flag Warning - Large Fires | Contact from object | Aggregated | 2061 | 5.8606e-06 | 791.1875 | 0.0046368 | 2061 | Mitigation | 0.95 | 45 | 0 | esc | 0.00097009 | 5.6852e-09 | 0.00097009 | 5.6852e-09
[79 empty] | WLDFR | HFTD - Distribution - Tier 3 - 5QU CoRE ¦ 3QU LoRE | Red Flag Warning - Large Fires | 2062 | 1.986e-08 | 1.986e-08 | 8.3524 | 0.96727 | 4.6367 | 2.7484 | 0 | 0 | 2.0472e-05 | 1.6588e-07 | 0 | 1.6588e-07 | 1.6588e-07 | 0 | 1.6588e-07 | 0 | 5.6903e-06 | 1.2473e-05 | 0 | 1.2473e-05 | [17 empty] | 7.3.3.17.5 (Remote Grid) Updates to grid topology to minimize risk of ignition in HFTDs Remote GridWLDFRContact from objectAggregated | WLDFR | HFTD - Distribution - Tier 2 - 3QU CoRE ¦ 3QU LoRE | Non-Red Flag Warning - Large Fires | Contact from object | Aggregated | 2062 | 5.8606e-06 | 791.1875 | 0.0046368 | 2062 | Mitigation | 0.95 | 45 | 0 | esc | 0.00097009 | 5.6852e-09 | 0.00097009 | 5.6852e-09
[79 empty] | WLDFR | HFTD - Distribution - Tier 3 - 5QU CoRE ¦ 3QU LoRE | Red Flag Warning - Large Fires | 2063 | 1.986e-08 | 1.986e-08 | 8.872 | 1.0079 | 4.9153 | 2.9488 | 0 | 0 | 2.0472e-05 | 1.762e-07 | 0 | 1.762e-07 | 1.762e-07 | 0 | 1.762e-07 | 0 | 5.6903e-06 | 1.2473e-05 | 0 | 1.2473e-05 | [17 empty] | 7.3.3.17.5 (Remote Grid) Updates to grid topology to minimize risk of ignition in HFTDs Remote GridWLDFRContact from objectAggregated | WLDFR | HFTD - Distribution - Tier 2 - 3QU CoRE ¦ 3QU LoRE | Non-Red Flag Warning - Large Fires | Contact from object | Aggregated | 2063 | 5.8606e-06 | 791.1875 | 0.0046368 | 2063 | Mitigation | 0.95 | 45 | 0 | esc | 0.00097009 | 5.6852e-09 | 0.00097009 | 5.6852e-09
[79 empty] | WLDFR | HFTD - Distribution - Tier 3 - 5QU CoRE ¦ 3QU LoRE | Red Flag Warning - Large Fires | 2064 | 1.986e-08 | 1.986e-08 | 8.872 | 1.0079 | 4.9153 | 2.9488 | 0 | 0 | 2.0472e-05 | 1.762e-07 | 0 | 1.762e-07 | 1.762e-07 | 0 | 1.762e-07 | 0 | 5.6903e-06 | 1.2473e-05 | 0 | 1.2473e-05 | [17 empty] | 7.3.3.17.5 (Remote Grid) Updates to grid topology to minimize risk of ignition in HFTDs Remote GridWLDFRContact from objectAggregated | WLDFR | HFTD - Distribution - Tier 2 - 3QU CoRE ¦ 3QU LoRE | Non-Red Flag Warning - Large Fires | Contact from object | Aggregated | 2064 | 5.8606e-06 | 791.1875 | 0.0046368 | 2064 | Mitigation | 0.95 | 45 | 0 | esc | 0.00097009 | 5.6852e-09 | 0.00097009 | 5.6852e-09
[79 empty] | WLDFR | HFTD - Distribution - Tier 3 - 5QU CoRE ¦ 3QU LoRE | Red Flag Warning - Large Fires | 2065 | 1.986e-08 | 1.986e-08 | 8.872 | 1.0079 | 4.9153 | 2.9488 | 0 | 0 | 2.0472e-05 | 1.762e-07 | 0 | 1.762e-07 | 1.762e-07 | 0 | 1.762e-07 | 0 | 5.6903e-06 | 1.2473e-05 | 0 | 1.2473e-05 | [17 empty] | 7.3.3.17.5 (Remote Grid) Updates to grid topology to minimize risk of ignition in HFTDs Remote GridWLDFRContact from objectAggregated | WLDFR | HFTD - Distribution - Tier 2 - 3QU CoRE ¦ 3QU LoRE | Non-Red Flag Warning - Large Fires | Contact from object | Aggregated | 2065 | 5.8606e-06 | 791.1875 | 0.0046368 | 2065 | Mitigation | 0.95 | 45 | 0 | esc | 0.00097009 | 5.6852e-09 | 0.00097009 | 5.6852e-09
[79 empty] | WLDFR | HFTD - Distribution - Tier 3 - 5QU CoRE ¦ 3QU LoRE | Red Flag Warning - Large Fires | 2066 | 1.986e-08 | 1.986e-08 | 8.872 | 1.0079 | 4.9153 | 2.9488 | 0 | 0 | 2.0472e-05 | 1.762e-07 | 0 | 1.762e-07 | 1.762e-07 | 0 | 1.762e-07 | 0 | 5.6903e-06 | 1.2473e-05 | 0 | 1.2473e-05 | [17 empty] | 7.3.3.17.5 (Remote Grid) Updates to grid topology to minimize risk of ignition in HFTDs Remote GridWLDFRContact from objectAggregated | WLDFR | HFTD - Distribution - Tier 2 - 3QU CoRE ¦ 3QU LoRE | Non-Red Flag Warning - Large Fires | Contact from object | Aggregated | 2066 | 5.8606e-06 | 791.1875 | 0.0046368 | 2066 | Mitigation | 0.95 | 45 | 0 | esc | 0.00097009 | 5.6852e-09 | 0.00097009 | 5.6852e-09
[79 empty] | WLDFR | HFTD - Distribution - Tier 3 - 5QU CoRE ¦ 3QU LoRE | Red Flag Warning - Large Fires | 2067 | 0 | 1.986e-08 | 8.872 | 1.0079 | 4.9153 | 2.9488 | 0 | 0 | 2.0472e-05 | 0 | 0 | 0 | 1.762e-07 | 0 | 1.762e-07 | 0 | 5.9724e-06 | 1.3092e-05 | 0 | 1.3092e-05 | [17 empty] | 7.3.3.17.5 (Remote Grid) Updates to grid topology to minimize risk of ignition in HFTDs Remote GridWLDFRContact from objectAggregated | WLDFR | HFTD - Distribution - Tier 2 - 3QU CoRE ¦ 3QU LoRE | Non-Red Flag Warning - Large Fires | Contact from object | Aggregated | 2067 | 5.8606e-06 | 791.1875 | 0.0046368 | 2067 | Mitigation | 0.95 | 45 | 0 | esc | 0 | 0 | 0.00097009 | 5.6852e-09
[79 empty] | WLDFR | HFTD - Distribution - Tier 3 - 5QU CoRE ¦ 3QU LoRE | Red Flag Warning - Small Fires | 2022 | 5.4956e-07 | 0 | 0.077901 | 0.036425 | 0.0015809 | 0.039895 | 0 | 0 | 0.00057253 | 4.2811e-08 | 0 | 4.2811e-08 | 0 | 0 | 0 | 0 | 5.9724e-06 | 1.3092e-05 | 0 | 1.3092e-05 | [17 empty] | 7.3.3.17.5 (Remote Grid) Updates to grid topology to minimize risk of ignition in HFTDs Remote GridWLDFRContaminationAggregated | WLDFR | HFTD - Distribution - Tier 2 - 3QU CoRE ¦ 3QU LoRE | Non-Red Flag Warning - Large Fires | Contamination | Aggregated | 2022 | 1.1493e-07 | 791.1875 | 9.093e-05 | 2022 | Mitigation | 0.95 | 45 | 0 | esc | 0.00097009 | 1.1149e-10 | 0 | 0
[79 empty] | WLDFR | HFTD - Distribution - Tier 3 - 5QU CoRE ¦ 3QU LoRE | Red Flag Warning - Small Fires | 2023 | 5.4956e-07 | 5.4956e-07 | 0.080408 | 0.03759 | 0.0016314 | 0.041187 | 0 | 0 | 0.00057253 | 4.419e-08 | 0 | 4.419e-08 | 4.419e-08 | 0 | 4.419e-08 | 0 | 5.9724e-06 | 1.3092e-05 | 0 | 1.3092e-05 | [17 empty] | 7.3.3.17.5 (Remote Grid) Updates to grid topology to minimize risk of ignition in HFTDs Remote GridWLDFRContaminationAggregated | WLDFR | HFTD - Distribution - Tier 2 - 3QU CoRE ¦ 3QU LoRE | Non-Red Flag Warning - Large Fires | Contamination | Aggregated | 2023 | 1.1493e-07 | 791.1875 | 9.093e-05 | 2023 | Mitigation | 0.95 | 45 | 0 | esc | 0.00097009 | 1.1149e-10 | 0.00097009 | 1.1149e-10
[79 empty] | WLDFR | HFTD - Distribution - Tier 3 - 5QU CoRE ¦ 3QU LoRE | Red Flag Warning - Small Fires | 2024 | 5.4956e-07 | 5.4956e-07 | 0.080408 | 0.03759 | 0.0016314 | 0.041187 | 0 | 0 | 0.00057253 | 4.419e-08 | 0 | 4.419e-08 | 4.419e-08 | 0 | 4.419e-08 | 0 | 5.9724e-06 | 1.3092e-05 | 0 | 1.3092e-05 | [17 empty] | 7.3.3.17.5 (Remote Grid) Updates to grid topology to minimize risk of ignition in HFTDs Remote GridWLDFRContaminationAggregated | WLDFR | HFTD - Distribution - Tier 2 - 3QU CoRE ¦ 3QU LoRE | Non-Red Flag Warning - Large Fires | Contamination | Aggregated | 2024 | 1.1493e-07 | 791.1875 | 9.093e-05 | 2024 | Mitigation | 0.95 | 45 | 0 | esc | 0.00097009 | 1.1149e-10 | 0.00097009 | 1.1149e-10
[79 empty] | WLDFR | HFTD - Distribution - Tier 3 - 5QU CoRE ¦ 3QU LoRE | Red Flag Warning - Small Fires | 2025 | 5.4956e-07 | 5.4956e-07 | 0.080408 | 0.03759 | 0.0016314 | 0.041187 | 0 | 0 | 0.00057253 | 4.419e-08 | 0 | 4.419e-08 | 4.419e-08 | 0 | 4.419e-08 | 0 | 5.9724e-06 | 1.3092e-05 | 0 | 1.3092e-05 | [17 empty] | 7.3.3.17.5 (Remote Grid) Updates to grid topology to minimize risk of ignition in HFTDs Remote GridWLDFRContaminationAggregated | WLDFR | HFTD - Distribution - Tier 2 - 3QU CoRE ¦ 3QU LoRE | Non-Red Flag Warning - Large Fires | Contamination | Aggregated | 2025 | 1.1493e-07 | 791.1875 | 9.093e-05 | 2025 | Mitigation | 0.95 | 45 | 0 | esc | 0.00097009 | 1.1149e-10 | 0.00097009 | 1.1149e-10
[79 empty] | WLDFR | HFTD - Distribution - Tier 3 - 5QU CoRE ¦ 3QU LoRE | Red Flag Warning - Small Fires | 2026 | 5.4956e-07 | 5.4956e-07 | 0.080408 | 0.03759 | 0.0016314 | 0.041187 | 0 | 0 | 0.00057253 | 4.419e-08 | 0 | 4.419e-08 | 4.419e-08 | 0 | 4.419e-08 | 0 | 6.2679e-06 | 1.3739e-05 | 0 | 1.3739e-05 | [17 empty] | 7.3.3.17.5 (Remote Grid) Updates to grid topology to minimize risk of ignition in HFTDs Remote GridWLDFRContaminationAggregated | WLDFR | HFTD - Distribution - Tier 2 - 3QU CoRE ¦ 3QU LoRE | Non-Red Flag Warning - Large Fires | Contamination | Aggregated | 2026 | 1.1493e-07 | 791.1875 | 9.093e-05 | 2026 | Mitigation | 0.95 | 45 | 0 | esc | 0.00097009 | 1.1149e-10 | 0.00097009 | 1.1149e-10
[79 empty] | WLDFR | HFTD - Distribution - Tier 3 - 5QU CoRE ¦ 3QU LoRE | Red Flag Warning - Small Fires | 2027 | 5.4956e-07 | 5.4956e-07 | 0.080408 | 0.03759 | 0.0016314 | 0.041187 | 0 | 0 | 0.00057253 | 4.419e-08 | 0 | 4.419e-08 | 4.419e-08 | 0 | 4.419e-08 | 0 | 6.2679e-06 | 1.3739e-05 | 0 | 1.3739e-05 | [17 empty] | 7.3.3.17.5 (Remote Grid) Updates to grid topology to minimize risk of ignition in HFTDs Remote GridWLDFRContaminationAggregated | WLDFR | HFTD - Distribution - Tier 2 - 3QU CoRE ¦ 3QU LoRE | Non-Red Flag Warning - Large Fires | Contamination | Aggregated | 2027 | 1.1493e-07 | 791.1875 | 9.093e-05 | 2027 | Mitigation | 0.95 | 45 | 0 | esc | 0.00097009 | 1.1149e-10 | 0.00097009 | 1.1149e-10
[79 empty] | WLDFR | HFTD - Distribution - Tier 3 - 5QU CoRE ¦ 3QU LoRE | Red Flag Warning - Small Fires | 2028 | 5.4956e-07 | 5.4956e-07 | 0.083606 | 0.039055 | 0.001695 | 0.042856 | 0 | 0 | 0.00057253 | 4.5947e-08 | 0 | 4.5947e-08 | 4.5947e-08 | 0 | 4.5947e-08 | 0 | 6.2679e-06 | 1.3739e-05 | 0 | 1.3739e-05 | [17 empty] | 7.3.3.17.5 (Remote Grid) Updates to grid topology to minimize risk of ignition in HFTDs Remote GridWLDFRContaminationAggregated | WLDFR | HFTD - Distribution - Tier 2 - 3QU CoRE ¦ 3QU LoRE | Non-Red Flag Warning - Large Fires | Contamination | Aggregated | 2028 | 1.1493e-07 | 791.1875 | 9.093e-05 | 2028 | Mitigation | 0.95 | 45 | 0 | esc | 0.00097009 | 1.1149e-10 | 0.00097009 | 1.1149e-10
[79 empty] | WLDFR | HFTD - Distribution - Tier 3 - 5QU CoRE ¦ 3QU LoRE | Red Flag Warning - Small Fires | 2029 | 5.4956e-07 | 5.4956e-07 | 0.083606 | 0.039055 | 0.001695 | 0.042856 | 0 | 0 | 0.00057253 | 4.5947e-08 | 0 | 4.5947e-08 | 4.5947e-08 | 0 | 4.5947e-08 | 0 | 6.2679e-06 | 1.3739e-05 | 0 | 1.3739e-05 | [17 empty] | 7.3.3.17.5 (Remote Grid) Updates to grid topology to minimize risk of ignition in HFTDs Remote GridWLDFRContaminationAggregated | WLDFR | HFTD - Distribution - Tier 2 - 3QU CoRE ¦ 3QU LoRE | Non-Red Flag Warning - Large Fires | Contamination | Aggregated | 2029 | 1.1493e-07 | 791.1875 | 9.093e-05 | 2029 | Mitigation | 0.95 | 45 | 0 | esc | 0.00097009 | 1.1149e-10 | 0.00097009 | 1.1149e-10
[79 empty] | WLDFR | HFTD - Distribution - Tier 3 - 5QU CoRE ¦ 3QU LoRE | Red Flag Warning - Small Fires | 2030 | 5.4956e-07 | 5.4956e-07 | 0.083606 | 0.039055 | 0.001695 | 0.042856 | 0 | 0 | 0.00057253 | 4.5947e-08 | 0 | 4.5947e-08 | 4.5947e-08 | 0 | 4.5947e-08 | 0 | 6.2679e-06 | 1.3739e-05 | 0 | 1.3739e-05 | [17 empty] | 7.3.3.17.5 (Remote Grid) Updates to grid topology to minimize risk of ignition in HFTDs Remote GridWLDFRContaminationAggregated | WLDFR | HFTD - Distribution - Tier 2 - 3QU CoRE ¦ 3QU LoRE | Non-Red Flag Warning - Large Fires | Contamination | Aggregated | 2030 | 1.1493e-07 | 791.1875 | 9.093e-05 | 2030 | Mitigation | 0.95 | 45 | 0 | esc | 0.00097009 | 1.1149e-10 | 0.00097009 | 1.1149e-10
[79 empty] | WLDFR | HFTD - Distribution - Tier 3 - 5QU CoRE ¦ 3QU LoRE | Red Flag Warning - Small Fires | 2031 | 5.4956e-07 | 5.4956e-07 | 0.083606 | 0.039055 | 0.001695 | 0.042856 | 0 | 0 | 0.00057253 | 4.5947e-08 | 0 | 4.5947e-08 | 4.5947e-08 | 0 | 4.5947e-08 | 0 | 6.5731e-06 | 1.4408e-05 | 0 | 1.4408e-05 | [17 empty] | 7.3.3.17.5 (Remote Grid) Updates to grid topology to minimize risk of ignition in HFTDs Remote GridWLDFRContaminationAggregated | WLDFR | HFTD - Distribution - Tier 2 - 3QU CoRE ¦ 3QU LoRE | Non-Red Flag Warning - Large Fires | Contamination | Aggregated | 2031 | 1.1493e-07 | 791.1875 | 9.093e-05 | 2031 | Mitigation | 0.95 | 45 | 0 | esc | 0.00097009 | 1.1149e-10 | 0.00097009 | 1.1149e-10
[79 empty] | WLDFR | HFTD - Distribution - Tier 3 - 5QU CoRE ¦ 3QU LoRE | Red Flag Warning - Small Fires | 2032 | 5.4956e-07 | 5.4956e-07 | 0.083606 | 0.039055 | 0.001695 | 0.042856 | 0 | 0 | 0.00057253 | 4.5947e-08 | 0 | 4.5947e-08 | 4.5947e-08 | 0 | 4.5947e-08 | 0 | 6.5731e-06 | 1.4408e-05 | 0 | 1.4408e-05 | [17 empty] | 7.3.3.17.5 (Remote Grid) Updates to grid topology to minimize risk of ignition in HFTDs Remote GridWLDFRContaminationAggregated | WLDFR | HFTD - Distribution - Tier 2 - 3QU CoRE ¦ 3QU LoRE | Non-Red Flag Warning - Large Fires | Contamination | Aggregated | 2032 | 1.1493e-07 | 791.1875 | 9.093e-05 | 2032 | Mitigation | 0.95 | 45 | 0 | esc | 0.00097009 | 1.1149e-10 | 0.00097009 | 1.1149e-10
[79 empty] | WLDFR | HFTD - Distribution - Tier 3 - 5QU CoRE ¦ 3QU LoRE | Red Flag Warning - Small Fires | 2033 | 5.4956e-07 | 5.4956e-07 | 0.087211 | 0.040679 | 0.0017655 | 0.044766 | 0 | 0 | 0.00057253 | 4.7928e-08 | 0 | 4.7928e-08 | 4.7928e-08 | 0 | 4.7928e-08 | 0 | 6.5731e-06 | 1.4408e-05 | 0 | 1.4408e-05 | [17 empty] | 7.3.3.17.5 (Remote Grid) Updates to grid topology to minimize risk of ignition in HFTDs Remote GridWLDFRContaminationAggregated | WLDFR | HFTD - Distribution - Tier 2 - 3QU CoRE ¦ 3QU LoRE | Non-Red Flag Warning - Large Fires | Contamination | Aggregated | 2033 | 1.1493e-07 | 791.1875 | 9.093e-05 | 2033 | Mitigation | 0.95 | 45 | 0 | esc | 0.00097009 | 1.1149e-10 | 0.00097009 | 1.1149e-10
[79 empty] | WLDFR | HFTD - Distribution - Tier 3 - 5QU CoRE ¦ 3QU LoRE | Red Flag Warning - Small Fires | 2034 | 5.4956e-07 | 5.4956e-07 | 0.087211 | 0.040679 | 0.0017655 | 0.044766 | 0 | 0 | 0.00057253 | 4.7928e-08 | 0 | 4.7928e-08 | 4.7928e-08 | 0 | 4.7928e-08 | 0 | 6.5731e-06 | 1.4408e-05 | 0 | 1.4408e-05 | [17 empty] | 7.3.3.17.5 (Remote Grid) Updates to grid topology to minimize risk of ignition in HFTDs Remote GridWLDFRContaminationAggregated | WLDFR | HFTD - Distribution - Tier 2 - 3QU CoRE ¦ 3QU LoRE | Non-Red Flag Warning - Large Fires | Contamination | Aggregated | 2034 | 1.1493e-07 | 791.1875 | 9.093e-05 | 2034 | Mitigation | 0.95 | 45 | 0 | esc | 0.00097009 | 1.1149e-10 | 0.00097009 | 1.1149e-10
[79 empty] | WLDFR | HFTD - Distribution - Tier 3 - 5QU CoRE ¦ 3QU LoRE | Red Flag Warning - Small Fires | 2035 | 5.4956e-07 | 5.4956e-07 | 0.087211 | 0.040679 | 0.0017655 | 0.044766 | 0 | 0 | 0.00057253 | 4.7928e-08 | 0 | 4.7928e-08 | 4.7928e-08 | 0 | 4.7928e-08 | 0 | 6.5731e-06 | 1.4408e-05 | 0 | 1.4408e-05 | [17 empty] | 7.3.3.17.5 (Remote Grid) Updates to grid topology to minimize risk of ignition in HFTDs Remote GridWLDFRContaminationAggregated | WLDFR | HFTD - Distribution - Tier 2 - 3QU CoRE ¦ 3QU LoRE | Non-Red Flag Warning - Large Fires | Contamination | Aggregated | 2035 | 1.1493e-07 | 791.1875 | 9.093e-05 | 2035 | Mitigation | 0.95 | 45 | 0 | esc | 0.00097009 | 1.1149e-10 | 0.00097009 | 1.1149e-10
[79 empty] | WLDFR | HFTD - Distribution - Tier 3 - 5QU CoRE ¦ 3QU LoRE | Red Flag Warning - Small Fires | 2036 | 5.4956e-07 | 5.4956e-07 | 0.087211 | 0.040679 | 0.0017655 | 0.044766 | 0 | 0 | 0.00057253 | 4.7928e-08 | 0 | 4.7928e-08 | 4.7928e-08 | 0 | 4.7928e-08 | 0 | 6.8842e-06 | 1.509e-05 | 0 | 1.509e-05 | [17 empty] | 7.3.3.17.5 (Remote Grid) Updates to grid topology to minimize risk of ignition in HFTDs Remote GridWLDFRContaminationAggregated | WLDFR | HFTD - Distribution - Tier 2 - 3QU CoRE ¦ 3QU LoRE | Non-Red Flag Warning - Large Fires | Contamination | Aggregated | 2036 | 1.1493e-07 | 791.1875 | 9.093e-05 | 2036 | Mitigation | 0.95 | 45 | 0 | esc | 0.00097009 | 1.1149e-10 | 0.00097009 | 1.1149e-10
[79 empty] | WLDFR | HFTD - Distribution - Tier 3 - 5QU CoRE ¦ 3QU LoRE | Red Flag Warning - Small Fires | 2037 | 5.4956e-07 | 5.4956e-07 | 0.087211 | 0.040679 | 0.0017655 | 0.044766 | 0 | 0 | 0.00057253 | 4.7928e-08 | 0 | 4.7928e-08 | 4.7928e-08 | 0 | 4.7928e-08 | 0 | 6.8842e-06 | 1.509e-05 | 0 | 1.509e-05 | [17 empty] | 7.3.3.17.5 (Remote Grid) Updates to grid topology to minimize risk of ignition in HFTDs Remote GridWLDFRContaminationAggregated | WLDFR | HFTD - Distribution - Tier 2 - 3QU CoRE ¦ 3QU LoRE | Non-Red Flag Warning - Large Fires | Contamination | Aggregated | 2037 | 1.1493e-07 | 791.1875 | 9.093e-05 | 2037 | Mitigation | 0.95 | 45 | 0 | esc | 0.00097009 | 1.1149e-10 | 0.00097009 | 1.1149e-10
[79 empty] | WLDFR | HFTD - Distribution - Tier 3 - 5QU CoRE ¦ 3QU LoRE | Red Flag Warning - Small Fires | 2038 | 5.4956e-07 | 5.4956e-07 | 0.091184 | 0.042438 | 0.0018418 | 0.046905 | 0 | 0 | 0.00057253 | 5.0112e-08 | 0 | 5.0112e-08 | 5.0112e-08 | 0 | 5.0112e-08 | 0 | 6.8842e-06 | 1.509e-05 | 0 | 1.509e-05 | [17 empty] | 7.3.3.17.5 (Remote Grid) Updates to grid topology to minimize risk of ignition in HFTDs Remote GridWLDFRContaminationAggregated | WLDFR | HFTD - Distribution - Tier 2 - 3QU CoRE ¦ 3QU LoRE | Non-Red Flag Warning - Large Fires | Contamination | Aggregated | 2038 | 1.1493e-07 | 791.1875 | 9.093e-05 | 2038 | Mitigation | 0.95 | 45 | 0 | esc | 0.00097009 | 1.1149e-10 | 0.00097009 | 1.1149e-10
[79 empty] | WLDFR | HFTD - Distribution - Tier 3 - 5QU CoRE ¦ 3QU LoRE | Red Flag Warning - Small Fires | 2039 | 5.4956e-07 | 5.4956e-07 | 0.091184 | 0.042438 | 0.0018418 | 0.046905 | 0 | 0 | 0.00057253 | 5.0112e-08 | 0 | 5.0112e-08 | 5.0112e-08 | 0 | 5.0112e-08 | 0 | 6.8842e-06 | 1.509e-05 | 0 | 1.509e-05 | [17 empty] | 7.3.3.17.5 (Remote Grid) Updates to grid topology to minimize risk of ignition in HFTDs Remote GridWLDFRContaminationAggregated | WLDFR | HFTD - Distribution - Tier 2 - 3QU CoRE ¦ 3QU LoRE | Non-Red Flag Warning - Large Fires | Contamination | Aggregated | 2039 | 1.1493e-07 | 791.1875 | 9.093e-05 | 2039 | Mitigation | 0.95 | 45 | 0 | esc | 0.00097009 | 1.1149e-10 | 0.00097009 | 1.1149e-10
[79 empty] | WLDFR | HFTD - Distribution - Tier 3 - 5QU CoRE ¦ 3QU LoRE | Red Flag Warning - Small Fires | 2040 | 5.4956e-07 | 5.4956e-07 | 0.091184 | 0.042438 | 0.0018418 | 0.046905 | 0 | 0 | 0.00057253 | 5.0112e-08 | 0 | 5.0112e-08 | 5.0112e-08 | 0 | 5.0112e-08 | 0 | 6.8842e-06 | 1.509e-05 | 0 | 1.509e-05 | [17 empty] | 7.3.3.17.5 (Remote Grid) Updates to grid topology to minimize risk of ignition in HFTDs Remote GridWLDFRContaminationAggregated | WLDFR | HFTD - Distribution - Tier 2 - 3QU CoRE ¦ 3QU LoRE | Non-Red Flag Warning - Large Fires | Contamination | Aggregated | 2040 | 1.1493e-07 | 791.1875 | 9.093e-05 | 2040 | Mitigation | 0.95 | 45 | 0 | esc | 0.00097009 | 1.1149e-10 | 0.00097009 | 1.1149e-10
[79 empty] | WLDFR | HFTD - Distribution - Tier 3 - 5QU CoRE ¦ 3QU LoRE | Red Flag Warning - Small Fires | 2041 | 5.4956e-07 | 5.4956e-07 | 0.091184 | 0.042438 | 0.0018418 | 0.046905 | 0 | 0 | 0.00057253 | 5.0112e-08 | 0 | 5.0112e-08 | 5.0112e-08 | 0 | 5.0112e-08 | 0 | 7.1974e-06 | 1.5777e-05 | 0 | 1.5777e-05 | [17 empty] | 7.3.3.17.5 (Remote Grid) Updates to grid topology to minimize risk of ignition in HFTDs Remote GridWLDFRContaminationAggregated | WLDFR | HFTD - Distribution - Tier 2 - 3QU CoRE ¦ 3QU LoRE | Non-Red Flag Warning - Large Fires | Contamination | Aggregated | 2041 | 1.1493e-07 | 791.1875 | 9.093e-05 | 2041 | Mitigation | 0.95 | 45 | 0 | esc | 0.00097009 | 1.1149e-10 | 0.00097009 | 1.1149e-10
[79 empty] | WLDFR | HFTD - Distribution - Tier 3 - 5QU CoRE ¦ 3QU LoRE | Red Flag Warning - Small Fires | 2042 | 5.4956e-07 | 5.4956e-07 | 0.091184 | 0.042438 | 0.0018418 | 0.046905 | 0 | 0 | 0.00057253 | 5.0112e-08 | 0 | 5.0112e-08 | 5.0112e-08 | 0 | 5.0112e-08 | 0 | 7.1974e-06 | 1.5777e-05 | 0 | 1.5777e-05 | [17 empty] | 7.3.3.17.5 (Remote Grid) Updates to grid topology to minimize risk of ignition in HFTDs Remote GridWLDFRContaminationAggregated | WLDFR | HFTD - Distribution - Tier 2 - 3QU CoRE ¦ 3QU LoRE | Non-Red Flag Warning - Large Fires | Contamination | Aggregated | 2042 | 1.1493e-07 | 791.1875 | 9.093e-05 | 2042 | Mitigation | 0.95 | 45 | 0 | esc | 0.00097009 | 1.1149e-10 | 0.00097009 | 1.1149e-10
[79 empty] | WLDFR | HFTD - Distribution - Tier 3 - 5QU CoRE ¦ 3QU LoRE | Red Flag Warning - Small Fires | 2043 | 5.4956e-07 | 5.4956e-07 | 0.095486 | 0.044306 | 0.0019228 | 0.049257 | 0 | 0 | 0.00057253 | 5.2476e-08 | 0 | 5.2476e-08 | 5.2476e-08 | 0 | 5.2476e-08 | 0 | 7.1974e-06 | 1.5777e-05 | 0 | 1.5777e-05 | [17 empty] | 7.3.3.17.5 (Remote Grid) Updates to grid topology to minimize risk of ignition in HFTDs Remote GridWLDFRContaminationAggregated | WLDFR | HFTD - Distribution - Tier 2 - 3QU CoRE ¦ 3QU LoRE | Non-Red Flag Warning - Large Fires | Contamination | Aggregated | 2043 | 1.1493e-07 | 791.1875 | 9.093e-05 | 2043 | Mitigation | 0.95 | 45 | 0 | esc | 0.00097009 | 1.1149e-10 | 0.00097009 | 1.1149e-10
[79 empty] | WLDFR | HFTD - Distribution - Tier 3 - 5QU CoRE ¦ 3QU LoRE | Red Flag Warning - Small Fires | 2044 | 5.4956e-07 | 5.4956e-07 | 0.095486 | 0.044306 | 0.0019228 | 0.049257 | 0 | 0 | 0.00057253 | 5.2476e-08 | 0 | 5.2476e-08 | 5.2476e-08 | 0 | 5.2476e-08 | 0 | 7.1974e-06 | 1.5777e-05 | 0 | 1.5777e-05 | [17 empty] | 7.3.3.17.5 (Remote Grid) Updates to grid topology to minimize risk of ignition in HFTDs Remote GridWLDFRContaminationAggregated | WLDFR | HFTD - Distribution - Tier 2 - 3QU CoRE ¦ 3QU LoRE | Non-Red Flag Warning - Large Fires | Contamination | Aggregated | 2044 | 1.1493e-07 | 791.1875 | 9.093e-05 | 2044 | Mitigation | 0.95 | 45 | 0 | esc | 0.00097009 | 1.1149e-10 | 0.00097009 | 1.1149e-10
[79 empty] | WLDFR | HFTD - Distribution - Tier 3 - 5QU CoRE ¦ 3QU LoRE | Red Flag Warning - Small Fires | 2045 | 5.4956e-07 | 5.4956e-07 | 0.095486 | 0.044306 | 0.0019228 | 0.049257 | 0 | 0 | 0.00057253 | 5.2476e-08 | 0 | 5.2476e-08 | 5.2476e-08 | 0 | 5.2476e-08 | 0 | 7.1974e-06 | 1.5777e-05 | 0 | 1.5777e-05 | [17 empty] | 7.3.3.17.5 (Remote Grid) Updates to grid topology to minimize risk of ignition in HFTDs Remote GridWLDFRContaminationAggregated | WLDFR | HFTD - Distribution - Tier 2 - 3QU CoRE ¦ 3QU LoRE | Non-Red Flag Warning - Large Fires | Contamination | Aggregated | 2045 | 1.1493e-07 | 791.1875 | 9.093e-05 | 2045 | Mitigation | 0.95 | 45 | 0 | esc | 0.00097009 | 1.1149e-10 | 0.00097009 | 1.1149e-10
[79 empty] | WLDFR | HFTD - Distribution - Tier 3 - 5QU CoRE ¦ 3QU LoRE | Red Flag Warning - Small Fires | 2046 | 5.4956e-07 | 5.4956e-07 | 0.095486 | 0.044306 | 0.0019228 | 0.049257 | 0 | 0 | 0.00057253 | 5.2476e-08 | 0 | 5.2476e-08 | 5.2476e-08 | 0 | 5.2476e-08 | 0 | 7.509e-06 | 1.646e-05 | 0 | 1.646e-05 | [17 empty] | 7.3.3.17.5 (Remote Grid) Updates to grid topology to minimize risk of ignition in HFTDs Remote GridWLDFRContaminationAggregated | WLDFR | HFTD - Distribution - Tier 2 - 3QU CoRE ¦ 3QU LoRE | Non-Red Flag Warning - Large Fires | Contamination | Aggregated | 2046 | 1.1493e-07 | 791.1875 | 9.093e-05 | 2046 | Mitigation | 0.95 | 45 | 0 | esc | 0.00097009 | 1.1149e-10 | 0.00097009 | 1.1149e-10
[79 empty] | WLDFR | HFTD - Distribution - Tier 3 - 5QU CoRE ¦ 3QU LoRE | Red Flag Warning - Small Fires | 2047 | 5.4956e-07 | 5.4956e-07 | 0.095486 | 0.044306 | 0.0019228 | 0.049257 | 0 | 0 | 0.00057253 | 5.2476e-08 | 0 | 5.2476e-08 | 5.2476e-08 | 0 | 5.2476e-08 | 0 | 7.509e-06 | 1.646e-05 | 0 | 1.646e-05 | [17 empty] | 7.3.3.17.5 (Remote Grid) Updates to grid topology to minimize risk of ignition in HFTDs Remote GridWLDFRContaminationAggregated | WLDFR | HFTD - Distribution - Tier 2 - 3QU CoRE ¦ 3QU LoRE | Non-Red Flag Warning - Large Fires | Contamination | Aggregated | 2047 | 1.1493e-07 | 791.1875 | 9.093e-05 | 2047 | Mitigation | 0.95 | 45 | 0 | esc | 0.00097009 | 1.1149e-10 | 0.00097009 | 1.1149e-10
[79 empty] | WLDFR | HFTD - Distribution - Tier 3 - 5QU CoRE ¦ 3QU LoRE | Red Flag Warning - Small Fires | 2048 | 5.4956e-07 | 5.4956e-07 | 0.10007 | 0.04626 | 0.0020076 | 0.051804 | 0 | 0 | 0.00057253 | 5.4996e-08 | 0 | 5.4996e-08 | 5.4996e-08 | 0 | 5.4996e-08 | 0 | 7.509e-06 | 1.646e-05 | 0 | 1.646e-05 | [17 empty] | 7.3.3.17.5 (Remote Grid) Updates to grid topology to minimize risk of ignition in HFTDs Remote GridWLDFRContaminationAggregated | WLDFR | HFTD - Distribution - Tier 2 - 3QU CoRE ¦ 3QU LoRE | Non-Red Flag Warning - Large Fires | Contamination | Aggregated | 2048 | 1.1493e-07 | 791.1875 | 9.093e-05 | 2048 | Mitigation | 0.95 | 45 | 0 | esc | 0.00097009 | 1.1149e-10 | 0.00097009 | 1.1149e-10
[79 empty] | WLDFR | HFTD - Distribution - Tier 3 - 5QU CoRE ¦ 3QU LoRE | Red Flag Warning - Small Fires | 2049 | 5.4956e-07 | 5.4956e-07 | 0.10007 | 0.04626 | 0.0020076 | 0.051804 | 0 | 0 | 0.00057253 | 5.4996e-08 | 0 | 5.4996e-08 | 5.4996e-08 | 0 | 5.4996e-08 | 0 | 0 | 1.646e-05 | 0 | 1.646e-05 | [17 empty] | 7.3.3.17.5 (Remote Grid) Updates to grid topology to minimize risk of ignition in HFTDs Remote GridWLDFRContaminationAggregated | WLDFR | HFTD - Distribution - Tier 2 - 3QU CoRE ¦ 3QU LoRE | Non-Red Flag Warning - Large Fires | Contamination | Aggregated | 2049 | 1.1493e-07 | 791.1875 | 9.093e-05 | 2049 | Mitigation | 0.95 | 45 | 0 | esc | 0.00097009 | 1.1149e-10 | 0.00097009 | 1.1149e-10
[79 empty] | WLDFR | HFTD - Distribution - Tier 3 - 5QU CoRE ¦ 3QU LoRE | Red Flag Warning - Small Fires | 2050 | 5.4956e-07 | 5.4956e-07 | 0.10007 | 0.04626 | 0.0020076 | 0.051804 | 0 | 0 | 0.00057253 | 5.4996e-08 | 0 | 5.4996e-08 | 5.4996e-08 | 0 | 5.4996e-08 | 0 | 0 | 0 | 0 | 0 | [17 empty] | 7.3.3.17.5 (Remote Grid) Updates to grid topology to minimize risk of ignition in HFTDs Remote GridWLDFRContaminationAggregated | WLDFR | HFTD - Distribution - Tier 2 - 3QU CoRE ¦ 3QU LoRE | Non-Red Flag Warning - Large Fires | Contamination | Aggregated | 2050 | 1.1493e-07 | 791.1875 | 9.093e-05 | 2050 | Mitigation | 0.95 | 45 | 0 | esc | 0.00097009 | 1.1149e-10 | 0.00097009 | 1.1149e-10
[79 empty] | WLDFR | HFTD - Distribution - Tier 3 - 5QU CoRE ¦ 3QU LoRE | Red Flag Warning - Small Fires | 2051 | 5.4956e-07 | 5.4956e-07 | 0.10007 | 0.04626 | 0.0020076 | 0.051804 | 0 | 0 | 0.00057253 | 5.4996e-08 | 0 | 5.4996e-08 | 5.4996e-08 | 0 | 5.4996e-08 | 0 | 5.8291e-08 | 0 | 0 | 0 | [17 empty] | 7.3.3.17.5 (Remote Grid) Updates to grid topology to minimize risk of ignition in HFTDs Remote GridWLDFRContaminationAggregated | WLDFR | HFTD - Distribution - Tier 2 - 3QU CoRE ¦ 3QU LoRE | Non-Red Flag Warning - Large Fires | Contamination | Aggregated | 2051 | 1.1493e-07 | 791.1875 | 9.093e-05 | 2051 | Mitigation | 0.95 | 45 | 0 | esc | 0.00097009 | 1.1149e-10 | 0.00097009 | 1.1149e-10
[79 empty] | WLDFR | HFTD - Distribution - Tier 3 - 5QU CoRE ¦ 3QU LoRE | Red Flag Warning - Small Fires | 2052 | 5.4956e-07 | 5.4956e-07 | 0.10007 | 0.04626 | 0.0020076 | 0.051804 | 0 | 0 | 0.00057253 | 5.4996e-08 | 0 | 5.4996e-08 | 5.4996e-08 | 0 | 5.4996e-08 | 0 | 6.0899e-08 | 1.3349e-07 | 0 | 1.3349e-07 | [17 empty] | 7.3.3.17.5 (Remote Grid) Updates to grid topology to minimize risk of ignition in HFTDs Remote GridWLDFRContaminationAggregated | WLDFR | HFTD - Distribution - Tier 2 - 3QU CoRE ¦ 3QU LoRE | Non-Red Flag Warning - Large Fires | Contamination | Aggregated | 2052 | 1.1493e-07 | 791.1875 | 9.093e-05 | 2052 | Mitigation | 0.95 | 45 | 0 | esc | 0.00097009 | 1.1149e-10 | 0.00097009 | 1.1149e-10
[79 empty] | WLDFR | HFTD - Distribution - Tier 3 - 5QU CoRE ¦ 3QU LoRE | Red Flag Warning - Small Fires | 2053 | 5.4956e-07 | 5.4956e-07 | 0.10489 | 0.048274 | 0.002095 | 0.054525 | 0 | 0 | 0.00057253 | 5.7646e-08 | 0 | 5.7646e-08 | 5.7646e-08 | 0 | 5.7646e-08 | 0 | 6.0899e-08 | 1.3349e-07 | 0 | 1.3349e-07 | [17 empty] | 7.3.3.17.5 (Remote Grid) Updates to grid topology to minimize risk of ignition in HFTDs Remote GridWLDFRContaminationAggregated | WLDFR | HFTD - Distribution - Tier 2 - 3QU CoRE ¦ 3QU LoRE | Non-Red Flag Warning - Large Fires | Contamination | Aggregated | 2053 | 1.1493e-07 | 791.1875 | 9.093e-05 | 2053 | Mitigation | 0.95 | 45 | 0 | esc | 0.00097009 | 1.1149e-10 | 0.00097009 | 1.1149e-10
[79 empty] | WLDFR | HFTD - Distribution - Tier 3 - 5QU CoRE ¦ 3QU LoRE | Red Flag Warning - Small Fires | 2054 | 5.4956e-07 | 5.4956e-07 | 0.10489 | 0.048274 | 0.002095 | 0.054525 | 0 | 0 | 0.00057253 | 5.7646e-08 | 0 | 5.7646e-08 | 5.7646e-08 | 0 | 5.7646e-08 | 0 | 6.0899e-08 | 1.3349e-07 | 0 | 1.3349e-07 | [17 empty] | 7.3.3.17.5 (Remote Grid) Updates to grid topology to minimize risk of ignition in HFTDs Remote GridWLDFRContaminationAggregated | WLDFR | HFTD - Distribution - Tier 2 - 3QU CoRE ¦ 3QU LoRE | Non-Red Flag Warning - Large Fires | Contamination | Aggregated | 2054 | 1.1493e-07 | 791.1875 | 9.093e-05 | 2054 | Mitigation | 0.95 | 45 | 0 | esc | 0.00097009 | 1.1149e-10 | 0.00097009 | 1.1149e-10
[79 empty] | WLDFR | HFTD - Distribution - Tier 3 - 5QU CoRE ¦ 3QU LoRE | Red Flag Warning - Small Fires | 2055 | 5.4956e-07 | 5.4956e-07 | 0.10489 | 0.048274 | 0.002095 | 0.054525 | 0 | 0 | 0.00057253 | 5.7646e-08 | 0 | 5.7646e-08 | 5.7646e-08 | 0 | 5.7646e-08 | 0 | 6.0899e-08 | 1.3349e-07 | 0 | 1.3349e-07 | [17 empty] | 7.3.3.17.5 (Remote Grid) Updates to grid topology to minimize risk of ignition in HFTDs Remote GridWLDFRContaminationAggregated | WLDFR | HFTD - Distribution - Tier 2 - 3QU CoRE ¦ 3QU LoRE | Non-Red Flag Warning - Large Fires | Contamination | Aggregated | 2055 | 1.1493e-07 | 791.1875 | 9.093e-05 | 2055 | Mitigation | 0.95 | 45 | 0 | esc | 0.00097009 | 1.1149e-10 | 0.00097009 | 1.1149e-10
[79 empty] | WLDFR | HFTD - Distribution - Tier 3 - 5QU CoRE ¦ 3QU LoRE | Red Flag Warning - Small Fires | 2056 | 5.4956e-07 | 5.4956e-07 | 0.10489 | 0.048274 | 0.002095 | 0.054525 | 0 | 0 | 0.00057253 | 5.7646e-08 | 0 | 5.7646e-08 | 5.7646e-08 | 0 | 5.7646e-08 | 0 | 6.0899e-08 | 1.3349e-07 | 0 | 1.3349e-07 | [17 empty] | 7.3.3.17.5 (Remote Grid) Updates to grid topology to minimize risk of ignition in HFTDs Remote GridWLDFRContaminationAggregated | WLDFR | HFTD - Distribution - Tier 2 - 3QU CoRE ¦ 3QU LoRE | Non-Red Flag Warning - Large Fires | Contamination | Aggregated | 2056 | 1.1493e-07 | 791.1875 | 9.093e-05 | 2056 | Mitigation | 0.95 | 45 | 0 | esc | 0.00097009 | 1.1149e-10 | 0.00097009 | 1.1149e-10
[79 empty] | WLDFR | HFTD - Distribution - Tier 3 - 5QU CoRE ¦ 3QU LoRE | Red Flag Warning - Small Fires | 2057 | 5.4956e-07 | 5.4956e-07 | 0.10489 | 0.048274 | 0.002095 | 0.054525 | 0 | 0 | 0.00057253 | 5.7646e-08 | 0 | 5.7646e-08 | 5.7646e-08 | 0 | 5.7646e-08 | 0 | 6.4258e-08 | 1.4086e-07 | 0 | 1.4086e-07 | [17 empty] | 7.3.3.17.5 (Remote Grid) Updates to grid topology to minimize risk of ignition in HFTDs Remote GridWLDFRContaminationAggregated | WLDFR | HFTD - Distribution - Tier 2 - 3QU CoRE ¦ 3QU LoRE | Non-Red Flag Warning - Large Fires | Contamination | Aggregated | 2057 | 1.1493e-07 | 791.1875 | 9.093e-05 | 2057 | Mitigation | 0.95 | 45 | 0 | esc | 0.00097009 | 1.1149e-10 | 0.00097009 | 1.1149e-10
[79 empty] | WLDFR | HFTD - Distribution - Tier 3 - 5QU CoRE ¦ 3QU LoRE | Red Flag Warning - Small Fires | 2058 | 5.4956e-07 | 5.4956e-07 | 0.1099 | 0.050325 | 0.0021839 | 0.057393 | 0 | 0 | 0.00057253 | 6.0398e-08 | 0 | 6.0398e-08 | 6.0398e-08 | 0 | 6.0398e-08 | 0 | 6.4258e-08 | 1.4086e-07 | 0 | 1.4086e-07 | [17 empty] | 7.3.3.17.5 (Remote Grid) Updates to grid topology to minimize risk of ignition in HFTDs Remote GridWLDFRContaminationAggregated | WLDFR | HFTD - Distribution - Tier 2 - 3QU CoRE ¦ 3QU LoRE | Non-Red Flag Warning - Large Fires | Contamination | Aggregated | 2058 | 1.1493e-07 | 791.1875 | 9.093e-05 | 2058 | Mitigation | 0.95 | 45 | 0 | esc | 0.00097009 | 1.1149e-10 | 0.00097009 | 1.1149e-10
[79 empty] | WLDFR | HFTD - Distribution - Tier 3 - 5QU CoRE ¦ 3QU LoRE | Red Flag Warning - Small Fires | 2059 | 5.4956e-07 | 5.4956e-07 | 0.1099 | 0.050325 | 0.0021839 | 0.057393 | 0 | 0 | 0.00057253 | 6.0398e-08 | 0 | 6.0398e-08 | 6.0398e-08 | 0 | 6.0398e-08 | 0 | 6.4258e-08 | 1.4086e-07 | 0 | 1.4086e-07 | [17 empty] | 7.3.3.17.5 (Remote Grid) Updates to grid topology to minimize risk of ignition in HFTDs Remote GridWLDFRContaminationAggregated | WLDFR | HFTD - Distribution - Tier 2 - 3QU CoRE ¦ 3QU LoRE | Non-Red Flag Warning - Large Fires | Contamination | Aggregated | 2059 | 1.1493e-07 | 791.1875 | 9.093e-05 | 2059 | Mitigation | 0.95 | 45 | 0 | esc | 0.00097009 | 1.1149e-10 | 0.00097009 | 1.1149e-10
[79 empty] | WLDFR | HFTD - Distribution - Tier 3 - 5QU CoRE ¦ 3QU LoRE | Red Flag Warning - Small Fires | 2060 | 5.4956e-07 | 5.4956e-07 | 0.1099 | 0.050325 | 0.0021839 | 0.057393 | 0 | 0 | 0.00057253 | 6.0398e-08 | 0 | 6.0398e-08 | 6.0398e-08 | 0 | 6.0398e-08 | 0 | 6.4258e-08 | 1.4086e-07 | 0 | 1.4086e-07 | [17 empty] | 7.3.3.17.5 (Remote Grid) Updates to grid topology to minimize risk of ignition in HFTDs Remote GridWLDFRContaminationAggregated | WLDFR | HFTD - Distribution - Tier 2 - 3QU CoRE ¦ 3QU LoRE | Non-Red Flag Warning - Large Fires | Contamination | Aggregated | 2060 | 1.1493e-07 | 791.1875 | 9.093e-05 | 2060 | Mitigation | 0.95 | 45 | 0 | esc | 0.00097009 | 1.1149e-10 | 0.00097009 | 1.1149e-10
[79 empty] | WLDFR | HFTD - Distribution - Tier 3 - 5QU CoRE ¦ 3QU LoRE | Red Flag Warning - Small Fires | 2061 | 5.4956e-07 | 5.4956e-07 | 0.1099 | 0.050325 | 0.0021839 | 0.057393 | 0 | 0 | 0.00057253 | 6.0398e-08 | 0 | 6.0398e-08 | 6.0398e-08 | 0 | 6.0398e-08 | 0 | 6.4258e-08 | 1.4086e-07 | 0 | 1.4086e-07 | [17 empty] | 7.3.3.17.5 (Remote Grid) Updates to grid topology to minimize risk of ignition in HFTDs Remote GridWLDFRContaminationAggregated | WLDFR | HFTD - Distribution - Tier 2 - 3QU CoRE ¦ 3QU LoRE | Non-Red Flag Warning - Large Fires | Contamination | Aggregated | 2061 | 1.1493e-07 | 791.1875 | 9.093e-05 | 2061 | Mitigation | 0.95 | 45 | 0 | esc | 0.00097009 | 1.1149e-10 | 0.00097009 | 1.1149e-10
[79 empty] | WLDFR | HFTD - Distribution - Tier 3 - 5QU CoRE ¦ 3QU LoRE | Red Flag Warning - Small Fires | 2062 | 5.4956e-07 | 5.4956e-07 | 0.1099 | 0.050325 | 0.0021839 | 0.057393 | 0 | 0 | 0.00057253 | 6.0398e-08 | 0 | 6.0398e-08 | 6.0398e-08 | 0 | 6.0398e-08 | 0 | 6.8079e-08 | 1.4923e-07 | 0 | 1.4923e-07 | [17 empty] | 7.3.3.17.5 (Remote Grid) Updates to grid topology to minimize risk of ignition in HFTDs Remote GridWLDFRContaminationAggregated | WLDFR | HFTD - Distribution - Tier 2 - 3QU CoRE ¦ 3QU LoRE | Non-Red Flag Warning - Large Fires | Contamination | Aggregated | 2062 | 1.1493e-07 | 791.1875 | 9.093e-05 | 2062 | Mitigation | 0.95 | 45 | 0 | esc | 0.00097009 | 1.1149e-10 | 0.00097009 | 1.1149e-10
[79 empty] | WLDFR | HFTD - Distribution - Tier 3 - 5QU CoRE ¦ 3QU LoRE | Red Flag Warning - Small Fires | 2063 | 5.4956e-07 | 5.4956e-07 | 0.11504 | 0.052388 | 0.0022734 | 0.060377 | 0 | 0 | 0.00057253 | 6.3221e-08 | 0 | 6.3221e-08 | 6.3221e-08 | 0 | 6.3221e-08 | 0 | 6.8079e-08 | 1.4923e-07 | 0 | 1.4923e-07 | [17 empty] | 7.3.3.17.5 (Remote Grid) Updates to grid topology to minimize risk of ignition in HFTDs Remote GridWLDFRContaminationAggregated | WLDFR | HFTD - Distribution - Tier 2 - 3QU CoRE ¦ 3QU LoRE | Non-Red Flag Warning - Large Fires | Contamination | Aggregated | 2063 | 1.1493e-07 | 791.1875 | 9.093e-05 | 2063 | Mitigation | 0.95 | 45 | 0 | esc | 0.00097009 | 1.1149e-10 | 0.00097009 | 1.1149e-10
[79 empty] | WLDFR | HFTD - Distribution - Tier 3 - 5QU CoRE ¦ 3QU LoRE | Red Flag Warning - Small Fires | 2064 | 5.4956e-07 | 5.4956e-07 | 0.11504 | 0.052388 | 0.0022734 | 0.060377 | 0 | 0 | 0.00057253 | 6.3221e-08 | 0 | 6.3221e-08 | 6.3221e-08 | 0 | 6.3221e-08 | 0 | 6.8079e-08 | 1.4923e-07 | 0 | 1.4923e-07 | [17 empty] | 7.3.3.17.5 (Remote Grid) Updates to grid topology to minimize risk of ignition in HFTDs Remote GridWLDFRContaminationAggregated | WLDFR | HFTD - Distribution - Tier 2 - 3QU CoRE ¦ 3QU LoRE | Non-Red Flag Warning - Large Fires | Contamination | Aggregated | 2064 | 1.1493e-07 | 791.1875 | 9.093e-05 | 2064 | Mitigation | 0.95 | 45 | 0 | esc | 0.00097009 | 1.1149e-10 | 0.00097009 | 1.1149e-10
[79 empty] | WLDFR | HFTD - Distribution - Tier 3 - 5QU CoRE ¦ 3QU LoRE | Red Flag Warning - Small Fires | 2065 | 5.4956e-07 | 5.4956e-07 | 0.11504 | 0.052388 | 0.0022734 | 0.060377 | 0 | 0 | 0.00057253 | 6.3221e-08 | 0 | 6.3221e-08 | 6.3221e-08 | 0 | 6.3221e-08 | 0 | 6.8079e-08 | 1.4923e-07 | 0 | 1.4923e-07 | [17 empty] | 7.3.3.17.5 (Remote Grid) Updates to grid topology to minimize risk of ignition in HFTDs Remote GridWLDFRContaminationAggregated | WLDFR | HFTD - Distribution - Tier 2 - 3QU CoRE ¦ 3QU LoRE | Non-Red Flag Warning - Large Fires | Contamination | Aggregated | 2065 | 1.1493e-07 | 791.1875 | 9.093e-05 | 2065 | Mitigation | 0.95 | 45 | 0 | esc | 0.00097009 | 1.1149e-10 | 0.00097009 | 1.1149e-10
[79 empty] | WLDFR | HFTD - Distribution - Tier 3 - 5QU CoRE ¦ 3QU LoRE | Red Flag Warning - Small Fires | 2066 | 5.4956e-07 | 5.4956e-07 | 0.11504 | 0.052388 | 0.0022734 | 0.060377 | 0 | 0 | 0.00057253 | 6.3221e-08 | 0 | 6.3221e-08 | 6.3221e-08 | 0 | 6.3221e-08 | 0 | 6.8079e-08 | 1.4923e-07 | 0 | 1.4923e-07 | [17 empty] | 7.3.3.17.5 (Remote Grid) Updates to grid topology to minimize risk of ignition in HFTDs Remote GridWLDFRContaminationAggregated | WLDFR | HFTD - Distribution - Tier 2 - 3QU CoRE ¦ 3QU LoRE | Non-Red Flag Warning - Large Fires | Contamination | Aggregated | 2066 | 1.1493e-07 | 791.1875 | 9.093e-05 | 2066 | Mitigation | 0.95 | 45 | 0 | esc | 0.00097009 | 1.1149e-10 | 0.00097009 | 1.1149e-10
[79 empty] | WLDFR | HFTD - Distribution - Tier 3 - 5QU CoRE ¦ 3QU LoRE | Red Flag Warning - Small Fires | 2067 | 0 | 5.4956e-07 | 0.11504 | 0.052388 | 0.0022734 | 0.060377 | 0 | 0 | 0.00057253 | 0 | 0 | 0 | 6.3221e-08 | 0 | 6.3221e-08 | 0 | 7.2332e-08 | 1.5855e-07 | 0 | 1.5855e-07 | [17 empty] | 7.3.3.17.5 (Remote Grid) Updates to grid topology to minimize risk of ignition in HFTDs Remote GridWLDFRContaminationAggregated | WLDFR | HFTD - Distribution - Tier 2 - 3QU CoRE ¦ 3QU LoRE | Non-Red Flag Warning - Large Fires | Contamination | Aggregated | 2067 | 1.1493e-07 | 791.1875 | 9.093e-05 | 2067 | Mitigation | 0.95 | 45 | 0 | esc | 0 | 0 | 0.00097009 | 1.1149e-10
[79 empty] | WLDFR | HFTD - Distribution - Tier 3 - 5QU CoRE ¦ 4QU LoRE | Non-Red Flag Warning - Catastrophic Fires | 2022 | 4.4382e-11 | 0 | 14146.1306 | 222.2294 | 8585.7228 | 5338.1784 | 0 | 0 | 5.1212e-08 | 6.2783e-07 | 0 | 6.2783e-07 | 0 | 0 | 0 | 0 | 7.2332e-08 | 1.5855e-07 | 0 | 1.5855e-07 | [17 empty] | 7.3.3.17.5 (Remote Grid) Updates to grid topology to minimize risk of ignition in HFTDs Remote GridWLDFREquipment / facility failureAggregated | WLDFR | HFTD - Distribution - Tier 2 - 3QU CoRE ¦ 3QU LoRE | Non-Red Flag Warning - Large Fires | Equipment / facility failure | Aggregated | 2022 | 1.8304e-06 | 791.1875 | 0.0014482 | 2022 | Mitigation | 0.95 | 45 | 0 | esc | 0.00097009 | 1.7756e-09 | 0 | 0
[79 empty] | WLDFR | HFTD - Distribution - Tier 3 - 5QU CoRE ¦ 4QU LoRE | Non-Red Flag Warning - Catastrophic Fires | 2023 | 4.4382e-11 | 4.4382e-11 | 14664.6376 | 233.2301 | 8896.516 | 5534.8915 | 0 | 0 | 5.1212e-08 | 6.5084e-07 | 0 | 6.5084e-07 | 6.5084e-07 | 0 | 6.5084e-07 | 0 | 7.2332e-08 | 1.5855e-07 | 0 | 1.5855e-07 | [17 empty] | 7.3.3.17.5 (Remote Grid) Updates to grid topology to minimize risk of ignition in HFTDs Remote GridWLDFREquipment / facility failureAggregated | WLDFR | HFTD - Distribution - Tier 2 - 3QU CoRE ¦ 3QU LoRE | Non-Red Flag Warning - Large Fires | Equipment / facility failure | Aggregated | 2023 | 1.8304e-06 | 791.1875 | 0.0014482 | 2023 | Mitigation | 0.95 | 45 | 0 | esc | 0.00097009 | 1.7756e-09 | 0.00097009 | 1.7756e-09
[79 empty] | WLDFR | HFTD - Distribution - Tier 3 - 5QU CoRE ¦ 4QU LoRE | Non-Red Flag Warning - Catastrophic Fires | 2024 | 4.4382e-11 | 4.4382e-11 | 14664.6376 | 233.2301 | 8896.516 | 5534.8915 | 0 | 0 | 5.1212e-08 | 6.5084e-07 | 0 | 6.5084e-07 | 6.5084e-07 | 0 | 6.5084e-07 | 0 | 7.2332e-08 | 1.5855e-07 | 0 | 1.5855e-07 | [17 empty] | 7.3.3.17.5 (Remote Grid) Updates to grid topology to minimize risk of ignition in HFTDs Remote GridWLDFREquipment / facility failureAggregated | WLDFR | HFTD - Distribution - Tier 2 - 3QU CoRE ¦ 3QU LoRE | Non-Red Flag Warning - Large Fires | Equipment / facility failure | Aggregated | 2024 | 1.8304e-06 | 791.1875 | 0.0014482 | 2024 | Mitigation | 0.95 | 45 | 0 | esc | 0.00097009 | 1.7756e-09 | 0.00097009 | 1.7756e-09
[79 empty] | WLDFR | HFTD - Distribution - Tier 3 - 5QU CoRE ¦ 4QU LoRE | Non-Red Flag Warning - Catastrophic Fires | 2025 | 4.4382e-11 | 4.4382e-11 | 14664.6376 | 233.2301 | 8896.516 | 5534.8915 | 0 | 0 | 5.1212e-08 | 6.5084e-07 | 0 | 6.5084e-07 | 6.5084e-07 | 0 | 6.5084e-07 | 0 | 7.2332e-08 | 1.5855e-07 | 0 | 1.5855e-07 | [17 empty] | 7.3.3.17.5 (Remote Grid) Updates to grid topology to minimize risk of ignition in HFTDs Remote GridWLDFREquipment / facility failureAggregated | WLDFR | HFTD - Distribution - Tier 2 - 3QU CoRE ¦ 3QU LoRE | Non-Red Flag Warning - Large Fires | Equipment / facility failure | Aggregated | 2025 | 1.8304e-06 | 791.1875 | 0.0014482 | 2025 | Mitigation | 0.95 | 45 | 0 | esc | 0.00097009 | 1.7756e-09 | 0.00097009 | 1.7756e-09
[79 empty] | WLDFR | HFTD - Distribution - Tier 3 - 5QU CoRE ¦ 4QU LoRE | Non-Red Flag Warning - Catastrophic Fires | 2026 | 4.4382e-11 | 4.4382e-11 | 14664.6376 | 233.2301 | 8896.516 | 5534.8915 | 0 | 0 | 5.1212e-08 | 6.5084e-07 | 0 | 6.5084e-07 | 6.5084e-07 | 0 | 6.5084e-07 | 0 | 7.6982e-08 | 1.6875e-07 | 0 | 1.6875e-07 | [17 empty] | 7.3.3.17.5 (Remote Grid) Updates to grid topology to minimize risk of ignition in HFTDs Remote GridWLDFREquipment / facility failureAggregated | WLDFR | HFTD - Distribution - Tier 2 - 3QU CoRE ¦ 3QU LoRE | Non-Red Flag Warning - Large Fires | Equipment / facility failure | Aggregated | 2026 | 1.8304e-06 | 791.1875 | 0.0014482 | 2026 | Mitigation | 0.95 | 45 | 0 | esc | 0.00097009 | 1.7756e-09 | 0.00097009 | 1.7756e-09
[79 empty] | WLDFR | HFTD - Distribution - Tier 3 - 5QU CoRE ¦ 4QU LoRE | Non-Red Flag Warning - Catastrophic Fires | 2027 | 4.4382e-11 | 4.4382e-11 | 14664.6376 | 233.2301 | 8896.516 | 5534.8915 | 0 | 0 | 5.1212e-08 | 6.5084e-07 | 0 | 6.5084e-07 | 6.5084e-07 | 0 | 6.5084e-07 | 0 | 7.6982e-08 | 1.6875e-07 | 0 | 1.6875e-07 | [17 empty] | 7.3.3.17.5 (Remote Grid) Updates to grid topology to minimize risk of ignition in HFTDs Remote GridWLDFREquipment / facility failureAggregated | WLDFR | HFTD - Distribution - Tier 2 - 3QU CoRE ¦ 3QU LoRE | Non-Red Flag Warning - Large Fires | Equipment / facility failure | Aggregated | 2027 | 1.8304e-06 | 791.1875 | 0.0014482 | 2027 | Mitigation | 0.95 | 45 | 0 | esc | 0.00097009 | 1.7756e-09 | 0.00097009 | 1.7756e-09
[79 empty] | WLDFR | HFTD - Distribution - Tier 3 - 5QU CoRE ¦ 4QU LoRE | Non-Red Flag Warning - Catastrophic Fires | 2028 | 4.4382e-11 | 4.4382e-11 | 15317.9909 | 247.273 | 9287.6491 | 5783.0689 | 0 | 0 | 5.1212e-08 | 6.7984e-07 | 0 | 6.7984e-07 | 6.7984e-07 | 0 | 6.7984e-07 | 0 | 7.6982e-08 | 1.6875e-07 | 0 | 1.6875e-07 | [17 empty] | 7.3.3.17.5 (Remote Grid) Updates to grid topology to minimize risk of ignition in HFTDs Remote GridWLDFREquipment / facility failureAggregated | WLDFR | HFTD - Distribution - Tier 2 - 3QU CoRE ¦ 3QU LoRE | Non-Red Flag Warning - Large Fires | Equipment / facility failure | Aggregated | 2028 | 1.8304e-06 | 791.1875 | 0.0014482 | 2028 | Mitigation | 0.95 | 45 | 0 | esc | 0.00097009 | 1.7756e-09 | 0.00097009 | 1.7756e-09
[79 empty] | WLDFR | HFTD - Distribution - Tier 3 - 5QU CoRE ¦ 4QU LoRE | Non-Red Flag Warning - Catastrophic Fires | 2029 | 4.4382e-11 | 4.4382e-11 | 15317.9909 | 247.273 | 9287.6491 | 5783.0689 | 0 | 0 | 5.1212e-08 | 6.7984e-07 | 0 | 6.7984e-07 | 6.7984e-07 | 0 | 6.7984e-07 | 0 | 7.6982e-08 | 1.6875e-07 | 0 | 1.6875e-07 | [17 empty] | 7.3.3.17.5 (Remote Grid) Updates to grid topology to minimize risk of ignition in HFTDs Remote GridWLDFREquipment / facility failureAggregated | WLDFR | HFTD - Distribution - Tier 2 - 3QU CoRE ¦ 3QU LoRE | Non-Red Flag Warning - Large Fires | Equipment / facility failure | Aggregated | 2029 | 1.8304e-06 | 791.1875 | 0.0014482 | 2029 | Mitigation | 0.95 | 45 | 0 | esc | 0.00097009 | 1.7756e-09 | 0.00097009 | 1.7756e-09
[79 empty] | WLDFR | HFTD - Distribution - Tier 3 - 5QU CoRE ¦ 4QU LoRE | Non-Red Flag Warning - Catastrophic Fires | 2030 | 4.4382e-11 | 4.4382e-11 | 15317.9909 | 247.273 | 9287.6491 | 5783.0689 | 0 | 0 | 5.1212e-08 | 6.7984e-07 | 0 | 6.7984e-07 | 6.7984e-07 | 0 | 6.7984e-07 | 0 | 7.6982e-08 | 1.6875e-07 | 0 | 1.6875e-07 | [17 empty] | 7.3.3.17.5 (Remote Grid) Updates to grid topology to minimize risk of ignition in HFTDs Remote GridWLDFREquipment / facility failureAggregated | WLDFR | HFTD - Distribution - Tier 2 - 3QU CoRE ¦ 3QU LoRE | Non-Red Flag Warning - Large Fires | Equipment / facility failure | Aggregated | 2030 | 1.8304e-06 | 791.1875 | 0.0014482 | 2030 | Mitigation | 0.95 | 45 | 0 | esc | 0.00097009 | 1.7756e-09 | 0.00097009 | 1.7756e-09
[79 empty] | WLDFR | HFTD - Distribution - Tier 3 - 5QU CoRE ¦ 4QU LoRE | Non-Red Flag Warning - Catastrophic Fires | 2031 | 4.4382e-11 | 4.4382e-11 | 15317.9909 | 247.273 | 9287.6491 | 5783.0689 | 0 | 0 | 5.1212e-08 | 6.7984e-07 | 0 | 6.7984e-07 | 6.7984e-07 | 0 | 6.7984e-07 | 0 | 8.1992e-08 | 1.7973e-07 | 0 | 1.7973e-07 | [17 empty] | 7.3.3.17.5 (Remote Grid) Updates to grid topology to minimize risk of ignition in HFTDs Remote GridWLDFREquipment / facility failureAggregated | WLDFR | HFTD - Distribution - Tier 2 - 3QU CoRE ¦ 3QU LoRE | Non-Red Flag Warning - Large Fires | Equipment / facility failure | Aggregated | 2031 | 1.8304e-06 | 791.1875 | 0.0014482 | 2031 | Mitigation | 0.95 | 45 | 0 | esc | 0.00097009 | 1.7756e-09 | 0.00097009 | 1.7756e-09
[79 empty] | WLDFR | HFTD - Distribution - Tier 3 - 5QU CoRE ¦ 4QU LoRE | Non-Red Flag Warning - Catastrophic Fires | 2032 | 4.4382e-11 | 4.4382e-11 | 15317.9909 | 247.273 | 9287.6491 | 5783.0689 | 0 | 0 | 5.1212e-08 | 6.7984e-07 | 0 | 6.7984e-07 | 6.7984e-07 | 0 | 6.7984e-07 | 0 | 8.1992e-08 | 1.7973e-07 | 0 | 1.7973e-07 | [17 empty] | 7.3.3.17.5 (Remote Grid) Updates to grid topology to minimize risk of ignition in HFTDs Remote GridWLDFREquipment / facility failureAggregated | WLDFR | HFTD - Distribution - Tier 2 - 3QU CoRE ¦ 3QU LoRE | Non-Red Flag Warning - Large Fires | Equipment / facility failure | Aggregated | 2032 | 1.8304e-06 | 791.1875 | 0.0014482 | 2032 | Mitigation | 0.95 | 45 | 0 | esc | 0.00097009 | 1.7756e-09 | 0.00097009 | 1.7756e-09
[79 empty] | WLDFR | HFTD - Distribution - Tier 3 - 5QU CoRE ¦ 4QU LoRE | Non-Red Flag Warning - Catastrophic Fires | 2033 | 4.4382e-11 | 4.4382e-11 | 16044.1264 | 263.1074 | 9721.74 | 6059.2791 | 0 | 0 | 5.1212e-08 | 7.1207e-07 | 0 | 7.1207e-07 | 7.1207e-07 | 0 | 7.1207e-07 | 0 | 8.1992e-08 | 1.7973e-07 | 0 | 1.7973e-07 | [17 empty] | 7.3.3.17.5 (Remote Grid) Updates to grid topology to minimize risk of ignition in HFTDs Remote GridWLDFREquipment / facility failureAggregated | WLDFR | HFTD - Distribution - Tier 2 - 3QU CoRE ¦ 3QU LoRE | Non-Red Flag Warning - Large Fires | Equipment / facility failure | Aggregated | 2033 | 1.8304e-06 | 791.1875 | 0.0014482 | 2033 | Mitigation | 0.95 | 45 | 0 | esc | 0.00097009 | 1.7756e-09 | 0.00097009 | 1.7756e-09
[79 empty] | WLDFR | HFTD - Distribution - Tier 3 - 5QU CoRE ¦ 4QU LoRE | Non-Red Flag Warning - Catastrophic Fires | 2034 | 4.4382e-11 | 4.4382e-11 | 16044.1264 | 263.1074 | 9721.74 | 6059.2791 | 0 | 0 | 5.1212e-08 | 7.1207e-07 | 0 | 7.1207e-07 | 7.1207e-07 | 0 | 7.1207e-07 | 0 | 8.1992e-08 | 1.7973e-07 | 0 | 1.7973e-07 | [17 empty] | 7.3.3.17.5 (Remote Grid) Updates to grid topology to minimize risk of ignition in HFTDs Remote GridWLDFREquipment / facility failureAggregated | WLDFR | HFTD - Distribution - Tier 2 - 3QU CoRE ¦ 3QU LoRE | Non-Red Flag Warning - Large Fires | Equipment / facility failure | Aggregated | 2034 | 1.8304e-06 | 791.1875 | 0.0014482 | 2034 | Mitigation | 0.95 | 45 | 0 | esc | 0.00097009 | 1.7756e-09 | 0.00097009 | 1.7756e-09
[79 empty] | WLDFR | HFTD - Distribution - Tier 3 - 5QU CoRE ¦ 4QU LoRE | Non-Red Flag Warning - Catastrophic Fires | 2035 | 4.4382e-11 | 4.4382e-11 | 16044.1264 | 263.1074 | 9721.74 | 6059.2791 | 0 | 0 | 5.1212e-08 | 7.1207e-07 | 0 | 7.1207e-07 | 7.1207e-07 | 0 | 7.1207e-07 | 0 | 8.1992e-08 | 1.7973e-07 | 0 | 1.7973e-07 | [17 empty] | 7.3.3.17.5 (Remote Grid) Updates to grid topology to minimize risk of ignition in HFTDs Remote GridWLDFREquipment / facility failureAggregated | WLDFR | HFTD - Distribution - Tier 2 - 3QU CoRE ¦ 3QU LoRE | Non-Red Flag Warning - Large Fires | Equipment / facility failure | Aggregated | 2035 | 1.8304e-06 | 791.1875 | 0.0014482 | 2035 | Mitigation | 0.95 | 45 | 0 | esc | 0.00097009 | 1.7756e-09 | 0.00097009 | 1.7756e-09
[79 empty] | WLDFR | HFTD - Distribution - Tier 3 - 5QU CoRE ¦ 4QU LoRE | Non-Red Flag Warning - Catastrophic Fires | 2036 | 4.4382e-11 | 4.4382e-11 | 16044.1264 | 263.1074 | 9721.74 | 6059.2791 | 0 | 0 | 5.1212e-08 | 7.1207e-07 | 0 | 7.1207e-07 | 7.1207e-07 | 0 | 7.1207e-07 | 0 | 8.732e-08 | 1.9141e-07 | 0 | 1.9141e-07 | [17 empty] | 7.3.3.17.5 (Remote Grid) Updates to grid topology to minimize risk of ignition in HFTDs Remote GridWLDFREquipment / facility failureAggregated | WLDFR | HFTD - Distribution - Tier 2 - 3QU CoRE ¦ 3QU LoRE | Non-Red Flag Warning - Large Fires | Equipment / facility failure | Aggregated | 2036 | 1.8304e-06 | 791.1875 | 0.0014482 | 2036 | Mitigation | 0.95 | 45 | 0 | esc | 0.00097009 | 1.7756e-09 | 0.00097009 | 1.7756e-09
[79 empty] | WLDFR | HFTD - Distribution - Tier 3 - 5QU CoRE ¦ 4QU LoRE | Non-Red Flag Warning - Catastrophic Fires | 2037 | 4.4382e-11 | 4.4382e-11 | 16044.1264 | 263.1074 | 9721.74 | 6059.2791 | 0 | 0 | 5.1212e-08 | 7.1207e-07 | 0 | 7.1207e-07 | 7.1207e-07 | 0 | 7.1207e-07 | 0 | 8.732e-08 | 1.9141e-07 | 0 | 1.9141e-07 | [17 empty] | 7.3.3.17.5 (Remote Grid) Updates to grid topology to minimize risk of ignition in HFTDs Remote GridWLDFREquipment / facility failureAggregated | WLDFR | HFTD - Distribution - Tier 2 - 3QU CoRE ¦ 3QU LoRE | Non-Red Flag Warning - Large Fires | Equipment / facility failure | Aggregated | 2037 | 1.8304e-06 | 791.1875 | 0.0014482 | 2037 | Mitigation | 0.95 | 45 | 0 | esc | 0.00097009 | 1.7756e-09 | 0.00097009 | 1.7756e-09
[79 empty] | WLDFR | HFTD - Distribution - Tier 3 - 5QU CoRE ¦ 4QU LoRE | Non-Red Flag Warning - Catastrophic Fires | 2038 | 4.4382e-11 | 4.4382e-11 | 16832.3912 | 280.5544 | 10192.2718 | 6359.5651 | 0 | 0 | 5.1212e-08 | 7.4705e-07 | 0 | 7.4705e-07 | 7.4705e-07 | 0 | 7.4705e-07 | 0 | 8.732e-08 | 1.9141e-07 | 0 | 1.9141e-07 | [17 empty] | 7.3.3.17.5 (Remote Grid) Updates to grid topology to minimize risk of ignition in HFTDs Remote GridWLDFREquipment / facility failureAggregated | WLDFR | HFTD - Distribution - Tier 2 - 3QU CoRE ¦ 3QU LoRE | Non-Red Flag Warning - Large Fires | Equipment / facility failure | Aggregated | 2038 | 1.8304e-06 | 791.1875 | 0.0014482 | 2038 | Mitigation | 0.95 | 45 | 0 | esc | 0.00097009 | 1.7756e-09 | 0.00097009 | 1.7756e-09
[79 empty] | WLDFR | HFTD - Distribution - Tier 3 - 5QU CoRE ¦ 4QU LoRE | Non-Red Flag Warning - Catastrophic Fires | 2039 | 4.4382e-11 | 4.4382e-11 | 16832.3912 | 280.5544 | 10192.2718 | 6359.5651 | 0 | 0 | 5.1212e-08 | 7.4705e-07 | 0 | 7.4705e-07 | 7.4705e-07 | 0 | 7.4705e-07 | 0 | 8.732e-08 | 1.9141e-07 | 0 | 1.9141e-07 | [17 empty] | 7.3.3.17.5 (Remote Grid) Updates to grid topology to minimize risk of ignition in HFTDs Remote GridWLDFREquipment / facility failureAggregated | WLDFR | HFTD - Distribution - Tier 2 - 3QU CoRE ¦ 3QU LoRE | Non-Red Flag Warning - Large Fires | Equipment / facility failure | Aggregated | 2039 | 1.8304e-06 | 791.1875 | 0.0014482 | 2039 | Mitigation | 0.95 | 45 | 0 | esc | 0.00097009 | 1.7756e-09 | 0.00097009 | 1.7756e-09
[79 empty] | WLDFR | HFTD - Distribution - Tier 3 - 5QU CoRE ¦ 4QU LoRE | Non-Red Flag Warning - Catastrophic Fires | 2040 | 4.4382e-11 | 4.4382e-11 | 16832.3912 | 280.5544 | 10192.2718 | 6359.5651 | 0 | 0 | 5.1212e-08 | 7.4705e-07 | 0 | 7.4705e-07 | 7.4705e-07 | 0 | 7.4705e-07 | 0 | 8.732e-08 | 1.9141e-07 | 0 | 1.9141e-07 | [17 empty] | 7.3.3.17.5 (Remote Grid) Updates to grid topology to minimize risk of ignition in HFTDs Remote GridWLDFREquipment / facility failureAggregated | WLDFR | HFTD - Distribution - Tier 2 - 3QU CoRE ¦ 3QU LoRE | Non-Red Flag Warning - Large Fires | Equipment / facility failure | Aggregated | 2040 | 1.8304e-06 | 791.1875 | 0.0014482 | 2040 | Mitigation | 0.95 | 45 | 0 | esc | 0.00097009 | 1.7756e-09 | 0.00097009 | 1.7756e-09
[79 empty] | WLDFR | HFTD - Distribution - Tier 3 - 5QU CoRE ¦ 4QU LoRE | Non-Red Flag Warning - Catastrophic Fires | 2041 | 4.4382e-11 | 4.4382e-11 | 16832.3912 | 280.5544 | 10192.2718 | 6359.5651 | 0 | 0 | 5.1212e-08 | 7.4705e-07 | 0 | 7.4705e-07 | 7.4705e-07 | 0 | 7.4705e-07 | 0 | 9.2904e-08 | 2.0365e-07 | 0 | 2.0365e-07 | [17 empty] | 7.3.3.17.5 (Remote Grid) Updates to grid topology to minimize risk of ignition in HFTDs Remote GridWLDFREquipment / facility failureAggregated | WLDFR | HFTD - Distribution - Tier 2 - 3QU CoRE ¦ 3QU LoRE | Non-Red Flag Warning - Large Fires | Equipment / facility failure | Aggregated | 2041 | 1.8304e-06 | 791.1875 | 0.0014482 | 2041 | Mitigation | 0.95 | 45 | 0 | esc | 0.00097009 | 1.7756e-09 | 0.00097009 | 1.7756e-09
[79 empty] | WLDFR | HFTD - Distribution - Tier 3 - 5QU CoRE ¦ 4QU LoRE | Non-Red Flag Warning - Catastrophic Fires | 2042 | 4.4382e-11 | 4.4382e-11 | 16832.3912 | 280.5544 | 10192.2718 | 6359.5651 | 0 | 0 | 5.1212e-08 | 7.4705e-07 | 0 | 7.4705e-07 | 7.4705e-07 | 0 | 7.4705e-07 | 0 | 9.2904e-08 | 2.0365e-07 | 0 | 2.0365e-07 | [17 empty] | 7.3.3.17.5 (Remote Grid) Updates to grid topology to minimize risk of ignition in HFTDs Remote GridWLDFREquipment / facility failureAggregated | WLDFR | HFTD - Distribution - Tier 2 - 3QU CoRE ¦ 3QU LoRE | Non-Red Flag Warning - Large Fires | Equipment / facility failure | Aggregated | 2042 | 1.8304e-06 | 791.1875 | 0.0014482 | 2042 | Mitigation | 0.95 | 45 | 0 | esc | 0.00097009 | 1.7756e-09 | 0.00097009 | 1.7756e-09
[79 empty] | WLDFR | HFTD - Distribution - Tier 3 - 5QU CoRE ¦ 4QU LoRE | Non-Red Flag Warning - Catastrophic Fires | 2043 | 4.4382e-11 | 4.4382e-11 | 17672.0852 | 299.42 | 10692.7362 | 6679.929 | 0 | 0 | 5.1212e-08 | 7.8432e-07 | 0 | 7.8432e-07 | 7.8432e-07 | 0 | 7.8432e-07 | 0 | 9.2904e-08 | 2.0365e-07 | 0 | 2.0365e-07 | [17 empty] | 7.3.3.17.5 (Remote Grid) Updates to grid topology to minimize risk of ignition in HFTDs Remote GridWLDFREquipment / facility failureAggregated | WLDFR | HFTD - Distribution - Tier 2 - 3QU CoRE ¦ 3QU LoRE | Non-Red Flag Warning - Large Fires | Equipment / facility failure | Aggregated | 2043 | 1.8304e-06 | 791.1875 | 0.0014482 | 2043 | Mitigation | 0.95 | 45 | 0 | esc | 0.00097009 | 1.7756e-09 | 0.00097009 | 1.7756e-09
[79 empty] | WLDFR | HFTD - Distribution - Tier 3 - 5QU CoRE ¦ 4QU LoRE | Non-Red Flag Warning - Catastrophic Fires | 2044 | 4.4382e-11 | 4.4382e-11 | 17672.0852 | 299.42 | 10692.7362 | 6679.929 | 0 | 0 | 5.1212e-08 | 7.8432e-07 | 0 | 7.8432e-07 | 7.8432e-07 | 0 | 7.8432e-07 | 0 | 9.2904e-08 | 2.0365e-07 | 0 | 2.0365e-07 | [17 empty] | 7.3.3.17.5 (Remote Grid) Updates to grid topology to minimize risk of ignition in HFTDs Remote GridWLDFREquipment / facility failureAggregated | WLDFR | HFTD - Distribution - Tier 2 - 3QU CoRE ¦ 3QU LoRE | Non-Red Flag Warning - Large Fires | Equipment / facility failure | Aggregated | 2044 | 1.8304e-06 | 791.1875 | 0.0014482 | 2044 | Mitigation | 0.95 | 45 | 0 | esc | 0.00097009 | 1.7756e-09 | 0.00097009 | 1.7756e-09
[79 empty] | WLDFR | HFTD - Distribution - Tier 3 - 5QU CoRE ¦ 4QU LoRE | Non-Red Flag Warning - Catastrophic Fires | 2045 | 4.4382e-11 | 4.4382e-11 | 17672.0852 | 299.42 | 10692.7362 | 6679.929 | 0 | 0 | 5.1212e-08 | 7.8432e-07 | 0 | 7.8432e-07 | 7.8432e-07 | 0 | 7.8432e-07 | 0 | 9.2904e-08 | 2.0365e-07 | 0 | 2.0365e-07 | [17 empty] | 7.3.3.17.5 (Remote Grid) Updates to grid topology to minimize risk of ignition in HFTDs Remote GridWLDFREquipment / facility failureAggregated | WLDFR | HFTD - Distribution - Tier 2 - 3QU CoRE ¦ 3QU LoRE | Non-Red Flag Warning - Large Fires | Equipment / facility failure | Aggregated | 2045 | 1.8304e-06 | 791.1875 | 0.0014482 | 2045 | Mitigation | 0.95 | 45 | 0 | esc | 0.00097009 | 1.7756e-09 | 0.00097009 | 1.7756e-09
[79 empty] | WLDFR | HFTD - Distribution - Tier 3 - 5QU CoRE ¦ 4QU LoRE | Non-Red Flag Warning - Catastrophic Fires | 2046 | 4.4382e-11 | 4.4382e-11 | 17672.0852 | 299.42 | 10692.7362 | 6679.929 | 0 | 0 | 5.1212e-08 | 7.8432e-07 | 0 | 7.8432e-07 | 7.8432e-07 | 0 | 7.8432e-07 | 0 | 9.8684e-08 | 2.1632e-07 | 0 | 2.1632e-07 | [17 empty] | 7.3.3.17.5 (Remote Grid) Updates to grid topology to minimize risk of ignition in HFTDs Remote GridWLDFREquipment / facility failureAggregated | WLDFR | HFTD - Distribution - Tier 2 - 3QU CoRE ¦ 3QU LoRE | Non-Red Flag Warning - Large Fires | Equipment / facility failure | Aggregated | 2046 | 1.8304e-06 | 791.1875 | 0.0014482 | 2046 | Mitigation | 0.95 | 45 | 0 | esc | 0.00097009 | 1.7756e-09 | 0.00097009 | 1.7756e-09
[79 empty] | WLDFR | HFTD - Distribution - Tier 3 - 5QU CoRE ¦ 4QU LoRE | Non-Red Flag Warning - Catastrophic Fires | 2047 | 4.4382e-11 | 4.4382e-11 | 17672.0852 | 299.42 | 10692.7362 | 6679.929 | 0 | 0 | 5.1212e-08 | 7.8432e-07 | 0 | 7.8432e-07 | 7.8432e-07 | 0 | 7.8432e-07 | 0 | 9.8684e-08 | 2.1632e-07 | 0 | 2.1632e-07 | [17 empty] | 7.3.3.17.5 (Remote Grid) Updates to grid topology to minimize risk of ignition in HFTDs Remote GridWLDFREquipment / facility failureAggregated | WLDFR | HFTD - Distribution - Tier 2 - 3QU CoRE ¦ 3QU LoRE | Non-Red Flag Warning - Large Fires | Equipment / facility failure | Aggregated | 2047 | 1.8304e-06 | 791.1875 | 0.0014482 | 2047 | Mitigation | 0.95 | 45 | 0 | esc | 0.00097009 | 1.7756e-09 | 0.00097009 | 1.7756e-09
[79 empty] | WLDFR | HFTD - Distribution - Tier 3 - 5QU CoRE ¦ 4QU LoRE | Non-Red Flag Warning - Catastrophic Fires | 2048 | 4.4382e-11 | 4.4382e-11 | 18552.3348 | 319.4911 | 11216.5626 | 7016.281 | 0 | 0 | 5.1212e-08 | 8.2338e-07 | 0 | 8.2338e-07 | 8.2338e-07 | 0 | 8.2338e-07 | 0 | 9.8684e-08 | 2.1632e-07 | 0 | 2.1632e-07 | [17 empty] | 7.3.3.17.5 (Remote Grid) Updates to grid topology to minimize risk of ignition in HFTDs Remote GridWLDFREquipment / facility failureAggregated | WLDFR | HFTD - Distribution - Tier 2 - 3QU CoRE ¦ 3QU LoRE | Non-Red Flag Warning - Large Fires | Equipment / facility failure | Aggregated | 2048 | 1.8304e-06 | 791.1875 | 0.0014482 | 2048 | Mitigation | 0.95 | 45 | 0 | esc | 0.00097009 | 1.7756e-09 | 0.00097009 | 1.7756e-09
[79 empty] | WLDFR | HFTD - Distribution - Tier 3 - 5QU CoRE ¦ 4QU LoRE | Non-Red Flag Warning - Catastrophic Fires | 2049 | 4.4382e-11 | 4.4382e-11 | 18552.3348 | 319.4911 | 11216.5626 | 7016.281 | 0 | 0 | 5.1212e-08 | 8.2338e-07 | 0 | 8.2338e-07 | 8.2338e-07 | 0 | 8.2338e-07 | 0 | 9.8684e-08 | 2.1632e-07 | 0 | 2.1632e-07 | [17 empty] | 7.3.3.17.5 (Remote Grid) Updates to grid topology to minimize risk of ignition in HFTDs Remote GridWLDFREquipment / facility failureAggregated | WLDFR | HFTD - Distribution - Tier 2 - 3QU CoRE ¦ 3QU LoRE | Non-Red Flag Warning - Large Fires | Equipment / facility failure | Aggregated | 2049 | 1.8304e-06 | 791.1875 | 0.0014482 | 2049 | Mitigation | 0.95 | 45 | 0 | esc | 0.00097009 | 1.7756e-09 | 0.00097009 | 1.7756e-09
[79 empty] | WLDFR | HFTD - Distribution - Tier 3 - 5QU CoRE ¦ 4QU LoRE | Non-Red Flag Warning - Catastrophic Fires | 2050 | 4.4382e-11 | 4.4382e-11 | 18552.3348 | 319.4911 | 11216.5626 | 7016.281 | 0 | 0 | 5.1212e-08 | 8.2338e-07 | 0 | 8.2338e-07 | 8.2338e-07 | 0 | 8.2338e-07 | 0 | 9.8684e-08 | 2.1632e-07 | 0 | 2.1632e-07 | [17 empty] | 7.3.3.17.5 (Remote Grid) Updates to grid topology to minimize risk of ignition in HFTDs Remote GridWLDFREquipment / facility failureAggregated | WLDFR | HFTD - Distribution - Tier 2 - 3QU CoRE ¦ 3QU LoRE | Non-Red Flag Warning - Large Fires | Equipment / facility failure | Aggregated | 2050 | 1.8304e-06 | 791.1875 | 0.0014482 | 2050 | Mitigation | 0.95 | 45 | 0 | esc | 0.00097009 | 1.7756e-09 | 0.00097009 | 1.7756e-09
[79 empty] | WLDFR | HFTD - Distribution - Tier 3 - 5QU CoRE ¦ 4QU LoRE | Non-Red Flag Warning - Catastrophic Fires | 2051 | 4.4382e-11 | 4.4382e-11 | 18552.3348 | 319.4911 | 11216.5626 | 7016.281 | 0 | 0 | 5.1212e-08 | 8.2338e-07 | 0 | 8.2338e-07 | 8.2338e-07 | 0 | 8.2338e-07 | 0 | 1.0459e-07 | 2.2927e-07 | 0 | 2.2927e-07 | [17 empty] | 7.3.3.17.5 (Remote Grid) Updates to grid topology to minimize risk of ignition in HFTDs Remote GridWLDFREquipment / facility failureAggregated | WLDFR | HFTD - Distribution - Tier 2 - 3QU CoRE ¦ 3QU LoRE | Non-Red Flag Warning - Large Fires | Equipment / facility failure | Aggregated | 2051 | 1.8304e-06 | 791.1875 | 0.0014482 | 2051 | Mitigation | 0.95 | 45 | 0 | esc | 0.00097009 | 1.7756e-09 | 0.00097009 | 1.7756e-09
[79 empty] | WLDFR | HFTD - Distribution - Tier 3 - 5QU CoRE ¦ 4QU LoRE | Non-Red Flag Warning - Catastrophic Fires | 2052 | 4.4382e-11 | 4.4382e-11 | 18552.3348 | 319.4911 | 11216.5626 | 7016.281 | 0 | 0 | 5.1212e-08 | 8.2338e-07 | 0 | 8.2338e-07 | 8.2338e-07 | 0 | 8.2338e-07 | 0 | 1.0459e-07 | 2.2927e-07 | 0 | 2.2927e-07 | [17 empty] | 7.3.3.17.5 (Remote Grid) Updates to grid topology to minimize risk of ignition in HFTDs Remote GridWLDFREquipment / facility failureAggregated | WLDFR | HFTD - Distribution - Tier 2 - 3QU CoRE ¦ 3QU LoRE | Non-Red Flag Warning - Large Fires | Equipment / facility failure | Aggregated | 2052 | 1.8304e-06 | 791.1875 | 0.0014482 | 2052 | Mitigation | 0.95 | 45 | 0 | esc | 0.00097009 | 1.7756e-09 | 0.00097009 | 1.7756e-09
[79 empty] | WLDFR | HFTD - Distribution - Tier 3 - 5QU CoRE ¦ 4QU LoRE | Non-Red Flag Warning - Catastrophic Fires | 2053 | 4.4382e-11 | 4.4382e-11 | 19462.1283 | 340.5356 | 11757.1413 | 7364.4514 | 0 | 0 | 5.1212e-08 | 8.6376e-07 | 0 | 8.6376e-07 | 8.6376e-07 | 0 | 8.6376e-07 | 0 | 1.0459e-07 | 2.2927e-07 | 0 | 2.2927e-07 | [17 empty] | 7.3.3.17.5 (Remote Grid) Updates to grid topology to minimize risk of ignition in HFTDs Remote GridWLDFREquipment / facility failureAggregated | WLDFR | HFTD - Distribution - Tier 2 - 3QU CoRE ¦ 3QU LoRE | Non-Red Flag Warning - Large Fires | Equipment / facility failure | Aggregated | 2053 | 1.8304e-06 | 791.1875 | 0.0014482 | 2053 | Mitigation | 0.95 | 45 | 0 | esc | 0.00097009 | 1.7756e-09 | 0.00097009 | 1.7756e-09
[79 empty] | WLDFR | HFTD - Distribution - Tier 3 - 5QU CoRE ¦ 4QU LoRE | Non-Red Flag Warning - Catastrophic Fires | 2054 | 4.4382e-11 | 4.4382e-11 | 19462.1283 | 340.5356 | 11757.1413 | 7364.4514 | 0 | 0 | 5.1212e-08 | 8.6376e-07 | 0 | 8.6376e-07 | 8.6376e-07 | 0 | 8.6376e-07 | 0 | 0 | 2.2927e-07 | 0 | 2.2927e-07 | [17 empty] | 7.3.3.17.5 (Remote Grid) Updates to grid topology to minimize risk of ignition in HFTDs Remote GridWLDFREquipment / facility failureAggregated | WLDFR | HFTD - Distribution - Tier 2 - 3QU CoRE ¦ 3QU LoRE | Non-Red Flag Warning - Large Fires | Equipment / facility failure | Aggregated | 2054 | 1.8304e-06 | 791.1875 | 0.0014482 | 2054 | Mitigation | 0.95 | 45 | 0 | esc | 0.00097009 | 1.7756e-09 | 0.00097009 | 1.7756e-09
[79 empty] | WLDFR | HFTD - Distribution - Tier 3 - 5QU CoRE ¦ 4QU LoRE | Non-Red Flag Warning - Catastrophic Fires | 2055 | 4.4382e-11 | 4.4382e-11 | 19462.1283 | 340.5356 | 11757.1413 | 7364.4514 | 0 | 0 | 5.1212e-08 | 8.6376e-07 | 0 | 8.6376e-07 | 8.6376e-07 | 0 | 8.6376e-07 | 0 | 0 | 0 | 0 | 0 | [17 empty] | 7.3.3.17.5 (Remote Grid) Updates to grid topology to minimize risk of ignition in HFTDs Remote GridWLDFREquipment / facility failureAggregated | WLDFR | HFTD - Distribution - Tier 2 - 3QU CoRE ¦ 3QU LoRE | Non-Red Flag Warning - Large Fires | Equipment / facility failure | Aggregated | 2055 | 1.8304e-06 | 791.1875 | 0.0014482 | 2055 | Mitigation | 0.95 | 45 | 0 | esc | 0.00097009 | 1.7756e-09 | 0.00097009 | 1.7756e-09
[79 empty] | WLDFR | HFTD - Distribution - Tier 3 - 5QU CoRE ¦ 4QU LoRE | Non-Red Flag Warning - Catastrophic Fires | 2056 | 4.4382e-11 | 4.4382e-11 | 19462.1283 | 340.5356 | 11757.1413 | 7364.4514 | 0 | 0 | 5.1212e-08 | 8.6376e-07 | 0 | 8.6376e-07 | 8.6376e-07 | 0 | 8.6376e-07 | 0 | 3.3252e-07 | 0 | 0 | 0 | [17 empty] | 7.3.3.17.5 (Remote Grid) Updates to grid topology to minimize risk of ignition in HFTDs Remote GridWLDFREquipment / facility failureAggregated | WLDFR | HFTD - Distribution - Tier 2 - 3QU CoRE ¦ 3QU LoRE | Non-Red Flag Warning - Large Fires | Equipment / facility failure | Aggregated | 2056 | 1.8304e-06 | 791.1875 | 0.0014482 | 2056 | Mitigation | 0.95 | 45 | 0 | esc | 0.00097009 | 1.7756e-09 | 0.00097009 | 1.7756e-09
[79 empty] | WLDFR | HFTD - Distribution - Tier 3 - 5QU CoRE ¦ 4QU LoRE | Non-Red Flag Warning - Catastrophic Fires | 2057 | 4.4382e-11 | 4.4382e-11 | 19462.1283 | 340.5356 | 11757.1413 | 7364.4514 | 0 | 0 | 5.1212e-08 | 8.6376e-07 | 0 | 8.6376e-07 | 8.6376e-07 | 0 | 8.6376e-07 | 0 | 3.4322e-07 | 7.5235e-07 | 0 | 7.5235e-07 | [17 empty] | 7.3.3.17.5 (Remote Grid) Updates to grid topology to minimize risk of ignition in HFTDs Remote GridWLDFREquipment / facility failureAggregated | WLDFR | HFTD - Distribution - Tier 2 - 3QU CoRE ¦ 3QU LoRE | Non-Red Flag Warning - Large Fires | Equipment / facility failure | Aggregated | 2057 | 1.8304e-06 | 791.1875 | 0.0014482 | 2057 | Mitigation | 0.95 | 45 | 0 | esc | 0.00097009 | 1.7756e-09 | 0.00097009 | 1.7756e-09
[79 empty] | WLDFR | HFTD - Distribution - Tier 3 - 5QU CoRE ¦ 4QU LoRE | Non-Red Flag Warning - Catastrophic Fires | 2058 | 4.4382e-11 | 4.4382e-11 | 20390.4035 | 362.3049 | 12307.8747 | 7720.2238 | 0 | 0 | 5.1212e-08 | 9.0496e-07 | 0 | 9.0496e-07 | 9.0496e-07 | 0 | 9.0496e-07 | 0 | 3.4322e-07 | 7.5235e-07 | 0 | 7.5235e-07 | [17 empty] | 7.3.3.17.5 (Remote Grid) Updates to grid topology to minimize risk of ignition in HFTDs Remote GridWLDFREquipment / facility failureAggregated | WLDFR | HFTD - Distribution - Tier 2 - 3QU CoRE ¦ 3QU LoRE | Non-Red Flag Warning - Large Fires | Equipment / facility failure | Aggregated | 2058 | 1.8304e-06 | 791.1875 | 0.0014482 | 2058 | Mitigation | 0.95 | 45 | 0 | esc | 0.00097009 | 1.7756e-09 | 0.00097009 | 1.7756e-09
[79 empty] | WLDFR | HFTD - Distribution - Tier 3 - 5QU CoRE ¦ 4QU LoRE | Non-Red Flag Warning - Catastrophic Fires | 2059 | 4.4382e-11 | 4.4382e-11 | 20390.4035 | 362.3049 | 12307.8747 | 7720.2238 | 0 | 0 | 5.1212e-08 | 9.0496e-07 | 0 | 9.0496e-07 | 9.0496e-07 | 0 | 9.0496e-07 | 0 | 3.4322e-07 | 7.5235e-07 | 0 | 7.5235e-07 | [17 empty] | 7.3.3.17.5 (Remote Grid) Updates to grid topology to minimize risk of ignition in HFTDs Remote GridWLDFREquipment / facility failureAggregated | WLDFR | HFTD - Distribution - Tier 2 - 3QU CoRE ¦ 3QU LoRE | Non-Red Flag Warning - Large Fires | Equipment / facility failure | Aggregated | 2059 | 1.8304e-06 | 791.1875 | 0.0014482 | 2059 | Mitigation | 0.95 | 45 | 0 | esc | 0.00097009 | 1.7756e-09 | 0.00097009 | 1.7756e-09
[79 empty] | WLDFR | HFTD - Distribution - Tier 3 - 5QU CoRE ¦ 4QU LoRE | Non-Red Flag Warning - Catastrophic Fires | 2060 | 4.4382e-11 | 4.4382e-11 | 20390.4035 | 362.3049 | 12307.8747 | 7720.2238 | 0 | 0 | 5.1212e-08 | 9.0496e-07 | 0 | 9.0496e-07 | 9.0496e-07 | 0 | 9.0496e-07 | 0 | 3.4322e-07 | 7.5235e-07 | 0 | 7.5235e-07 | [17 empty] | 7.3.3.17.5 (Remote Grid) Updates to grid topology to minimize risk of ignition in HFTDs Remote GridWLDFREquipment / facility failureAggregated | WLDFR | HFTD - Distribution - Tier 2 - 3QU CoRE ¦ 3QU LoRE | Non-Red Flag Warning - Large Fires | Equipment / facility failure | Aggregated | 2060 | 1.8304e-06 | 791.1875 | 0.0014482 | 2060 | Mitigation | 0.95 | 45 | 0 | esc | 0.00097009 | 1.7756e-09 | 0.00097009 | 1.7756e-09
[79 empty] | WLDFR | HFTD - Distribution - Tier 3 - 5QU CoRE ¦ 4QU LoRE | Non-Red Flag Warning - Catastrophic Fires | 2061 | 4.4382e-11 | 4.4382e-11 | 20390.4035 | 362.3049 | 12307.8747 | 7720.2238 | 0 | 0 | 5.1212e-08 | 9.0496e-07 | 0 | 9.0496e-07 | 9.0496e-07 | 0 | 9.0496e-07 | 0 | 3.4322e-07 | 7.5235e-07 | 0 | 7.5235e-07 | [17 empty] | 7.3.3.17.5 (Remote Grid) Updates to grid topology to minimize risk of ignition in HFTDs Remote GridWLDFREquipment / facility failureAggregated | WLDFR | HFTD - Distribution - Tier 2 - 3QU CoRE ¦ 3QU LoRE | Non-Red Flag Warning - Large Fires | Equipment / facility failure | Aggregated | 2061 | 1.8304e-06 | 791.1875 | 0.0014482 | 2061 | Mitigation | 0.95 | 45 | 0 | esc | 0.00097009 | 1.7756e-09 | 0.00097009 | 1.7756e-09
[79 empty] | WLDFR | HFTD - Distribution - Tier 3 - 5QU CoRE ¦ 4QU LoRE | Non-Red Flag Warning - Catastrophic Fires | 2062 | 4.4382e-11 | 4.4382e-11 | 20390.4035 | 362.3049 | 12307.8747 | 7720.2238 | 0 | 0 | 5.1212e-08 | 9.0496e-07 | 0 | 9.0496e-07 | 9.0496e-07 | 0 | 9.0496e-07 | 0 | 3.5687e-07 | 7.8227e-07 | 0 | 7.8227e-07 | [17 empty] | 7.3.3.17.5 (Remote Grid) Updates to grid topology to minimize risk of ignition in HFTDs Remote GridWLDFREquipment / facility failureAggregated | WLDFR | HFTD - Distribution - Tier 2 - 3QU CoRE ¦ 3QU LoRE | Non-Red Flag Warning - Large Fires | Equipment / facility failure | Aggregated | 2062 | 1.8304e-06 | 791.1875 | 0.0014482 | 2062 | Mitigation | 0.95 | 45 | 0 | esc | 0.00097009 | 1.7756e-09 | 0.00097009 | 1.7756e-09
[79 empty] | WLDFR | HFTD - Distribution - Tier 3 - 5QU CoRE ¦ 4QU LoRE | Non-Red Flag Warning - Catastrophic Fires | 2063 | 4.4382e-11 | 4.4382e-11 | 21325.9188 | 384.5316 | 12862.0997 | 8079.2876 | 0 | 0 | 5.1212e-08 | 9.4648e-07 | 0 | 9.4648e-07 | 9.4648e-07 | 0 | 9.4648e-07 | 0 | 3.5687e-07 | 7.8227e-07 | 0 | 7.8227e-07 | [17 empty] | 7.3.3.17.5 (Remote Grid) Updates to grid topology to minimize risk of ignition in HFTDs Remote GridWLDFREquipment / facility failureAggregated | WLDFR | HFTD - Distribution - Tier 2 - 3QU CoRE ¦ 3QU LoRE | Non-Red Flag Warning - Large Fires | Equipment / facility failure | Aggregated | 2063 | 1.8304e-06 | 791.1875 | 0.0014482 | 2063 | Mitigation | 0.95 | 45 | 0 | esc | 0.00097009 | 1.7756e-09 | 0.00097009 | 1.7756e-09
[79 empty] | WLDFR | HFTD - Distribution - Tier 3 - 5QU CoRE ¦ 4QU LoRE | Non-Red Flag Warning - Catastrophic Fires | 2064 | 4.4382e-11 | 4.4382e-11 | 21325.9188 | 384.5316 | 12862.0997 | 8079.2876 | 0 | 0 | 5.1212e-08 | 9.4648e-07 | 0 | 9.4648e-07 | 9.4648e-07 | 0 | 9.4648e-07 | 0 | 3.5687e-07 | 7.8227e-07 | 0 | 7.8227e-07 | [17 empty] | 7.3.3.17.5 (Remote Grid) Updates to grid topology to minimize risk of ignition in HFTDs Remote GridWLDFREquipment / facility failureAggregated | WLDFR | HFTD - Distribution - Tier 2 - 3QU CoRE ¦ 3QU LoRE | Non-Red Flag Warning - Large Fires | Equipment / facility failure | Aggregated | 2064 | 1.8304e-06 | 791.1875 | 0.0014482 | 2064 | Mitigation | 0.95 | 45 | 0 | esc | 0.00097009 | 1.7756e-09 | 0.00097009 | 1.7756e-09
[79 empty] | WLDFR | HFTD - Distribution - Tier 3 - 5QU CoRE ¦ 4QU LoRE | Non-Red Flag Warning - Catastrophic Fires | 2065 | 4.4382e-11 | 4.4382e-11 | 21325.9188 | 384.5316 | 12862.0997 | 8079.2876 | 0 | 0 | 5.1212e-08 | 9.4648e-07 | 0 | 9.4648e-07 | 9.4648e-07 | 0 | 9.4648e-07 | 0 | 3.5687e-07 | 7.8227e-07 | 0 | 7.8227e-07 | [17 empty] | 7.3.3.17.5 (Remote Grid) Updates to grid topology to minimize risk of ignition in HFTDs Remote GridWLDFREquipment / facility failureAggregated | WLDFR | HFTD - Distribution - Tier 2 - 3QU CoRE ¦ 3QU LoRE | Non-Red Flag Warning - Large Fires | Equipment / facility failure | Aggregated | 2065 | 1.8304e-06 | 791.1875 | 0.0014482 | 2065 | Mitigation | 0.95 | 45 | 0 | esc | 0.00097009 | 1.7756e-09 | 0.00097009 | 1.7756e-09
[79 empty] | WLDFR | HFTD - Distribution - Tier 3 - 5QU CoRE ¦ 4QU LoRE | Non-Red Flag Warning - Catastrophic Fires | 2066 | 4.4382e-11 | 4.4382e-11 | 21325.9188 | 384.5316 | 12862.0997 | 8079.2876 | 0 | 0 | 5.1212e-08 | 9.4648e-07 | 0 | 9.4648e-07 | 9.4648e-07 | 0 | 9.4648e-07 | 0 | 3.5687e-07 | 7.8227e-07 | 0 | 7.8227e-07 | [17 empty] | 7.3.3.17.5 (Remote Grid) Updates to grid topology to minimize risk of ignition in HFTDs Remote GridWLDFREquipment / facility failureAggregated | WLDFR | HFTD - Distribution - Tier 2 - 3QU CoRE ¦ 3QU LoRE | Non-Red Flag Warning - Large Fires | Equipment / facility failure | Aggregated | 2066 | 1.8304e-06 | 791.1875 | 0.0014482 | 2066 | Mitigation | 0.95 | 45 | 0 | esc | 0.00097009 | 1.7756e-09 | 0.00097009 | 1.7756e-09
[79 empty] | WLDFR | HFTD - Distribution - Tier 3 - 5QU CoRE ¦ 4QU LoRE | Non-Red Flag Warning - Catastrophic Fires | 2067 | 0 | 4.4382e-11 | 21325.9188 | 384.5316 | 12862.0997 | 8079.2876 | 0 | 0 | 5.1212e-08 | 0 | 0 | 0 | 9.4648e-07 | 0 | 9.4648e-07 | 0 | 3.7226e-07 | 8.16e-07 | 0 | 8.16e-07 | [17 empty] | 7.3.3.17.5 (Remote Grid) Updates to grid topology to minimize risk of ignition in HFTDs Remote GridWLDFREquipment / facility failureAggregated | WLDFR | HFTD - Distribution - Tier 2 - 3QU CoRE ¦ 3QU LoRE | Non-Red Flag Warning - Large Fires | Equipment / facility failure | Aggregated | 2067 | 1.8304e-06 | 791.1875 | 0.0014482 | 2067 | Mitigation | 0.95 | 45 | 0 | esc | 0 | 0 | 0.00097009 | 1.7756e-09
[79 empty] | WLDFR | HFTD - Distribution - Tier 3 - 5QU CoRE ¦ 4QU LoRE | Non-Red Flag Warning - Destructive Fires | 2022 | 6.1128e-11 | 0 | 8807.9522 | 222.2294 | 8585.7228 | 0 | 0 | 0 | 6.6693e-08 | 5.3841e-07 | 0 | 5.3841e-07 | 0 | 0 | 0 | 0 | 3.7226e-07 | 8.16e-07 | 0 | 8.16e-07 | [17 empty] | 7.3.3.17.5 (Remote Grid) Updates to grid topology to minimize risk of ignition in HFTDs Remote GridWLDFRVegetation ContactAggregated | WLDFR | HFTD - Distribution - Tier 2 - 3QU CoRE ¦ 3QU LoRE | Non-Red Flag Warning - Large Fires | Vegetation Contact | Aggregated | 2022 | 1.0184e-05 | 791.1875 | 0.0080575 | 2022 | Mitigation | 0.95 | 45 | 0 | esc | 0.00097009 | 9.8795e-09 | 0 | 0
[79 empty] | WLDFR | HFTD - Distribution - Tier 3 - 5QU CoRE ¦ 4QU LoRE | Non-Red Flag Warning - Destructive Fires | 2023 | 6.1128e-11 | 6.1128e-11 | 9129.7461 | 233.2301 | 8896.516 | 0 | 0 | 0 | 6.6693e-08 | 5.5808e-07 | 0 | 5.5808e-07 | 5.5808e-07 | 0 | 5.5808e-07 | 0 | 3.7226e-07 | 8.16e-07 | 0 | 8.16e-07 | [17 empty] | 7.3.3.17.5 (Remote Grid) Updates to grid topology to minimize risk of ignition in HFTDs Remote GridWLDFRVegetation ContactAggregated | WLDFR | HFTD - Distribution - Tier 2 - 3QU CoRE ¦ 3QU LoRE | Non-Red Flag Warning - Large Fires | Vegetation Contact | Aggregated | 2023 | 1.0184e-05 | 791.1875 | 0.0080575 | 2023 | Mitigation | 0.95 | 45 | 0 | esc | 0.00097009 | 9.8795e-09 | 0.00097009 | 9.8795e-09
[79 empty] | WLDFR | HFTD - Distribution - Tier 3 - 5QU CoRE ¦ 4QU LoRE | Non-Red Flag Warning - Destructive Fires | 2024 | 6.1128e-11 | 6.1128e-11 | 9129.7461 | 233.2301 | 8896.516 | 0 | 0 | 0 | 6.6693e-08 | 5.5808e-07 | 0 | 5.5808e-07 | 5.5808e-07 | 0 | 5.5808e-07 | 0 | 3.7226e-07 | 8.16e-07 | 0 | 8.16e-07 | [17 empty] | 7.3.3.17.5 (Remote Grid) Updates to grid topology to minimize risk of ignition in HFTDs Remote GridWLDFRVegetation ContactAggregated | WLDFR | HFTD - Distribution - Tier 2 - 3QU CoRE ¦ 3QU LoRE | Non-Red Flag Warning - Large Fires | Vegetation Contact | Aggregated | 2024 | 1.0184e-05 | 791.1875 | 0.0080575 | 2024 | Mitigation | 0.95 | 45 | 0 | esc | 0.00097009 | 9.8795e-09 | 0.00097009 | 9.8795e-09
[79 empty] | WLDFR | HFTD - Distribution - Tier 3 - 5QU CoRE ¦ 4QU LoRE | Non-Red Flag Warning - Destructive Fires | 2025 | 6.1128e-11 | 6.1128e-11 | 9129.7461 | 233.2301 | 8896.516 | 0 | 0 | 0 | 6.6693e-08 | 5.5808e-07 | 0 | 5.5808e-07 | 5.5808e-07 | 0 | 5.5808e-07 | 0 | 3.7226e-07 | 8.16e-07 | 0 | 8.16e-07 | [17 empty] | 7.3.3.17.5 (Remote Grid) Updates to grid topology to minimize risk of ignition in HFTDs Remote GridWLDFRVegetation ContactAggregated | WLDFR | HFTD - Distribution - Tier 2 - 3QU CoRE ¦ 3QU LoRE | Non-Red Flag Warning - Large Fires | Vegetation Contact | Aggregated | 2025 | 1.0184e-05 | 791.1875 | 0.0080575 | 2025 | Mitigation | 0.95 | 45 | 0 | esc | 0.00097009 | 9.8795e-09 | 0.00097009 | 9.8795e-09
[79 empty] | WLDFR | HFTD - Distribution - Tier 3 - 5QU CoRE ¦ 4QU LoRE | Non-Red Flag Warning - Destructive Fires | 2026 | 6.1128e-11 | 6.1128e-11 | 9129.7461 | 233.2301 | 8896.516 | 0 | 0 | 0 | 6.6693e-08 | 5.5808e-07 | 0 | 5.5808e-07 | 5.5808e-07 | 0 | 5.5808e-07 | 0 | 3.8922e-07 | 8.5318e-07 | 0 | 8.5318e-07 | [17 empty] | 7.3.3.17.5 (Remote Grid) Updates to grid topology to minimize risk of ignition in HFTDs Remote GridWLDFRVegetation ContactAggregated | WLDFR | HFTD - Distribution - Tier 2 - 3QU CoRE ¦ 3QU LoRE | Non-Red Flag Warning - Large Fires | Vegetation Contact | Aggregated | 2026 | 1.0184e-05 | 791.1875 | 0.0080575 | 2026 | Mitigation | 0.95 | 45 | 0 | esc | 0.00097009 | 9.8795e-09 | 0.00097009 | 9.8795e-09
[79 empty] | WLDFR | HFTD - Distribution - Tier 3 - 5QU CoRE ¦ 4QU LoRE | Non-Red Flag Warning - Destructive Fires | 2027 | 6.1128e-11 | 6.1128e-11 | 9129.7461 | 233.2301 | 8896.516 | 0 | 0 | 0 | 6.6693e-08 | 5.5808e-07 | 0 | 5.5808e-07 | 5.5808e-07 | 0 | 5.5808e-07 | 0 | 3.8922e-07 | 8.5318e-07 | 0 | 8.5318e-07 | [17 empty] | 7.3.3.17.5 (Remote Grid) Updates to grid topology to minimize risk of ignition in HFTDs Remote GridWLDFRVegetation ContactAggregated | WLDFR | HFTD - Distribution - Tier 2 - 3QU CoRE ¦ 3QU LoRE | Non-Red Flag Warning - Large Fires | Vegetation Contact | Aggregated | 2027 | 1.0184e-05 | 791.1875 | 0.0080575 | 2027 | Mitigation | 0.95 | 45 | 0 | esc | 0.00097009 | 9.8795e-09 | 0.00097009 | 9.8795e-09
[79 empty] | WLDFR | HFTD - Distribution - Tier 3 - 5QU CoRE ¦ 4QU LoRE | Non-Red Flag Warning - Destructive Fires | 2028 | 6.1128e-11 | 6.1128e-11 | 9534.9221 | 247.273 | 9287.6491 | 0 | 0 | 0 | 6.6693e-08 | 5.8285e-07 | 0 | 5.8285e-07 | 5.8285e-07 | 0 | 5.8285e-07 | 0 | 3.8922e-07 | 8.5318e-07 | 0 | 8.5318e-07 | [17 empty] | 7.3.3.17.5 (Remote Grid) Updates to grid topology to minimize risk of ignition in HFTDs Remote GridWLDFRVegetation ContactAggregated | WLDFR | HFTD - Distribution - Tier 2 - 3QU CoRE ¦ 3QU LoRE | Non-Red Flag Warning - Large Fires | Vegetation Contact | Aggregated | 2028 | 1.0184e-05 | 791.1875 | 0.0080575 | 2028 | Mitigation | 0.95 | 45 | 0 | esc | 0.00097009 | 9.8795e-09 | 0.00097009 | 9.8795e-09
[79 empty] | WLDFR | HFTD - Distribution - Tier 3 - 5QU CoRE ¦ 4QU LoRE | Non-Red Flag Warning - Destructive Fires | 2029 | 6.1128e-11 | 6.1128e-11 | 9534.9221 | 247.273 | 9287.6491 | 0 | 0 | 0 | 6.6693e-08 | 5.8285e-07 | 0 | 5.8285e-07 | 5.8285e-07 | 0 | 5.8285e-07 | 0 | 3.8922e-07 | 8.5318e-07 | 0 | 8.5318e-07 | [17 empty] | 7.3.3.17.5 (Remote Grid) Updates to grid topology to minimize risk of ignition in HFTDs Remote GridWLDFRVegetation ContactAggregated | WLDFR | HFTD - Distribution - Tier 2 - 3QU CoRE ¦ 3QU LoRE | Non-Red Flag Warning - Large Fires | Vegetation Contact | Aggregated | 2029 | 1.0184e-05 | 791.1875 | 0.0080575 | 2029 | Mitigation | 0.95 | 45 | 0 | esc | 0.00097009 | 9.8795e-09 | 0.00097009 | 9.8795e-09
[79 empty] | WLDFR | HFTD - Distribution - Tier 3 - 5QU CoRE ¦ 4QU LoRE | Non-Red Flag Warning - Destructive Fires | 2030 | 6.1128e-11 | 6.1128e-11 | 9534.9221 | 247.273 | 9287.6491 | 0 | 0 | 0 | 6.6693e-08 | 5.8285e-07 | 0 | 5.8285e-07 | 5.8285e-07 | 0 | 5.8285e-07 | 0 | 3.8922e-07 | 8.5318e-07 | 0 | 8.5318e-07 | [17 empty] | 7.3.3.17.5 (Remote Grid) Updates to grid topology to minimize risk of ignition in HFTDs Remote GridWLDFRVegetation ContactAggregated | WLDFR | HFTD - Distribution - Tier 2 - 3QU CoRE ¦ 3QU LoRE | Non-Red Flag Warning - Large Fires | Vegetation Contact | Aggregated | 2030 | 1.0184e-05 | 791.1875 | 0.0080575 | 2030 | Mitigation | 0.95 | 45 | 0 | esc | 0.00097009 | 9.8795e-09 | 0.00097009 | 9.8795e-09
[79 empty] | WLDFR | HFTD - Distribution - Tier 3 - 5QU CoRE ¦ 4QU LoRE | Non-Red Flag Warning - Destructive Fires | 2031 | 6.1128e-11 | 6.1128e-11 | 9534.9221 | 247.273 | 9287.6491 | 0 | 0 | 0 | 6.6693e-08 | 5.8285e-07 | 0 | 5.8285e-07 | 5.8285e-07 | 0 | 5.8285e-07 | 0 | 4.0758e-07 | 8.9342e-07 | 0 | 8.9342e-07 | [17 empty] | 7.3.3.17.5 (Remote Grid) Updates to grid topology to minimize risk of ignition in HFTDs Remote GridWLDFRVegetation ContactAggregated | WLDFR | HFTD - Distribution - Tier 2 - 3QU CoRE ¦ 3QU LoRE | Non-Red Flag Warning - Large Fires | Vegetation Contact | Aggregated | 2031 | 1.0184e-05 | 791.1875 | 0.0080575 | 2031 | Mitigation | 0.95 | 45 | 0 | esc | 0.00097009 | 9.8795e-09 | 0.00097009 | 9.8795e-09
[79 empty] | WLDFR | HFTD - Distribution - Tier 3 - 5QU CoRE ¦ 4QU LoRE | Non-Red Flag Warning - Destructive Fires | 2032 | 6.1128e-11 | 6.1128e-11 | 9534.9221 | 247.273 | 9287.6491 | 0 | 0 | 0 | 6.6693e-08 | 5.8285e-07 | 0 | 5.8285e-07 | 5.8285e-07 | 0 | 5.8285e-07 | 0 | 4.0758e-07 | 8.9342e-07 | 0 | 8.9342e-07 | [17 empty] | 7.3.3.17.5 (Remote Grid) Updates to grid topology to minimize risk of ignition in HFTDs Remote GridWLDFRVegetation ContactAggregated | WLDFR | HFTD - Distribution - Tier 2 - 3QU CoRE ¦ 3QU LoRE | Non-Red Flag Warning - Large Fires | Vegetation Contact | Aggregated | 2032 | 1.0184e-05 | 791.1875 | 0.0080575 | 2032 | Mitigation | 0.95 | 45 | 0 | esc | 0.00097009 | 9.8795e-09 | 0.00097009 | 9.8795e-09
[79 empty] | WLDFR | HFTD - Distribution - Tier 3 - 5QU CoRE ¦ 4QU LoRE | Non-Red Flag Warning - Destructive Fires | 2033 | 6.1128e-11 | 6.1128e-11 | 9984.8474 | 263.1074 | 9721.74 | 0 | 0 | 0 | 6.6693e-08 | 6.1036e-07 | 0 | 6.1036e-07 | 6.1036e-07 | 0 | 6.1036e-07 | 0 | 4.0758e-07 | 8.9342e-07 | 0 | 8.9342e-07 | [17 empty] | 7.3.3.17.5 (Remote Grid) Updates to grid topology to minimize risk of ignition in HFTDs Remote GridWLDFRVegetation ContactAggregated | WLDFR | HFTD - Distribution - Tier 2 - 3QU CoRE ¦ 3QU LoRE | Non-Red Flag Warning - Large Fires | Vegetation Contact | Aggregated | 2033 | 1.0184e-05 | 791.1875 | 0.0080575 | 2033 | Mitigation | 0.95 | 45 | 0 | esc | 0.00097009 | 9.8795e-09 | 0.00097009 | 9.8795e-09
[79 empty] | WLDFR | HFTD - Distribution - Tier 3 - 5QU CoRE ¦ 4QU LoRE | Non-Red Flag Warning - Destructive Fires | 2034 | 6.1128e-11 | 6.1128e-11 | 9984.8474 | 263.1074 | 9721.74 | 0 | 0 | 0 | 6.6693e-08 | 6.1036e-07 | 0 | 6.1036e-07 | 6.1036e-07 | 0 | 6.1036e-07 | 0 | 4.0758e-07 | 8.9342e-07 | 0 | 8.9342e-07 | [17 empty] | 7.3.3.17.5 (Remote Grid) Updates to grid topology to minimize risk of ignition in HFTDs Remote GridWLDFRVegetation ContactAggregated | WLDFR | HFTD - Distribution - Tier 2 - 3QU CoRE ¦ 3QU LoRE | Non-Red Flag Warning - Large Fires | Vegetation Contact | Aggregated | 2034 | 1.0184e-05 | 791.1875 | 0.0080575 | 2034 | Mitigation | 0.95 | 45 | 0 | esc | 0.00097009 | 9.8795e-09 | 0.00097009 | 9.8795e-09
[79 empty] | WLDFR | HFTD - Distribution - Tier 3 - 5QU CoRE ¦ 4QU LoRE | Non-Red Flag Warning - Destructive Fires | 2035 | 6.1128e-11 | 6.1128e-11 | 9984.8474 | 263.1074 | 9721.74 | 0 | 0 | 0 | 6.6693e-08 | 6.1036e-07 | 0 | 6.1036e-07 | 6.1036e-07 | 0 | 6.1036e-07 | 0 | 4.0758e-07 | 8.9342e-07 | 0 | 8.9342e-07 | [17 empty] | 7.3.3.17.5 (Remote Grid) Updates to grid topology to minimize risk of ignition in HFTDs Remote GridWLDFRVegetation ContactAggregated | WLDFR | HFTD - Distribution - Tier 2 - 3QU CoRE ¦ 3QU LoRE | Non-Red Flag Warning - Large Fires | Vegetation Contact | Aggregated | 2035 | 1.0184e-05 | 791.1875 | 0.0080575 | 2035 | Mitigation | 0.95 | 45 | 0 | esc | 0.00097009 | 9.8795e-09 | 0.00097009 | 9.8795e-09
[79 empty] | WLDFR | HFTD - Distribution - Tier 3 - 5QU CoRE ¦ 4QU LoRE | Non-Red Flag Warning - Destructive Fires | 2036 | 6.1128e-11 | 6.1128e-11 | 9984.8474 | 263.1074 | 9721.74 | 0 | 0 | 0 | 6.6693e-08 | 6.1036e-07 | 0 | 6.1036e-07 | 6.1036e-07 | 0 | 6.1036e-07 | 0 | 4.2715e-07 | 9.3633e-07 | 0 | 9.3633e-07 | [17 empty] | 7.3.3.17.5 (Remote Grid) Updates to grid topology to minimize risk of ignition in HFTDs Remote GridWLDFRVegetation ContactAggregated | WLDFR | HFTD - Distribution - Tier 2 - 3QU CoRE ¦ 3QU LoRE | Non-Red Flag Warning - Large Fires | Vegetation Contact | Aggregated | 2036 | 1.0184e-05 | 791.1875 | 0.0080575 | 2036 | Mitigation | 0.95 | 45 | 0 | esc | 0.00097009 | 9.8795e-09 | 0.00097009 | 9.8795e-09
[79 empty] | WLDFR | HFTD - Distribution - Tier 3 - 5QU CoRE ¦ 4QU LoRE | Non-Red Flag Warning - Destructive Fires | 2037 | 6.1128e-11 | 6.1128e-11 | 9984.8474 | 263.1074 | 9721.74 | 0 | 0 | 0 | 6.6693e-08 | 6.1036e-07 | 0 | 6.1036e-07 | 6.1036e-07 | 0 | 6.1036e-07 | 0 | 4.2715e-07 | 9.3633e-07 | 0 | 9.3633e-07 | [17 empty] | 7.3.3.17.5 (Remote Grid) Updates to grid topology to minimize risk of ignition in HFTDs Remote GridWLDFRVegetation ContactAggregated | WLDFR | HFTD - Distribution - Tier 2 - 3QU CoRE ¦ 3QU LoRE | Non-Red Flag Warning - Large Fires | Vegetation Contact | Aggregated | 2037 | 1.0184e-05 | 791.1875 | 0.0080575 | 2037 | Mitigation | 0.95 | 45 | 0 | esc | 0.00097009 | 9.8795e-09 | 0.00097009 | 9.8795e-09
[79 empty] | WLDFR | HFTD - Distribution - Tier 3 - 5QU CoRE ¦ 4QU LoRE | Non-Red Flag Warning - Destructive Fires | 2038 | 6.1128e-11 | 6.1128e-11 | 10472.8261 | 280.5544 | 10192.2718 | 0 | 0 | 0 | 6.6693e-08 | 6.4018e-07 | 0 | 6.4018e-07 | 6.4018e-07 | 0 | 6.4018e-07 | 0 | 4.2715e-07 | 9.3633e-07 | 0 | 9.3633e-07 | [17 empty] | 7.3.3.17.5 (Remote Grid) Updates to grid topology to minimize risk of ignition in HFTDs Remote GridWLDFRVegetation ContactAggregated | WLDFR | HFTD - Distribution - Tier 2 - 3QU CoRE ¦ 3QU LoRE | Non-Red Flag Warning - Large Fires | Vegetation Contact | Aggregated | 2038 | 1.0184e-05 | 791.1875 | 0.0080575 | 2038 | Mitigation | 0.95 | 45 | 0 | esc | 0.00097009 | 9.8795e-09 | 0.00097009 | 9.8795e-09
[79 empty] | WLDFR | HFTD - Distribution - Tier 3 - 5QU CoRE ¦ 4QU LoRE | Non-Red Flag Warning - Destructive Fires | 2039 | 6.1128e-11 | 6.1128e-11 | 10472.8261 | 280.5544 | 10192.2718 | 0 | 0 | 0 | 6.6693e-08 | 6.4018e-07 | 0 | 6.4018e-07 | 6.4018e-07 | 0 | 6.4018e-07 | 0 | 4.2715e-07 | 9.3633e-07 | 0 | 9.3633e-07 | [17 empty] | 7.3.3.17.5 (Remote Grid) Updates to grid topology to minimize risk of ignition in HFTDs Remote GridWLDFRVegetation ContactAggregated | WLDFR | HFTD - Distribution - Tier 2 - 3QU CoRE ¦ 3QU LoRE | Non-Red Flag Warning - Large Fires | Vegetation Contact | Aggregated | 2039 | 1.0184e-05 | 791.1875 | 0.0080575 | 2039 | Mitigation | 0.95 | 45 | 0 | esc | 0.00097009 | 9.8795e-09 | 0.00097009 | 9.8795e-09
[79 empty] | WLDFR | HFTD - Distribution - Tier 3 - 5QU CoRE ¦ 4QU LoRE | Non-Red Flag Warning - Destructive Fires | 2040 | 6.1128e-11 | 6.1128e-11 | 10472.8261 | 280.5544 | 10192.2718 | 0 | 0 | 0 | 6.6693e-08 | 6.4018e-07 | 0 | 6.4018e-07 | 6.4018e-07 | 0 | 6.4018e-07 | 0 | 4.2715e-07 | 9.3633e-07 | 0 | 9.3633e-07 | [17 empty] | 7.3.3.17.5 (Remote Grid) Updates to grid topology to minimize risk of ignition in HFTDs Remote GridWLDFRVegetation ContactAggregated | WLDFR | HFTD - Distribution - Tier 2 - 3QU CoRE ¦ 3QU LoRE | Non-Red Flag Warning - Large Fires | Vegetation Contact | Aggregated | 2040 | 1.0184e-05 | 791.1875 | 0.0080575 | 2040 | Mitigation | 0.95 | 45 | 0 | esc | 0.00097009 | 9.8795e-09 | 0.00097009 | 9.8795e-09
[79 empty] | WLDFR | HFTD - Distribution - Tier 3 - 5QU CoRE ¦ 4QU LoRE | Non-Red Flag Warning - Destructive Fires | 2041 | 6.1128e-11 | 6.1128e-11 | 10472.8261 | 280.5544 | 10192.2718 | 0 | 0 | 0 | 6.6693e-08 | 6.4018e-07 | 0 | 6.4018e-07 | 6.4018e-07 | 0 | 6.4018e-07 | 0 | 4.4774e-07 | 9.8146e-07 | 0 | 9.8146e-07 | [17 empty] | 7.3.3.17.5 (Remote Grid) Updates to grid topology to minimize risk of ignition in HFTDs Remote GridWLDFRVegetation ContactAggregated | WLDFR | HFTD - Distribution - Tier 2 - 3QU CoRE ¦ 3QU LoRE | Non-Red Flag Warning - Large Fires | Vegetation Contact | Aggregated | 2041 | 1.0184e-05 | 791.1875 | 0.0080575 | 2041 | Mitigation | 0.95 | 45 | 0 | esc | 0.00097009 | 9.8795e-09 | 0.00097009 | 9.8795e-09
[79 empty] | WLDFR | HFTD - Distribution - Tier 3 - 5QU CoRE ¦ 4QU LoRE | Non-Red Flag Warning - Destructive Fires | 2042 | 6.1128e-11 | 6.1128e-11 | 10472.8261 | 280.5544 | 10192.2718 | 0 | 0 | 0 | 6.6693e-08 | 6.4018e-07 | 0 | 6.4018e-07 | 6.4018e-07 | 0 | 6.4018e-07 | 0 | 4.4774e-07 | 9.8146e-07 | 0 | 9.8146e-07 | [17 empty] | 7.3.3.17.5 (Remote Grid) Updates to grid topology to minimize risk of ignition in HFTDs Remote GridWLDFRVegetation ContactAggregated | WLDFR | HFTD - Distribution - Tier 2 - 3QU CoRE ¦ 3QU LoRE | Non-Red Flag Warning - Large Fires | Vegetation Contact | Aggregated | 2042 | 1.0184e-05 | 791.1875 | 0.0080575 | 2042 | Mitigation | 0.95 | 45 | 0 | esc | 0.00097009 | 9.8795e-09 | 0.00097009 | 9.8795e-09
[79 empty] | WLDFR | HFTD - Distribution - Tier 3 - 5QU CoRE ¦ 4QU LoRE | Non-Red Flag Warning - Destructive Fires | 2043 | 6.1128e-11 | 6.1128e-11 | 10992.1562 | 299.42 | 10692.7362 | 0 | 0 | 0 | 6.6693e-08 | 6.7193e-07 | 0 | 6.7193e-07 | 6.7193e-07 | 0 | 6.7193e-07 | 0 | 4.4774e-07 | 9.8146e-07 | 0 | 9.8146e-07 | [17 empty] | 7.3.3.17.5 (Remote Grid) Updates to grid topology to minimize risk of ignition in HFTDs Remote GridWLDFRVegetation ContactAggregated | WLDFR | HFTD - Distribution - Tier 2 - 3QU CoRE ¦ 3QU LoRE | Non-Red Flag Warning - Large Fires | Vegetation Contact | Aggregated | 2043 | 1.0184e-05 | 791.1875 | 0.0080575 | 2043 | Mitigation | 0.95 | 45 | 0 | esc | 0.00097009 | 9.8795e-09 | 0.00097009 | 9.8795e-09
[79 empty] | WLDFR | HFTD - Distribution - Tier 3 - 5QU CoRE ¦ 4QU LoRE | Non-Red Flag Warning - Destructive Fires | 2044 | 6.1128e-11 | 6.1128e-11 | 10992.1562 | 299.42 | 10692.7362 | 0 | 0 | 0 | 6.6693e-08 | 6.7193e-07 | 0 | 6.7193e-07 | 6.7193e-07 | 0 | 6.7193e-07 | 0 | 4.4774e-07 | 9.8146e-07 | 0 | 9.8146e-07 | [17 empty] | 7.3.3.17.5 (Remote Grid) Updates to grid topology to minimize risk of ignition in HFTDs Remote GridWLDFRVegetation ContactAggregated | WLDFR | HFTD - Distribution - Tier 2 - 3QU CoRE ¦ 3QU LoRE | Non-Red Flag Warning - Large Fires | Vegetation Contact | Aggregated | 2044 | 1.0184e-05 | 791.1875 | 0.0080575 | 2044 | Mitigation | 0.95 | 45 | 0 | esc | 0.00097009 | 9.8795e-09 | 0.00097009 | 9.8795e-09
[79 empty] | WLDFR | HFTD - Distribution - Tier 3 - 5QU CoRE ¦ 4QU LoRE | Non-Red Flag Warning - Destructive Fires | 2045 | 6.1128e-11 | 6.1128e-11 | 10992.1562 | 299.42 | 10692.7362 | 0 | 0 | 0 | 6.6693e-08 | 6.7193e-07 | 0 | 6.7193e-07 | 6.7193e-07 | 0 | 6.7193e-07 | 0 | 4.4774e-07 | 9.8146e-07 | 0 | 9.8146e-07 | [17 empty] | 7.3.3.17.5 (Remote Grid) Updates to grid topology to minimize risk of ignition in HFTDs Remote GridWLDFRVegetation ContactAggregated | WLDFR | HFTD - Distribution - Tier 2 - 3QU CoRE ¦ 3QU LoRE | Non-Red Flag Warning - Large Fires | Vegetation Contact | Aggregated | 2045 | 1.0184e-05 | 791.1875 | 0.0080575 | 2045 | Mitigation | 0.95 | 45 | 0 | esc | 0.00097009 | 9.8795e-09 | 0.00097009 | 9.8795e-09
[79 empty] | WLDFR | HFTD - Distribution - Tier 3 - 5QU CoRE ¦ 4QU LoRE | Non-Red Flag Warning - Destructive Fires | 2046 | 6.1128e-11 | 6.1128e-11 | 10992.1562 | 299.42 | 10692.7362 | 0 | 0 | 0 | 6.6693e-08 | 6.7193e-07 | 0 | 6.7193e-07 | 6.7193e-07 | 0 | 6.7193e-07 | 0 | 4.6912e-07 | 1.0283e-06 | 0 | 1.0283e-06 | [17 empty] | 7.3.3.17.5 (Remote Grid) Updates to grid topology to minimize risk of ignition in HFTDs Remote GridWLDFRVegetation ContactAggregated | WLDFR | HFTD - Distribution - Tier 2 - 3QU CoRE ¦ 3QU LoRE | Non-Red Flag Warning - Large Fires | Vegetation Contact | Aggregated | 2046 | 1.0184e-05 | 791.1875 | 0.0080575 | 2046 | Mitigation | 0.95 | 45 | 0 | esc | 0.00097009 | 9.8795e-09 | 0.00097009 | 9.8795e-09
[79 empty] | WLDFR | HFTD - Distribution - Tier 3 - 5QU CoRE ¦ 4QU LoRE | Non-Red Flag Warning - Destructive Fires | 2047 | 6.1128e-11 | 6.1128e-11 | 10992.1562 | 299.42 | 10692.7362 | 0 | 0 | 0 | 6.6693e-08 | 6.7193e-07 | 0 | 6.7193e-07 | 6.7193e-07 | 0 | 6.7193e-07 | 0 | 4.6912e-07 | 1.0283e-06 | 0 | 1.0283e-06 | [17 empty] | 7.3.3.17.5 (Remote Grid) Updates to grid topology to minimize risk of ignition in HFTDs Remote GridWLDFRVegetation ContactAggregated | WLDFR | HFTD - Distribution - Tier 2 - 3QU CoRE ¦ 3QU LoRE | Non-Red Flag Warning - Large Fires | Vegetation Contact | Aggregated | 2047 | 1.0184e-05 | 791.1875 | 0.0080575 | 2047 | Mitigation | 0.95 | 45 | 0 | esc | 0.00097009 | 9.8795e-09 | 0.00097009 | 9.8795e-09
[79 empty] | WLDFR | HFTD - Distribution - Tier 3 - 5QU CoRE ¦ 4QU LoRE | Non-Red Flag Warning - Destructive Fires | 2048 | 6.1128e-11 | 6.1128e-11 | 11536.0538 | 319.4911 | 11216.5626 | 0 | 0 | 0 | 6.6693e-08 | 7.0518e-07 | 0 | 7.0518e-07 | 7.0518e-07 | 0 | 7.0518e-07 | 0 | 4.6912e-07 | 1.0283e-06 | 0 | 1.0283e-06 | [17 empty] | 7.3.3.17.5 (Remote Grid) Updates to grid topology to minimize risk of ignition in HFTDs Remote GridWLDFRVegetation ContactAggregated | WLDFR | HFTD - Distribution - Tier 2 - 3QU CoRE ¦ 3QU LoRE | Non-Red Flag Warning - Large Fires | Vegetation Contact | Aggregated | 2048 | 1.0184e-05 | 791.1875 | 0.0080575 | 2048 | Mitigation | 0.95 | 45 | 0 | esc | 0.00097009 | 9.8795e-09 | 0.00097009 | 9.8795e-09
[79 empty] | WLDFR | HFTD - Distribution - Tier 3 - 5QU CoRE ¦ 4QU LoRE | Non-Red Flag Warning - Destructive Fires | 2049 | 6.1128e-11 | 6.1128e-11 | 11536.0538 | 319.4911 | 11216.5626 | 0 | 0 | 0 | 6.6693e-08 | 7.0518e-07 | 0 | 7.0518e-07 | 7.0518e-07 | 0 | 7.0518e-07 | 0 | 4.6912e-07 | 1.0283e-06 | 0 | 1.0283e-06 | [17 empty] | 7.3.3.17.5 (Remote Grid) Updates to grid topology to minimize risk of ignition in HFTDs Remote GridWLDFRVegetation ContactAggregated | WLDFR | HFTD - Distribution - Tier 2 - 3QU CoRE ¦ 3QU LoRE | Non-Red Flag Warning - Large Fires | Vegetation Contact | Aggregated | 2049 | 1.0184e-05 | 791.1875 | 0.0080575 | 2049 | Mitigation | 0.95 | 45 | 0 | esc | 0.00097009 | 9.8795e-09 | 0.00097009 | 9.8795e-09
[79 empty] | WLDFR | HFTD - Distribution - Tier 3 - 5QU CoRE ¦ 4QU LoRE | Non-Red Flag Warning - Destructive Fires | 2050 | 6.1128e-11 | 6.1128e-11 | 11536.0538 | 319.4911 | 11216.5626 | 0 | 0 | 0 | 6.6693e-08 | 7.0518e-07 | 0 | 7.0518e-07 | 7.0518e-07 | 0 | 7.0518e-07 | 0 | 4.6912e-07 | 1.0283e-06 | 0 | 1.0283e-06 | [17 empty] | 7.3.3.17.5 (Remote Grid) Updates to grid topology to minimize risk of ignition in HFTDs Remote GridWLDFRVegetation ContactAggregated | WLDFR | HFTD - Distribution - Tier 2 - 3QU CoRE ¦ 3QU LoRE | Non-Red Flag Warning - Large Fires | Vegetation Contact | Aggregated | 2050 | 1.0184e-05 | 791.1875 | 0.0080575 | 2050 | Mitigation | 0.95 | 45 | 0 | esc | 0.00097009 | 9.8795e-09 | 0.00097009 | 9.8795e-09
[79 empty] | WLDFR | HFTD - Distribution - Tier 3 - 5QU CoRE ¦ 4QU LoRE | Non-Red Flag Warning - Destructive Fires | 2051 | 6.1128e-11 | 6.1128e-11 | 11536.0538 | 319.4911 | 11216.5626 | 0 | 0 | 0 | 6.6693e-08 | 7.0518e-07 | 0 | 7.0518e-07 | 7.0518e-07 | 0 | 7.0518e-07 | 0 | 4.9104e-07 | 1.0764e-06 | 0 | 1.0764e-06 | [17 empty] | 7.3.3.17.5 (Remote Grid) Updates to grid topology to minimize risk of ignition in HFTDs Remote GridWLDFRVegetation ContactAggregated | WLDFR | HFTD - Distribution - Tier 2 - 3QU CoRE ¦ 3QU LoRE | Non-Red Flag Warning - Large Fires | Vegetation Contact | Aggregated | 2051 | 1.0184e-05 | 791.1875 | 0.0080575 | 2051 | Mitigation | 0.95 | 45 | 0 | esc | 0.00097009 | 9.8795e-09 | 0.00097009 | 9.8795e-09
[79 empty] | WLDFR | HFTD - Distribution - Tier 3 - 5QU CoRE ¦ 4QU LoRE | Non-Red Flag Warning - Destructive Fires | 2052 | 6.1128e-11 | 6.1128e-11 | 11536.0538 | 319.4911 | 11216.5626 | 0 | 0 | 0 | 6.6693e-08 | 7.0518e-07 | 0 | 7.0518e-07 | 7.0518e-07 | 0 | 7.0518e-07 | 0 | 4.9104e-07 | 1.0764e-06 | 0 | 1.0764e-06 | [17 empty] | 7.3.3.17.5 (Remote Grid) Updates to grid topology to minimize risk of ignition in HFTDs Remote GridWLDFRVegetation ContactAggregated | WLDFR | HFTD - Distribution - Tier 2 - 3QU CoRE ¦ 3QU LoRE | Non-Red Flag Warning - Large Fires | Vegetation Contact | Aggregated | 2052 | 1.0184e-05 | 791.1875 | 0.0080575 | 2052 | Mitigation | 0.95 | 45 | 0 | esc | 0.00097009 | 9.8795e-09 | 0.00097009 | 9.8795e-09
[79 empty] | WLDFR | HFTD - Distribution - Tier 3 - 5QU CoRE ¦ 4QU LoRE | Non-Red Flag Warning - Destructive Fires | 2053 | 6.1128e-11 | 6.1128e-11 | 12097.6769 | 340.5356 | 11757.1413 | 0 | 0 | 0 | 6.6693e-08 | 7.3951e-07 | 0 | 7.3951e-07 | 7.3951e-07 | 0 | 7.3951e-07 | 0 | 4.9104e-07 | 1.0764e-06 | 0 | 1.0764e-06 | [17 empty] | 7.3.3.17.5 (Remote Grid) Updates to grid topology to minimize risk of ignition in HFTDs Remote GridWLDFRVegetation ContactAggregated | WLDFR | HFTD - Distribution - Tier 2 - 3QU CoRE ¦ 3QU LoRE | Non-Red Flag Warning - Large Fires | Vegetation Contact | Aggregated | 2053 | 1.0184e-05 | 791.1875 | 0.0080575 | 2053 | Mitigation | 0.95 | 45 | 0 | esc | 0.00097009 | 9.8795e-09 | 0.00097009 | 9.8795e-09
[79 empty] | WLDFR | HFTD - Distribution - Tier 3 - 5QU CoRE ¦ 4QU LoRE | Non-Red Flag Warning - Destructive Fires | 2054 | 6.1128e-11 | 6.1128e-11 | 12097.6769 | 340.5356 | 11757.1413 | 0 | 0 | 0 | 6.6693e-08 | 7.3951e-07 | 0 | 7.3951e-07 | 7.3951e-07 | 0 | 7.3951e-07 | 0 | 4.9104e-07 | 1.0764e-06 | 0 | 1.0764e-06 | [17 empty] | 7.3.3.17.5 (Remote Grid) Updates to grid topology to minimize risk of ignition in HFTDs Remote GridWLDFRVegetation ContactAggregated | WLDFR | HFTD - Distribution - Tier 2 - 3QU CoRE ¦ 3QU LoRE | Non-Red Flag Warning - Large Fires | Vegetation Contact | Aggregated | 2054 | 1.0184e-05 | 791.1875 | 0.0080575 | 2054 | Mitigation | 0.95 | 45 | 0 | esc | 0.00097009 | 9.8795e-09 | 0.00097009 | 9.8795e-09
[79 empty] | WLDFR | HFTD - Distribution - Tier 3 - 5QU CoRE ¦ 4QU LoRE | Non-Red Flag Warning - Destructive Fires | 2055 | 6.1128e-11 | 6.1128e-11 | 12097.6769 | 340.5356 | 11757.1413 | 0 | 0 | 0 | 6.6693e-08 | 7.3951e-07 | 0 | 7.3951e-07 | 7.3951e-07 | 0 | 7.3951e-07 | 0 | 4.9104e-07 | 1.0764e-06 | 0 | 1.0764e-06 | [17 empty] | 7.3.3.17.5 (Remote Grid) Updates to grid topology to minimize risk of ignition in HFTDs Remote GridWLDFRVegetation ContactAggregated | WLDFR | HFTD - Distribution - Tier 2 - 3QU CoRE ¦ 3QU LoRE | Non-Red Flag Warning - Large Fires | Vegetation Contact | Aggregated | 2055 | 1.0184e-05 | 791.1875 | 0.0080575 | 2055 | Mitigation | 0.95 | 45 | 0 | esc | 0.00097009 | 9.8795e-09 | 0.00097009 | 9.8795e-09
[79 empty] | WLDFR | HFTD - Distribution - Tier 3 - 5QU CoRE ¦ 4QU LoRE | Non-Red Flag Warning - Destructive Fires | 2056 | 6.1128e-11 | 6.1128e-11 | 12097.6769 | 340.5356 | 11757.1413 | 0 | 0 | 0 | 6.6693e-08 | 7.3951e-07 | 0 | 7.3951e-07 | 7.3951e-07 | 0 | 7.3951e-07 | 0 | 5.1325e-07 | 1.1251e-06 | 0 | 1.1251e-06 | [17 empty] | 7.3.3.17.5 (Remote Grid) Updates to grid topology to minimize risk of ignition in HFTDs Remote GridWLDFRVegetation ContactAggregated | WLDFR | HFTD - Distribution - Tier 2 - 3QU CoRE ¦ 3QU LoRE | Non-Red Flag Warning - Large Fires | Vegetation Contact | Aggregated | 2056 | 1.0184e-05 | 791.1875 | 0.0080575 | 2056 | Mitigation | 0.95 | 45 | 0 | esc | 0.00097009 | 9.8795e-09 | 0.00097009 | 9.8795e-09
[79 empty] | WLDFR | HFTD - Distribution - Tier 3 - 5QU CoRE ¦ 4QU LoRE | Non-Red Flag Warning - Destructive Fires | 2057 | 6.1128e-11 | 6.1128e-11 | 12097.6769 | 340.5356 | 11757.1413 | 0 | 0 | 0 | 6.6693e-08 | 7.3951e-07 | 0 | 7.3951e-07 | 7.3951e-07 | 0 | 7.3951e-07 | 0 | 5.1325e-07 | 1.1251e-06 | 0 | 1.1251e-06 | [17 empty] | 7.3.3.17.5 (Remote Grid) Updates to grid topology to minimize risk of ignition in HFTDs Remote GridWLDFRVegetation ContactAggregated | WLDFR | HFTD - Distribution - Tier 2 - 3QU CoRE ¦ 3QU LoRE | Non-Red Flag Warning - Large Fires | Vegetation Contact | Aggregated | 2057 | 1.0184e-05 | 791.1875 | 0.0080575 | 2057 | Mitigation | 0.95 | 45 | 0 | esc | 0.00097009 | 9.8795e-09 | 0.00097009 | 9.8795e-09
[79 empty] | WLDFR | HFTD - Distribution - Tier 3 - 5QU CoRE ¦ 4QU LoRE | Non-Red Flag Warning - Destructive Fires | 2058 | 6.1128e-11 | 6.1128e-11 | 12670.1796 | 362.3049 | 12307.8747 | 0 | 0 | 0 | 6.6693e-08 | 7.745e-07 | 0 | 7.745e-07 | 7.745e-07 | 0 | 7.745e-07 | 0 | 5.1325e-07 | 1.1251e-06 | 0 | 1.1251e-06 | [17 empty] | 7.3.3.17.5 (Remote Grid) Updates to grid topology to minimize risk of ignition in HFTDs Remote GridWLDFRVegetation ContactAggregated | WLDFR | HFTD - Distribution - Tier 2 - 3QU CoRE ¦ 3QU LoRE | Non-Red Flag Warning - Large Fires | Vegetation Contact | Aggregated | 2058 | 1.0184e-05 | 791.1875 | 0.0080575 | 2058 | Mitigation | 0.95 | 45 | 0 | esc | 0.00097009 | 9.8795e-09 | 0.00097009 | 9.8795e-09
[79 empty] | WLDFR | HFTD - Distribution - Tier 3 - 5QU CoRE ¦ 4QU LoRE | Non-Red Flag Warning - Destructive Fires | 2059 | 6.1128e-11 | 6.1128e-11 | 12670.1796 | 362.3049 | 12307.8747 | 0 | 0 | 0 | 6.6693e-08 | 7.745e-07 | 0 | 7.745e-07 | 7.745e-07 | 0 | 7.745e-07 | 0 | 0 | 1.1251e-06 | 0 | 1.1251e-06 | [17 empty] | 7.3.3.17.5 (Remote Grid) Updates to grid topology to minimize risk of ignition in HFTDs Remote GridWLDFRVegetation ContactAggregated | WLDFR | HFTD - Distribution - Tier 2 - 3QU CoRE ¦ 3QU LoRE | Non-Red Flag Warning - Large Fires | Vegetation Contact | Aggregated | 2059 | 1.0184e-05 | 791.1875 | 0.0080575 | 2059 | Mitigation | 0.95 | 45 | 0 | esc | 0.00097009 | 9.8795e-09 | 0.00097009 | 9.8795e-09
[79 empty] | WLDFR | HFTD - Distribution - Tier 3 - 5QU CoRE ¦ 4QU LoRE | Non-Red Flag Warning - Destructive Fires | 2060 | 6.1128e-11 | 6.1128e-11 | 12670.1796 | 362.3049 | 12307.8747 | 0 | 0 | 0 | 6.6693e-08 | 7.745e-07 | 0 | 7.745e-07 | 7.745e-07 | 0 | 7.745e-07 | 0 | 0 | 0 | 0 | 0 | [17 empty] | 7.3.3.17.5 (Remote Grid) Updates to grid topology to minimize risk of ignition in HFTDs Remote GridWLDFRVegetation ContactAggregated | WLDFR | HFTD - Distribution - Tier 2 - 3QU CoRE ¦ 3QU LoRE | Non-Red Flag Warning - Large Fires | Vegetation Contact | Aggregated | 2060 | 1.0184e-05 | 791.1875 | 0.0080575 | 2060 | Mitigation | 0.95 | 45 | 0 | esc | 0.00097009 | 9.8795e-09 | 0.00097009 | 9.8795e-09
[79 empty] | WLDFR | HFTD - Distribution - Tier 3 - 5QU CoRE ¦ 4QU LoRE | Non-Red Flag Warning - Destructive Fires | 2061 | 6.1128e-11 | 6.1128e-11 | 12670.1796 | 362.3049 | 12307.8747 | 0 | 0 | 0 | 6.6693e-08 | 7.745e-07 | 0 | 7.745e-07 | 7.745e-07 | 0 | 7.745e-07 | 0 | 0.00014713 | 0 | 0 | 0 | [17 empty] | 7.3.3.17.5 (Remote Grid) Updates to grid topology to minimize risk of ignition in HFTDs Remote GridWLDFRVegetation ContactAggregated | WLDFR | HFTD - Distribution - Tier 2 - 3QU CoRE ¦ 3QU LoRE | Non-Red Flag Warning - Large Fires | Vegetation Contact | Aggregated | 2061 | 1.0184e-05 | 791.1875 | 0.0080575 | 2061 | Mitigation | 0.95 | 45 | 0 | esc | 0.00097009 | 9.8795e-09 | 0.00097009 | 9.8795e-09
[79 empty] | WLDFR | HFTD - Distribution - Tier 3 - 5QU CoRE ¦ 4QU LoRE | Non-Red Flag Warning - Destructive Fires | 2062 | 6.1128e-11 | 6.1128e-11 | 12670.1796 | 362.3049 | 12307.8747 | 0 | 0 | 0 | 6.6693e-08 | 7.745e-07 | 0 | 7.745e-07 | 7.745e-07 | 0 | 7.745e-07 | 0 | 0.00015252 | 0.00033433 | 0 | 0.00033433 | [17 empty] | 7.3.3.17.5 (Remote Grid) Updates to grid topology to minimize risk of ignition in HFTDs Remote GridWLDFRVegetation ContactAggregated | WLDFR | HFTD - Distribution - Tier 2 - 3QU CoRE ¦ 3QU LoRE | Non-Red Flag Warning - Large Fires | Vegetation Contact | Aggregated | 2062 | 1.0184e-05 | 791.1875 | 0.0080575 | 2062 | Mitigation | 0.95 | 45 | 0 | esc | 0.00097009 | 9.8795e-09 | 0.00097009 | 9.8795e-09
[79 empty] | WLDFR | HFTD - Distribution - Tier 3 - 5QU CoRE ¦ 4QU LoRE | Non-Red Flag Warning - Destructive Fires | 2063 | 6.1128e-11 | 6.1128e-11 | 13246.6313 | 384.5316 | 12862.0997 | 0 | 0 | 0 | 6.6693e-08 | 8.0974e-07 | 0 | 8.0974e-07 | 8.0974e-07 | 0 | 8.0974e-07 | 0 | 0.00015252 | 0.00033433 | 0 | 0.00033433 | [17 empty] | 7.3.3.17.5 (Remote Grid) Updates to grid topology to minimize risk of ignition in HFTDs Remote GridWLDFRVegetation ContactAggregated | WLDFR | HFTD - Distribution - Tier 2 - 3QU CoRE ¦ 3QU LoRE | Non-Red Flag Warning - Large Fires | Vegetation Contact | Aggregated | 2063 | 1.0184e-05 | 791.1875 | 0.0080575 | 2063 | Mitigation | 0.95 | 45 | 0 | esc | 0.00097009 | 9.8795e-09 | 0.00097009 | 9.8795e-09
[79 empty] | WLDFR | HFTD - Distribution - Tier 3 - 5QU CoRE ¦ 4QU LoRE | Non-Red Flag Warning - Destructive Fires | 2064 | 6.1128e-11 | 6.1128e-11 | 13246.6313 | 384.5316 | 12862.0997 | 0 | 0 | 0 | 6.6693e-08 | 8.0974e-07 | 0 | 8.0974e-07 | 8.0974e-07 | 0 | 8.0974e-07 | 0 | 0.00015252 | 0.00033433 | 0 | 0.00033433 | [17 empty] | 7.3.3.17.5 (Remote Grid) Updates to grid topology to minimize risk of ignition in HFTDs Remote GridWLDFRVegetation ContactAggregated | WLDFR | HFTD - Distribution - Tier 2 - 3QU CoRE ¦ 3QU LoRE | Non-Red Flag Warning - Large Fires | Vegetation Contact | Aggregated | 2064 | 1.0184e-05 | 791.1875 | 0.0080575 | 2064 | Mitigation | 0.95 | 45 | 0 | esc | 0.00097009 | 9.8795e-09 | 0.00097009 | 9.8795e-09
[79 empty] | WLDFR | HFTD - Distribution - Tier 3 - 5QU CoRE ¦ 4QU LoRE | Non-Red Flag Warning - Destructive Fires | 2065 | 6.1128e-11 | 6.1128e-11 | 13246.6313 | 384.5316 | 12862.0997 | 0 | 0 | 0 | 6.6693e-08 | 8.0974e-07 | 0 | 8.0974e-07 | 8.0974e-07 | 0 | 8.0974e-07 | 0 | 0.00015252 | 0.00033433 | 0 | 0.00033433 | [17 empty] | 7.3.3.17.5 (Remote Grid) Updates to grid topology to minimize risk of ignition in HFTDs Remote GridWLDFRVegetation ContactAggregated | WLDFR | HFTD - Distribution - Tier 2 - 3QU CoRE ¦ 3QU LoRE | Non-Red Flag Warning - Large Fires | Vegetation Contact | Aggregated | 2065 | 1.0184e-05 | 791.1875 | 0.0080575 | 2065 | Mitigation | 0.95 | 45 | 0 | esc | 0.00097009 | 9.8795e-09 | 0.00097009 | 9.8795e-09
[79 empty] | WLDFR | HFTD - Distribution - Tier 3 - 5QU CoRE ¦ 4QU LoRE | Non-Red Flag Warning - Destructive Fires | 2066 | 6.1128e-11 | 6.1128e-11 | 13246.6313 | 384.5316 | 12862.0997 | 0 | 0 | 0 | 6.6693e-08 | 8.0974e-07 | 0 | 8.0974e-07 | 8.0974e-07 | 0 | 8.0974e-07 | 0 | 0.00015252 | 0.00033433 | 0 | 0.00033433 | [17 empty] | 7.3.3.17.5 (Remote Grid) Updates to grid topology to minimize risk of ignition in HFTDs Remote GridWLDFRVegetation ContactAggregated | WLDFR | HFTD - Distribution - Tier 2 - 3QU CoRE ¦ 3QU LoRE | Non-Red Flag Warning - Large Fires | Vegetation Contact | Aggregated | 2066 | 1.0184e-05 | 791.1875 | 0.0080575 | 2066 | Mitigation | 0.95 | 45 | 0 | esc | 0.00097009 | 9.8795e-09 | 0.00097009 | 9.8795e-09
[79 empty] | WLDFR | HFTD - Distribution - Tier 3 - 5QU CoRE ¦ 4QU LoRE | Non-Red Flag Warning - Destructive Fires | 2067 | 0 | 6.1128e-11 | 13246.6313 | 384.5316 | 12862.0997 | 0 | 0 | 0 | 6.6693e-08 | 0 | 0 | 0 | 8.0974e-07 | 0 | 8.0974e-07 | 0 | 0.00015931 | 0.00034922 | 0 | 0.00034922 | [17 empty] | 7.3.3.17.5 (Remote Grid) Updates to grid topology to minimize risk of ignition in HFTDs Remote GridWLDFRVegetation ContactAggregated | WLDFR | HFTD - Distribution - Tier 2 - 3QU CoRE ¦ 3QU LoRE | Non-Red Flag Warning - Large Fires | Vegetation Contact | Aggregated | 2067 | 1.0184e-05 | 791.1875 | 0.0080575 | 2067 | Mitigation | 0.95 | 45 | 0 | esc | 0 | 0 | 0.00097009 | 9.8795e-09
[79 empty] | WLDFR | HFTD - Distribution - Tier 3 - 5QU CoRE ¦ 4QU LoRE | Non-Red Flag Warning - Large Fires | 2022 | 6.9156e-09 | 0 | 5.2406 | 0.69642 | 2.942 | 1.6022 | 0 | 0 | 7.7224e-06 | 3.6242e-08 | 0 | 3.6242e-08 | 0 | 0 | 0 | 0 | 0.00015931 | 0.00034922 | 0 | 0.00034922 | [17 empty] | 7.3.3.17.5 (Remote Grid) Updates to grid topology to minimize risk of ignition in HFTDs Remote GridWLDFRWire-to-wire contactAggregated | WLDFR | HFTD - Distribution - Tier 2 - 3QU CoRE ¦ 3QU LoRE | Non-Red Flag Warning - Large Fires | Wire-to-wire contact | Aggregated | 2022 | 2.9869e-06 | 791.1875 | 0.0023632 | 2022 | Mitigation | 0.95 | 45 | 0 | esc | 0.00097009 | 2.8976e-09 | 0 | 0
[79 empty] | WLDFR | HFTD - Distribution - Tier 3 - 5QU CoRE ¦ 4QU LoRE | Non-Red Flag Warning - Large Fires | 2023 | 6.9156e-09 | 6.9156e-09 | 5.475 | 0.71896 | 3.0715 | 1.6846 | 0 | 0 | 7.7224e-06 | 3.7863e-08 | 0 | 3.7863e-08 | 3.7863e-08 | 0 | 3.7863e-08 | 0 | 0.00015931 | 0.00034922 | 0 | 0.00034922 | [17 empty] | 7.3.3.17.5 (Remote Grid) Updates to grid topology to minimize risk of ignition in HFTDs Remote GridWLDFRWire-to-wire contactAggregated | WLDFR | HFTD - Distribution - Tier 2 - 3QU CoRE ¦ 3QU LoRE | Non-Red Flag Warning - Large Fires | Wire-to-wire contact | Aggregated | 2023 | 2.9869e-06 | 791.1875 | 0.0023632 | 2023 | Mitigation | 0.95 | 45 | 0 | esc | 0.00097009 | 2.8976e-09 | 0.00097009 | 2.8976e-09
[79 empty] | WLDFR | HFTD - Distribution - Tier 3 - 5QU CoRE ¦ 4QU LoRE | Non-Red Flag Warning - Large Fires | 2024 | 6.9156e-09 | 6.9156e-09 | 5.475 | 0.71896 | 3.0715 | 1.6846 | 0 | 0 | 7.7224e-06 | 3.7863e-08 | 0 | 3.7863e-08 | 3.7863e-08 | 0 | 3.7863e-08 | 0 | 0.00015931 | 0.00034922 | 0 | 0.00034922 | [17 empty] | 7.3.3.17.5 (Remote Grid) Updates to grid topology to minimize risk of ignition in HFTDs Remote GridWLDFRWire-to-wire contactAggregated | WLDFR | HFTD - Distribution - Tier 2 - 3QU CoRE ¦ 3QU LoRE | Non-Red Flag Warning - Large Fires | Wire-to-wire contact | Aggregated | 2024 | 2.9869e-06 | 791.1875 | 0.0023632 | 2024 | Mitigation | 0.95 | 45 | 0 | esc | 0.00097009 | 2.8976e-09 | 0.00097009 | 2.8976e-09
[79 empty] | WLDFR | HFTD - Distribution - Tier 3 - 5QU CoRE ¦ 4QU LoRE | Non-Red Flag Warning - Large Fires | 2025 | 6.9156e-09 | 6.9156e-09 | 5.475 | 0.71896 | 3.0715 | 1.6846 | 0 | 0 | 7.7224e-06 | 3.7863e-08 | 0 | 3.7863e-08 | 3.7863e-08 | 0 | 3.7863e-08 | 0 | 0.00015931 | 0.00034922 | 0 | 0.00034922 | [17 empty] | 7.3.3.17.5 (Remote Grid) Updates to grid topology to minimize risk of ignition in HFTDs Remote GridWLDFRWire-to-wire contactAggregated | WLDFR | HFTD - Distribution - Tier 2 - 3QU CoRE ¦ 3QU LoRE | Non-Red Flag Warning - Large Fires | Wire-to-wire contact | Aggregated | 2025 | 2.9869e-06 | 791.1875 | 0.0023632 | 2025 | Mitigation | 0.95 | 45 | 0 | esc | 0.00097009 | 2.8976e-09 | 0.00097009 | 2.8976e-09
[79 empty] | WLDFR | HFTD - Distribution - Tier 3 - 5QU CoRE ¦ 4QU LoRE | Non-Red Flag Warning - Large Fires | 2026 | 6.9156e-09 | 6.9156e-09 | 5.475 | 0.71896 | 3.0715 | 1.6846 | 0 | 0 | 7.7224e-06 | 3.7863e-08 | 0 | 3.7863e-08 | 3.7863e-08 | 0 | 3.7863e-08 | 0 | 0.00016687 | 0.00036578 | 0 | 0.00036578 | [17 empty] | 7.3.3.17.5 (Remote Grid) Updates to grid topology to minimize risk of ignition in HFTDs Remote GridWLDFRWire-to-wire contactAggregated | WLDFR | HFTD - Distribution - Tier 2 - 3QU CoRE ¦ 3QU LoRE | Non-Red Flag Warning - Large Fires | Wire-to-wire contact | Aggregated | 2026 | 2.9869e-06 | 791.1875 | 0.0023632 | 2026 | Mitigation | 0.95 | 45 | 0 | esc | 0.00097009 | 2.8976e-09 | 0.00097009 | 2.8976e-09
[79 empty] | WLDFR | HFTD - Distribution - Tier 3 - 5QU CoRE ¦ 4QU LoRE | Non-Red Flag Warning - Large Fires | 2027 | 6.9156e-09 | 6.9156e-09 | 5.475 | 0.71896 | 3.0715 | 1.6846 | 0 | 0 | 7.7224e-06 | 3.7863e-08 | 0 | 3.7863e-08 | 3.7863e-08 | 0 | 3.7863e-08 | 0 | 0.00016687 | 0.00036578 | 0 | 0.00036578 | [17 empty] | 7.3.3.17.5 (Remote Grid) Updates to grid topology to minimize risk of ignition in HFTDs Remote GridWLDFRWire-to-wire contactAggregated | WLDFR | HFTD - Distribution - Tier 2 - 3QU CoRE ¦ 3QU LoRE | Non-Red Flag Warning - Large Fires | Wire-to-wire contact | Aggregated | 2027 | 2.9869e-06 | 791.1875 | 0.0023632 | 2027 | Mitigation | 0.95 | 45 | 0 | esc | 0.00097009 | 2.8976e-09 | 0.00097009 | 2.8976e-09
[79 empty] | WLDFR | HFTD - Distribution - Tier 3 - 5QU CoRE ¦ 4QU LoRE | Non-Red Flag Warning - Large Fires | 2028 | 6.9156e-09 | 6.9156e-09 | 5.777 | 0.74734 | 3.238 | 1.7917 | 0 | 0 | 7.7224e-06 | 3.9951e-08 | 0 | 3.9951e-08 | 3.9951e-08 | 0 | 3.9951e-08 | 0 | 0.00016687 | 0.00036578 | 0 | 0.00036578 | [17 empty] | 7.3.3.17.5 (Remote Grid) Updates to grid topology to minimize risk of ignition in HFTDs Remote GridWLDFRWire-to-wire contactAggregated | WLDFR | HFTD - Distribution - Tier 2 - 3QU CoRE ¦ 3QU LoRE | Non-Red Flag Warning - Large Fires | Wire-to-wire contact | Aggregated | 2028 | 2.9869e-06 | 791.1875 | 0.0023632 | 2028 | Mitigation | 0.95 | 45 | 0 | esc | 0.00097009 | 2.8976e-09 | 0.00097009 | 2.8976e-09
[79 empty] | WLDFR | HFTD - Distribution - Tier 3 - 5QU CoRE ¦ 4QU LoRE | Non-Red Flag Warning - Large Fires | 2029 | 6.9156e-09 | 6.9156e-09 | 5.777 | 0.74734 | 3.238 | 1.7917 | 0 | 0 | 7.7224e-06 | 3.9951e-08 | 0 | 3.9951e-08 | 3.9951e-08 | 0 | 3.9951e-08 | 0 | 0.00016687 | 0.00036578 | 0 | 0.00036578 | [17 empty] | 7.3.3.17.5 (Remote Grid) Updates to grid topology to minimize risk of ignition in HFTDs Remote GridWLDFRWire-to-wire contactAggregated | WLDFR | HFTD - Distribution - Tier 2 - 3QU CoRE ¦ 3QU LoRE | Non-Red Flag Warning - Large Fires | Wire-to-wire contact | Aggregated | 2029 | 2.9869e-06 | 791.1875 | 0.0023632 | 2029 | Mitigation | 0.95 | 45 | 0 | esc | 0.00097009 | 2.8976e-09 | 0.00097009 | 2.8976e-09
[79 empty] | WLDFR | HFTD - Distribution - Tier 3 - 5QU CoRE ¦ 4QU LoRE | Non-Red Flag Warning - Large Fires | 2030 | 6.9156e-09 | 6.9156e-09 | 5.777 | 0.74734 | 3.238 | 1.7917 | 0 | 0 | 7.7224e-06 | 3.9951e-08 | 0 | 3.9951e-08 | 3.9951e-08 | 0 | 3.9951e-08 | 0 | 0.00016687 | 0.00036578 | 0 | 0.00036578 | [17 empty] | 7.3.3.17.5 (Remote Grid) Updates to grid topology to minimize risk of ignition in HFTDs Remote GridWLDFRWire-to-wire contactAggregated | WLDFR | HFTD - Distribution - Tier 2 - 3QU CoRE ¦ 3QU LoRE | Non-Red Flag Warning - Large Fires | Wire-to-wire contact | Aggregated | 2030 | 2.9869e-06 | 791.1875 | 0.0023632 | 2030 | Mitigation | 0.95 | 45 | 0 | esc | 0.00097009 | 2.8976e-09 | 0.00097009 | 2.8976e-09
[79 empty] | WLDFR | HFTD - Distribution - Tier 3 - 5QU CoRE ¦ 4QU LoRE | Non-Red Flag Warning - Large Fires | 2031 | 6.9156e-09 | 6.9156e-09 | 5.777 | 0.74734 | 3.238 | 1.7917 | 0 | 0 | 7.7224e-06 | 3.9951e-08 | 0 | 3.9951e-08 | 3.9951e-08 | 0 | 3.9951e-08 | 0 | 0.00017506 | 0.00038375 | 0 | 0.00038375 | [17 empty] | 7.3.3.17.5 (Remote Grid) Updates to grid topology to minimize risk of ignition in HFTDs Remote GridWLDFRWire-to-wire contactAggregated | WLDFR | HFTD - Distribution - Tier 2 - 3QU CoRE ¦ 3QU LoRE | Non-Red Flag Warning - Large Fires | Wire-to-wire contact | Aggregated | 2031 | 2.9869e-06 | 791.1875 | 0.0023632 | 2031 | Mitigation | 0.95 | 45 | 0 | esc | 0.00097009 | 2.8976e-09 | 0.00097009 | 2.8976e-09
[79 empty] | WLDFR | HFTD - Distribution - Tier 3 - 5QU CoRE ¦ 4QU LoRE | Non-Red Flag Warning - Large Fires | 2032 | 6.9156e-09 | 6.9156e-09 | 5.777 | 0.74734 | 3.238 | 1.7917 | 0 | 0 | 7.7224e-06 | 3.9951e-08 | 0 | 3.9951e-08 | 3.9951e-08 | 0 | 3.9951e-08 | 0 | 0.00017506 | 0.00038375 | 0 | 0.00038375 | [17 empty] | 7.3.3.17.5 (Remote Grid) Updates to grid topology to minimize risk of ignition in HFTDs Remote GridWLDFRWire-to-wire contactAggregated | WLDFR | HFTD - Distribution - Tier 2 - 3QU CoRE ¦ 3QU LoRE | Non-Red Flag Warning - Large Fires | Wire-to-wire contact | Aggregated | 2032 | 2.9869e-06 | 791.1875 | 0.0023632 | 2032 | Mitigation | 0.95 | 45 | 0 | esc | 0.00097009 | 2.8976e-09 | 0.00097009 | 2.8976e-09
[79 empty] | WLDFR | HFTD - Distribution - Tier 3 - 5QU CoRE ¦ 4QU LoRE | Non-Red Flag Warning - Large Fires | 2033 | 6.9156e-09 | 6.9156e-09 | 6.1205 | 0.77885 | 3.4265 | 1.9151 | 0 | 0 | 7.7224e-06 | 4.2327e-08 | 0 | 4.2327e-08 | 4.2327e-08 | 0 | 4.2327e-08 | 0 | 0.00017506 | 0.00038375 | 0 | 0.00038375 | [17 empty] | 7.3.3.17.5 (Remote Grid) Updates to grid topology to minimize risk of ignition in HFTDs Remote GridWLDFRWire-to-wire contactAggregated | WLDFR | HFTD - Distribution - Tier 2 - 3QU CoRE ¦ 3QU LoRE | Non-Red Flag Warning - Large Fires | Wire-to-wire contact | Aggregated | 2033 | 2.9869e-06 | 791.1875 | 0.0023632 | 2033 | Mitigation | 0.95 | 45 | 0 | esc | 0.00097009 | 2.8976e-09 | 0.00097009 | 2.8976e-09
[79 empty] | WLDFR | HFTD - Distribution - Tier 3 - 5QU CoRE ¦ 4QU LoRE | Non-Red Flag Warning - Large Fires | 2034 | 6.9156e-09 | 6.9156e-09 | 6.1205 | 0.77885 | 3.4265 | 1.9151 | 0 | 0 | 7.7224e-06 | 4.2327e-08 | 0 | 4.2327e-08 | 4.2327e-08 | 0 | 4.2327e-08 | 0 | 0.00017506 | 0.00038375 | 0 | 0.00038375 | [17 empty] | 7.3.3.17.5 (Remote Grid) Updates to grid topology to minimize risk of ignition in HFTDs Remote GridWLDFRWire-to-wire contactAggregated | WLDFR | HFTD - Distribution - Tier 2 - 3QU CoRE ¦ 3QU LoRE | Non-Red Flag Warning - Large Fires | Wire-to-wire contact | Aggregated | 2034 | 2.9869e-06 | 791.1875 | 0.0023632 | 2034 | Mitigation | 0.95 | 45 | 0 | esc | 0.00097009 | 2.8976e-09 | 0.00097009 | 2.8976e-09
[79 empty] | WLDFR | HFTD - Distribution - Tier 3 - 5QU CoRE ¦ 4QU LoRE | Non-Red Flag Warning - Large Fires | 2035 | 6.9156e-09 | 6.9156e-09 | 6.1205 | 0.77885 | 3.4265 | 1.9151 | 0 | 0 | 7.7224e-06 | 4.2327e-08 | 0 | 4.2327e-08 | 4.2327e-08 | 0 | 4.2327e-08 | 0 | 0.00017506 | 0.00038375 | 0 | 0.00038375 | [17 empty] | 7.3.3.17.5 (Remote Grid) Updates to grid topology to minimize risk of ignition in HFTDs Remote GridWLDFRWire-to-wire contactAggregated | WLDFR | HFTD - Distribution - Tier 2 - 3QU CoRE ¦ 3QU LoRE | Non-Red Flag Warning - Large Fires | Wire-to-wire contact | Aggregated | 2035 | 2.9869e-06 | 791.1875 | 0.0023632 | 2035 | Mitigation | 0.95 | 45 | 0 | esc | 0.00097009 | 2.8976e-09 | 0.00097009 | 2.8976e-09
[79 empty] | WLDFR | HFTD - Distribution - Tier 3 - 5QU CoRE ¦ 4QU LoRE | Non-Red Flag Warning - Large Fires | 2036 | 6.9156e-09 | 6.9156e-09 | 6.1205 | 0.77885 | 3.4265 | 1.9151 | 0 | 0 | 7.7224e-06 | 4.2327e-08 | 0 | 4.2327e-08 | 4.2327e-08 | 0 | 4.2327e-08 | 0 | 0.0001838 | 0.00040289 | 0 | 0.00040289 | [17 empty] | 7.3.3.17.5 (Remote Grid) Updates to grid topology to minimize risk of ignition in HFTDs Remote GridWLDFRWire-to-wire contactAggregated | WLDFR | HFTD - Distribution - Tier 2 - 3QU CoRE ¦ 3QU LoRE | Non-Red Flag Warning - Large Fires | Wire-to-wire contact | Aggregated | 2036 | 2.9869e-06 | 791.1875 | 0.0023632 | 2036 | Mitigation | 0.95 | 45 | 0 | esc | 0.00097009 | 2.8976e-09 | 0.00097009 | 2.8976e-09
[79 empty] | WLDFR | HFTD - Distribution - Tier 3 - 5QU CoRE ¦ 4QU LoRE | Non-Red Flag Warning - Large Fires | 2037 | 6.9156e-09 | 6.9156e-09 | 6.1205 | 0.77885 | 3.4265 | 1.9151 | 0 | 0 | 7.7224e-06 | 4.2327e-08 | 0 | 4.2327e-08 | 4.2327e-08 | 0 | 4.2327e-08 | 0 | 0.0001838 | 0.00040289 | 0 | 0.00040289 | [17 empty] | 7.3.3.17.5 (Remote Grid) Updates to grid topology to minimize risk of ignition in HFTDs Remote GridWLDFRWire-to-wire contactAggregated | WLDFR | HFTD - Distribution - Tier 2 - 3QU CoRE ¦ 3QU LoRE | Non-Red Flag Warning - Large Fires | Wire-to-wire contact | Aggregated | 2037 | 2.9869e-06 | 791.1875 | 0.0023632 | 2037 | Mitigation | 0.95 | 45 | 0 | esc | 0.00097009 | 2.8976e-09 | 0.00097009 | 2.8976e-09
[79 empty] | WLDFR | HFTD - Distribution - Tier 3 - 5QU CoRE ¦ 4QU LoRE | Non-Red Flag Warning - Large Fires | 2038 | 6.9156e-09 | 6.9156e-09 | 6.5028 | 0.81304 | 3.6355 | 2.0543 | 0 | 0 | 7.7224e-06 | 4.4971e-08 | 0 | 4.4971e-08 | 4.4971e-08 | 0 | 4.4971e-08 | 0 | 0.0001838 | 0.00040289 | 0 | 0.00040289 | [17 empty] | 7.3.3.17.5 (Remote Grid) Updates to grid topology to minimize risk of ignition in HFTDs Remote GridWLDFRWire-to-wire contactAggregated | WLDFR | HFTD - Distribution - Tier 2 - 3QU CoRE ¦ 3QU LoRE | Non-Red Flag Warning - Large Fires | Wire-to-wire contact | Aggregated | 2038 | 2.9869e-06 | 791.1875 | 0.0023632 | 2038 | Mitigation | 0.95 | 45 | 0 | esc | 0.00097009 | 2.8976e-09 | 0.00097009 | 2.8976e-09
[79 empty] | WLDFR | HFTD - Distribution - Tier 3 - 5QU CoRE ¦ 4QU LoRE | Non-Red Flag Warning - Large Fires | 2039 | 6.9156e-09 | 6.9156e-09 | 6.5028 | 0.81304 | 3.6355 | 2.0543 | 0 | 0 | 7.7224e-06 | 4.4971e-08 | 0 | 4.4971e-08 | 4.4971e-08 | 0 | 4.4971e-08 | 0 | 0.0001838 | 0.00040289 | 0 | 0.00040289 | [17 empty] | 7.3.3.17.5 (Remote Grid) Updates to grid topology to minimize risk of ignition in HFTDs Remote GridWLDFRWire-to-wire contactAggregated | WLDFR | HFTD - Distribution - Tier 2 - 3QU CoRE ¦ 3QU LoRE | Non-Red Flag Warning - Large Fires | Wire-to-wire contact | Aggregated | 2039 | 2.9869e-06 | 791.1875 | 0.0023632 | 2039 | Mitigation | 0.95 | 45 | 0 | esc | 0.00097009 | 2.8976e-09 | 0.00097009 | 2.8976e-09
[79 empty] | WLDFR | HFTD - Distribution - Tier 3 - 5QU CoRE ¦ 4QU LoRE | Non-Red Flag Warning - Large Fires | 2040 | 6.9156e-09 | 6.9156e-09 | 6.5028 | 0.81304 | 3.6355 | 2.0543 | 0 | 0 | 7.7224e-06 | 4.4971e-08 | 0 | 4.4971e-08 | 4.4971e-08 | 0 | 4.4971e-08 | 0 | 0.0001838 | 0.00040289 | 0 | 0.00040289 | [17 empty] | 7.3.3.17.5 (Remote Grid) Updates to grid topology to minimize risk of ignition in HFTDs Remote GridWLDFRWire-to-wire contactAggregated | WLDFR | HFTD - Distribution - Tier 2 - 3QU CoRE ¦ 3QU LoRE | Non-Red Flag Warning - Large Fires | Wire-to-wire contact | Aggregated | 2040 | 2.9869e-06 | 791.1875 | 0.0023632 | 2040 | Mitigation | 0.95 | 45 | 0 | esc | 0.00097009 | 2.8976e-09 | 0.00097009 | 2.8976e-09
[79 empty] | WLDFR | HFTD - Distribution - Tier 3 - 5QU CoRE ¦ 4QU LoRE | Non-Red Flag Warning - Large Fires | 2041 | 6.9156e-09 | 6.9156e-09 | 6.5028 | 0.81304 | 3.6355 | 2.0543 | 0 | 0 | 7.7224e-06 | 4.4971e-08 | 0 | 4.4971e-08 | 4.4971e-08 | 0 | 4.4971e-08 | 0 | 0.00019295 | 0.00042296 | 0 | 0.00042296 | [17 empty] | 7.3.3.17.5 (Remote Grid) Updates to grid topology to minimize risk of ignition in HFTDs Remote GridWLDFRWire-to-wire contactAggregated | WLDFR | HFTD - Distribution - Tier 2 - 3QU CoRE ¦ 3QU LoRE | Non-Red Flag Warning - Large Fires | Wire-to-wire contact | Aggregated | 2041 | 2.9869e-06 | 791.1875 | 0.0023632 | 2041 | Mitigation | 0.95 | 45 | 0 | esc | 0.00097009 | 2.8976e-09 | 0.00097009 | 2.8976e-09
[79 empty] | WLDFR | HFTD - Distribution - Tier 3 - 5QU CoRE ¦ 4QU LoRE | Non-Red Flag Warning - Large Fires | 2042 | 6.9156e-09 | 6.9156e-09 | 6.5028 | 0.81304 | 3.6355 | 2.0543 | 0 | 0 | 7.7224e-06 | 4.4971e-08 | 0 | 4.4971e-08 | 4.4971e-08 | 0 | 4.4971e-08 | 0 | 0.00019295 | 0.00042296 | 0 | 0.00042296 | [17 empty] | 7.3.3.17.5 (Remote Grid) Updates to grid topology to minimize risk of ignition in HFTDs Remote GridWLDFRWire-to-wire contactAggregated | WLDFR | HFTD - Distribution - Tier 2 - 3QU CoRE ¦ 3QU LoRE | Non-Red Flag Warning - Large Fires | Wire-to-wire contact | Aggregated | 2042 | 2.9869e-06 | 791.1875 | 0.0023632 | 2042 | Mitigation | 0.95 | 45 | 0 | esc | 0.00097009 | 2.8976e-09 | 0.00097009 | 2.8976e-09
[79 empty] | WLDFR | HFTD - Distribution - Tier 3 - 5QU CoRE ¦ 4QU LoRE | Non-Red Flag Warning - Large Fires | 2043 | 6.9156e-09 | 6.9156e-09 | 6.9209 | 0.84944 | 3.8632 | 2.2083 | 0 | 0 | 7.7224e-06 | 4.7862e-08 | 0 | 4.7862e-08 | 4.7862e-08 | 0 | 4.7862e-08 | 0 | 0.00019295 | 0.00042296 | 0 | 0.00042296 | [17 empty] | 7.3.3.17.5 (Remote Grid) Updates to grid topology to minimize risk of ignition in HFTDs Remote GridWLDFRWire-to-wire contactAggregated | WLDFR | HFTD - Distribution - Tier 2 - 3QU CoRE ¦ 3QU LoRE | Non-Red Flag Warning - Large Fires | Wire-to-wire contact | Aggregated | 2043 | 2.9869e-06 | 791.1875 | 0.0023632 | 2043 | Mitigation | 0.95 | 45 | 0 | esc | 0.00097009 | 2.8976e-09 | 0.00097009 | 2.8976e-09
[79 empty] | WLDFR | HFTD - Distribution - Tier 3 - 5QU CoRE ¦ 4QU LoRE | Non-Red Flag Warning - Large Fires | 2044 | 6.9156e-09 | 6.9156e-09 | 6.9209 | 0.84944 | 3.8632 | 2.2083 | 0 | 0 | 7.7224e-06 | 4.7862e-08 | 0 | 4.7862e-08 | 4.7862e-08 | 0 | 4.7862e-08 | 0 | 0.00019295 | 0.00042296 | 0 | 0.00042296 | [17 empty] | 7.3.3.17.5 (Remote Grid) Updates to grid topology to minimize risk of ignition in HFTDs Remote GridWLDFRWire-to-wire contactAggregated | WLDFR | HFTD - Distribution - Tier 2 - 3QU CoRE ¦ 3QU LoRE | Non-Red Flag Warning - Large Fires | Wire-to-wire contact | Aggregated | 2044 | 2.9869e-06 | 791.1875 | 0.0023632 | 2044 | Mitigation | 0.95 | 45 | 0 | esc | 0.00097009 | 2.8976e-09 | 0.00097009 | 2.8976e-09
[79 empty] | WLDFR | HFTD - Distribution - Tier 3 - 5QU CoRE ¦ 4QU LoRE | Non-Red Flag Warning - Large Fires | 2045 | 6.9156e-09 | 6.9156e-09 | 6.9209 | 0.84944 | 3.8632 | 2.2083 | 0 | 0 | 7.7224e-06 | 4.7862e-08 | 0 | 4.7862e-08 | 4.7862e-08 | 0 | 4.7862e-08 | 0 | 0.00019295 | 0.00042296 | 0 | 0.00042296 | [17 empty] | 7.3.3.17.5 (Remote Grid) Updates to grid topology to minimize risk of ignition in HFTDs Remote GridWLDFRWire-to-wire contactAggregated | WLDFR | HFTD - Distribution - Tier 2 - 3QU CoRE ¦ 3QU LoRE | Non-Red Flag Warning - Large Fires | Wire-to-wire contact | Aggregated | 2045 | 2.9869e-06 | 791.1875 | 0.0023632 | 2045 | Mitigation | 0.95 | 45 | 0 | esc | 0.00097009 | 2.8976e-09 | 0.00097009 | 2.8976e-09
[79 empty] | WLDFR | HFTD - Distribution - Tier 3 - 5QU CoRE ¦ 4QU LoRE | Non-Red Flag Warning - Large Fires | 2046 | 6.9156e-09 | 6.9156e-09 | 6.9209 | 0.84944 | 3.8632 | 2.2083 | 0 | 0 | 7.7224e-06 | 4.7862e-08 | 0 | 4.7862e-08 | 4.7862e-08 | 0 | 4.7862e-08 | 0 | 0.00020242 | 0.0004437 | 0 | 0.0004437 | [17 empty] | 7.3.3.17.5 (Remote Grid) Updates to grid topology to minimize risk of ignition in HFTDs Remote GridWLDFRWire-to-wire contactAggregated | WLDFR | HFTD - Distribution - Tier 2 - 3QU CoRE ¦ 3QU LoRE | Non-Red Flag Warning - Large Fires | Wire-to-wire contact | Aggregated | 2046 | 2.9869e-06 | 791.1875 | 0.0023632 | 2046 | Mitigation | 0.95 | 45 | 0 | esc | 0.00097009 | 2.8976e-09 | 0.00097009 | 2.8976e-09
[79 empty] | WLDFR | HFTD - Distribution - Tier 3 - 5QU CoRE ¦ 4QU LoRE | Non-Red Flag Warning - Large Fires | 2047 | 6.9156e-09 | 6.9156e-09 | 6.9209 | 0.84944 | 3.8632 | 2.2083 | 0 | 0 | 7.7224e-06 | 4.7862e-08 | 0 | 4.7862e-08 | 4.7862e-08 | 0 | 4.7862e-08 | 0 | 0.00020242 | 0.0004437 | 0 | 0.0004437 | [17 empty] | 7.3.3.17.5 (Remote Grid) Updates to grid topology to minimize risk of ignition in HFTDs Remote GridWLDFRWire-to-wire contactAggregated | WLDFR | HFTD - Distribution - Tier 2 - 3QU CoRE ¦ 3QU LoRE | Non-Red Flag Warning - Large Fires | Wire-to-wire contact | Aggregated | 2047 | 2.9869e-06 | 791.1875 | 0.0023632 | 2047 | Mitigation | 0.95 | 45 | 0 | esc | 0.00097009 | 2.8976e-09 | 0.00097009 | 2.8976e-09
[79 empty] | WLDFR | HFTD - Distribution - Tier 3 - 5QU CoRE ¦ 4QU LoRE | Non-Red Flag Warning - Large Fires | 2048 | 6.9156e-09 | 6.9156e-09 | 7.3713 | 0.88759 | 4.1075 | 2.3763 | 0 | 0 | 7.7224e-06 | 5.0977e-08 | 0 | 5.0977e-08 | 5.0977e-08 | 0 | 5.0977e-08 | 0 | 0.00020242 | 0.0004437 | 0 | 0.0004437 | [17 empty] | 7.3.3.17.5 (Remote Grid) Updates to grid topology to minimize risk of ignition in HFTDs Remote GridWLDFRWire-to-wire contactAggregated | WLDFR | HFTD - Distribution - Tier 2 - 3QU CoRE ¦ 3QU LoRE | Non-Red Flag Warning - Large Fires | Wire-to-wire contact | Aggregated | 2048 | 2.9869e-06 | 791.1875 | 0.0023632 | 2048 | Mitigation | 0.95 | 45 | 0 | esc | 0.00097009 | 2.8976e-09 | 0.00097009 | 2.8976e-09
[79 empty] | WLDFR | HFTD - Distribution - Tier 3 - 5QU CoRE ¦ 4QU LoRE | Non-Red Flag Warning - Large Fires | 2049 | 6.9156e-09 | 6.9156e-09 | 7.3713 | 0.88759 | 4.1075 | 2.3763 | 0 | 0 | 7.7224e-06 | 5.0977e-08 | 0 | 5.0977e-08 | 5.0977e-08 | 0 | 5.0977e-08 | 0 | 0.00020242 | 0.0004437 | 0 | 0.0004437 | [17 empty] | 7.3.3.17.5 (Remote Grid) Updates to grid topology to minimize risk of ignition in HFTDs Remote GridWLDFRWire-to-wire contactAggregated | WLDFR | HFTD - Distribution - Tier 2 - 3QU CoRE ¦ 3QU LoRE | Non-Red Flag Warning - Large Fires | Wire-to-wire contact | Aggregated | 2049 | 2.9869e-06 | 791.1875 | 0.0023632 | 2049 | Mitigation | 0.95 | 45 | 0 | esc | 0.00097009 | 2.8976e-09 | 0.00097009 | 2.8976e-09
[79 empty] | WLDFR | HFTD - Distribution - Tier 3 - 5QU CoRE ¦ 4QU LoRE | Non-Red Flag Warning - Large Fires | 2050 | 6.9156e-09 | 6.9156e-09 | 7.3713 | 0.88759 | 4.1075 | 2.3763 | 0 | 0 | 7.7224e-06 | 5.0977e-08 | 0 | 5.0977e-08 | 5.0977e-08 | 0 | 5.0977e-08 | 0 | 0.00020242 | 0.0004437 | 0 | 0.0004437 | [17 empty] | 7.3.3.17.5 (Remote Grid) Updates to grid topology to minimize risk of ignition in HFTDs Remote GridWLDFRWire-to-wire contactAggregated | WLDFR | HFTD - Distribution - Tier 2 - 3QU CoRE ¦ 3QU LoRE | Non-Red Flag Warning - Large Fires | Wire-to-wire contact | Aggregated | 2050 | 2.9869e-06 | 791.1875 | 0.0023632 | 2050 | Mitigation | 0.95 | 45 | 0 | esc | 0.00097009 | 2.8976e-09 | 0.00097009 | 2.8976e-09
[79 empty] | WLDFR | HFTD - Distribution - Tier 3 - 5QU CoRE ¦ 4QU LoRE | Non-Red Flag Warning - Large Fires | 2051 | 6.9156e-09 | 6.9156e-09 | 7.3713 | 0.88759 | 4.1075 | 2.3763 | 0 | 0 | 7.7224e-06 | 5.0977e-08 | 0 | 5.0977e-08 | 5.0977e-08 | 0 | 5.0977e-08 | 0 | 0.00021207 | 0.00046486 | 0 | 0.00046486 | [17 empty] | 7.3.3.17.5 (Remote Grid) Updates to grid topology to minimize risk of ignition in HFTDs Remote GridWLDFRWire-to-wire contactAggregated | WLDFR | HFTD - Distribution - Tier 2 - 3QU CoRE ¦ 3QU LoRE | Non-Red Flag Warning - Large Fires | Wire-to-wire contact | Aggregated | 2051 | 2.9869e-06 | 791.1875 | 0.0023632 | 2051 | Mitigation | 0.95 | 45 | 0 | esc | 0.00097009 | 2.8976e-09 | 0.00097009 | 2.8976e-09
[79 empty] | WLDFR | HFTD - Distribution - Tier 3 - 5QU CoRE ¦ 4QU LoRE | Non-Red Flag Warning - Large Fires | 2052 | 6.9156e-09 | 6.9156e-09 | 7.3713 | 0.88759 | 4.1075 | 2.3763 | 0 | 0 | 7.7224e-06 | 5.0977e-08 | 0 | 5.0977e-08 | 5.0977e-08 | 0 | 5.0977e-08 | 0 | 0.00021207 | 0.00046486 | 0 | 0.00046486 | [17 empty] | 7.3.3.17.5 (Remote Grid) Updates to grid topology to minimize risk of ignition in HFTDs Remote GridWLDFRWire-to-wire contactAggregated | WLDFR | HFTD - Distribution - Tier 2 - 3QU CoRE ¦ 3QU LoRE | Non-Red Flag Warning - Large Fires | Wire-to-wire contact | Aggregated | 2052 | 2.9869e-06 | 791.1875 | 0.0023632 | 2052 | Mitigation | 0.95 | 45 | 0 | esc | 0.00097009 | 2.8976e-09 | 0.00097009 | 2.8976e-09
[79 empty] | WLDFR | HFTD - Distribution - Tier 3 - 5QU CoRE ¦ 4QU LoRE | Non-Red Flag Warning - Large Fires | 2053 | 6.9156e-09 | 6.9156e-09 | 7.8503 | 0.92702 | 4.3664 | 2.5569 | 0 | 0 | 7.7224e-06 | 5.429e-08 | 0 | 5.429e-08 | 5.429e-08 | 0 | 5.429e-08 | 0 | 0.00021207 | 0.00046486 | 0 | 0.00046486 | [17 empty] | 7.3.3.17.5 (Remote Grid) Updates to grid topology to minimize risk of ignition in HFTDs Remote GridWLDFRWire-to-wire contactAggregated | WLDFR | HFTD - Distribution - Tier 2 - 3QU CoRE ¦ 3QU LoRE | Non-Red Flag Warning - Large Fires | Wire-to-wire contact | Aggregated | 2053 | 2.9869e-06 | 791.1875 | 0.0023632 | 2053 | Mitigation | 0.95 | 45 | 0 | esc | 0.00097009 | 2.8976e-09 | 0.00097009 | 2.8976e-09
[79 empty] | WLDFR | HFTD - Distribution - Tier 3 - 5QU CoRE ¦ 4QU LoRE | Non-Red Flag Warning - Large Fires | 2054 | 6.9156e-09 | 6.9156e-09 | 7.8503 | 0.92702 | 4.3664 | 2.5569 | 0 | 0 | 7.7224e-06 | 5.429e-08 | 0 | 5.429e-08 | 5.429e-08 | 0 | 5.429e-08 | 0 | 0.00021207 | 0.00046486 | 0 | 0.00046486 | [17 empty] | 7.3.3.17.5 (Remote Grid) Updates to grid topology to minimize risk of ignition in HFTDs Remote GridWLDFRWire-to-wire contactAggregated | WLDFR | HFTD - Distribution - Tier 2 - 3QU CoRE ¦ 3QU LoRE | Non-Red Flag Warning - Large Fires | Wire-to-wire contact | Aggregated | 2054 | 2.9869e-06 | 791.1875 | 0.0023632 | 2054 | Mitigation | 0.95 | 45 | 0 | esc | 0.00097009 | 2.8976e-09 | 0.00097009 | 2.8976e-09
[79 empty] | WLDFR | HFTD - Distribution - Tier 3 - 5QU CoRE ¦ 4QU LoRE | Non-Red Flag Warning - Large Fires | 2055 | 6.9156e-09 | 6.9156e-09 | 7.8503 | 0.92702 | 4.3664 | 2.5569 | 0 | 0 | 7.7224e-06 | 5.429e-08 | 0 | 5.429e-08 | 5.429e-08 | 0 | 5.429e-08 | 0 | 0.00021207 | 0.00046486 | 0 | 0.00046486 | [17 empty] | 7.3.3.17.5 (Remote Grid) Updates to grid topology to minimize risk of ignition in HFTDs Remote GridWLDFRWire-to-wire contactAggregated | WLDFR | HFTD - Distribution - Tier 2 - 3QU CoRE ¦ 3QU LoRE | Non-Red Flag Warning - Large Fires | Wire-to-wire contact | Aggregated | 2055 | 2.9869e-06 | 791.1875 | 0.0023632 | 2055 | Mitigation | 0.95 | 45 | 0 | esc | 0.00097009 | 2.8976e-09 | 0.00097009 | 2.8976e-09
[79 empty] | WLDFR | HFTD - Distribution - Tier 3 - 5QU CoRE ¦ 4QU LoRE | Non-Red Flag Warning - Large Fires | 2056 | 6.9156e-09 | 6.9156e-09 | 7.8503 | 0.92702 | 4.3664 | 2.5569 | 0 | 0 | 7.7224e-06 | 5.429e-08 | 0 | 5.429e-08 | 5.429e-08 | 0 | 5.429e-08 | 0 | 0.0002218 | 0.00048619 | 0 | 0.00048619 | [17 empty] | 7.3.3.17.5 (Remote Grid) Updates to grid topology to minimize risk of ignition in HFTDs Remote GridWLDFRWire-to-wire contactAggregated | WLDFR | HFTD - Distribution - Tier 2 - 3QU CoRE ¦ 3QU LoRE | Non-Red Flag Warning - Large Fires | Wire-to-wire contact | Aggregated | 2056 | 2.9869e-06 | 791.1875 | 0.0023632 | 2056 | Mitigation | 0.95 | 45 | 0 | esc | 0.00097009 | 2.8976e-09 | 0.00097009 | 2.8976e-09
[79 empty] | WLDFR | HFTD - Distribution - Tier 3 - 5QU CoRE ¦ 4QU LoRE | Non-Red Flag Warning - Large Fires | 2057 | 6.9156e-09 | 6.9156e-09 | 7.8503 | 0.92702 | 4.3664 | 2.5569 | 0 | 0 | 7.7224e-06 | 5.429e-08 | 0 | 5.429e-08 | 5.429e-08 | 0 | 5.429e-08 | 0 | 0.0002218 | 0.00048619 | 0 | 0.00048619 | [17 empty] | 7.3.3.17.5 (Remote Grid) Updates to grid topology to minimize risk of ignition in HFTDs Remote GridWLDFRWire-to-wire contactAggregated | WLDFR | HFTD - Distribution - Tier 2 - 3QU CoRE ¦ 3QU LoRE | Non-Red Flag Warning - Large Fires | Wire-to-wire contact | Aggregated | 2057 | 2.9869e-06 | 791.1875 | 0.0023632 | 2057 | Mitigation | 0.95 | 45 | 0 | esc | 0.00097009 | 2.8976e-09 | 0.00097009 | 2.8976e-09
[79 empty] | WLDFR | HFTD - Distribution - Tier 3 - 5QU CoRE ¦ 4QU LoRE | Non-Red Flag Warning - Large Fires | 2058 | 6.9156e-09 | 6.9156e-09 | 8.3524 | 0.96727 | 4.6367 | 2.7484 | 0 | 0 | 7.7224e-06 | 5.7761e-08 | 0 | 5.7761e-08 | 5.7761e-08 | 0 | 5.7761e-08 | 0 | 0.0002218 | 0.00048619 | 0 | 0.00048619 | [17 empty] | 7.3.3.17.5 (Remote Grid) Updates to grid topology to minimize risk of ignition in HFTDs Remote GridWLDFRWire-to-wire contactAggregated | WLDFR | HFTD - Distribution - Tier 2 - 3QU CoRE ¦ 3QU LoRE | Non-Red Flag Warning - Large Fires | Wire-to-wire contact | Aggregated | 2058 | 2.9869e-06 | 791.1875 | 0.0023632 | 2058 | Mitigation | 0.95 | 45 | 0 | esc | 0.00097009 | 2.8976e-09 | 0.00097009 | 2.8976e-09
[79 empty] | WLDFR | HFTD - Distribution - Tier 3 - 5QU CoRE ¦ 4QU LoRE | Non-Red Flag Warning - Large Fires | 2059 | 6.9156e-09 | 6.9156e-09 | 8.3524 | 0.96727 | 4.6367 | 2.7484 | 0 | 0 | 7.7224e-06 | 5.7761e-08 | 0 | 5.7761e-08 | 5.7761e-08 | 0 | 5.7761e-08 | 0 | 0.0002218 | 0.00048619 | 0 | 0.00048619 | [17 empty] | 7.3.3.17.5 (Remote Grid) Updates to grid topology to minimize risk of ignition in HFTDs Remote GridWLDFRWire-to-wire contactAggregated | WLDFR | HFTD - Distribution - Tier 2 - 3QU CoRE ¦ 3QU LoRE | Non-Red Flag Warning - Large Fires | Wire-to-wire contact | Aggregated | 2059 | 2.9869e-06 | 791.1875 | 0.0023632 | 2059 | Mitigation | 0.95 | 45 | 0 | esc | 0.00097009 | 2.8976e-09 | 0.00097009 | 2.8976e-09
[79 empty] | WLDFR | HFTD - Distribution - Tier 3 - 5QU CoRE ¦ 4QU LoRE | Non-Red Flag Warning - Large Fires | 2060 | 6.9156e-09 | 6.9156e-09 | 8.3524 | 0.96727 | 4.6367 | 2.7484 | 0 | 0 | 7.7224e-06 | 5.7761e-08 | 0 | 5.7761e-08 | 5.7761e-08 | 0 | 5.7761e-08 | 0 | 0.0002218 | 0.00048619 | 0 | 0.00048619 | [17 empty] | 7.3.3.17.5 (Remote Grid) Updates to grid topology to minimize risk of ignition in HFTDs Remote GridWLDFRWire-to-wire contactAggregated | WLDFR | HFTD - Distribution - Tier 2 - 3QU CoRE ¦ 3QU LoRE | Non-Red Flag Warning - Large Fires | Wire-to-wire contact | Aggregated | 2060 | 2.9869e-06 | 791.1875 | 0.0023632 | 2060 | Mitigation | 0.95 | 45 | 0 | esc | 0.00097009 | 2.8976e-09 | 0.00097009 | 2.8976e-09
[79 empty] | WLDFR | HFTD - Distribution - Tier 3 - 5QU CoRE ¦ 4QU LoRE | Non-Red Flag Warning - Large Fires | 2061 | 6.9156e-09 | 6.9156e-09 | 8.3524 | 0.96727 | 4.6367 | 2.7484 | 0 | 0 | 7.7224e-06 | 5.7761e-08 | 0 | 5.7761e-08 | 5.7761e-08 | 0 | 5.7761e-08 | 0 | 0.00023149 | 0.00050743 | 0 | 0.00050743 | [17 empty] | 7.3.3.17.5 (Remote Grid) Updates to grid topology to minimize risk of ignition in HFTDs Remote GridWLDFRWire-to-wire contactAggregated | WLDFR | HFTD - Distribution - Tier 2 - 3QU CoRE ¦ 3QU LoRE | Non-Red Flag Warning - Large Fires | Wire-to-wire contact | Aggregated | 2061 | 2.9869e-06 | 791.1875 | 0.0023632 | 2061 | Mitigation | 0.95 | 45 | 0 | esc | 0.00097009 | 2.8976e-09 | 0.00097009 | 2.8976e-09
[79 empty] | WLDFR | HFTD - Distribution - Tier 3 - 5QU CoRE ¦ 4QU LoRE | Non-Red Flag Warning - Large Fires | 2062 | 6.9156e-09 | 6.9156e-09 | 8.3524 | 0.96727 | 4.6367 | 2.7484 | 0 | 0 | 7.7224e-06 | 5.7761e-08 | 0 | 5.7761e-08 | 5.7761e-08 | 0 | 5.7761e-08 | 0 | 0.00023149 | 0.00050743 | 0 | 0.00050743 | [17 empty] | 7.3.3.17.5 (Remote Grid) Updates to grid topology to minimize risk of ignition in HFTDs Remote GridWLDFRWire-to-wire contactAggregated | WLDFR | HFTD - Distribution - Tier 2 - 3QU CoRE ¦ 3QU LoRE | Non-Red Flag Warning - Large Fires | Wire-to-wire contact | Aggregated | 2062 | 2.9869e-06 | 791.1875 | 0.0023632 | 2062 | Mitigation | 0.95 | 45 | 0 | esc | 0.00097009 | 2.8976e-09 | 0.00097009 | 2.8976e-09
[79 empty] | WLDFR | HFTD - Distribution - Tier 3 - 5QU CoRE ¦ 4QU LoRE | Non-Red Flag Warning - Large Fires | 2063 | 6.9156e-09 | 6.9156e-09 | 8.872 | 1.0079 | 4.9153 | 2.9488 | 0 | 0 | 7.7224e-06 | 6.1355e-08 | 0 | 6.1355e-08 | 6.1355e-08 | 0 | 6.1355e-08 | 0 | 0.00023149 | 0.00050743 | 0 | 0.00050743 | [17 empty] | 7.3.3.17.5 (Remote Grid) Updates to grid topology to minimize risk of ignition in HFTDs Remote GridWLDFRWire-to-wire contactAggregated | WLDFR | HFTD - Distribution - Tier 2 - 3QU CoRE ¦ 3QU LoRE | Non-Red Flag Warning - Large Fires | Wire-to-wire contact | Aggregated | 2063 | 2.9869e-06 | 791.1875 | 0.0023632 | 2063 | Mitigation | 0.95 | 45 | 0 | esc | 0.00097009 | 2.8976e-09 | 0.00097009 | 2.8976e-09
[79 empty] | WLDFR | HFTD - Distribution - Tier 3 - 5QU CoRE ¦ 4QU LoRE | Non-Red Flag Warning - Large Fires | 2064 | 6.9156e-09 | 6.9156e-09 | 8.872 | 1.0079 | 4.9153 | 2.9488 | 0 | 0 | 7.7224e-06 | 6.1355e-08 | 0 | 6.1355e-08 | 6.1355e-08 | 0 | 6.1355e-08 | 0 | 0 | 0.00050743 | 0 | 0.00050743 | [17 empty] | 7.3.3.17.5 (Remote Grid) Updates to grid topology to minimize risk of ignition in HFTDs Remote GridWLDFRWire-to-wire contactAggregated | WLDFR | HFTD - Distribution - Tier 2 - 3QU CoRE ¦ 3QU LoRE | Non-Red Flag Warning - Large Fires | Wire-to-wire contact | Aggregated | 2064 | 2.9869e-06 | 791.1875 | 0.0023632 | 2064 | Mitigation | 0.95 | 45 | 0 | esc | 0.00097009 | 2.8976e-09 | 0.00097009 | 2.8976e-09
[79 empty] | WLDFR | HFTD - Distribution - Tier 3 - 5QU CoRE ¦ 4QU LoRE | Non-Red Flag Warning - Large Fires | 2065 | 6.9156e-09 | 6.9156e-09 | 8.872 | 1.0079 | 4.9153 | 2.9488 | 0 | 0 | 7.7224e-06 | 6.1355e-08 | 0 | 6.1355e-08 | 6.1355e-08 | 0 | 6.1355e-08 | 0 | 0 | 0 | 0 | 0 | [17 empty] | 7.3.3.17.5 (Remote Grid) Updates to grid topology to minimize risk of ignition in HFTDs Remote GridWLDFRWire-to-wire contactAggregated | WLDFR | HFTD - Distribution - Tier 2 - 3QU CoRE ¦ 3QU LoRE | Non-Red Flag Warning - Large Fires | Wire-to-wire contact | Aggregated | 2065 | 2.9869e-06 | 791.1875 | 0.0023632 | 2065 | Mitigation | 0.95 | 45 | 0 | esc | 0.00097009 | 2.8976e-09 | 0.00097009 | 2.8976e-09
[79 empty] | WLDFR | HFTD - Distribution - Tier 3 - 5QU CoRE ¦ 4QU LoRE | Non-Red Flag Warning - Large Fires | 2066 | 6.9156e-09 | 6.9156e-09 | 8.872 | 1.0079 | 4.9153 | 2.9488 | 0 | 0 | 7.7224e-06 | 6.1355e-08 | 0 | 6.1355e-08 | 6.1355e-08 | 0 | 6.1355e-08 | 0 | 1.517e-05 | 0 | 0 | 0 | [17 empty] | 7.3.3.17.5 (Remote Grid) Updates to grid topology to minimize risk of ignition in HFTDs Remote GridWLDFRWire-to-wire contactAggregated | WLDFR | HFTD - Distribution - Tier 2 - 3QU CoRE ¦ 3QU LoRE | Non-Red Flag Warning - Large Fires | Wire-to-wire contact | Aggregated | 2066 | 2.9869e-06 | 791.1875 | 0.0023632 | 2066 | Mitigation | 0.95 | 45 | 0 | esc | 0.00097009 | 2.8976e-09 | 0.00097009 | 2.8976e-09
[79 empty] | WLDFR | HFTD - Distribution - Tier 3 - 5QU CoRE ¦ 4QU LoRE | Non-Red Flag Warning - Large Fires | 2067 | 0 | 6.9156e-09 | 8.872 | 1.0079 | 4.9153 | 2.9488 | 0 | 0 | 7.7224e-06 | 0 | 0 | 0 | 6.1355e-08 | 0 | 6.1355e-08 | 0 | 1.5724e-05 | 3.4467e-05 | 0 | 3.4467e-05 | [17 empty] | 7.3.3.17.5 (Remote Grid) Updates to grid topology to minimize risk of ignition in HFTDs Remote GridWLDFRWire-to-wire contactAggregated | WLDFR | HFTD - Distribution - Tier 2 - 3QU CoRE ¦ 3QU LoRE | Non-Red Flag Warning - Large Fires | Wire-to-wire contact | Aggregated | 2067 | 2.9869e-06 | 791.1875 | 0.0023632 | 2067 | Mitigation | 0.95 | 45 | 0 | esc | 0 | 0 | 0.00097009 | 2.8976e-09
[79 empty] | WLDFR | HFTD - Distribution - Tier 3 - 5QU CoRE ¦ 4QU LoRE | Non-Red Flag Warning - Small Fires | 2022 | 3.1207e-06 | 0 | 0.077901 | 0.036425 | 0.0015809 | 0.039895 | 0 | 0 | 0.0033847 | 2.431e-07 | 0 | 2.431e-07 | 0 | 0 | 0 | 0 | 1.5724e-05 | 3.4467e-05 | 0 | 3.4467e-05 | [17 empty] | 7.3.3.17.5 (Remote Grid) Updates to grid topology to minimize risk of ignition in HFTDs Remote GridWLDFRContact from objectAggregated | WLDFR | HFTD - Distribution - Tier 2 - 3QU CoRE ¦ 3QU LoRE | Non-Red Flag Warning - Small Fires | Contact from object | Aggregated | 2022 | 0.00072627 | 791.1875 | 0.57461 | 2022 | Mitigation | 0.95 | 45 | 0 | esc | 0.00097009 | 7.0454e-07 | 0 | 0
[79 empty] | WLDFR | HFTD - Distribution - Tier 3 - 5QU CoRE ¦ 4QU LoRE | Non-Red Flag Warning - Small Fires | 2023 | 3.1207e-06 | 3.1207e-06 | 0.080408 | 0.03759 | 0.0016314 | 0.041187 | 0 | 0 | 0.0033847 | 2.5093e-07 | 0 | 2.5093e-07 | 2.5093e-07 | 0 | 2.5093e-07 | 0 | 1.5724e-05 | 3.4467e-05 | 0 | 3.4467e-05 | [17 empty] | 7.3.3.17.5 (Remote Grid) Updates to grid topology to minimize risk of ignition in HFTDs Remote GridWLDFRContact from objectAggregated | WLDFR | HFTD - Distribution - Tier 2 - 3QU CoRE ¦ 3QU LoRE | Non-Red Flag Warning - Small Fires | Contact from object | Aggregated | 2023 | 0.00072627 | 791.1875 | 0.57461 | 2023 | Mitigation | 0.95 | 45 | 0 | esc | 0.00097009 | 7.0454e-07 | 0.00097009 | 7.0454e-07
[79 empty] | WLDFR | HFTD - Distribution - Tier 3 - 5QU CoRE ¦ 4QU LoRE | Non-Red Flag Warning - Small Fires | 2024 | 3.1207e-06 | 3.1207e-06 | 0.080408 | 0.03759 | 0.0016314 | 0.041187 | 0 | 0 | 0.0033847 | 2.5093e-07 | 0 | 2.5093e-07 | 2.5093e-07 | 0 | 2.5093e-07 | 0 | 1.5724e-05 | 3.4467e-05 | 0 | 3.4467e-05 | [17 empty] | 7.3.3.17.5 (Remote Grid) Updates to grid topology to minimize risk of ignition in HFTDs Remote GridWLDFRContact from objectAggregated | WLDFR | HFTD - Distribution - Tier 2 - 3QU CoRE ¦ 3QU LoRE | Non-Red Flag Warning - Small Fires | Contact from object | Aggregated | 2024 | 0.00072627 | 791.1875 | 0.57461 | 2024 | Mitigation | 0.95 | 45 | 0 | esc | 0.00097009 | 7.0454e-07 | 0.00097009 | 7.0454e-07
[79 empty] | WLDFR | HFTD - Distribution - Tier 3 - 5QU CoRE ¦ 4QU LoRE | Non-Red Flag Warning - Small Fires | 2025 | 3.1207e-06 | 3.1207e-06 | 0.080408 | 0.03759 | 0.0016314 | 0.041187 | 0 | 0 | 0.0033847 | 2.5093e-07 | 0 | 2.5093e-07 | 2.5093e-07 | 0 | 2.5093e-07 | 0 | 1.5724e-05 | 3.4467e-05 | 0 | 3.4467e-05 | [17 empty] | 7.3.3.17.5 (Remote Grid) Updates to grid topology to minimize risk of ignition in HFTDs Remote GridWLDFRContact from objectAggregated | WLDFR | HFTD - Distribution - Tier 2 - 3QU CoRE ¦ 3QU LoRE | Non-Red Flag Warning - Small Fires | Contact from object | Aggregated | 2025 | 0.00072627 | 791.1875 | 0.57461 | 2025 | Mitigation | 0.95 | 45 | 0 | esc | 0.00097009 | 7.0454e-07 | 0.00097009 | 7.0454e-07
[79 empty] | WLDFR | HFTD - Distribution - Tier 3 - 5QU CoRE ¦ 4QU LoRE | Non-Red Flag Warning - Small Fires | 2026 | 3.1207e-06 | 3.1207e-06 | 0.080408 | 0.03759 | 0.0016314 | 0.041187 | 0 | 0 | 0.0033847 | 2.5093e-07 | 0 | 2.5093e-07 | 2.5093e-07 | 0 | 2.5093e-07 | 0 | 1.6422e-05 | 3.5997e-05 | 0 | 3.5997e-05 | [17 empty] | 7.3.3.17.5 (Remote Grid) Updates to grid topology to minimize risk of ignition in HFTDs Remote GridWLDFRContact from objectAggregated | WLDFR | HFTD - Distribution - Tier 2 - 3QU CoRE ¦ 3QU LoRE | Non-Red Flag Warning - Small Fires | Contact from object | Aggregated | 2026 | 0.00072627 | 791.1875 | 0.57461 | 2026 | Mitigation | 0.95 | 45 | 0 | esc | 0.00097009 | 7.0454e-07 | 0.00097009 | 7.0454e-07
[79 empty] | WLDFR | HFTD - Distribution - Tier 3 - 5QU CoRE ¦ 4QU LoRE | Non-Red Flag Warning - Small Fires | 2027 | 3.1207e-06 | 3.1207e-06 | 0.080408 | 0.03759 | 0.0016314 | 0.041187 | 0 | 0 | 0.0033847 | 2.5093e-07 | 0 | 2.5093e-07 | 2.5093e-07 | 0 | 2.5093e-07 | 0 | 1.6422e-05 | 3.5997e-05 | 0 | 3.5997e-05 | [17 empty] | 7.3.3.17.5 (Remote Grid) Updates to grid topology to minimize risk of ignition in HFTDs Remote GridWLDFRContact from objectAggregated | WLDFR | HFTD - Distribution - Tier 2 - 3QU CoRE ¦ 3QU LoRE | Non-Red Flag Warning - Small Fires | Contact from object | Aggregated | 2027 | 0.00072627 | 791.1875 | 0.57461 | 2027 | Mitigation | 0.95 | 45 | 0 | esc | 0.00097009 | 7.0454e-07 | 0.00097009 | 7.0454e-07
[79 empty] | WLDFR | HFTD - Distribution - Tier 3 - 5QU CoRE ¦ 4QU LoRE | Non-Red Flag Warning - Small Fires | 2028 | 3.1207e-06 | 3.1207e-06 | 0.083606 | 0.039055 | 0.001695 | 0.042856 | 0 | 0 | 0.0033847 | 2.6091e-07 | 0 | 2.6091e-07 | 2.6091e-07 | 0 | 2.6091e-07 | 0 | 1.6422e-05 | 3.5997e-05 | 0 | 3.5997e-05 | [17 empty] | 7.3.3.17.5 (Remote Grid) Updates to grid topology to minimize risk of ignition in HFTDs Remote GridWLDFRContact from objectAggregated | WLDFR | HFTD - Distribution - Tier 2 - 3QU CoRE ¦ 3QU LoRE | Non-Red Flag Warning - Small Fires | Contact from object | Aggregated | 2028 | 0.00072627 | 791.1875 | 0.57461 | 2028 | Mitigation | 0.95 | 45 | 0 | esc | 0.00097009 | 7.0454e-07 | 0.00097009 | 7.0454e-07
[79 empty] | WLDFR | HFTD - Distribution - Tier 3 - 5QU CoRE ¦ 4QU LoRE | Non-Red Flag Warning - Small Fires | 2029 | 3.1207e-06 | 3.1207e-06 | 0.083606 | 0.039055 | 0.001695 | 0.042856 | 0 | 0 | 0.0033847 | 2.6091e-07 | 0 | 2.6091e-07 | 2.6091e-07 | 0 | 2.6091e-07 | 0 | 1.6422e-05 | 3.5997e-05 | 0 | 3.5997e-05 | [17 empty] | 7.3.3.17.5 (Remote Grid) Updates to grid topology to minimize risk of ignition in HFTDs Remote GridWLDFRContact from objectAggregated | WLDFR | HFTD - Distribution - Tier 2 - 3QU CoRE ¦ 3QU LoRE | Non-Red Flag Warning - Small Fires | Contact from object | Aggregated | 2029 | 0.00072627 | 791.1875 | 0.57461 | 2029 | Mitigation | 0.95 | 45 | 0 | esc | 0.00097009 | 7.0454e-07 | 0.00097009 | 7.0454e-07
[79 empty] | WLDFR | HFTD - Distribution - Tier 3 - 5QU CoRE ¦ 4QU LoRE | Non-Red Flag Warning - Small Fires | 2030 | 3.1207e-06 | 3.1207e-06 | 0.083606 | 0.039055 | 0.001695 | 0.042856 | 0 | 0 | 0.0033847 | 2.6091e-07 | 0 | 2.6091e-07 | 2.6091e-07 | 0 | 2.6091e-07 | 0 | 1.6422e-05 | 3.5997e-05 | 0 | 3.5997e-05 | [17 empty] | 7.3.3.17.5 (Remote Grid) Updates to grid topology to minimize risk of ignition in HFTDs Remote GridWLDFRContact from objectAggregated | WLDFR | HFTD - Distribution - Tier 2 - 3QU CoRE ¦ 3QU LoRE | Non-Red Flag Warning - Small Fires | Contact from object | Aggregated | 2030 | 0.00072627 | 791.1875 | 0.57461 | 2030 | Mitigation | 0.95 | 45 | 0 | esc | 0.00097009 | 7.0454e-07 | 0.00097009 | 7.0454e-07
[79 empty] | WLDFR | HFTD - Distribution - Tier 3 - 5QU CoRE ¦ 4QU LoRE | Non-Red Flag Warning - Small Fires | 2031 | 3.1207e-06 | 3.1207e-06 | 0.083606 | 0.039055 | 0.001695 | 0.042856 | 0 | 0 | 0.0033847 | 2.6091e-07 | 0 | 2.6091e-07 | 2.6091e-07 | 0 | 2.6091e-07 | 0 | 1.7197e-05 | 3.7696e-05 | 0 | 3.7696e-05 | [17 empty] | 7.3.3.17.5 (Remote Grid) Updates to grid topology to minimize risk of ignition in HFTDs Remote GridWLDFRContact from objectAggregated | WLDFR | HFTD - Distribution - Tier 2 - 3QU CoRE ¦ 3QU LoRE | Non-Red Flag Warning - Small Fires | Contact from object | Aggregated | 2031 | 0.00072627 | 791.1875 | 0.57461 | 2031 | Mitigation | 0.95 | 45 | 0 | esc | 0.00097009 | 7.0454e-07 | 0.00097009 | 7.0454e-07
[79 empty] | WLDFR | HFTD - Distribution - Tier 3 - 5QU CoRE ¦ 4QU LoRE | Non-Red Flag Warning - Small Fires | 2032 | 3.1207e-06 | 3.1207e-06 | 0.083606 | 0.039055 | 0.001695 | 0.042856 | 0 | 0 | 0.0033847 | 2.6091e-07 | 0 | 2.6091e-07 | 2.6091e-07 | 0 | 2.6091e-07 | 0 | 1.7197e-05 | 3.7696e-05 | 0 | 3.7696e-05 | [17 empty] | 7.3.3.17.5 (Remote Grid) Updates to grid topology to minimize risk of ignition in HFTDs Remote GridWLDFRContact from objectAggregated | WLDFR | HFTD - Distribution - Tier 2 - 3QU CoRE ¦ 3QU LoRE | Non-Red Flag Warning - Small Fires | Contact from object | Aggregated | 2032 | 0.00072627 | 791.1875 | 0.57461 | 2032 | Mitigation | 0.95 | 45 | 0 | esc | 0.00097009 | 7.0454e-07 | 0.00097009 | 7.0454e-07
[79 empty] | WLDFR | HFTD - Distribution - Tier 3 - 5QU CoRE ¦ 4QU LoRE | Non-Red Flag Warning - Small Fires | 2033 | 3.1207e-06 | 3.1207e-06 | 0.087211 | 0.040679 | 0.0017655 | 0.044766 | 0 | 0 | 0.0033847 | 2.7216e-07 | 0 | 2.7216e-07 | 2.7216e-07 | 0 | 2.7216e-07 | 0 | 1.7197e-05 | 3.7696e-05 | 0 | 3.7696e-05 | [17 empty] | 7.3.3.17.5 (Remote Grid) Updates to grid topology to minimize risk of ignition in HFTDs Remote GridWLDFRContact from objectAggregated | WLDFR | HFTD - Distribution - Tier 2 - 3QU CoRE ¦ 3QU LoRE | Non-Red Flag Warning - Small Fires | Contact from object | Aggregated | 2033 | 0.00072627 | 791.1875 | 0.57461 | 2033 | Mitigation | 0.95 | 45 | 0 | esc | 0.00097009 | 7.0454e-07 | 0.00097009 | 7.0454e-07
[79 empty] | WLDFR | HFTD - Distribution - Tier 3 - 5QU CoRE ¦ 4QU LoRE | Non-Red Flag Warning - Small Fires | 2034 | 3.1207e-06 | 3.1207e-06 | 0.087211 | 0.040679 | 0.0017655 | 0.044766 | 0 | 0 | 0.0033847 | 2.7216e-07 | 0 | 2.7216e-07 | 2.7216e-07 | 0 | 2.7216e-07 | 0 | 1.7197e-05 | 3.7696e-05 | 0 | 3.7696e-05 | [17 empty] | 7.3.3.17.5 (Remote Grid) Updates to grid topology to minimize risk of ignition in HFTDs Remote GridWLDFRContact from objectAggregated | WLDFR | HFTD - Distribution - Tier 2 - 3QU CoRE ¦ 3QU LoRE | Non-Red Flag Warning - Small Fires | Contact from object | Aggregated | 2034 | 0.00072627 | 791.1875 | 0.57461 | 2034 | Mitigation | 0.95 | 45 | 0 | esc | 0.00097009 | 7.0454e-07 | 0.00097009 | 7.0454e-07
[79 empty] | WLDFR | HFTD - Distribution - Tier 3 - 5QU CoRE ¦ 4QU LoRE | Non-Red Flag Warning - Small Fires | 2035 | 3.1207e-06 | 3.1207e-06 | 0.087211 | 0.040679 | 0.0017655 | 0.044766 | 0 | 0 | 0.0033847 | 2.7216e-07 | 0 | 2.7216e-07 | 2.7216e-07 | 0 | 2.7216e-07 | 0 | 1.7197e-05 | 3.7696e-05 | 0 | 3.7696e-05 | [17 empty] | 7.3.3.17.5 (Remote Grid) Updates to grid topology to minimize risk of ignition in HFTDs Remote GridWLDFRContact from objectAggregated | WLDFR | HFTD - Distribution - Tier 2 - 3QU CoRE ¦ 3QU LoRE | Non-Red Flag Warning - Small Fires | Contact from object | Aggregated | 2035 | 0.00072627 | 791.1875 | 0.57461 | 2035 | Mitigation | 0.95 | 45 | 0 | esc | 0.00097009 | 7.0454e-07 | 0.00097009 | 7.0454e-07
[79 empty] | WLDFR | HFTD - Distribution - Tier 3 - 5QU CoRE ¦ 4QU LoRE | Non-Red Flag Warning - Small Fires | 2036 | 3.1207e-06 | 3.1207e-06 | 0.087211 | 0.040679 | 0.0017655 | 0.044766 | 0 | 0 | 0.0033847 | 2.7216e-07 | 0 | 2.7216e-07 | 2.7216e-07 | 0 | 2.7216e-07 | 0 | 1.8037e-05 | 3.9538e-05 | 0 | 3.9538e-05 | [17 empty] | 7.3.3.17.5 (Remote Grid) Updates to grid topology to minimize risk of ignition in HFTDs Remote GridWLDFRContact from objectAggregated | WLDFR | HFTD - Distribution - Tier 2 - 3QU CoRE ¦ 3QU LoRE | Non-Red Flag Warning - Small Fires | Contact from object | Aggregated | 2036 | 0.00072627 | 791.1875 | 0.57461 | 2036 | Mitigation | 0.95 | 45 | 0 | esc | 0.00097009 | 7.0454e-07 | 0.00097009 | 7.0454e-07
[79 empty] | WLDFR | HFTD - Distribution - Tier 3 - 5QU CoRE ¦ 4QU LoRE | Non-Red Flag Warning - Small Fires | 2037 | 3.1207e-06 | 3.1207e-06 | 0.087211 | 0.040679 | 0.0017655 | 0.044766 | 0 | 0 | 0.0033847 | 2.7216e-07 | 0 | 2.7216e-07 | 2.7216e-07 | 0 | 2.7216e-07 | 0 | 1.8037e-05 | 3.9538e-05 | 0 | 3.9538e-05 | [17 empty] | 7.3.3.17.5 (Remote Grid) Updates to grid topology to minimize risk of ignition in HFTDs Remote GridWLDFRContact from objectAggregated | WLDFR | HFTD - Distribution - Tier 2 - 3QU CoRE ¦ 3QU LoRE | Non-Red Flag Warning - Small Fires | Contact from object | Aggregated | 2037 | 0.00072627 | 791.1875 | 0.57461 | 2037 | Mitigation | 0.95 | 45 | 0 | esc | 0.00097009 | 7.0454e-07 | 0.00097009 | 7.0454e-07
[79 empty] | WLDFR | HFTD - Distribution - Tier 3 - 5QU CoRE ¦ 4QU LoRE | Non-Red Flag Warning - Small Fires | 2038 | 3.1207e-06 | 3.1207e-06 | 0.091184 | 0.042438 | 0.0018418 | 0.046905 | 0 | 0 | 0.0033847 | 2.8456e-07 | 0 | 2.8456e-07 | 2.8456e-07 | 0 | 2.8456e-07 | 0 | 1.8037e-05 | 3.9538e-05 | 0 | 3.9538e-05 | [17 empty] | 7.3.3.17.5 (Remote Grid) Updates to grid topology to minimize risk of ignition in HFTDs Remote GridWLDFRContact from objectAggregated | WLDFR | HFTD - Distribution - Tier 2 - 3QU CoRE ¦ 3QU LoRE | Non-Red Flag Warning - Small Fires | Contact from object | Aggregated | 2038 | 0.00072627 | 791.1875 | 0.57461 | 2038 | Mitigation | 0.95 | 45 | 0 | esc | 0.00097009 | 7.0454e-07 | 0.00097009 | 7.0454e-07
[79 empty] | WLDFR | HFTD - Distribution - Tier 3 - 5QU CoRE ¦ 4QU LoRE | Non-Red Flag Warning - Small Fires | 2039 | 3.1207e-06 | 3.1207e-06 | 0.091184 | 0.042438 | 0.0018418 | 0.046905 | 0 | 0 | 0.0033847 | 2.8456e-07 | 0 | 2.8456e-07 | 2.8456e-07 | 0 | 2.8456e-07 | 0 | 1.8037e-05 | 3.9538e-05 | 0 | 3.9538e-05 | [17 empty] | 7.3.3.17.5 (Remote Grid) Updates to grid topology to minimize risk of ignition in HFTDs Remote GridWLDFRContact from objectAggregated | WLDFR | HFTD - Distribution - Tier 2 - 3QU CoRE ¦ 3QU LoRE | Non-Red Flag Warning - Small Fires | Contact from object | Aggregated | 2039 | 0.00072627 | 791.1875 | 0.57461 | 2039 | Mitigation | 0.95 | 45 | 0 | esc | 0.00097009 | 7.0454e-07 | 0.00097009 | 7.0454e-07
[79 empty] | WLDFR | HFTD - Distribution - Tier 3 - 5QU CoRE ¦ 4QU LoRE | Non-Red Flag Warning - Small Fires | 2040 | 3.1207e-06 | 3.1207e-06 | 0.091184 | 0.042438 | 0.0018418 | 0.046905 | 0 | 0 | 0.0033847 | 2.8456e-07 | 0 | 2.8456e-07 | 2.8456e-07 | 0 | 2.8456e-07 | 0 | 1.8037e-05 | 3.9538e-05 | 0 | 3.9538e-05 | [17 empty] | 7.3.3.17.5 (Remote Grid) Updates to grid topology to minimize risk of ignition in HFTDs Remote GridWLDFRContact from objectAggregated | WLDFR | HFTD - Distribution - Tier 2 - 3QU CoRE ¦ 3QU LoRE | Non-Red Flag Warning - Small Fires | Contact from object | Aggregated | 2040 | 0.00072627 | 791.1875 | 0.57461 | 2040 | Mitigation | 0.95 | 45 | 0 | esc | 0.00097009 | 7.0454e-07 | 0.00097009 | 7.0454e-07
[79 empty] | WLDFR | HFTD - Distribution - Tier 3 - 5QU CoRE ¦ 4QU LoRE | Non-Red Flag Warning - Small Fires | 2041 | 3.1207e-06 | 3.1207e-06 | 0.091184 | 0.042438 | 0.0018418 | 0.046905 | 0 | 0 | 0.0033847 | 2.8456e-07 | 0 | 2.8456e-07 | 2.8456e-07 | 0 | 2.8456e-07 | 0 | 1.8932e-05 | 4.1499e-05 | 0 | 4.1499e-05 | [17 empty] | 7.3.3.17.5 (Remote Grid) Updates to grid topology to minimize risk of ignition in HFTDs Remote GridWLDFRContact from objectAggregated | WLDFR | HFTD - Distribution - Tier 2 - 3QU CoRE ¦ 3QU LoRE | Non-Red Flag Warning - Small Fires | Contact from object | Aggregated | 2041 | 0.00072627 | 791.1875 | 0.57461 | 2041 | Mitigation | 0.95 | 45 | 0 | esc | 0.00097009 | 7.0454e-07 | 0.00097009 | 7.0454e-07
[79 empty] | WLDFR | HFTD - Distribution - Tier 3 - 5QU CoRE ¦ 4QU LoRE | Non-Red Flag Warning - Small Fires | 2042 | 3.1207e-06 | 3.1207e-06 | 0.091184 | 0.042438 | 0.0018418 | 0.046905 | 0 | 0 | 0.0033847 | 2.8456e-07 | 0 | 2.8456e-07 | 2.8456e-07 | 0 | 2.8456e-07 | 0 | 1.8932e-05 | 4.1499e-05 | 0 | 4.1499e-05 | [17 empty] | 7.3.3.17.5 (Remote Grid) Updates to grid topology to minimize risk of ignition in HFTDs Remote GridWLDFRContact from objectAggregated | WLDFR | HFTD - Distribution - Tier 2 - 3QU CoRE ¦ 3QU LoRE | Non-Red Flag Warning - Small Fires | Contact from object | Aggregated | 2042 | 0.00072627 | 791.1875 | 0.57461 | 2042 | Mitigation | 0.95 | 45 | 0 | esc | 0.00097009 | 7.0454e-07 | 0.00097009 | 7.0454e-07
[79 empty] | WLDFR | HFTD - Distribution - Tier 3 - 5QU CoRE ¦ 4QU LoRE | Non-Red Flag Warning - Small Fires | 2043 | 3.1207e-06 | 3.1207e-06 | 0.095486 | 0.044306 | 0.0019228 | 0.049257 | 0 | 0 | 0.0033847 | 2.9798e-07 | 0 | 2.9798e-07 | 2.9798e-07 | 0 | 2.9798e-07 | 0 | 1.8932e-05 | 4.1499e-05 | 0 | 4.1499e-05 | [17 empty] | 7.3.3.17.5 (Remote Grid) Updates to grid topology to minimize risk of ignition in HFTDs Remote GridWLDFRContact from objectAggregated | WLDFR | HFTD - Distribution - Tier 2 - 3QU CoRE ¦ 3QU LoRE | Non-Red Flag Warning - Small Fires | Contact from object | Aggregated | 2043 | 0.00072627 | 791.1875 | 0.57461 | 2043 | Mitigation | 0.95 | 45 | 0 | esc | 0.00097009 | 7.0454e-07 | 0.00097009 | 7.0454e-07
[79 empty] | WLDFR | HFTD - Distribution - Tier 3 - 5QU CoRE ¦ 4QU LoRE | Non-Red Flag Warning - Small Fires | 2044 | 3.1207e-06 | 3.1207e-06 | 0.095486 | 0.044306 | 0.0019228 | 0.049257 | 0 | 0 | 0.0033847 | 2.9798e-07 | 0 | 2.9798e-07 | 2.9798e-07 | 0 | 2.9798e-07 | 0 | 1.8932e-05 | 4.1499e-05 | 0 | 4.1499e-05 | [17 empty] | 7.3.3.17.5 (Remote Grid) Updates to grid topology to minimize risk of ignition in HFTDs Remote GridWLDFRContact from objectAggregated | WLDFR | HFTD - Distribution - Tier 2 - 3QU CoRE ¦ 3QU LoRE | Non-Red Flag Warning - Small Fires | Contact from object | Aggregated | 2044 | 0.00072627 | 791.1875 | 0.57461 | 2044 | Mitigation | 0.95 | 45 | 0 | esc | 0.00097009 | 7.0454e-07 | 0.00097009 | 7.0454e-07
[79 empty] | WLDFR | HFTD - Distribution - Tier 3 - 5QU CoRE ¦ 4QU LoRE | Non-Red Flag Warning - Small Fires | 2045 | 3.1207e-06 | 3.1207e-06 | 0.095486 | 0.044306 | 0.0019228 | 0.049257 | 0 | 0 | 0.0033847 | 2.9798e-07 | 0 | 2.9798e-07 | 2.9798e-07 | 0 | 2.9798e-07 | 0 | 1.8932e-05 | 4.1499e-05 | 0 | 4.1499e-05 | [17 empty] | 7.3.3.17.5 (Remote Grid) Updates to grid topology to minimize risk of ignition in HFTDs Remote GridWLDFRContact from objectAggregated | WLDFR | HFTD - Distribution - Tier 2 - 3QU CoRE ¦ 3QU LoRE | Non-Red Flag Warning - Small Fires | Contact from object | Aggregated | 2045 | 0.00072627 | 791.1875 | 0.57461 | 2045 | Mitigation | 0.95 | 45 | 0 | esc | 0.00097009 | 7.0454e-07 | 0.00097009 | 7.0454e-07
[79 empty] | WLDFR | HFTD - Distribution - Tier 3 - 5QU CoRE ¦ 4QU LoRE | Non-Red Flag Warning - Small Fires | 2046 | 3.1207e-06 | 3.1207e-06 | 0.095486 | 0.044306 | 0.0019228 | 0.049257 | 0 | 0 | 0.0033847 | 2.9798e-07 | 0 | 2.9798e-07 | 2.9798e-07 | 0 | 2.9798e-07 | 0 | 1.9868e-05 | 4.3552e-05 | 0 | 4.3552e-05 | [17 empty] | 7.3.3.17.5 (Remote Grid) Updates to grid topology to minimize risk of ignition in HFTDs Remote GridWLDFRContact from objectAggregated | WLDFR | HFTD - Distribution - Tier 2 - 3QU CoRE ¦ 3QU LoRE | Non-Red Flag Warning - Small Fires | Contact from object | Aggregated | 2046 | 0.00072627 | 791.1875 | 0.57461 | 2046 | Mitigation | 0.95 | 45 | 0 | esc | 0.00097009 | 7.0454e-07 | 0.00097009 | 7.0454e-07
[79 empty] | WLDFR | HFTD - Distribution - Tier 3 - 5QU CoRE ¦ 4QU LoRE | Non-Red Flag Warning - Small Fires | 2047 | 3.1207e-06 | 3.1207e-06 | 0.095486 | 0.044306 | 0.0019228 | 0.049257 | 0 | 0 | 0.0033847 | 2.9798e-07 | 0 | 2.9798e-07 | 2.9798e-07 | 0 | 2.9798e-07 | 0 | 1.9868e-05 | 4.3552e-05 | 0 | 4.3552e-05 | [17 empty] | 7.3.3.17.5 (Remote Grid) Updates to grid topology to minimize risk of ignition in HFTDs Remote GridWLDFRContact from objectAggregated | WLDFR | HFTD - Distribution - Tier 2 - 3QU CoRE ¦ 3QU LoRE | Non-Red Flag Warning - Small Fires | Contact from object | Aggregated | 2047 | 0.00072627 | 791.1875 | 0.57461 | 2047 | Mitigation | 0.95 | 45 | 0 | esc | 0.00097009 | 7.0454e-07 | 0.00097009 | 7.0454e-07
[79 empty] | WLDFR | HFTD - Distribution - Tier 3 - 5QU CoRE ¦ 4QU LoRE | Non-Red Flag Warning - Small Fires | 2048 | 3.1207e-06 | 3.1207e-06 | 0.10007 | 0.04626 | 0.0020076 | 0.051804 | 0 | 0 | 0.0033847 | 3.1229e-07 | 0 | 3.1229e-07 | 3.1229e-07 | 0 | 3.1229e-07 | 0 | 1.9868e-05 | 4.3552e-05 | 0 | 4.3552e-05 | [17 empty] | 7.3.3.17.5 (Remote Grid) Updates to grid topology to minimize risk of ignition in HFTDs Remote GridWLDFRContact from objectAggregated | WLDFR | HFTD - Distribution - Tier 2 - 3QU CoRE ¦ 3QU LoRE | Non-Red Flag Warning - Small Fires | Contact from object | Aggregated | 2048 | 0.00072627 | 791.1875 | 0.57461 | 2048 | Mitigation | 0.95 | 45 | 0 | esc | 0.00097009 | 7.0454e-07 | 0.00097009 | 7.0454e-07
[79 empty] | WLDFR | HFTD - Distribution - Tier 3 - 5QU CoRE ¦ 4QU LoRE | Non-Red Flag Warning - Small Fires | 2049 | 3.1207e-06 | 3.1207e-06 | 0.10007 | 0.04626 | 0.0020076 | 0.051804 | 0 | 0 | 0.0033847 | 3.1229e-07 | 0 | 3.1229e-07 | 3.1229e-07 | 0 | 3.1229e-07 | 0 | 1.9868e-05 | 4.3552e-05 | 0 | 4.3552e-05 | [17 empty] | 7.3.3.17.5 (Remote Grid) Updates to grid topology to minimize risk of ignition in HFTDs Remote GridWLDFRContact from objectAggregated | WLDFR | HFTD - Distribution - Tier 2 - 3QU CoRE ¦ 3QU LoRE | Non-Red Flag Warning - Small Fires | Contact from object | Aggregated | 2049 | 0.00072627 | 791.1875 | 0.57461 | 2049 | Mitigation | 0.95 | 45 | 0 | esc | 0.00097009 | 7.0454e-07 | 0.00097009 | 7.0454e-07
[79 empty] | WLDFR | HFTD - Distribution - Tier 3 - 5QU CoRE ¦ 4QU LoRE | Non-Red Flag Warning - Small Fires | 2050 | 3.1207e-06 | 3.1207e-06 | 0.10007 | 0.04626 | 0.0020076 | 0.051804 | 0 | 0 | 0.0033847 | 3.1229e-07 | 0 | 3.1229e-07 | 3.1229e-07 | 0 | 3.1229e-07 | 0 | 1.9868e-05 | 4.3552e-05 | 0 | 4.3552e-05 | [17 empty] | 7.3.3.17.5 (Remote Grid) Updates to grid topology to minimize risk of ignition in HFTDs Remote GridWLDFRContact from objectAggregated | WLDFR | HFTD - Distribution - Tier 2 - 3QU CoRE ¦ 3QU LoRE | Non-Red Flag Warning - Small Fires | Contact from object | Aggregated | 2050 | 0.00072627 | 791.1875 | 0.57461 | 2050 | Mitigation | 0.95 | 45 | 0 | esc | 0.00097009 | 7.0454e-07 | 0.00097009 | 7.0454e-07
[79 empty] | WLDFR | HFTD - Distribution - Tier 3 - 5QU CoRE ¦ 4QU LoRE | Non-Red Flag Warning - Small Fires | 2051 | 3.1207e-06 | 3.1207e-06 | 0.10007 | 0.04626 | 0.0020076 | 0.051804 | 0 | 0 | 0.0033847 | 3.1229e-07 | 0 | 3.1229e-07 | 3.1229e-07 | 0 | 3.1229e-07 | 0 | 2.0836e-05 | 4.5672e-05 | 0 | 4.5672e-05 | [17 empty] | 7.3.3.17.5 (Remote Grid) Updates to grid topology to minimize risk of ignition in HFTDs Remote GridWLDFRContact from objectAggregated | WLDFR | HFTD - Distribution - Tier 2 - 3QU CoRE ¦ 3QU LoRE | Non-Red Flag Warning - Small Fires | Contact from object | Aggregated | 2051 | 0.00072627 | 791.1875 | 0.57461 | 2051 | Mitigation | 0.95 | 45 | 0 | esc | 0.00097009 | 7.0454e-07 | 0.00097009 | 7.0454e-07
[79 empty] | WLDFR | HFTD - Distribution - Tier 3 - 5QU CoRE ¦ 4QU LoRE | Non-Red Flag Warning - Small Fires | 2052 | 3.1207e-06 | 3.1207e-06 | 0.10007 | 0.04626 | 0.0020076 | 0.051804 | 0 | 0 | 0.0033847 | 3.1229e-07 | 0 | 3.1229e-07 | 3.1229e-07 | 0 | 3.1229e-07 | 0 | 2.0836e-05 | 4.5672e-05 | 0 | 4.5672e-05 | [17 empty] | 7.3.3.17.5 (Remote Grid) Updates to grid topology to minimize risk of ignition in HFTDs Remote GridWLDFRContact from objectAggregated | WLDFR | HFTD - Distribution - Tier 2 - 3QU CoRE ¦ 3QU LoRE | Non-Red Flag Warning - Small Fires | Contact from object | Aggregated | 2052 | 0.00072627 | 791.1875 | 0.57461 | 2052 | Mitigation | 0.95 | 45 | 0 | esc | 0.00097009 | 7.0454e-07 | 0.00097009 | 7.0454e-07
[79 empty] | WLDFR | HFTD - Distribution - Tier 3 - 5QU CoRE ¦ 4QU LoRE | Non-Red Flag Warning - Small Fires | 2053 | 3.1207e-06 | 3.1207e-06 | 0.10489 | 0.048274 | 0.002095 | 0.054525 | 0 | 0 | 0.0033847 | 3.2734e-07 | 0 | 3.2734e-07 | 3.2734e-07 | 0 | 3.2734e-07 | 0 | 2.0836e-05 | 4.5672e-05 | 0 | 4.5672e-05 | [17 empty] | 7.3.3.17.5 (Remote Grid) Updates to grid topology to minimize risk of ignition in HFTDs Remote GridWLDFRContact from objectAggregated | WLDFR | HFTD - Distribution - Tier 2 - 3QU CoRE ¦ 3QU LoRE | Non-Red Flag Warning - Small Fires | Contact from object | Aggregated | 2053 | 0.00072627 | 791.1875 | 0.57461 | 2053 | Mitigation | 0.95 | 45 | 0 | esc | 0.00097009 | 7.0454e-07 | 0.00097009 | 7.0454e-07
[79 empty] | WLDFR | HFTD - Distribution - Tier 3 - 5QU CoRE ¦ 4QU LoRE | Non-Red Flag Warning - Small Fires | 2054 | 3.1207e-06 | 3.1207e-06 | 0.10489 | 0.048274 | 0.002095 | 0.054525 | 0 | 0 | 0.0033847 | 3.2734e-07 | 0 | 3.2734e-07 | 3.2734e-07 | 0 | 3.2734e-07 | 0 | 2.0836e-05 | 4.5672e-05 | 0 | 4.5672e-05 | [17 empty] | 7.3.3.17.5 (Remote Grid) Updates to grid topology to minimize risk of ignition in HFTDs Remote GridWLDFRContact from objectAggregated | WLDFR | HFTD - Distribution - Tier 2 - 3QU CoRE ¦ 3QU LoRE | Non-Red Flag Warning - Small Fires | Contact from object | Aggregated | 2054 | 0.00072627 | 791.1875 | 0.57461 | 2054 | Mitigation | 0.95 | 45 | 0 | esc | 0.00097009 | 7.0454e-07 | 0.00097009 | 7.0454e-07
[79 empty] | WLDFR | HFTD - Distribution - Tier 3 - 5QU CoRE ¦ 4QU LoRE | Non-Red Flag Warning - Small Fires | 2055 | 3.1207e-06 | 3.1207e-06 | 0.10489 | 0.048274 | 0.002095 | 0.054525 | 0 | 0 | 0.0033847 | 3.2734e-07 | 0 | 3.2734e-07 | 3.2734e-07 | 0 | 3.2734e-07 | 0 | 2.0836e-05 | 4.5672e-05 | 0 | 4.5672e-05 | [17 empty] | 7.3.3.17.5 (Remote Grid) Updates to grid topology to minimize risk of ignition in HFTDs Remote GridWLDFRContact from objectAggregated | WLDFR | HFTD - Distribution - Tier 2 - 3QU CoRE ¦ 3QU LoRE | Non-Red Flag Warning - Small Fires | Contact from object | Aggregated | 2055 | 0.00072627 | 791.1875 | 0.57461 | 2055 | Mitigation | 0.95 | 45 | 0 | esc | 0.00097009 | 7.0454e-07 | 0.00097009 | 7.0454e-07
[79 empty] | WLDFR | HFTD - Distribution - Tier 3 - 5QU CoRE ¦ 4QU LoRE | Non-Red Flag Warning - Small Fires | 2056 | 3.1207e-06 | 3.1207e-06 | 0.10489 | 0.048274 | 0.002095 | 0.054525 | 0 | 0 | 0.0033847 | 3.2734e-07 | 0 | 3.2734e-07 | 3.2734e-07 | 0 | 3.2734e-07 | 0 | 2.1822e-05 | 4.7834e-05 | 0 | 4.7834e-05 | [17 empty] | 7.3.3.17.5 (Remote Grid) Updates to grid topology to minimize risk of ignition in HFTDs Remote GridWLDFRContact from objectAggregated | WLDFR | HFTD - Distribution - Tier 2 - 3QU CoRE ¦ 3QU LoRE | Non-Red Flag Warning - Small Fires | Contact from object | Aggregated | 2056 | 0.00072627 | 791.1875 | 0.57461 | 2056 | Mitigation | 0.95 | 45 | 0 | esc | 0.00097009 | 7.0454e-07 | 0.00097009 | 7.0454e-07
[79 empty] | WLDFR | HFTD - Distribution - Tier 3 - 5QU CoRE ¦ 4QU LoRE | Non-Red Flag Warning - Small Fires | 2057 | 3.1207e-06 | 3.1207e-06 | 0.10489 | 0.048274 | 0.002095 | 0.054525 | 0 | 0 | 0.0033847 | 3.2734e-07 | 0 | 3.2734e-07 | 3.2734e-07 | 0 | 3.2734e-07 | 0 | 2.1822e-05 | 4.7834e-05 | 0 | 4.7834e-05 | [17 empty] | 7.3.3.17.5 (Remote Grid) Updates to grid topology to minimize risk of ignition in HFTDs Remote GridWLDFRContact from objectAggregated | WLDFR | HFTD - Distribution - Tier 2 - 3QU CoRE ¦ 3QU LoRE | Non-Red Flag Warning - Small Fires | Contact from object | Aggregated | 2057 | 0.00072627 | 791.1875 | 0.57461 | 2057 | Mitigation | 0.95 | 45 | 0 | esc | 0.00097009 | 7.0454e-07 | 0.00097009 | 7.0454e-07
[79 empty] | WLDFR | HFTD - Distribution - Tier 3 - 5QU CoRE ¦ 4QU LoRE | Non-Red Flag Warning - Small Fires | 2058 | 3.1207e-06 | 3.1207e-06 | 0.1099 | 0.050325 | 0.0021839 | 0.057393 | 0 | 0 | 0.0033847 | 3.4297e-07 | 0 | 3.4297e-07 | 3.4297e-07 | 0 | 3.4297e-07 | 0 | 2.1822e-05 | 4.7834e-05 | 0 | 4.7834e-05 | [17 empty] | 7.3.3.17.5 (Remote Grid) Updates to grid topology to minimize risk of ignition in HFTDs Remote GridWLDFRContact from objectAggregated | WLDFR | HFTD - Distribution - Tier 2 - 3QU CoRE ¦ 3QU LoRE | Non-Red Flag Warning - Small Fires | Contact from object | Aggregated | 2058 | 0.00072627 | 791.1875 | 0.57461 | 2058 | Mitigation | 0.95 | 45 | 0 | esc | 0.00097009 | 7.0454e-07 | 0.00097009 | 7.0454e-07
[79 empty] | WLDFR | HFTD - Distribution - Tier 3 - 5QU CoRE ¦ 4QU LoRE | Non-Red Flag Warning - Small Fires | 2059 | 3.1207e-06 | 3.1207e-06 | 0.1099 | 0.050325 | 0.0021839 | 0.057393 | 0 | 0 | 0.0033847 | 3.4297e-07 | 0 | 3.4297e-07 | 3.4297e-07 | 0 | 3.4297e-07 | 0 | 2.1822e-05 | 4.7834e-05 | 0 | 4.7834e-05 | [17 empty] | 7.3.3.17.5 (Remote Grid) Updates to grid topology to minimize risk of ignition in HFTDs Remote GridWLDFRContact from objectAggregated | WLDFR | HFTD - Distribution - Tier 2 - 3QU CoRE ¦ 3QU LoRE | Non-Red Flag Warning - Small Fires | Contact from object | Aggregated | 2059 | 0.00072627 | 791.1875 | 0.57461 | 2059 | Mitigation | 0.95 | 45 | 0 | esc | 0.00097009 | 7.0454e-07 | 0.00097009 | 7.0454e-07
[79 empty] | WLDFR | HFTD - Distribution - Tier 3 - 5QU CoRE ¦ 4QU LoRE | Non-Red Flag Warning - Small Fires | 2060 | 3.1207e-06 | 3.1207e-06 | 0.1099 | 0.050325 | 0.0021839 | 0.057393 | 0 | 0 | 0.0033847 | 3.4297e-07 | 0 | 3.4297e-07 | 3.4297e-07 | 0 | 3.4297e-07 | 0 | 2.1822e-05 | 4.7834e-05 | 0 | 4.7834e-05 | [17 empty] | 7.3.3.17.5 (Remote Grid) Updates to grid topology to minimize risk of ignition in HFTDs Remote GridWLDFRContact from objectAggregated | WLDFR | HFTD - Distribution - Tier 2 - 3QU CoRE ¦ 3QU LoRE | Non-Red Flag Warning - Small Fires | Contact from object | Aggregated | 2060 | 0.00072627 | 791.1875 | 0.57461 | 2060 | Mitigation | 0.95 | 45 | 0 | esc | 0.00097009 | 7.0454e-07 | 0.00097009 | 7.0454e-07
[79 empty] | WLDFR | HFTD - Distribution - Tier 3 - 5QU CoRE ¦ 4QU LoRE | Non-Red Flag Warning - Small Fires | 2061 | 3.1207e-06 | 3.1207e-06 | 0.1099 | 0.050325 | 0.0021839 | 0.057393 | 0 | 0 | 0.0033847 | 3.4297e-07 | 0 | 3.4297e-07 | 3.4297e-07 | 0 | 3.4297e-07 | 0 | 2.2814e-05 | 5.001e-05 | 0 | 5.001e-05 | [17 empty] | 7.3.3.17.5 (Remote Grid) Updates to grid topology to minimize risk of ignition in HFTDs Remote GridWLDFRContact from objectAggregated | WLDFR | HFTD - Distribution - Tier 2 - 3QU CoRE ¦ 3QU LoRE | Non-Red Flag Warning - Small Fires | Contact from object | Aggregated | 2061 | 0.00072627 | 791.1875 | 0.57461 | 2061 | Mitigation | 0.95 | 45 | 0 | esc | 0.00097009 | 7.0454e-07 | 0.00097009 | 7.0454e-07
[79 empty] | WLDFR | HFTD - Distribution - Tier 3 - 5QU CoRE ¦ 4QU LoRE | Non-Red Flag Warning - Small Fires | 2062 | 3.1207e-06 | 3.1207e-06 | 0.1099 | 0.050325 | 0.0021839 | 0.057393 | 0 | 0 | 0.0033847 | 3.4297e-07 | 0 | 3.4297e-07 | 3.4297e-07 | 0 | 3.4297e-07 | 0 | 2.2814e-05 | 5.001e-05 | 0 | 5.001e-05 | [17 empty] | 7.3.3.17.5 (Remote Grid) Updates to grid topology to minimize risk of ignition in HFTDs Remote GridWLDFRContact from objectAggregated | WLDFR | HFTD - Distribution - Tier 2 - 3QU CoRE ¦ 3QU LoRE | Non-Red Flag Warning - Small Fires | Contact from object | Aggregated | 2062 | 0.00072627 | 791.1875 | 0.57461 | 2062 | Mitigation | 0.95 | 45 | 0 | esc | 0.00097009 | 7.0454e-07 | 0.00097009 | 7.0454e-07
[79 empty] | WLDFR | HFTD - Distribution - Tier 3 - 5QU CoRE ¦ 4QU LoRE | Non-Red Flag Warning - Small Fires | 2063 | 3.1207e-06 | 3.1207e-06 | 0.11504 | 0.052388 | 0.0022734 | 0.060377 | 0 | 0 | 0.0033847 | 3.59e-07 | 0 | 3.59e-07 | 3.59e-07 | 0 | 3.59e-07 | 0 | 2.2814e-05 | 5.001e-05 | 0 | 5.001e-05 | [17 empty] | 7.3.3.17.5 (Remote Grid) Updates to grid topology to minimize risk of ignition in HFTDs Remote GridWLDFRContact from objectAggregated | WLDFR | HFTD - Distribution - Tier 2 - 3QU CoRE ¦ 3QU LoRE | Non-Red Flag Warning - Small Fires | Contact from object | Aggregated | 2063 | 0.00072627 | 791.1875 | 0.57461 | 2063 | Mitigation | 0.95 | 45 | 0 | esc | 0.00097009 | 7.0454e-07 | 0.00097009 | 7.0454e-07
[79 empty] | WLDFR | HFTD - Distribution - Tier 3 - 5QU CoRE ¦ 4QU LoRE | Non-Red Flag Warning - Small Fires | 2064 | 3.1207e-06 | 3.1207e-06 | 0.11504 | 0.052388 | 0.0022734 | 0.060377 | 0 | 0 | 0.0033847 | 3.59e-07 | 0 | 3.59e-07 | 3.59e-07 | 0 | 3.59e-07 | 0 | 2.2814e-05 | 5.001e-05 | 0 | 5.001e-05 | [17 empty] | 7.3.3.17.5 (Remote Grid) Updates to grid topology to minimize risk of ignition in HFTDs Remote GridWLDFRContact from objectAggregated | WLDFR | HFTD - Distribution - Tier 2 - 3QU CoRE ¦ 3QU LoRE | Non-Red Flag Warning - Small Fires | Contact from object | Aggregated | 2064 | 0.00072627 | 791.1875 | 0.57461 | 2064 | Mitigation | 0.95 | 45 | 0 | esc | 0.00097009 | 7.0454e-07 | 0.00097009 | 7.0454e-07
[79 empty] | WLDFR | HFTD - Distribution - Tier 3 - 5QU CoRE ¦ 4QU LoRE | Non-Red Flag Warning - Small Fires | 2065 | 3.1207e-06 | 3.1207e-06 | 0.11504 | 0.052388 | 0.0022734 | 0.060377 | 0 | 0 | 0.0033847 | 3.59e-07 | 0 | 3.59e-07 | 3.59e-07 | 0 | 3.59e-07 | 0 | 2.2814e-05 | 5.001e-05 | 0 | 5.001e-05 | [17 empty] | 7.3.3.17.5 (Remote Grid) Updates to grid topology to minimize risk of ignition in HFTDs Remote GridWLDFRContact from objectAggregated | WLDFR | HFTD - Distribution - Tier 2 - 3QU CoRE ¦ 3QU LoRE | Non-Red Flag Warning - Small Fires | Contact from object | Aggregated | 2065 | 0.00072627 | 791.1875 | 0.57461 | 2065 | Mitigation | 0.95 | 45 | 0 | esc | 0.00097009 | 7.0454e-07 | 0.00097009 | 7.0454e-07
[79 empty] | WLDFR | HFTD - Distribution - Tier 3 - 5QU CoRE ¦ 4QU LoRE | Non-Red Flag Warning - Small Fires | 2066 | 3.1207e-06 | 3.1207e-06 | 0.11504 | 0.052388 | 0.0022734 | 0.060377 | 0 | 0 | 0.0033847 | 3.59e-07 | 0 | 3.59e-07 | 3.59e-07 | 0 | 3.59e-07 | 0 | 2.3802e-05 | 5.2175e-05 | 0 | 5.2175e-05 | [17 empty] | 7.3.3.17.5 (Remote Grid) Updates to grid topology to minimize risk of ignition in HFTDs Remote GridWLDFRContact from objectAggregated | WLDFR | HFTD - Distribution - Tier 2 - 3QU CoRE ¦ 3QU LoRE | Non-Red Flag Warning - Small Fires | Contact from object | Aggregated | 2066 | 0.00072627 | 791.1875 | 0.57461 | 2066 | Mitigation | 0.95 | 45 | 0 | esc | 0.00097009 | 7.0454e-07 | 0.00097009 | 7.0454e-07
[79 empty] | WLDFR | HFTD - Distribution - Tier 3 - 5QU CoRE ¦ 4QU LoRE | Non-Red Flag Warning - Small Fires | 2067 | 0 | 3.1207e-06 | 0.11504 | 0.052388 | 0.0022734 | 0.060377 | 0 | 0 | 0.0033847 | 0 | 0 | 0 | 3.59e-07 | 0 | 3.59e-07 | 0 | 2.3802e-05 | 5.2175e-05 | 0 | 5.2175e-05 | [17 empty] | 7.3.3.17.5 (Remote Grid) Updates to grid topology to minimize risk of ignition in HFTDs Remote GridWLDFRContact from objectAggregated | WLDFR | HFTD - Distribution - Tier 2 - 3QU CoRE ¦ 3QU LoRE | Non-Red Flag Warning - Small Fires | Contact from object | Aggregated | 2067 | 0.00072627 | 791.1875 | 0.57461 | 2067 | Mitigation | 0.95 | 45 | 0 | esc | 0 | 0 | 0.00097009 | 7.0454e-07
[79 empty] | WLDFR | HFTD - Distribution - Tier 3 - 5QU CoRE ¦ 4QU LoRE | Red Flag Warning - Catastrophic Fires | 2022 | 1.3499e-09 | 0 | 14146.1306 | 222.2294 | 8585.7228 | 5338.1784 | 0 | 0 | 1.3915e-06 | 1.9096e-05 | 0 | 1.9096e-05 | 0 | 0 | 0 | 0 | 2.3802e-05 | 5.2175e-05 | 0 | 5.2175e-05 | [17 empty] | 7.3.3.17.5 (Remote Grid) Updates to grid topology to minimize risk of ignition in HFTDs Remote GridWLDFRContaminationAggregated | WLDFR | HFTD - Distribution - Tier 2 - 3QU CoRE ¦ 3QU LoRE | Non-Red Flag Warning - Small Fires | Contamination | Aggregated | 2022 | 1.5493e-05 | 791.1875 | 0.012257 | 2022 | Mitigation | 0.95 | 45 | 0 | esc | 0.00097009 | 1.5029e-08 | 0 | 0
[79 empty] | WLDFR | HFTD - Distribution - Tier 3 - 5QU CoRE ¦ 4QU LoRE | Red Flag Warning - Catastrophic Fires | 2023 | 1.3499e-09 | 1.3499e-09 | 14664.6376 | 233.2301 | 8896.516 | 5534.8915 | 0 | 0 | 1.3915e-06 | 1.9795e-05 | 0 | 1.9795e-05 | 1.9795e-05 | 0 | 1.9795e-05 | 0 | 0 | 5.2175e-05 | 0 | 5.2175e-05 | [17 empty] | 7.3.3.17.5 (Remote Grid) Updates to grid topology to minimize risk of ignition in HFTDs Remote GridWLDFRContaminationAggregated | WLDFR | HFTD - Distribution - Tier 2 - 3QU CoRE ¦ 3QU LoRE | Non-Red Flag Warning - Small Fires | Contamination | Aggregated | 2023 | 1.5493e-05 | 791.1875 | 0.012257 | 2023 | Mitigation | 0.95 | 45 | 0 | esc | 0.00097009 | 1.5029e-08 | 0.00097009 | 1.5029e-08
[79 empty] | WLDFR | HFTD - Distribution - Tier 3 - 5QU CoRE ¦ 4QU LoRE | Red Flag Warning - Catastrophic Fires | 2024 | 1.3499e-09 | 1.3499e-09 | 14664.6376 | 233.2301 | 8896.516 | 5534.8915 | 0 | 0 | 1.3915e-06 | 1.9795e-05 | 0 | 1.9795e-05 | 1.9795e-05 | 0 | 1.9795e-05 | 0 | 0 | 0 | 0 | 0 | [17 empty] | 7.3.3.17.5 (Remote Grid) Updates to grid topology to minimize risk of ignition in HFTDs Remote GridWLDFRContaminationAggregated | WLDFR | HFTD - Distribution - Tier 2 - 3QU CoRE ¦ 3QU LoRE | Non-Red Flag Warning - Small Fires | Contamination | Aggregated | 2024 | 1.5493e-05 | 791.1875 | 0.012257 | 2024 | Mitigation | 0.95 | 45 | 0 | esc | 0.00097009 | 1.5029e-08 | 0.00097009 | 1.5029e-08
[79 empty] | WLDFR | HFTD - Distribution - Tier 3 - 5QU CoRE ¦ 4QU LoRE | Red Flag Warning - Catastrophic Fires | 2025 | 1.3499e-09 | 1.3499e-09 | 14664.6376 | 233.2301 | 8896.516 | 5534.8915 | 0 | 0 | 1.3915e-06 | 1.9795e-05 | 0 | 1.9795e-05 | 1.9795e-05 | 0 | 1.9795e-05 | 0 | 1.1739e-07 | 0 | 0 | 0 | [17 empty] | 7.3.3.17.5 (Remote Grid) Updates to grid topology to minimize risk of ignition in HFTDs Remote GridWLDFRContaminationAggregated | WLDFR | HFTD - Distribution - Tier 2 - 3QU CoRE ¦ 3QU LoRE | Non-Red Flag Warning - Small Fires | Contamination | Aggregated | 2025 | 1.5493e-05 | 791.1875 | 0.012257 | 2025 | Mitigation | 0.95 | 45 | 0 | esc | 0.00097009 | 1.5029e-08 | 0.00097009 | 1.5029e-08
[79 empty] | WLDFR | HFTD - Distribution - Tier 3 - 5QU CoRE ¦ 4QU LoRE | Red Flag Warning - Catastrophic Fires | 2026 | 1.3499e-09 | 1.3499e-09 | 14664.6376 | 233.2301 | 8896.516 | 5534.8915 | 0 | 0 | 1.3915e-06 | 1.9795e-05 | 0 | 1.9795e-05 | 1.9795e-05 | 0 | 1.9795e-05 | 0 | 1.2264e-07 | 2.6883e-07 | 0 | 2.6883e-07 | [17 empty] | 7.3.3.17.5 (Remote Grid) Updates to grid topology to minimize risk of ignition in HFTDs Remote GridWLDFRContaminationAggregated | WLDFR | HFTD - Distribution - Tier 2 - 3QU CoRE ¦ 3QU LoRE | Non-Red Flag Warning - Small Fires | Contamination | Aggregated | 2026 | 1.5493e-05 | 791.1875 | 0.012257 | 2026 | Mitigation | 0.95 | 45 | 0 | esc | 0.00097009 | 1.5029e-08 | 0.00097009 | 1.5029e-08
[79 empty] | WLDFR | HFTD - Distribution - Tier 3 - 5QU CoRE ¦ 4QU LoRE | Red Flag Warning - Catastrophic Fires | 2027 | 1.3499e-09 | 1.3499e-09 | 14664.6376 | 233.2301 | 8896.516 | 5534.8915 | 0 | 0 | 1.3915e-06 | 1.9795e-05 | 0 | 1.9795e-05 | 1.9795e-05 | 0 | 1.9795e-05 | 0 | 1.2264e-07 | 2.6883e-07 | 0 | 2.6883e-07 | [17 empty] | 7.3.3.17.5 (Remote Grid) Updates to grid topology to minimize risk of ignition in HFTDs Remote GridWLDFRContaminationAggregated | WLDFR | HFTD - Distribution - Tier 2 - 3QU CoRE ¦ 3QU LoRE | Non-Red Flag Warning - Small Fires | Contamination | Aggregated | 2027 | 1.5493e-05 | 791.1875 | 0.012257 | 2027 | Mitigation | 0.95 | 45 | 0 | esc | 0.00097009 | 1.5029e-08 | 0.00097009 | 1.5029e-08
[79 empty] | WLDFR | HFTD - Distribution - Tier 3 - 5QU CoRE ¦ 4QU LoRE | Red Flag Warning - Catastrophic Fires | 2028 | 1.3499e-09 | 1.3499e-09 | 15317.9909 | 247.273 | 9287.6491 | 5783.0689 | 0 | 0 | 1.3915e-06 | 2.0677e-05 | 0 | 2.0677e-05 | 2.0677e-05 | 0 | 2.0677e-05 | 0 | 1.2264e-07 | 2.6883e-07 | 0 | 2.6883e-07 | [17 empty] | 7.3.3.17.5 (Remote Grid) Updates to grid topology to minimize risk of ignition in HFTDs Remote GridWLDFRContaminationAggregated | WLDFR | HFTD - Distribution - Tier 2 - 3QU CoRE ¦ 3QU LoRE | Non-Red Flag Warning - Small Fires | Contamination | Aggregated | 2028 | 1.5493e-05 | 791.1875 | 0.012257 | 2028 | Mitigation | 0.95 | 45 | 0 | esc | 0.00097009 | 1.5029e-08 | 0.00097009 | 1.5029e-08
[79 empty] | WLDFR | HFTD - Distribution - Tier 3 - 5QU CoRE ¦ 4QU LoRE | Red Flag Warning - Catastrophic Fires | 2029 | 1.3499e-09 | 1.3499e-09 | 15317.9909 | 247.273 | 9287.6491 | 5783.0689 | 0 | 0 | 1.3915e-06 | 2.0677e-05 | 0 | 2.0677e-05 | 2.0677e-05 | 0 | 2.0677e-05 | 0 | 1.2264e-07 | 2.6883e-07 | 0 | 2.6883e-07 | [17 empty] | 7.3.3.17.5 (Remote Grid) Updates to grid topology to minimize risk of ignition in HFTDs Remote GridWLDFRContaminationAggregated | WLDFR | HFTD - Distribution - Tier 2 - 3QU CoRE ¦ 3QU LoRE | Non-Red Flag Warning - Small Fires | Contamination | Aggregated | 2029 | 1.5493e-05 | 791.1875 | 0.012257 | 2029 | Mitigation | 0.95 | 45 | 0 | esc | 0.00097009 | 1.5029e-08 | 0.00097009 | 1.5029e-08
[79 empty] | WLDFR | HFTD - Distribution - Tier 3 - 5QU CoRE ¦ 4QU LoRE | Red Flag Warning - Catastrophic Fires | 2030 | 1.3499e-09 | 1.3499e-09 | 15317.9909 | 247.273 | 9287.6491 | 5783.0689 | 0 | 0 | 1.3915e-06 | 2.0677e-05 | 0 | 2.0677e-05 | 2.0677e-05 | 0 | 2.0677e-05 | 0 | 1.2264e-07 | 2.6883e-07 | 0 | 2.6883e-07 | [17 empty] | 7.3.3.17.5 (Remote Grid) Updates to grid topology to minimize risk of ignition in HFTDs Remote GridWLDFRContaminationAggregated | WLDFR | HFTD - Distribution - Tier 2 - 3QU CoRE ¦ 3QU LoRE | Non-Red Flag Warning - Small Fires | Contamination | Aggregated | 2030 | 1.5493e-05 | 791.1875 | 0.012257 | 2030 | Mitigation | 0.95 | 45 | 0 | esc | 0.00097009 | 1.5029e-08 | 0.00097009 | 1.5029e-08
[79 empty] | WLDFR | HFTD - Distribution - Tier 3 - 5QU CoRE ¦ 4QU LoRE | Red Flag Warning - Catastrophic Fires | 2031 | 1.3499e-09 | 1.3499e-09 | 15317.9909 | 247.273 | 9287.6491 | 5783.0689 | 0 | 0 | 1.3915e-06 | 2.0677e-05 | 0 | 2.0677e-05 | 2.0677e-05 | 0 | 2.0677e-05 | 0 | 1.2941e-07 | 2.8366e-07 | 0 | 2.8366e-07 | [17 empty] | 7.3.3.17.5 (Remote Grid) Updates to grid topology to minimize risk of ignition in HFTDs Remote GridWLDFRContaminationAggregated | WLDFR | HFTD - Distribution - Tier 2 - 3QU CoRE ¦ 3QU LoRE | Non-Red Flag Warning - Small Fires | Contamination | Aggregated | 2031 | 1.5493e-05 | 791.1875 | 0.012257 | 2031 | Mitigation | 0.95 | 45 | 0 | esc | 0.00097009 | 1.5029e-08 | 0.00097009 | 1.5029e-08
[79 empty] | WLDFR | HFTD - Distribution - Tier 3 - 5QU CoRE ¦ 4QU LoRE | Red Flag Warning - Catastrophic Fires | 2032 | 1.3499e-09 | 1.3499e-09 | 15317.9909 | 247.273 | 9287.6491 | 5783.0689 | 0 | 0 | 1.3915e-06 | 2.0677e-05 | 0 | 2.0677e-05 | 2.0677e-05 | 0 | 2.0677e-05 | 0 | 1.2941e-07 | 2.8366e-07 | 0 | 2.8366e-07 | [17 empty] | 7.3.3.17.5 (Remote Grid) Updates to grid topology to minimize risk of ignition in HFTDs Remote GridWLDFRContaminationAggregated | WLDFR | HFTD - Distribution - Tier 2 - 3QU CoRE ¦ 3QU LoRE | Non-Red Flag Warning - Small Fires | Contamination | Aggregated | 2032 | 1.5493e-05 | 791.1875 | 0.012257 | 2032 | Mitigation | 0.95 | 45 | 0 | esc | 0.00097009 | 1.5029e-08 | 0.00097009 | 1.5029e-08
[79 empty] | WLDFR | HFTD - Distribution - Tier 3 - 5QU CoRE ¦ 4QU LoRE | Red Flag Warning - Catastrophic Fires | 2033 | 1.3499e-09 | 1.3499e-09 | 16044.1264 | 263.1074 | 9721.74 | 6059.2791 | 0 | 0 | 1.3915e-06 | 2.1658e-05 | 0 | 2.1658e-05 | 2.1658e-05 | 0 | 2.1658e-05 | 0 | 1.2941e-07 | 2.8366e-07 | 0 | 2.8366e-07 | [17 empty] | 7.3.3.17.5 (Remote Grid) Updates to grid topology to minimize risk of ignition in HFTDs Remote GridWLDFRContaminationAggregated | WLDFR | HFTD - Distribution - Tier 2 - 3QU CoRE ¦ 3QU LoRE | Non-Red Flag Warning - Small Fires | Contamination | Aggregated | 2033 | 1.5493e-05 | 791.1875 | 0.012257 | 2033 | Mitigation | 0.95 | 45 | 0 | esc | 0.00097009 | 1.5029e-08 | 0.00097009 | 1.5029e-08
[79 empty] | WLDFR | HFTD - Distribution - Tier 3 - 5QU CoRE ¦ 4QU LoRE | Red Flag Warning - Catastrophic Fires | 2034 | 1.3499e-09 | 1.3499e-09 | 16044.1264 | 263.1074 | 9721.74 | 6059.2791 | 0 | 0 | 1.3915e-06 | 2.1658e-05 | 0 | 2.1658e-05 | 2.1658e-05 | 0 | 2.1658e-05 | 0 | 1.2941e-07 | 2.8366e-07 | 0 | 2.8366e-07 | [17 empty] | 7.3.3.17.5 (Remote Grid) Updates to grid topology to minimize risk of ignition in HFTDs Remote GridWLDFRContaminationAggregated | WLDFR | HFTD - Distribution - Tier 2 - 3QU CoRE ¦ 3QU LoRE | Non-Red Flag Warning - Small Fires | Contamination | Aggregated | 2034 | 1.5493e-05 | 791.1875 | 0.012257 | 2034 | Mitigation | 0.95 | 45 | 0 | esc | 0.00097009 | 1.5029e-08 | 0.00097009 | 1.5029e-08
[79 empty] | WLDFR | HFTD - Distribution - Tier 3 - 5QU CoRE ¦ 4QU LoRE | Red Flag Warning - Catastrophic Fires | 2035 | 1.3499e-09 | 1.3499e-09 | 16044.1264 | 263.1074 | 9721.74 | 6059.2791 | 0 | 0 | 1.3915e-06 | 2.1658e-05 | 0 | 2.1658e-05 | 2.1658e-05 | 0 | 2.1658e-05 | 0 | 1.2941e-07 | 2.8366e-07 | 0 | 2.8366e-07 | [17 empty] | 7.3.3.17.5 (Remote Grid) Updates to grid topology to minimize risk of ignition in HFTDs Remote GridWLDFRContaminationAggregated | WLDFR | HFTD - Distribution - Tier 2 - 3QU CoRE ¦ 3QU LoRE | Non-Red Flag Warning - Small Fires | Contamination | Aggregated | 2035 | 1.5493e-05 | 791.1875 | 0.012257 | 2035 | Mitigation | 0.95 | 45 | 0 | esc | 0.00097009 | 1.5029e-08 | 0.00097009 | 1.5029e-08
[79 empty] | WLDFR | HFTD - Distribution - Tier 3 - 5QU CoRE ¦ 4QU LoRE | Red Flag Warning - Catastrophic Fires | 2036 | 1.3499e-09 | 1.3499e-09 | 16044.1264 | 263.1074 | 9721.74 | 6059.2791 | 0 | 0 | 1.3915e-06 | 2.1658e-05 | 0 | 2.1658e-05 | 2.1658e-05 | 0 | 2.1658e-05 | 0 | 1.371e-07 | 3.0053e-07 | 0 | 3.0053e-07 | [17 empty] | 7.3.3.17.5 (Remote Grid) Updates to grid topology to minimize risk of ignition in HFTDs Remote GridWLDFRContaminationAggregated | WLDFR | HFTD - Distribution - Tier 2 - 3QU CoRE ¦ 3QU LoRE | Non-Red Flag Warning - Small Fires | Contamination | Aggregated | 2036 | 1.5493e-05 | 791.1875 | 0.012257 | 2036 | Mitigation | 0.95 | 45 | 0 | esc | 0.00097009 | 1.5029e-08 | 0.00097009 | 1.5029e-08
[79 empty] | WLDFR | HFTD - Distribution - Tier 3 - 5QU CoRE ¦ 4QU LoRE | Red Flag Warning - Catastrophic Fires | 2037 | 1.3499e-09 | 1.3499e-09 | 16044.1264 | 263.1074 | 9721.74 | 6059.2791 | 0 | 0 | 1.3915e-06 | 2.1658e-05 | 0 | 2.1658e-05 | 2.1658e-05 | 0 | 2.1658e-05 | 0 | 1.371e-07 | 3.0053e-07 | 0 | 3.0053e-07 | [17 empty] | 7.3.3.17.5 (Remote Grid) Updates to grid topology to minimize risk of ignition in HFTDs Remote GridWLDFRContaminationAggregated | WLDFR | HFTD - Distribution - Tier 2 - 3QU CoRE ¦ 3QU LoRE | Non-Red Flag Warning - Small Fires | Contamination | Aggregated | 2037 | 1.5493e-05 | 791.1875 | 0.012257 | 2037 | Mitigation | 0.95 | 45 | 0 | esc | 0.00097009 | 1.5029e-08 | 0.00097009 | 1.5029e-08
[79 empty] | WLDFR | HFTD - Distribution - Tier 3 - 5QU CoRE ¦ 4QU LoRE | Red Flag Warning - Catastrophic Fires | 2038 | 1.3499e-09 | 1.3499e-09 | 16832.3912 | 280.5544 | 10192.2718 | 6359.5651 | 0 | 0 | 1.3915e-06 | 2.2722e-05 | 0 | 2.2722e-05 | 2.2722e-05 | 0 | 2.2722e-05 | 0 | 1.371e-07 | 3.0053e-07 | 0 | 3.0053e-07 | [17 empty] | 7.3.3.17.5 (Remote Grid) Updates to grid topology to minimize risk of ignition in HFTDs Remote GridWLDFRContaminationAggregated | WLDFR | HFTD - Distribution - Tier 2 - 3QU CoRE ¦ 3QU LoRE | Non-Red Flag Warning - Small Fires | Contamination | Aggregated | 2038 | 1.5493e-05 | 791.1875 | 0.012257 | 2038 | Mitigation | 0.95 | 45 | 0 | esc | 0.00097009 | 1.5029e-08 | 0.00097009 | 1.5029e-08
[79 empty] | WLDFR | HFTD - Distribution - Tier 3 - 5QU CoRE ¦ 4QU LoRE | Red Flag Warning - Catastrophic Fires | 2039 | 1.3499e-09 | 1.3499e-09 | 16832.3912 | 280.5544 | 10192.2718 | 6359.5651 | 0 | 0 | 1.3915e-06 | 2.2722e-05 | 0 | 2.2722e-05 | 2.2722e-05 | 0 | 2.2722e-05 | 0 | 1.371e-07 | 3.0053e-07 | 0 | 3.0053e-07 | [17 empty] | 7.3.3.17.5 (Remote Grid) Updates to grid topology to minimize risk of ignition in HFTDs Remote GridWLDFRContaminationAggregated | WLDFR | HFTD - Distribution - Tier 2 - 3QU CoRE ¦ 3QU LoRE | Non-Red Flag Warning - Small Fires | Contamination | Aggregated | 2039 | 1.5493e-05 | 791.1875 | 0.012257 | 2039 | Mitigation | 0.95 | 45 | 0 | esc | 0.00097009 | 1.5029e-08 | 0.00097009 | 1.5029e-08
[79 empty] | WLDFR | HFTD - Distribution - Tier 3 - 5QU CoRE ¦ 4QU LoRE | Red Flag Warning - Catastrophic Fires | 2040 | 1.3499e-09 | 1.3499e-09 | 16832.3912 | 280.5544 | 10192.2718 | 6359.5651 | 0 | 0 | 1.3915e-06 | 2.2722e-05 | 0 | 2.2722e-05 | 2.2722e-05 | 0 | 2.2722e-05 | 0 | 1.371e-07 | 3.0053e-07 | 0 | 3.0053e-07 | [17 empty] | 7.3.3.17.5 (Remote Grid) Updates to grid topology to minimize risk of ignition in HFTDs Remote GridWLDFRContaminationAggregated | WLDFR | HFTD - Distribution - Tier 2 - 3QU CoRE ¦ 3QU LoRE | Non-Red Flag Warning - Small Fires | Contamination | Aggregated | 2040 | 1.5493e-05 | 791.1875 | 0.012257 | 2040 | Mitigation | 0.95 | 45 | 0 | esc | 0.00097009 | 1.5029e-08 | 0.00097009 | 1.5029e-08
[79 empty] | WLDFR | HFTD - Distribution - Tier 3 - 5QU CoRE ¦ 4QU LoRE | Red Flag Warning - Catastrophic Fires | 2041 | 1.3499e-09 | 1.3499e-09 | 16832.3912 | 280.5544 | 10192.2718 | 6359.5651 | 0 | 0 | 1.3915e-06 | 2.2722e-05 | 0 | 2.2722e-05 | 2.2722e-05 | 0 | 2.2722e-05 | 0 | 1.4566e-07 | 3.193e-07 | 0 | 3.193e-07 | [17 empty] | 7.3.3.17.5 (Remote Grid) Updates to grid topology to minimize risk of ignition in HFTDs Remote GridWLDFRContaminationAggregated | WLDFR | HFTD - Distribution - Tier 2 - 3QU CoRE ¦ 3QU LoRE | Non-Red Flag Warning - Small Fires | Contamination | Aggregated | 2041 | 1.5493e-05 | 791.1875 | 0.012257 | 2041 | Mitigation | 0.95 | 45 | 0 | esc | 0.00097009 | 1.5029e-08 | 0.00097009 | 1.5029e-08
[79 empty] | WLDFR | HFTD - Distribution - Tier 3 - 5QU CoRE ¦ 4QU LoRE | Red Flag Warning - Catastrophic Fires | 2042 | 1.3499e-09 | 1.3499e-09 | 16832.3912 | 280.5544 | 10192.2718 | 6359.5651 | 0 | 0 | 1.3915e-06 | 2.2722e-05 | 0 | 2.2722e-05 | 2.2722e-05 | 0 | 2.2722e-05 | 0 | 1.4566e-07 | 3.193e-07 | 0 | 3.193e-07 | [17 empty] | 7.3.3.17.5 (Remote Grid) Updates to grid topology to minimize risk of ignition in HFTDs Remote GridWLDFRContaminationAggregated | WLDFR | HFTD - Distribution - Tier 2 - 3QU CoRE ¦ 3QU LoRE | Non-Red Flag Warning - Small Fires | Contamination | Aggregated | 2042 | 1.5493e-05 | 791.1875 | 0.012257 | 2042 | Mitigation | 0.95 | 45 | 0 | esc | 0.00097009 | 1.5029e-08 | 0.00097009 | 1.5029e-08
[79 empty] | WLDFR | HFTD - Distribution - Tier 3 - 5QU CoRE ¦ 4QU LoRE | Red Flag Warning - Catastrophic Fires | 2043 | 1.3499e-09 | 1.3499e-09 | 17672.0852 | 299.42 | 10692.7362 | 6679.929 | 0 | 0 | 1.3915e-06 | 2.3855e-05 | 0 | 2.3855e-05 | 2.3855e-05 | 0 | 2.3855e-05 | 0 | 1.4566e-07 | 3.193e-07 | 0 | 3.193e-07 | [17 empty] | 7.3.3.17.5 (Remote Grid) Updates to grid topology to minimize risk of ignition in HFTDs Remote GridWLDFRContaminationAggregated | WLDFR | HFTD - Distribution - Tier 2 - 3QU CoRE ¦ 3QU LoRE | Non-Red Flag Warning - Small Fires | Contamination | Aggregated | 2043 | 1.5493e-05 | 791.1875 | 0.012257 | 2043 | Mitigation | 0.95 | 45 | 0 | esc | 0.00097009 | 1.5029e-08 | 0.00097009 | 1.5029e-08
[79 empty] | WLDFR | HFTD - Distribution - Tier 3 - 5QU CoRE ¦ 4QU LoRE | Red Flag Warning - Catastrophic Fires | 2044 | 1.3499e-09 | 1.3499e-09 | 17672.0852 | 299.42 | 10692.7362 | 6679.929 | 0 | 0 | 1.3915e-06 | 2.3855e-05 | 0 | 2.3855e-05 | 2.3855e-05 | 0 | 2.3855e-05 | 0 | 1.4566e-07 | 3.193e-07 | 0 | 3.193e-07 | [17 empty] | 7.3.3.17.5 (Remote Grid) Updates to grid topology to minimize risk of ignition in HFTDs Remote GridWLDFRContaminationAggregated | WLDFR | HFTD - Distribution - Tier 2 - 3QU CoRE ¦ 3QU LoRE | Non-Red Flag Warning - Small Fires | Contamination | Aggregated | 2044 | 1.5493e-05 | 791.1875 | 0.012257 | 2044 | Mitigation | 0.95 | 45 | 0 | esc | 0.00097009 | 1.5029e-08 | 0.00097009 | 1.5029e-08
[79 empty] | WLDFR | HFTD - Distribution - Tier 3 - 5QU CoRE ¦ 4QU LoRE | Red Flag Warning - Catastrophic Fires | 2045 | 1.3499e-09 | 1.3499e-09 | 17672.0852 | 299.42 | 10692.7362 | 6679.929 | 0 | 0 | 1.3915e-06 | 2.3855e-05 | 0 | 2.3855e-05 | 2.3855e-05 | 0 | 2.3855e-05 | 0 | 1.4566e-07 | 3.193e-07 | 0 | 3.193e-07 | [17 empty] | 7.3.3.17.5 (Remote Grid) Updates to grid topology to minimize risk of ignition in HFTDs Remote GridWLDFRContaminationAggregated | WLDFR | HFTD - Distribution - Tier 2 - 3QU CoRE ¦ 3QU LoRE | Non-Red Flag Warning - Small Fires | Contamination | Aggregated | 2045 | 1.5493e-05 | 791.1875 | 0.012257 | 2045 | Mitigation | 0.95 | 45 | 0 | esc | 0.00097009 | 1.5029e-08 | 0.00097009 | 1.5029e-08
[79 empty] | WLDFR | HFTD - Distribution - Tier 3 - 5QU CoRE ¦ 4QU LoRE | Red Flag Warning - Catastrophic Fires | 2046 | 1.3499e-09 | 1.3499e-09 | 17672.0852 | 299.42 | 10692.7362 | 6679.929 | 0 | 0 | 1.3915e-06 | 2.3855e-05 | 0 | 2.3855e-05 | 2.3855e-05 | 0 | 2.3855e-05 | 0 | 1.5503e-07 | 3.3983e-07 | 0 | 3.3983e-07 | [17 empty] | 7.3.3.17.5 (Remote Grid) Updates to grid topology to minimize risk of ignition in HFTDs Remote GridWLDFRContaminationAggregated | WLDFR | HFTD - Distribution - Tier 2 - 3QU CoRE ¦ 3QU LoRE | Non-Red Flag Warning - Small Fires | Contamination | Aggregated | 2046 | 1.5493e-05 | 791.1875 | 0.012257 | 2046 | Mitigation | 0.95 | 45 | 0 | esc | 0.00097009 | 1.5029e-08 | 0.00097009 | 1.5029e-08
[79 empty] | WLDFR | HFTD - Distribution - Tier 3 - 5QU CoRE ¦ 4QU LoRE | Red Flag Warning - Catastrophic Fires | 2047 | 1.3499e-09 | 1.3499e-09 | 17672.0852 | 299.42 | 10692.7362 | 6679.929 | 0 | 0 | 1.3915e-06 | 2.3855e-05 | 0 | 2.3855e-05 | 2.3855e-05 | 0 | 2.3855e-05 | 0 | 1.5503e-07 | 3.3983e-07 | 0 | 3.3983e-07 | [17 empty] | 7.3.3.17.5 (Remote Grid) Updates to grid topology to minimize risk of ignition in HFTDs Remote GridWLDFRContaminationAggregated | WLDFR | HFTD - Distribution - Tier 2 - 3QU CoRE ¦ 3QU LoRE | Non-Red Flag Warning - Small Fires | Contamination | Aggregated | 2047 | 1.5493e-05 | 791.1875 | 0.012257 | 2047 | Mitigation | 0.95 | 45 | 0 | esc | 0.00097009 | 1.5029e-08 | 0.00097009 | 1.5029e-08
[79 empty] | WLDFR | HFTD - Distribution - Tier 3 - 5QU CoRE ¦ 4QU LoRE | Red Flag Warning - Catastrophic Fires | 2048 | 1.3499e-09 | 1.3499e-09 | 18552.3348 | 319.4911 | 11216.5626 | 7016.281 | 0 | 0 | 1.3915e-06 | 2.5043e-05 | 0 | 2.5043e-05 | 2.5043e-05 | 0 | 2.5043e-05 | 0 | 1.5503e-07 | 3.3983e-07 | 0 | 3.3983e-07 | [17 empty] | 7.3.3.17.5 (Remote Grid) Updates to grid topology to minimize risk of ignition in HFTDs Remote GridWLDFRContaminationAggregated | WLDFR | HFTD - Distribution - Tier 2 - 3QU CoRE ¦ 3QU LoRE | Non-Red Flag Warning - Small Fires | Contamination | Aggregated | 2048 | 1.5493e-05 | 791.1875 | 0.012257 | 2048 | Mitigation | 0.95 | 45 | 0 | esc | 0.00097009 | 1.5029e-08 | 0.00097009 | 1.5029e-08
[79 empty] | WLDFR | HFTD - Distribution - Tier 3 - 5QU CoRE ¦ 4QU LoRE | Red Flag Warning - Catastrophic Fires | 2049 | 1.3499e-09 | 1.3499e-09 | 18552.3348 | 319.4911 | 11216.5626 | 7016.281 | 0 | 0 | 1.3915e-06 | 2.5043e-05 | 0 | 2.5043e-05 | 2.5043e-05 | 0 | 2.5043e-05 | 0 | 1.5503e-07 | 3.3983e-07 | 0 | 3.3983e-07 | [17 empty] | 7.3.3.17.5 (Remote Grid) Updates to grid topology to minimize risk of ignition in HFTDs Remote GridWLDFRContaminationAggregated | WLDFR | HFTD - Distribution - Tier 2 - 3QU CoRE ¦ 3QU LoRE | Non-Red Flag Warning - Small Fires | Contamination | Aggregated | 2049 | 1.5493e-05 | 791.1875 | 0.012257 | 2049 | Mitigation | 0.95 | 45 | 0 | esc | 0.00097009 | 1.5029e-08 | 0.00097009 | 1.5029e-08
[79 empty] | WLDFR | HFTD - Distribution - Tier 3 - 5QU CoRE ¦ 4QU LoRE | Red Flag Warning - Catastrophic Fires | 2050 | 1.3499e-09 | 1.3499e-09 | 18552.3348 | 319.4911 | 11216.5626 | 7016.281 | 0 | 0 | 1.3915e-06 | 2.5043e-05 | 0 | 2.5043e-05 | 2.5043e-05 | 0 | 2.5043e-05 | 0 | 1.5503e-07 | 3.3983e-07 | 0 | 3.3983e-07 | [17 empty] | 7.3.3.17.5 (Remote Grid) Updates to grid topology to minimize risk of ignition in HFTDs Remote GridWLDFRContaminationAggregated | WLDFR | HFTD - Distribution - Tier 2 - 3QU CoRE ¦ 3QU LoRE | Non-Red Flag Warning - Small Fires | Contamination | Aggregated | 2050 | 1.5493e-05 | 791.1875 | 0.012257 | 2050 | Mitigation | 0.95 | 45 | 0 | esc | 0.00097009 | 1.5029e-08 | 0.00097009 | 1.5029e-08
[79 empty] | WLDFR | HFTD - Distribution - Tier 3 - 5QU CoRE ¦ 4QU LoRE | Red Flag Warning - Catastrophic Fires | 2051 | 1.3499e-09 | 1.3499e-09 | 18552.3348 | 319.4911 | 11216.5626 | 7016.281 | 0 | 0 | 1.3915e-06 | 2.5043e-05 | 0 | 2.5043e-05 | 2.5043e-05 | 0 | 2.5043e-05 | 0 | 1.6512e-07 | 3.6194e-07 | 0 | 3.6194e-07 | [17 empty] | 7.3.3.17.5 (Remote Grid) Updates to grid topology to minimize risk of ignition in HFTDs Remote GridWLDFRContaminationAggregated | WLDFR | HFTD - Distribution - Tier 2 - 3QU CoRE ¦ 3QU LoRE | Non-Red Flag Warning - Small Fires | Contamination | Aggregated | 2051 | 1.5493e-05 | 791.1875 | 0.012257 | 2051 | Mitigation | 0.95 | 45 | 0 | esc | 0.00097009 | 1.5029e-08 | 0.00097009 | 1.5029e-08
[79 empty] | WLDFR | HFTD - Distribution - Tier 3 - 5QU CoRE ¦ 4QU LoRE | Red Flag Warning - Catastrophic Fires | 2052 | 1.3499e-09 | 1.3499e-09 | 18552.3348 | 319.4911 | 11216.5626 | 7016.281 | 0 | 0 | 1.3915e-06 | 2.5043e-05 | 0 | 2.5043e-05 | 2.5043e-05 | 0 | 2.5043e-05 | 0 | 1.6512e-07 | 3.6194e-07 | 0 | 3.6194e-07 | [17 empty] | 7.3.3.17.5 (Remote Grid) Updates to grid topology to minimize risk of ignition in HFTDs Remote GridWLDFRContaminationAggregated | WLDFR | HFTD - Distribution - Tier 2 - 3QU CoRE ¦ 3QU LoRE | Non-Red Flag Warning - Small Fires | Contamination | Aggregated | 2052 | 1.5493e-05 | 791.1875 | 0.012257 | 2052 | Mitigation | 0.95 | 45 | 0 | esc | 0.00097009 | 1.5029e-08 | 0.00097009 | 1.5029e-08
[79 empty] | WLDFR | HFTD - Distribution - Tier 3 - 5QU CoRE ¦ 4QU LoRE | Red Flag Warning - Catastrophic Fires | 2053 | 1.3499e-09 | 1.3499e-09 | 19462.1283 | 340.5356 | 11757.1413 | 7364.4514 | 0 | 0 | 1.3915e-06 | 2.6272e-05 | 0 | 2.6272e-05 | 2.6272e-05 | 0 | 2.6272e-05 | 0 | 1.6512e-07 | 3.6194e-07 | 0 | 3.6194e-07 | [17 empty] | 7.3.3.17.5 (Remote Grid) Updates to grid topology to minimize risk of ignition in HFTDs Remote GridWLDFRContaminationAggregated | WLDFR | HFTD - Distribution - Tier 2 - 3QU CoRE ¦ 3QU LoRE | Non-Red Flag Warning - Small Fires | Contamination | Aggregated | 2053 | 1.5493e-05 | 791.1875 | 0.012257 | 2053 | Mitigation | 0.95 | 45 | 0 | esc | 0.00097009 | 1.5029e-08 | 0.00097009 | 1.5029e-08
[79 empty] | WLDFR | HFTD - Distribution - Tier 3 - 5QU CoRE ¦ 4QU LoRE | Red Flag Warning - Catastrophic Fires | 2054 | 1.3499e-09 | 1.3499e-09 | 19462.1283 | 340.5356 | 11757.1413 | 7364.4514 | 0 | 0 | 1.3915e-06 | 2.6272e-05 | 0 | 2.6272e-05 | 2.6272e-05 | 0 | 2.6272e-05 | 0 | 1.6512e-07 | 3.6194e-07 | 0 | 3.6194e-07 | [17 empty] | 7.3.3.17.5 (Remote Grid) Updates to grid topology to minimize risk of ignition in HFTDs Remote GridWLDFRContaminationAggregated | WLDFR | HFTD - Distribution - Tier 2 - 3QU CoRE ¦ 3QU LoRE | Non-Red Flag Warning - Small Fires | Contamination | Aggregated | 2054 | 1.5493e-05 | 791.1875 | 0.012257 | 2054 | Mitigation | 0.95 | 45 | 0 | esc | 0.00097009 | 1.5029e-08 | 0.00097009 | 1.5029e-08
[79 empty] | WLDFR | HFTD - Distribution - Tier 3 - 5QU CoRE ¦ 4QU LoRE | Red Flag Warning - Catastrophic Fires | 2055 | 1.3499e-09 | 1.3499e-09 | 19462.1283 | 340.5356 | 11757.1413 | 7364.4514 | 0 | 0 | 1.3915e-06 | 2.6272e-05 | 0 | 2.6272e-05 | 2.6272e-05 | 0 | 2.6272e-05 | 0 | 1.6512e-07 | 3.6194e-07 | 0 | 3.6194e-07 | [17 empty] | 7.3.3.17.5 (Remote Grid) Updates to grid topology to minimize risk of ignition in HFTDs Remote GridWLDFRContaminationAggregated | WLDFR | HFTD - Distribution - Tier 2 - 3QU CoRE ¦ 3QU LoRE | Non-Red Flag Warning - Small Fires | Contamination | Aggregated | 2055 | 1.5493e-05 | 791.1875 | 0.012257 | 2055 | Mitigation | 0.95 | 45 | 0 | esc | 0.00097009 | 1.5029e-08 | 0.00097009 | 1.5029e-08
[79 empty] | WLDFR | HFTD - Distribution - Tier 3 - 5QU CoRE ¦ 4QU LoRE | Red Flag Warning - Catastrophic Fires | 2056 | 1.3499e-09 | 1.3499e-09 | 19462.1283 | 340.5356 | 11757.1413 | 7364.4514 | 0 | 0 | 1.3915e-06 | 2.6272e-05 | 0 | 2.6272e-05 | 2.6272e-05 | 0 | 2.6272e-05 | 0 | 1.7585e-07 | 3.8546e-07 | 0 | 3.8546e-07 | [17 empty] | 7.3.3.17.5 (Remote Grid) Updates to grid topology to minimize risk of ignition in HFTDs Remote GridWLDFRContaminationAggregated | WLDFR | HFTD - Distribution - Tier 2 - 3QU CoRE ¦ 3QU LoRE | Non-Red Flag Warning - Small Fires | Contamination | Aggregated | 2056 | 1.5493e-05 | 791.1875 | 0.012257 | 2056 | Mitigation | 0.95 | 45 | 0 | esc | 0.00097009 | 1.5029e-08 | 0.00097009 | 1.5029e-08
[79 empty] | WLDFR | HFTD - Distribution - Tier 3 - 5QU CoRE ¦ 4QU LoRE | Red Flag Warning - Catastrophic Fires | 2057 | 1.3499e-09 | 1.3499e-09 | 19462.1283 | 340.5356 | 11757.1413 | 7364.4514 | 0 | 0 | 1.3915e-06 | 2.6272e-05 | 0 | 2.6272e-05 | 2.6272e-05 | 0 | 2.6272e-05 | 0 | 1.7585e-07 | 3.8546e-07 | 0 | 3.8546e-07 | [17 empty] | 7.3.3.17.5 (Remote Grid) Updates to grid topology to minimize risk of ignition in HFTDs Remote GridWLDFRContaminationAggregated | WLDFR | HFTD - Distribution - Tier 2 - 3QU CoRE ¦ 3QU LoRE | Non-Red Flag Warning - Small Fires | Contamination | Aggregated | 2057 | 1.5493e-05 | 791.1875 | 0.012257 | 2057 | Mitigation | 0.95 | 45 | 0 | esc | 0.00097009 | 1.5029e-08 | 0.00097009 | 1.5029e-08
[79 empty] | WLDFR | HFTD - Distribution - Tier 3 - 5QU CoRE ¦ 4QU LoRE | Red Flag Warning - Catastrophic Fires | 2058 | 1.3499e-09 | 1.3499e-09 | 20390.4035 | 362.3049 | 12307.8747 | 7720.2238 | 0 | 0 | 1.3915e-06 | 2.7525e-05 | 0 | 2.7525e-05 | 2.7525e-05 | 0 | 2.7525e-05 | 0 | 1.7585e-07 | 3.8546e-07 | 0 | 3.8546e-07 | [17 empty] | 7.3.3.17.5 (Remote Grid) Updates to grid topology to minimize risk of ignition in HFTDs Remote GridWLDFRContaminationAggregated | WLDFR | HFTD - Distribution - Tier 2 - 3QU CoRE ¦ 3QU LoRE | Non-Red Flag Warning - Small Fires | Contamination | Aggregated | 2058 | 1.5493e-05 | 791.1875 | 0.012257 | 2058 | Mitigation | 0.95 | 45 | 0 | esc | 0.00097009 | 1.5029e-08 | 0.00097009 | 1.5029e-08
[79 empty] | WLDFR | HFTD - Distribution - Tier 3 - 5QU CoRE ¦ 4QU LoRE | Red Flag Warning - Catastrophic Fires | 2059 | 1.3499e-09 | 1.3499e-09 | 20390.4035 | 362.3049 | 12307.8747 | 7720.2238 | 0 | 0 | 1.3915e-06 | 2.7525e-05 | 0 | 2.7525e-05 | 2.7525e-05 | 0 | 2.7525e-05 | 0 | 1.7585e-07 | 3.8546e-07 | 0 | 3.8546e-07 | [17 empty] | 7.3.3.17.5 (Remote Grid) Updates to grid topology to minimize risk of ignition in HFTDs Remote GridWLDFRContaminationAggregated | WLDFR | HFTD - Distribution - Tier 2 - 3QU CoRE ¦ 3QU LoRE | Non-Red Flag Warning - Small Fires | Contamination | Aggregated | 2059 | 1.5493e-05 | 791.1875 | 0.012257 | 2059 | Mitigation | 0.95 | 45 | 0 | esc | 0.00097009 | 1.5029e-08 | 0.00097009 | 1.5029e-08
[79 empty] | WLDFR | HFTD - Distribution - Tier 3 - 5QU CoRE ¦ 4QU LoRE | Red Flag Warning - Catastrophic Fires | 2060 | 1.3499e-09 | 1.3499e-09 | 20390.4035 | 362.3049 | 12307.8747 | 7720.2238 | 0 | 0 | 1.3915e-06 | 2.7525e-05 | 0 | 2.7525e-05 | 2.7525e-05 | 0 | 2.7525e-05 | 0 | 1.7585e-07 | 3.8546e-07 | 0 | 3.8546e-07 | [17 empty] | 7.3.3.17.5 (Remote Grid) Updates to grid topology to minimize risk of ignition in HFTDs Remote GridWLDFRContaminationAggregated | WLDFR | HFTD - Distribution - Tier 2 - 3QU CoRE ¦ 3QU LoRE | Non-Red Flag Warning - Small Fires | Contamination | Aggregated | 2060 | 1.5493e-05 | 791.1875 | 0.012257 | 2060 | Mitigation | 0.95 | 45 | 0 | esc | 0.00097009 | 1.5029e-08 | 0.00097009 | 1.5029e-08
[79 empty] | WLDFR | HFTD - Distribution - Tier 3 - 5QU CoRE ¦ 4QU LoRE | Red Flag Warning - Catastrophic Fires | 2061 | 1.3499e-09 | 1.3499e-09 | 20390.4035 | 362.3049 | 12307.8747 | 7720.2238 | 0 | 0 | 1.3915e-06 | 2.7525e-05 | 0 | 2.7525e-05 | 2.7525e-05 | 0 | 2.7525e-05 | 0 | 1.8709e-07 | 4.1011e-07 | 0 | 4.1011e-07 | [17 empty] | 7.3.3.17.5 (Remote Grid) Updates to grid topology to minimize risk of ignition in HFTDs Remote GridWLDFRContaminationAggregated | WLDFR | HFTD - Distribution - Tier 2 - 3QU CoRE ¦ 3QU LoRE | Non-Red Flag Warning - Small Fires | Contamination | Aggregated | 2061 | 1.5493e-05 | 791.1875 | 0.012257 | 2061 | Mitigation | 0.95 | 45 | 0 | esc | 0.00097009 | 1.5029e-08 | 0.00097009 | 1.5029e-08
[79 empty] | WLDFR | HFTD - Distribution - Tier 3 - 5QU CoRE ¦ 4QU LoRE | Red Flag Warning - Catastrophic Fires | 2062 | 1.3499e-09 | 1.3499e-09 | 20390.4035 | 362.3049 | 12307.8747 | 7720.2238 | 0 | 0 | 1.3915e-06 | 2.7525e-05 | 0 | 2.7525e-05 | 2.7525e-05 | 0 | 2.7525e-05 | 0 | 1.8709e-07 | 4.1011e-07 | 0 | 4.1011e-07 | [17 empty] | 7.3.3.17.5 (Remote Grid) Updates to grid topology to minimize risk of ignition in HFTDs Remote GridWLDFRContaminationAggregated | WLDFR | HFTD - Distribution - Tier 2 - 3QU CoRE ¦ 3QU LoRE | Non-Red Flag Warning - Small Fires | Contamination | Aggregated | 2062 | 1.5493e-05 | 791.1875 | 0.012257 | 2062 | Mitigation | 0.95 | 45 | 0 | esc | 0.00097009 | 1.5029e-08 | 0.00097009 | 1.5029e-08
[79 empty] | WLDFR | HFTD - Distribution - Tier 3 - 5QU CoRE ¦ 4QU LoRE | Red Flag Warning - Catastrophic Fires | 2063 | 1.3499e-09 | 1.3499e-09 | 21325.9188 | 384.5316 | 12862.0997 | 8079.2876 | 0 | 0 | 1.3915e-06 | 2.8787e-05 | 0 | 2.8787e-05 | 2.8787e-05 | 0 | 2.8787e-05 | 0 | 1.8709e-07 | 4.1011e-07 | 0 | 4.1011e-07 | [17 empty] | 7.3.3.17.5 (Remote Grid) Updates to grid topology to minimize risk of ignition in HFTDs Remote GridWLDFRContaminationAggregated | WLDFR | HFTD - Distribution - Tier 2 - 3QU CoRE ¦ 3QU LoRE | Non-Red Flag Warning - Small Fires | Contamination | Aggregated | 2063 | 1.5493e-05 | 791.1875 | 0.012257 | 2063 | Mitigation | 0.95 | 45 | 0 | esc | 0.00097009 | 1.5029e-08 | 0.00097009 | 1.5029e-08
[79 empty] | WLDFR | HFTD - Distribution - Tier 3 - 5QU CoRE ¦ 4QU LoRE | Red Flag Warning - Catastrophic Fires | 2064 | 1.3499e-09 | 1.3499e-09 | 21325.9188 | 384.5316 | 12862.0997 | 8079.2876 | 0 | 0 | 1.3915e-06 | 2.8787e-05 | 0 | 2.8787e-05 | 2.8787e-05 | 0 | 2.8787e-05 | 0 | 1.8709e-07 | 4.1011e-07 | 0 | 4.1011e-07 | [17 empty] | 7.3.3.17.5 (Remote Grid) Updates to grid topology to minimize risk of ignition in HFTDs Remote GridWLDFRContaminationAggregated | WLDFR | HFTD - Distribution - Tier 2 - 3QU CoRE ¦ 3QU LoRE | Non-Red Flag Warning - Small Fires | Contamination | Aggregated | 2064 | 1.5493e-05 | 791.1875 | 0.012257 | 2064 | Mitigation | 0.95 | 45 | 0 | esc | 0.00097009 | 1.5029e-08 | 0.00097009 | 1.5029e-08
[79 empty] | WLDFR | HFTD - Distribution - Tier 3 - 5QU CoRE ¦ 4QU LoRE | Red Flag Warning - Catastrophic Fires | 2065 | 1.3499e-09 | 1.3499e-09 | 21325.9188 | 384.5316 | 12862.0997 | 8079.2876 | 0 | 0 | 1.3915e-06 | 2.8787e-05 | 0 | 2.8787e-05 | 2.8787e-05 | 0 | 2.8787e-05 | 0 | 1.8709e-07 | 4.1011e-07 | 0 | 4.1011e-07 | [17 empty] | 7.3.3.17.5 (Remote Grid) Updates to grid topology to minimize risk of ignition in HFTDs Remote GridWLDFRContaminationAggregated | WLDFR | HFTD - Distribution - Tier 2 - 3QU CoRE ¦ 3QU LoRE | Non-Red Flag Warning - Small Fires | Contamination | Aggregated | 2065 | 1.5493e-05 | 791.1875 | 0.012257 | 2065 | Mitigation | 0.95 | 45 | 0 | esc | 0.00097009 | 1.5029e-08 | 0.00097009 | 1.5029e-08
[79 empty] | WLDFR | HFTD - Distribution - Tier 3 - 5QU CoRE ¦ 4QU LoRE | Red Flag Warning - Catastrophic Fires | 2066 | 1.3499e-09 | 1.3499e-09 | 21325.9188 | 384.5316 | 12862.0997 | 8079.2876 | 0 | 0 | 1.3915e-06 | 2.8787e-05 | 0 | 2.8787e-05 | 2.8787e-05 | 0 | 2.8787e-05 | 0 | 1.9873e-07 | 4.3563e-07 | 0 | 4.3563e-07 | [17 empty] | 7.3.3.17.5 (Remote Grid) Updates to grid topology to minimize risk of ignition in HFTDs Remote GridWLDFRContaminationAggregated | WLDFR | HFTD - Distribution - Tier 2 - 3QU CoRE ¦ 3QU LoRE | Non-Red Flag Warning - Small Fires | Contamination | Aggregated | 2066 | 1.5493e-05 | 791.1875 | 0.012257 | 2066 | Mitigation | 0.95 | 45 | 0 | esc | 0.00097009 | 1.5029e-08 | 0.00097009 | 1.5029e-08
[79 empty] | WLDFR | HFTD - Distribution - Tier 3 - 5QU CoRE ¦ 4QU LoRE | Red Flag Warning - Catastrophic Fires | 2067 | 0 | 1.3499e-09 | 21325.9188 | 384.5316 | 12862.0997 | 8079.2876 | 0 | 0 | 1.3915e-06 | 0 | 0 | 0 | 2.8787e-05 | 0 | 2.8787e-05 | 0 | 1.9873e-07 | 4.3563e-07 | 0 | 4.3563e-07 | [17 empty] | 7.3.3.17.5 (Remote Grid) Updates to grid topology to minimize risk of ignition in HFTDs Remote GridWLDFRContaminationAggregated | WLDFR | HFTD - Distribution - Tier 2 - 3QU CoRE ¦ 3QU LoRE | Non-Red Flag Warning - Small Fires | Contamination | Aggregated | 2067 | 1.5493e-05 | 791.1875 | 0.012257 | 2067 | Mitigation | 0.95 | 45 | 0 | esc | 0 | 0 | 0.00097009 | 1.5029e-08
[79 empty] | WLDFR | HFTD - Distribution - Tier 3 - 5QU CoRE ¦ 4QU LoRE | Red Flag Warning - Destructive Fires | 2022 | 2.0482e-10 | 0 | 8807.9522 | 222.2294 | 8585.7228 | 0 | 0 | 0 | 2.1114e-07 | 1.8041e-06 | 0 | 1.8041e-06 | 0 | 0 | 0 | 0 | 1.9873e-07 | 4.3563e-07 | 0 | 4.3563e-07 | [17 empty] | 7.3.3.17.5 (Remote Grid) Updates to grid topology to minimize risk of ignition in HFTDs Remote GridWLDFREquipment / facility failureAggregated | WLDFR | HFTD - Distribution - Tier 2 - 3QU CoRE ¦ 3QU LoRE | Non-Red Flag Warning - Small Fires | Equipment / facility failure | Aggregated | 2022 | 0.00072664 | 791.1875 | 0.5749 | 2022 | Mitigation | 0.95 | 45 | 0 | esc | 0.00097009 | 7.049e-07 | 0 | 0
[79 empty] | WLDFR | HFTD - Distribution - Tier 3 - 5QU CoRE ¦ 4QU LoRE | Red Flag Warning - Destructive Fires | 2023 | 2.0482e-10 | 2.0482e-10 | 9129.7461 | 233.2301 | 8896.516 | 0 | 0 | 0 | 2.1114e-07 | 1.87e-06 | 0 | 1.87e-06 | 1.87e-06 | 0 | 1.87e-06 | 0 | 1.9873e-07 | 4.3563e-07 | 0 | 4.3563e-07 | [17 empty] | 7.3.3.17.5 (Remote Grid) Updates to grid topology to minimize risk of ignition in HFTDs Remote GridWLDFREquipment / facility failureAggregated | WLDFR | HFTD - Distribution - Tier 2 - 3QU CoRE ¦ 3QU LoRE | Non-Red Flag Warning - Small Fires | Equipment / facility failure | Aggregated | 2023 | 0.00072664 | 791.1875 | 0.5749 | 2023 | Mitigation | 0.95 | 45 | 0 | esc | 0.00097009 | 7.049e-07 | 0.00097009 | 7.049e-07
[79 empty] | WLDFR | HFTD - Distribution - Tier 3 - 5QU CoRE ¦ 4QU LoRE | Red Flag Warning - Destructive Fires | 2024 | 2.0482e-10 | 2.0482e-10 | 9129.7461 | 233.2301 | 8896.516 | 0 | 0 | 0 | 2.1114e-07 | 1.87e-06 | 0 | 1.87e-06 | 1.87e-06 | 0 | 1.87e-06 | 0 | 1.9873e-07 | 4.3563e-07 | 0 | 4.3563e-07 | [17 empty] | 7.3.3.17.5 (Remote Grid) Updates to grid topology to minimize risk of ignition in HFTDs Remote GridWLDFREquipment / facility failureAggregated | WLDFR | HFTD - Distribution - Tier 2 - 3QU CoRE ¦ 3QU LoRE | Non-Red Flag Warning - Small Fires | Equipment / facility failure | Aggregated | 2024 | 0.00072664 | 791.1875 | 0.5749 | 2024 | Mitigation | 0.95 | 45 | 0 | esc | 0.00097009 | 7.049e-07 | 0.00097009 | 7.049e-07
[79 empty] | WLDFR | HFTD - Distribution - Tier 3 - 5QU CoRE ¦ 4QU LoRE | Red Flag Warning - Destructive Fires | 2025 | 2.0482e-10 | 2.0482e-10 | 9129.7461 | 233.2301 | 8896.516 | 0 | 0 | 0 | 2.1114e-07 | 1.87e-06 | 0 | 1.87e-06 | 1.87e-06 | 0 | 1.87e-06 | 0 | 2.1063e-07 | 4.6171e-07 | 0 | 4.6171e-07 | [17 empty] | 7.3.3.17.5 (Remote Grid) Updates to grid topology to minimize risk of ignition in HFTDs Remote GridWLDFREquipment / facility failureAggregated | WLDFR | HFTD - Distribution - Tier 2 - 3QU CoRE ¦ 3QU LoRE | Non-Red Flag Warning - Small Fires | Equipment / facility failure | Aggregated | 2025 | 0.00072664 | 791.1875 | 0.5749 | 2025 | Mitigation | 0.95 | 45 | 0 | esc | 0.00097009 | 7.049e-07 | 0.00097009 | 7.049e-07
[79 empty] | WLDFR | HFTD - Distribution - Tier 3 - 5QU CoRE ¦ 4QU LoRE | Red Flag Warning - Destructive Fires | 2026 | 2.0482e-10 | 2.0482e-10 | 9129.7461 | 233.2301 | 8896.516 | 0 | 0 | 0 | 2.1114e-07 | 1.87e-06 | 0 | 1.87e-06 | 1.87e-06 | 0 | 1.87e-06 | 0 | 2.1063e-07 | 4.6171e-07 | 0 | 4.6171e-07 | [17 empty] | 7.3.3.17.5 (Remote Grid) Updates to grid topology to minimize risk of ignition in HFTDs Remote GridWLDFREquipment / facility failureAggregated | WLDFR | HFTD - Distribution - Tier 2 - 3QU CoRE ¦ 3QU LoRE | Non-Red Flag Warning - Small Fires | Equipment / facility failure | Aggregated | 2026 | 0.00072664 | 791.1875 | 0.5749 | 2026 | Mitigation | 0.95 | 45 | 0 | esc | 0.00097009 | 7.049e-07 | 0.00097009 | 7.049e-07
[79 empty] | WLDFR | HFTD - Distribution - Tier 3 - 5QU CoRE ¦ 4QU LoRE | Red Flag Warning - Destructive Fires | 2027 | 2.0482e-10 | 2.0482e-10 | 9129.7461 | 233.2301 | 8896.516 | 0 | 0 | 0 | 2.1114e-07 | 1.87e-06 | 0 | 1.87e-06 | 1.87e-06 | 0 | 1.87e-06 | 0 | 2.1063e-07 | 4.6171e-07 | 0 | 4.6171e-07 | [17 empty] | 7.3.3.17.5 (Remote Grid) Updates to grid topology to minimize risk of ignition in HFTDs Remote GridWLDFREquipment / facility failureAggregated | WLDFR | HFTD - Distribution - Tier 2 - 3QU CoRE ¦ 3QU LoRE | Non-Red Flag Warning - Small Fires | Equipment / facility failure | Aggregated | 2027 | 0.00072664 | 791.1875 | 0.5749 | 2027 | Mitigation | 0.95 | 45 | 0 | esc | 0.00097009 | 7.049e-07 | 0.00097009 | 7.049e-07
[79 empty] | WLDFR | HFTD - Distribution - Tier 3 - 5QU CoRE ¦ 4QU LoRE | Red Flag Warning - Destructive Fires | 2028 | 2.0482e-10 | 2.0482e-10 | 9534.9221 | 247.273 | 9287.6491 | 0 | 0 | 0 | 2.1114e-07 | 1.953e-06 | 0 | 1.953e-06 | 1.953e-06 | 0 | 1.953e-06 | 0 | 0 | 4.6171e-07 | 0 | 4.6171e-07 | [17 empty] | 7.3.3.17.5 (Remote Grid) Updates to grid topology to minimize risk of ignition in HFTDs Remote GridWLDFREquipment / facility failureAggregated | WLDFR | HFTD - Distribution - Tier 2 - 3QU CoRE ¦ 3QU LoRE | Non-Red Flag Warning - Small Fires | Equipment / facility failure | Aggregated | 2028 | 0.00072664 | 791.1875 | 0.5749 | 2028 | Mitigation | 0.95 | 45 | 0 | esc | 0.00097009 | 7.049e-07 | 0.00097009 | 7.049e-07
[79 empty] | WLDFR | HFTD - Distribution - Tier 3 - 5QU CoRE ¦ 4QU LoRE | Red Flag Warning - Destructive Fires | 2029 | 2.0482e-10 | 2.0482e-10 | 9534.9221 | 247.273 | 9287.6491 | 0 | 0 | 0 | 2.1114e-07 | 1.953e-06 | 0 | 1.953e-06 | 1.953e-06 | 0 | 1.953e-06 | 0 | 0 | 0 | 0 | 0 | [17 empty] | 7.3.3.17.5 (Remote Grid) Updates to grid topology to minimize risk of ignition in HFTDs Remote GridWLDFREquipment / facility failureAggregated | WLDFR | HFTD - Distribution - Tier 2 - 3QU CoRE ¦ 3QU LoRE | Non-Red Flag Warning - Small Fires | Equipment / facility failure | Aggregated | 2029 | 0.00072664 | 791.1875 | 0.5749 | 2029 | Mitigation | 0.95 | 45 | 0 | esc | 0.00097009 | 7.049e-07 | 0.00097009 | 7.049e-07
[79 empty] | WLDFR | HFTD - Distribution - Tier 3 - 5QU CoRE ¦ 4QU LoRE | Red Flag Warning - Destructive Fires | 2030 | 2.0482e-10 | 2.0482e-10 | 9534.9221 | 247.273 | 9287.6491 | 0 | 0 | 0 | 2.1114e-07 | 1.953e-06 | 0 | 1.953e-06 | 1.953e-06 | 0 | 1.953e-06 | 0 | 4.8218e-08 | 0 | 0 | 0 | [17 empty] | 7.3.3.17.5 (Remote Grid) Updates to grid topology to minimize risk of ignition in HFTDs Remote GridWLDFREquipment / facility failureAggregated | WLDFR | HFTD - Distribution - Tier 2 - 3QU CoRE ¦ 3QU LoRE | Non-Red Flag Warning - Small Fires | Equipment / facility failure | Aggregated | 2030 | 0.00072664 | 791.1875 | 0.5749 | 2030 | Mitigation | 0.95 | 45 | 0 | esc | 0.00097009 | 7.049e-07 | 0.00097009 | 7.049e-07
[79 empty] | WLDFR | HFTD - Distribution - Tier 3 - 5QU CoRE ¦ 4QU LoRE | Red Flag Warning - Destructive Fires | 2031 | 2.0482e-10 | 2.0482e-10 | 9534.9221 | 247.273 | 9287.6491 | 0 | 0 | 0 | 2.1114e-07 | 1.953e-06 | 0 | 1.953e-06 | 1.953e-06 | 0 | 1.953e-06 | 0 | 4.9771e-08 | 1.091e-07 | 0 | 1.091e-07 | [17 empty] | 7.3.3.17.5 (Remote Grid) Updates to grid topology to minimize risk of ignition in HFTDs Remote GridWLDFREquipment / facility failureAggregated | WLDFR | HFTD - Distribution - Tier 2 - 3QU CoRE ¦ 3QU LoRE | Non-Red Flag Warning - Small Fires | Equipment / facility failure | Aggregated | 2031 | 0.00072664 | 791.1875 | 0.5749 | 2031 | Mitigation | 0.95 | 45 | 0 | esc | 0.00097009 | 7.049e-07 | 0.00097009 | 7.049e-07
[79 empty] | WLDFR | HFTD - Distribution - Tier 3 - 5QU CoRE ¦ 4QU LoRE | Red Flag Warning - Destructive Fires | 2032 | 2.0482e-10 | 2.0482e-10 | 9534.9221 | 247.273 | 9287.6491 | 0 | 0 | 0 | 2.1114e-07 | 1.953e-06 | 0 | 1.953e-06 | 1.953e-06 | 0 | 1.953e-06 | 0 | 4.9771e-08 | 1.091e-07 | 0 | 1.091e-07 | [17 empty] | 7.3.3.17.5 (Remote Grid) Updates to grid topology to minimize risk of ignition in HFTDs Remote GridWLDFREquipment / facility failureAggregated | WLDFR | HFTD - Distribution - Tier 2 - 3QU CoRE ¦ 3QU LoRE | Non-Red Flag Warning - Small Fires | Equipment / facility failure | Aggregated | 2032 | 0.00072664 | 791.1875 | 0.5749 | 2032 | Mitigation | 0.95 | 45 | 0 | esc | 0.00097009 | 7.049e-07 | 0.00097009 | 7.049e-07
[79 empty] | WLDFR | HFTD - Distribution - Tier 3 - 5QU CoRE ¦ 4QU LoRE | Red Flag Warning - Destructive Fires | 2033 | 2.0482e-10 | 2.0482e-10 | 9984.8474 | 263.1074 | 9721.74 | 0 | 0 | 0 | 2.1114e-07 | 2.0451e-06 | 0 | 2.0451e-06 | 2.0451e-06 | 0 | 2.0451e-06 | 0 | 4.9771e-08 | 1.091e-07 | 0 | 1.091e-07 | [17 empty] | 7.3.3.17.5 (Remote Grid) Updates to grid topology to minimize risk of ignition in HFTDs Remote GridWLDFREquipment / facility failureAggregated | WLDFR | HFTD - Distribution - Tier 2 - 3QU CoRE ¦ 3QU LoRE | Non-Red Flag Warning - Small Fires | Equipment / facility failure | Aggregated | 2033 | 0.00072664 | 791.1875 | 0.5749 | 2033 | Mitigation | 0.95 | 45 | 0 | esc | 0.00097009 | 7.049e-07 | 0.00097009 | 7.049e-07
[79 empty] | WLDFR | HFTD - Distribution - Tier 3 - 5QU CoRE ¦ 4QU LoRE | Red Flag Warning - Destructive Fires | 2034 | 2.0482e-10 | 2.0482e-10 | 9984.8474 | 263.1074 | 9721.74 | 0 | 0 | 0 | 2.1114e-07 | 2.0451e-06 | 0 | 2.0451e-06 | 2.0451e-06 | 0 | 2.0451e-06 | 0 | 4.9771e-08 | 1.091e-07 | 0 | 1.091e-07 | [17 empty] | 7.3.3.17.5 (Remote Grid) Updates to grid topology to minimize risk of ignition in HFTDs Remote GridWLDFREquipment / facility failureAggregated | WLDFR | HFTD - Distribution - Tier 2 - 3QU CoRE ¦ 3QU LoRE | Non-Red Flag Warning - Small Fires | Equipment / facility failure | Aggregated | 2034 | 0.00072664 | 791.1875 | 0.5749 | 2034 | Mitigation | 0.95 | 45 | 0 | esc | 0.00097009 | 7.049e-07 | 0.00097009 | 7.049e-07
[79 empty] | WLDFR | HFTD - Distribution - Tier 3 - 5QU CoRE ¦ 4QU LoRE | Red Flag Warning - Destructive Fires | 2035 | 2.0482e-10 | 2.0482e-10 | 9984.8474 | 263.1074 | 9721.74 | 0 | 0 | 0 | 2.1114e-07 | 2.0451e-06 | 0 | 2.0451e-06 | 2.0451e-06 | 0 | 2.0451e-06 | 0 | 4.9771e-08 | 1.091e-07 | 0 | 1.091e-07 | [17 empty] | 7.3.3.17.5 (Remote Grid) Updates to grid topology to minimize risk of ignition in HFTDs Remote GridWLDFREquipment / facility failureAggregated | WLDFR | HFTD - Distribution - Tier 2 - 3QU CoRE ¦ 3QU LoRE | Non-Red Flag Warning - Small Fires | Equipment / facility failure | Aggregated | 2035 | 0.00072664 | 791.1875 | 0.5749 | 2035 | Mitigation | 0.95 | 45 | 0 | esc | 0.00097009 | 7.049e-07 | 0.00097009 | 7.049e-07
[79 empty] | WLDFR | HFTD - Distribution - Tier 3 - 5QU CoRE ¦ 4QU LoRE | Red Flag Warning - Destructive Fires | 2036 | 2.0482e-10 | 2.0482e-10 | 9984.8474 | 263.1074 | 9721.74 | 0 | 0 | 0 | 2.1114e-07 | 2.0451e-06 | 0 | 2.0451e-06 | 2.0451e-06 | 0 | 2.0451e-06 | 0 | 5.175e-08 | 1.1344e-07 | 0 | 1.1344e-07 | [17 empty] | 7.3.3.17.5 (Remote Grid) Updates to grid topology to minimize risk of ignition in HFTDs Remote GridWLDFREquipment / facility failureAggregated | WLDFR | HFTD - Distribution - Tier 2 - 3QU CoRE ¦ 3QU LoRE | Non-Red Flag Warning - Small Fires | Equipment / facility failure | Aggregated | 2036 | 0.00072664 | 791.1875 | 0.5749 | 2036 | Mitigation | 0.95 | 45 | 0 | esc | 0.00097009 | 7.049e-07 | 0.00097009 | 7.049e-07
[79 empty] | WLDFR | HFTD - Distribution - Tier 3 - 5QU CoRE ¦ 4QU LoRE | Red Flag Warning - Destructive Fires | 2037 | 2.0482e-10 | 2.0482e-10 | 9984.8474 | 263.1074 | 9721.74 | 0 | 0 | 0 | 2.1114e-07 | 2.0451e-06 | 0 | 2.0451e-06 | 2.0451e-06 | 0 | 2.0451e-06 | 0 | 5.175e-08 | 1.1344e-07 | 0 | 1.1344e-07 | [17 empty] | 7.3.3.17.5 (Remote Grid) Updates to grid topology to minimize risk of ignition in HFTDs Remote GridWLDFREquipment / facility failureAggregated | WLDFR | HFTD - Distribution - Tier 2 - 3QU CoRE ¦ 3QU LoRE | Non-Red Flag Warning - Small Fires | Equipment / facility failure | Aggregated | 2037 | 0.00072664 | 791.1875 | 0.5749 | 2037 | Mitigation | 0.95 | 45 | 0 | esc | 0.00097009 | 7.049e-07 | 0.00097009 | 7.049e-07
[79 empty] | WLDFR | HFTD - Distribution - Tier 3 - 5QU CoRE ¦ 4QU LoRE | Red Flag Warning - Destructive Fires | 2038 | 2.0482e-10 | 2.0482e-10 | 10472.8261 | 280.5544 | 10192.2718 | 0 | 0 | 0 | 2.1114e-07 | 2.1451e-06 | 0 | 2.1451e-06 | 2.1451e-06 | 0 | 2.1451e-06 | 0 | 5.175e-08 | 1.1344e-07 | 0 | 1.1344e-07 | [17 empty] | 7.3.3.17.5 (Remote Grid) Updates to grid topology to minimize risk of ignition in HFTDs Remote GridWLDFREquipment / facility failureAggregated | WLDFR | HFTD - Distribution - Tier 2 - 3QU CoRE ¦ 3QU LoRE | Non-Red Flag Warning - Small Fires | Equipment / facility failure | Aggregated | 2038 | 0.00072664 | 791.1875 | 0.5749 | 2038 | Mitigation | 0.95 | 45 | 0 | esc | 0.00097009 | 7.049e-07 | 0.00097009 | 7.049e-07
[79 empty] | WLDFR | HFTD - Distribution - Tier 3 - 5QU CoRE ¦ 4QU LoRE | Red Flag Warning - Destructive Fires | 2039 | 2.0482e-10 | 2.0482e-10 | 10472.8261 | 280.5544 | 10192.2718 | 0 | 0 | 0 | 2.1114e-07 | 2.1451e-06 | 0 | 2.1451e-06 | 2.1451e-06 | 0 | 2.1451e-06 | 0 | 5.175e-08 | 1.1344e-07 | 0 | 1.1344e-07 | [17 empty] | 7.3.3.17.5 (Remote Grid) Updates to grid topology to minimize risk of ignition in HFTDs Remote GridWLDFREquipment / facility failureAggregated | WLDFR | HFTD - Distribution - Tier 2 - 3QU CoRE ¦ 3QU LoRE | Non-Red Flag Warning - Small Fires | Equipment / facility failure | Aggregated | 2039 | 0.00072664 | 791.1875 | 0.5749 | 2039 | Mitigation | 0.95 | 45 | 0 | esc | 0.00097009 | 7.049e-07 | 0.00097009 | 7.049e-07
[79 empty] | WLDFR | HFTD - Distribution - Tier 3 - 5QU CoRE ¦ 4QU LoRE | Red Flag Warning - Destructive Fires | 2040 | 2.0482e-10 | 2.0482e-10 | 10472.8261 | 280.5544 | 10192.2718 | 0 | 0 | 0 | 2.1114e-07 | 2.1451e-06 | 0 | 2.1451e-06 | 2.1451e-06 | 0 | 2.1451e-06 | 0 | 5.175e-08 | 1.1344e-07 | 0 | 1.1344e-07 | [17 empty] | 7.3.3.17.5 (Remote Grid) Updates to grid topology to minimize risk of ignition in HFTDs Remote GridWLDFREquipment / facility failureAggregated | WLDFR | HFTD - Distribution - Tier 2 - 3QU CoRE ¦ 3QU LoRE | Non-Red Flag Warning - Small Fires | Equipment / facility failure | Aggregated | 2040 | 0.00072664 | 791.1875 | 0.5749 | 2040 | Mitigation | 0.95 | 45 | 0 | esc | 0.00097009 | 7.049e-07 | 0.00097009 | 7.049e-07
[79 empty] | WLDFR | HFTD - Distribution - Tier 3 - 5QU CoRE ¦ 4QU LoRE | Red Flag Warning - Destructive Fires | 2041 | 2.0482e-10 | 2.0482e-10 | 10472.8261 | 280.5544 | 10192.2718 | 0 | 0 | 0 | 2.1114e-07 | 2.1451e-06 | 0 | 2.1451e-06 | 2.1451e-06 | 0 | 2.1451e-06 | 0 | 5.3981e-08 | 1.1833e-07 | 0 | 1.1833e-07 | [17 empty] | 7.3.3.17.5 (Remote Grid) Updates to grid topology to minimize risk of ignition in HFTDs Remote GridWLDFREquipment / facility failureAggregated | WLDFR | HFTD - Distribution - Tier 2 - 3QU CoRE ¦ 3QU LoRE | Non-Red Flag Warning - Small Fires | Equipment / facility failure | Aggregated | 2041 | 0.00072664 | 791.1875 | 0.5749 | 2041 | Mitigation | 0.95 | 45 | 0 | esc | 0.00097009 | 7.049e-07 | 0.00097009 | 7.049e-07
[79 empty] | WLDFR | HFTD - Distribution - Tier 3 - 5QU CoRE ¦ 4QU LoRE | Red Flag Warning - Destructive Fires | 2042 | 2.0482e-10 | 2.0482e-10 | 10472.8261 | 280.5544 | 10192.2718 | 0 | 0 | 0 | 2.1114e-07 | 2.1451e-06 | 0 | 2.1451e-06 | 2.1451e-06 | 0 | 2.1451e-06 | 0 | 5.3981e-08 | 1.1833e-07 | 0 | 1.1833e-07 | [17 empty] | 7.3.3.17.5 (Remote Grid) Updates to grid topology to minimize risk of ignition in HFTDs Remote GridWLDFREquipment / facility failureAggregated | WLDFR | HFTD - Distribution - Tier 2 - 3QU CoRE ¦ 3QU LoRE | Non-Red Flag Warning - Small Fires | Equipment / facility failure | Aggregated | 2042 | 0.00072664 | 791.1875 | 0.5749 | 2042 | Mitigation | 0.95 | 45 | 0 | esc | 0.00097009 | 7.049e-07 | 0.00097009 | 7.049e-07
[79 empty] | WLDFR | HFTD - Distribution - Tier 3 - 5QU CoRE ¦ 4QU LoRE | Red Flag Warning - Destructive Fires | 2043 | 2.0482e-10 | 2.0482e-10 | 10992.1562 | 299.42 | 10692.7362 | 0 | 0 | 0 | 2.1114e-07 | 2.2515e-06 | 0 | 2.2515e-06 | 2.2515e-06 | 0 | 2.2515e-06 | 0 | 5.3981e-08 | 1.1833e-07 | 0 | 1.1833e-07 | [17 empty] | 7.3.3.17.5 (Remote Grid) Updates to grid topology to minimize risk of ignition in HFTDs Remote GridWLDFREquipment / facility failureAggregated | WLDFR | HFTD - Distribution - Tier 2 - 3QU CoRE ¦ 3QU LoRE | Non-Red Flag Warning - Small Fires | Equipment / facility failure | Aggregated | 2043 | 0.00072664 | 791.1875 | 0.5749 | 2043 | Mitigation | 0.95 | 45 | 0 | esc | 0.00097009 | 7.049e-07 | 0.00097009 | 7.049e-07
[79 empty] | WLDFR | HFTD - Distribution - Tier 3 - 5QU CoRE ¦ 4QU LoRE | Red Flag Warning - Destructive Fires | 2044 | 2.0482e-10 | 2.0482e-10 | 10992.1562 | 299.42 | 10692.7362 | 0 | 0 | 0 | 2.1114e-07 | 2.2515e-06 | 0 | 2.2515e-06 | 2.2515e-06 | 0 | 2.2515e-06 | 0 | 5.3981e-08 | 1.1833e-07 | 0 | 1.1833e-07 | [17 empty] | 7.3.3.17.5 (Remote Grid) Updates to grid topology to minimize risk of ignition in HFTDs Remote GridWLDFREquipment / facility failureAggregated | WLDFR | HFTD - Distribution - Tier 2 - 3QU CoRE ¦ 3QU LoRE | Non-Red Flag Warning - Small Fires | Equipment / facility failure | Aggregated | 2044 | 0.00072664 | 791.1875 | 0.5749 | 2044 | Mitigation | 0.95 | 45 | 0 | esc | 0.00097009 | 7.049e-07 | 0.00097009 | 7.049e-07
[79 empty] | WLDFR | HFTD - Distribution - Tier 3 - 5QU CoRE ¦ 4QU LoRE | Red Flag Warning - Destructive Fires | 2045 | 2.0482e-10 | 2.0482e-10 | 10992.1562 | 299.42 | 10692.7362 | 0 | 0 | 0 | 2.1114e-07 | 2.2515e-06 | 0 | 2.2515e-06 | 2.2515e-06 | 0 | 2.2515e-06 | 0 | 5.3981e-08 | 1.1833e-07 | 0 | 1.1833e-07 | [17 empty] | 7.3.3.17.5 (Remote Grid) Updates to grid topology to minimize risk of ignition in HFTDs Remote GridWLDFREquipment / facility failureAggregated | WLDFR | HFTD - Distribution - Tier 2 - 3QU CoRE ¦ 3QU LoRE | Non-Red Flag Warning - Small Fires | Equipment / facility failure | Aggregated | 2045 | 0.00072664 | 791.1875 | 0.5749 | 2045 | Mitigation | 0.95 | 45 | 0 | esc | 0.00097009 | 7.049e-07 | 0.00097009 | 7.049e-07
[79 empty] | WLDFR | HFTD - Distribution - Tier 3 - 5QU CoRE ¦ 4QU LoRE | Red Flag Warning - Destructive Fires | 2046 | 2.0482e-10 | 2.0482e-10 | 10992.1562 | 299.42 | 10692.7362 | 0 | 0 | 0 | 2.1114e-07 | 2.2515e-06 | 0 | 2.2515e-06 | 2.2515e-06 | 0 | 2.2515e-06 | 0 | 5.6441e-08 | 1.2372e-07 | 0 | 1.2372e-07 | [17 empty] | 7.3.3.17.5 (Remote Grid) Updates to grid topology to minimize risk of ignition in HFTDs Remote GridWLDFREquipment / facility failureAggregated | WLDFR | HFTD - Distribution - Tier 2 - 3QU CoRE ¦ 3QU LoRE | Non-Red Flag Warning - Small Fires | Equipment / facility failure | Aggregated | 2046 | 0.00072664 | 791.1875 | 0.5749 | 2046 | Mitigation | 0.95 | 45 | 0 | esc | 0.00097009 | 7.049e-07 | 0.00097009 | 7.049e-07
[79 empty] | WLDFR | HFTD - Distribution - Tier 3 - 5QU CoRE ¦ 4QU LoRE | Red Flag Warning - Destructive Fires | 2047 | 2.0482e-10 | 2.0482e-10 | 10992.1562 | 299.42 | 10692.7362 | 0 | 0 | 0 | 2.1114e-07 | 2.2515e-06 | 0 | 2.2515e-06 | 2.2515e-06 | 0 | 2.2515e-06 | 0 | 5.6441e-08 | 1.2372e-07 | 0 | 1.2372e-07 | [17 empty] | 7.3.3.17.5 (Remote Grid) Updates to grid topology to minimize risk of ignition in HFTDs Remote GridWLDFREquipment / facility failureAggregated | WLDFR | HFTD - Distribution - Tier 2 - 3QU CoRE ¦ 3QU LoRE | Non-Red Flag Warning - Small Fires | Equipment / facility failure | Aggregated | 2047 | 0.00072664 | 791.1875 | 0.5749 | 2047 | Mitigation | 0.95 | 45 | 0 | esc | 0.00097009 | 7.049e-07 | 0.00097009 | 7.049e-07
[79 empty] | WLDFR | HFTD - Distribution - Tier 3 - 5QU CoRE ¦ 4QU LoRE | Red Flag Warning - Destructive Fires | 2048 | 2.0482e-10 | 2.0482e-10 | 11536.0538 | 319.4911 | 11216.5626 | 0 | 0 | 0 | 2.1114e-07 | 2.3629e-06 | 0 | 2.3629e-06 | 2.3629e-06 | 0 | 2.3629e-06 | 0 | 5.6441e-08 | 1.2372e-07 | 0 | 1.2372e-07 | [17 empty] | 7.3.3.17.5 (Remote Grid) Updates to grid topology to minimize risk of ignition in HFTDs Remote GridWLDFREquipment / facility failureAggregated | WLDFR | HFTD - Distribution - Tier 2 - 3QU CoRE ¦ 3QU LoRE | Non-Red Flag Warning - Small Fires | Equipment / facility failure | Aggregated | 2048 | 0.00072664 | 791.1875 | 0.5749 | 2048 | Mitigation | 0.95 | 45 | 0 | esc | 0.00097009 | 7.049e-07 | 0.00097009 | 7.049e-07
[79 empty] | WLDFR | HFTD - Distribution - Tier 3 - 5QU CoRE ¦ 4QU LoRE | Red Flag Warning - Destructive Fires | 2049 | 2.0482e-10 | 2.0482e-10 | 11536.0538 | 319.4911 | 11216.5626 | 0 | 0 | 0 | 2.1114e-07 | 2.3629e-06 | 0 | 2.3629e-06 | 2.3629e-06 | 0 | 2.3629e-06 | 0 | 5.6441e-08 | 1.2372e-07 | 0 | 1.2372e-07 | [17 empty] | 7.3.3.17.5 (Remote Grid) Updates to grid topology to minimize risk of ignition in HFTDs Remote GridWLDFREquipment / facility failureAggregated | WLDFR | HFTD - Distribution - Tier 2 - 3QU CoRE ¦ 3QU LoRE | Non-Red Flag Warning - Small Fires | Equipment / facility failure | Aggregated | 2049 | 0.00072664 | 791.1875 | 0.5749 | 2049 | Mitigation | 0.95 | 45 | 0 | esc | 0.00097009 | 7.049e-07 | 0.00097009 | 7.049e-07
[79 empty] | WLDFR | HFTD - Distribution - Tier 3 - 5QU CoRE ¦ 4QU LoRE | Red Flag Warning - Destructive Fires | 2050 | 2.0482e-10 | 2.0482e-10 | 11536.0538 | 319.4911 | 11216.5626 | 0 | 0 | 0 | 2.1114e-07 | 2.3629e-06 | 0 | 2.3629e-06 | 2.3629e-06 | 0 | 2.3629e-06 | 0 | 5.6441e-08 | 1.2372e-07 | 0 | 1.2372e-07 | [17 empty] | 7.3.3.17.5 (Remote Grid) Updates to grid topology to minimize risk of ignition in HFTDs Remote GridWLDFREquipment / facility failureAggregated | WLDFR | HFTD - Distribution - Tier 2 - 3QU CoRE ¦ 3QU LoRE | Non-Red Flag Warning - Small Fires | Equipment / facility failure | Aggregated | 2050 | 0.00072664 | 791.1875 | 0.5749 | 2050 | Mitigation | 0.95 | 45 | 0 | esc | 0.00097009 | 7.049e-07 | 0.00097009 | 7.049e-07
[79 empty] | WLDFR | HFTD - Distribution - Tier 3 - 5QU CoRE ¦ 4QU LoRE | Red Flag Warning - Destructive Fires | 2051 | 2.0482e-10 | 2.0482e-10 | 11536.0538 | 319.4911 | 11216.5626 | 0 | 0 | 0 | 2.1114e-07 | 2.3629e-06 | 0 | 2.3629e-06 | 2.3629e-06 | 0 | 2.3629e-06 | 0 | 5.9103e-08 | 1.2956e-07 | 0 | 1.2956e-07 | [17 empty] | 7.3.3.17.5 (Remote Grid) Updates to grid topology to minimize risk of ignition in HFTDs Remote GridWLDFREquipment / facility failureAggregated | WLDFR | HFTD - Distribution - Tier 2 - 3QU CoRE ¦ 3QU LoRE | Non-Red Flag Warning - Small Fires | Equipment / facility failure | Aggregated | 2051 | 0.00072664 | 791.1875 | 0.5749 | 2051 | Mitigation | 0.95 | 45 | 0 | esc | 0.00097009 | 7.049e-07 | 0.00097009 | 7.049e-07
[79 empty] | WLDFR | HFTD - Distribution - Tier 3 - 5QU CoRE ¦ 4QU LoRE | Red Flag Warning - Destructive Fires | 2052 | 2.0482e-10 | 2.0482e-10 | 11536.0538 | 319.4911 | 11216.5626 | 0 | 0 | 0 | 2.1114e-07 | 2.3629e-06 | 0 | 2.3629e-06 | 2.3629e-06 | 0 | 2.3629e-06 | 0 | 5.9103e-08 | 1.2956e-07 | 0 | 1.2956e-07 | [17 empty] | 7.3.3.17.5 (Remote Grid) Updates to grid topology to minimize risk of ignition in HFTDs Remote GridWLDFREquipment / facility failureAggregated | WLDFR | HFTD - Distribution - Tier 2 - 3QU CoRE ¦ 3QU LoRE | Non-Red Flag Warning - Small Fires | Equipment / facility failure | Aggregated | 2052 | 0.00072664 | 791.1875 | 0.5749 | 2052 | Mitigation | 0.95 | 45 | 0 | esc | 0.00097009 | 7.049e-07 | 0.00097009 | 7.049e-07
[79 empty] | WLDFR | HFTD - Distribution - Tier 3 - 5QU CoRE ¦ 4QU LoRE | Red Flag Warning - Destructive Fires | 2053 | 2.0482e-10 | 2.0482e-10 | 12097.6769 | 340.5356 | 11757.1413 | 0 | 0 | 0 | 2.1114e-07 | 2.4779e-06 | 0 | 2.4779e-06 | 2.4779e-06 | 0 | 2.4779e-06 | 0 | 5.9103e-08 | 1.2956e-07 | 0 | 1.2956e-07 | [17 empty] | 7.3.3.17.5 (Remote Grid) Updates to grid topology to minimize risk of ignition in HFTDs Remote GridWLDFREquipment / facility failureAggregated | WLDFR | HFTD - Distribution - Tier 2 - 3QU CoRE ¦ 3QU LoRE | Non-Red Flag Warning - Small Fires | Equipment / facility failure | Aggregated | 2053 | 0.00072664 | 791.1875 | 0.5749 | 2053 | Mitigation | 0.95 | 45 | 0 | esc | 0.00097009 | 7.049e-07 | 0.00097009 | 7.049e-07
[79 empty] | WLDFR | HFTD - Distribution - Tier 3 - 5QU CoRE ¦ 4QU LoRE | Red Flag Warning - Destructive Fires | 2054 | 2.0482e-10 | 2.0482e-10 | 12097.6769 | 340.5356 | 11757.1413 | 0 | 0 | 0 | 2.1114e-07 | 2.4779e-06 | 0 | 2.4779e-06 | 2.4779e-06 | 0 | 2.4779e-06 | 0 | 5.9103e-08 | 1.2956e-07 | 0 | 1.2956e-07 | [17 empty] | 7.3.3.17.5 (Remote Grid) Updates to grid topology to minimize risk of ignition in HFTDs Remote GridWLDFREquipment / facility failureAggregated | WLDFR | HFTD - Distribution - Tier 2 - 3QU CoRE ¦ 3QU LoRE | Non-Red Flag Warning - Small Fires | Equipment / facility failure | Aggregated | 2054 | 0.00072664 | 791.1875 | 0.5749 | 2054 | Mitigation | 0.95 | 45 | 0 | esc | 0.00097009 | 7.049e-07 | 0.00097009 | 7.049e-07
[79 empty] | WLDFR | HFTD - Distribution - Tier 3 - 5QU CoRE ¦ 4QU LoRE | Red Flag Warning - Destructive Fires | 2055 | 2.0482e-10 | 2.0482e-10 | 12097.6769 | 340.5356 | 11757.1413 | 0 | 0 | 0 | 2.1114e-07 | 2.4779e-06 | 0 | 2.4779e-06 | 2.4779e-06 | 0 | 2.4779e-06 | 0 | 5.9103e-08 | 1.2956e-07 | 0 | 1.2956e-07 | [17 empty] | 7.3.3.17.5 (Remote Grid) Updates to grid topology to minimize risk of ignition in HFTDs Remote GridWLDFREquipment / facility failureAggregated | WLDFR | HFTD - Distribution - Tier 2 - 3QU CoRE ¦ 3QU LoRE | Non-Red Flag Warning - Small Fires | Equipment / facility failure | Aggregated | 2055 | 0.00072664 | 791.1875 | 0.5749 | 2055 | Mitigation | 0.95 | 45 | 0 | esc | 0.00097009 | 7.049e-07 | 0.00097009 | 7.049e-07
[79 empty] | WLDFR | HFTD - Distribution - Tier 3 - 5QU CoRE ¦ 4QU LoRE | Red Flag Warning - Destructive Fires | 2056 | 2.0482e-10 | 2.0482e-10 | 12097.6769 | 340.5356 | 11757.1413 | 0 | 0 | 0 | 2.1114e-07 | 2.4779e-06 | 0 | 2.4779e-06 | 2.4779e-06 | 0 | 2.4779e-06 | 0 | 6.1942e-08 | 1.3578e-07 | 0 | 1.3578e-07 | [17 empty] | 7.3.3.17.5 (Remote Grid) Updates to grid topology to minimize risk of ignition in HFTDs Remote GridWLDFREquipment / facility failureAggregated | WLDFR | HFTD - Distribution - Tier 2 - 3QU CoRE ¦ 3QU LoRE | Non-Red Flag Warning - Small Fires | Equipment / facility failure | Aggregated | 2056 | 0.00072664 | 791.1875 | 0.5749 | 2056 | Mitigation | 0.95 | 45 | 0 | esc | 0.00097009 | 7.049e-07 | 0.00097009 | 7.049e-07
[79 empty] | WLDFR | HFTD - Distribution - Tier 3 - 5QU CoRE ¦ 4QU LoRE | Red Flag Warning - Destructive Fires | 2057 | 2.0482e-10 | 2.0482e-10 | 12097.6769 | 340.5356 | 11757.1413 | 0 | 0 | 0 | 2.1114e-07 | 2.4779e-06 | 0 | 2.4779e-06 | 2.4779e-06 | 0 | 2.4779e-06 | 0 | 6.1942e-08 | 1.3578e-07 | 0 | 1.3578e-07 | [17 empty] | 7.3.3.17.5 (Remote Grid) Updates to grid topology to minimize risk of ignition in HFTDs Remote GridWLDFREquipment / facility failureAggregated | WLDFR | HFTD - Distribution - Tier 2 - 3QU CoRE ¦ 3QU LoRE | Non-Red Flag Warning - Small Fires | Equipment / facility failure | Aggregated | 2057 | 0.00072664 | 791.1875 | 0.5749 | 2057 | Mitigation | 0.95 | 45 | 0 | esc | 0.00097009 | 7.049e-07 | 0.00097009 | 7.049e-07
[79 empty] | WLDFR | HFTD - Distribution - Tier 3 - 5QU CoRE ¦ 4QU LoRE | Red Flag Warning - Destructive Fires | 2058 | 2.0482e-10 | 2.0482e-10 | 12670.1796 | 362.3049 | 12307.8747 | 0 | 0 | 0 | 2.1114e-07 | 2.5952e-06 | 0 | 2.5952e-06 | 2.5952e-06 | 0 | 2.5952e-06 | 0 | 6.1942e-08 | 1.3578e-07 | 0 | 1.3578e-07 | [17 empty] | 7.3.3.17.5 (Remote Grid) Updates to grid topology to minimize risk of ignition in HFTDs Remote GridWLDFREquipment / facility failureAggregated | WLDFR | HFTD - Distribution - Tier 2 - 3QU CoRE ¦ 3QU LoRE | Non-Red Flag Warning - Small Fires | Equipment / facility failure | Aggregated | 2058 | 0.00072664 | 791.1875 | 0.5749 | 2058 | Mitigation | 0.95 | 45 | 0 | esc | 0.00097009 | 7.049e-07 | 0.00097009 | 7.049e-07
[79 empty] | WLDFR | HFTD - Distribution - Tier 3 - 5QU CoRE ¦ 4QU LoRE | Red Flag Warning - Destructive Fires | 2059 | 2.0482e-10 | 2.0482e-10 | 12670.1796 | 362.3049 | 12307.8747 | 0 | 0 | 0 | 2.1114e-07 | 2.5952e-06 | 0 | 2.5952e-06 | 2.5952e-06 | 0 | 2.5952e-06 | 0 | 6.1942e-08 | 1.3578e-07 | 0 | 1.3578e-07 | [17 empty] | 7.3.3.17.5 (Remote Grid) Updates to grid topology to minimize risk of ignition in HFTDs Remote GridWLDFREquipment / facility failureAggregated | WLDFR | HFTD - Distribution - Tier 2 - 3QU CoRE ¦ 3QU LoRE | Non-Red Flag Warning - Small Fires | Equipment / facility failure | Aggregated | 2059 | 0.00072664 | 791.1875 | 0.5749 | 2059 | Mitigation | 0.95 | 45 | 0 | esc | 0.00097009 | 7.049e-07 | 0.00097009 | 7.049e-07
[79 empty] | WLDFR | HFTD - Distribution - Tier 3 - 5QU CoRE ¦ 4QU LoRE | Red Flag Warning - Destructive Fires | 2060 | 2.0482e-10 | 2.0482e-10 | 12670.1796 | 362.3049 | 12307.8747 | 0 | 0 | 0 | 2.1114e-07 | 2.5952e-06 | 0 | 2.5952e-06 | 2.5952e-06 | 0 | 2.5952e-06 | 0 | 6.1942e-08 | 1.3578e-07 | 0 | 1.3578e-07 | [17 empty] | 7.3.3.17.5 (Remote Grid) Updates to grid topology to minimize risk of ignition in HFTDs Remote GridWLDFREquipment / facility failureAggregated | WLDFR | HFTD - Distribution - Tier 2 - 3QU CoRE ¦ 3QU LoRE | Non-Red Flag Warning - Small Fires | Equipment / facility failure | Aggregated | 2060 | 0.00072664 | 791.1875 | 0.5749 | 2060 | Mitigation | 0.95 | 45 | 0 | esc | 0.00097009 | 7.049e-07 | 0.00097009 | 7.049e-07
[79 empty] | WLDFR | HFTD - Distribution - Tier 3 - 5QU CoRE ¦ 4QU LoRE | Red Flag Warning - Destructive Fires | 2061 | 2.0482e-10 | 2.0482e-10 | 12670.1796 | 362.3049 | 12307.8747 | 0 | 0 | 0 | 2.1114e-07 | 2.5952e-06 | 0 | 2.5952e-06 | 2.5952e-06 | 0 | 2.5952e-06 | 0 | 6.4927e-08 | 1.4232e-07 | 0 | 1.4232e-07 | [17 empty] | 7.3.3.17.5 (Remote Grid) Updates to grid topology to minimize risk of ignition in HFTDs Remote GridWLDFREquipment / facility failureAggregated | WLDFR | HFTD - Distribution - Tier 2 - 3QU CoRE ¦ 3QU LoRE | Non-Red Flag Warning - Small Fires | Equipment / facility failure | Aggregated | 2061 | 0.00072664 | 791.1875 | 0.5749 | 2061 | Mitigation | 0.95 | 45 | 0 | esc | 0.00097009 | 7.049e-07 | 0.00097009 | 7.049e-07
[79 empty] | WLDFR | HFTD - Distribution - Tier 3 - 5QU CoRE ¦ 4QU LoRE | Red Flag Warning - Destructive Fires | 2062 | 2.0482e-10 | 2.0482e-10 | 12670.1796 | 362.3049 | 12307.8747 | 0 | 0 | 0 | 2.1114e-07 | 2.5952e-06 | 0 | 2.5952e-06 | 2.5952e-06 | 0 | 2.5952e-06 | 0 | 6.4927e-08 | 1.4232e-07 | 0 | 1.4232e-07 | [17 empty] | 7.3.3.17.5 (Remote Grid) Updates to grid topology to minimize risk of ignition in HFTDs Remote GridWLDFREquipment / facility failureAggregated | WLDFR | HFTD - Distribution - Tier 2 - 3QU CoRE ¦ 3QU LoRE | Non-Red Flag Warning - Small Fires | Equipment / facility failure | Aggregated | 2062 | 0.00072664 | 791.1875 | 0.5749 | 2062 | Mitigation | 0.95 | 45 | 0 | esc | 0.00097009 | 7.049e-07 | 0.00097009 | 7.049e-07
[79 empty] | WLDFR | HFTD - Distribution - Tier 3 - 5QU CoRE ¦ 4QU LoRE | Red Flag Warning - Destructive Fires | 2063 | 2.0482e-10 | 2.0482e-10 | 13246.6313 | 384.5316 | 12862.0997 | 0 | 0 | 0 | 2.1114e-07 | 2.7132e-06 | 0 | 2.7132e-06 | 2.7132e-06 | 0 | 2.7132e-06 | 0 | 6.4927e-08 | 1.4232e-07 | 0 | 1.4232e-07 | [17 empty] | 7.3.3.17.5 (Remote Grid) Updates to grid topology to minimize risk of ignition in HFTDs Remote GridWLDFREquipment / facility failureAggregated | WLDFR | HFTD - Distribution - Tier 2 - 3QU CoRE ¦ 3QU LoRE | Non-Red Flag Warning - Small Fires | Equipment / facility failure | Aggregated | 2063 | 0.00072664 | 791.1875 | 0.5749 | 2063 | Mitigation | 0.95 | 45 | 0 | esc | 0.00097009 | 7.049e-07 | 0.00097009 | 7.049e-07
[79 empty] | WLDFR | HFTD - Distribution - Tier 3 - 5QU CoRE ¦ 4QU LoRE | Red Flag Warning - Destructive Fires | 2064 | 2.0482e-10 | 2.0482e-10 | 13246.6313 | 384.5316 | 12862.0997 | 0 | 0 | 0 | 2.1114e-07 | 2.7132e-06 | 0 | 2.7132e-06 | 2.7132e-06 | 0 | 2.7132e-06 | 0 | 6.4927e-08 | 1.4232e-07 | 0 | 1.4232e-07 | [17 empty] | 7.3.3.17.5 (Remote Grid) Updates to grid topology to minimize risk of ignition in HFTDs Remote GridWLDFREquipment / facility failureAggregated | WLDFR | HFTD - Distribution - Tier 2 - 3QU CoRE ¦ 3QU LoRE | Non-Red Flag Warning - Small Fires | Equipment / facility failure | Aggregated | 2064 | 0.00072664 | 791.1875 | 0.5749 | 2064 | Mitigation | 0.95 | 45 | 0 | esc | 0.00097009 | 7.049e-07 | 0.00097009 | 7.049e-07
[79 empty] | WLDFR | HFTD - Distribution - Tier 3 - 5QU CoRE ¦ 4QU LoRE | Red Flag Warning - Destructive Fires | 2065 | 2.0482e-10 | 2.0482e-10 | 13246.6313 | 384.5316 | 12862.0997 | 0 | 0 | 0 | 2.1114e-07 | 2.7132e-06 | 0 | 2.7132e-06 | 2.7132e-06 | 0 | 2.7132e-06 | 0 | 6.4927e-08 | 1.4232e-07 | 0 | 1.4232e-07 | [17 empty] | 7.3.3.17.5 (Remote Grid) Updates to grid topology to minimize risk of ignition in HFTDs Remote GridWLDFREquipment / facility failureAggregated | WLDFR | HFTD - Distribution - Tier 2 - 3QU CoRE ¦ 3QU LoRE | Non-Red Flag Warning - Small Fires | Equipment / facility failure | Aggregated | 2065 | 0.00072664 | 791.1875 | 0.5749 | 2065 | Mitigation | 0.95 | 45 | 0 | esc | 0.00097009 | 7.049e-07 | 0.00097009 | 7.049e-07
[79 empty] | WLDFR | HFTD - Distribution - Tier 3 - 5QU CoRE ¦ 4QU LoRE | Red Flag Warning - Destructive Fires | 2066 | 2.0482e-10 | 2.0482e-10 | 13246.6313 | 384.5316 | 12862.0997 | 0 | 0 | 0 | 2.1114e-07 | 2.7132e-06 | 0 | 2.7132e-06 | 2.7132e-06 | 0 | 2.7132e-06 | 0 | 6.8027e-08 | 1.4912e-07 | 0 | 1.4912e-07 | [17 empty] | 7.3.3.17.5 (Remote Grid) Updates to grid topology to minimize risk of ignition in HFTDs Remote GridWLDFREquipment / facility failureAggregated | WLDFR | HFTD - Distribution - Tier 2 - 3QU CoRE ¦ 3QU LoRE | Non-Red Flag Warning - Small Fires | Equipment / facility failure | Aggregated | 2066 | 0.00072664 | 791.1875 | 0.5749 | 2066 | Mitigation | 0.95 | 45 | 0 | esc | 0.00097009 | 7.049e-07 | 0.00097009 | 7.049e-07
[79 empty] | WLDFR | HFTD - Distribution - Tier 3 - 5QU CoRE ¦ 4QU LoRE | Red Flag Warning - Destructive Fires | 2067 | 0 | 2.0482e-10 | 13246.6313 | 384.5316 | 12862.0997 | 0 | 0 | 0 | 2.1114e-07 | 0 | 0 | 0 | 2.7132e-06 | 0 | 2.7132e-06 | 0 | 6.8027e-08 | 1.4912e-07 | 0 | 1.4912e-07 | [17 empty] | 7.3.3.17.5 (Remote Grid) Updates to grid topology to minimize risk of ignition in HFTDs Remote GridWLDFREquipment / facility failureAggregated | WLDFR | HFTD - Distribution - Tier 2 - 3QU CoRE ¦ 3QU LoRE | Non-Red Flag Warning - Small Fires | Equipment / facility failure | Aggregated | 2067 | 0.00072664 | 791.1875 | 0.5749 | 2067 | Mitigation | 0.95 | 45 | 0 | esc | 0 | 0 | 0.00097009 | 7.049e-07
[79 empty] | WLDFR | HFTD - Distribution - Tier 3 - 5QU CoRE ¦ 4QU LoRE | Red Flag Warning - Large Fires | 2022 | 1.462e-08 | 0 | 5.2406 | 0.69642 | 2.942 | 1.6022 | 0 | 0 | 1.5071e-05 | 7.6618e-08 | 0 | 7.6618e-08 | 0 | 0 | 0 | 0 | 6.8027e-08 | 1.4912e-07 | 0 | 1.4912e-07 | [17 empty] | 7.3.3.17.5 (Remote Grid) Updates to grid topology to minimize risk of ignition in HFTDs Remote GridWLDFRVegetation ContactAggregated | WLDFR | HFTD - Distribution - Tier 2 - 3QU CoRE ¦ 3QU LoRE | Non-Red Flag Warning - Small Fires | Vegetation Contact | Aggregated | 2022 | 0.002189 | 791.1875 | 1.7319 | 2022 | Mitigation | 0.95 | 45 | 0 | esc | 0.00097009 | 2.1235e-06 | 0 | 0
[79 empty] | WLDFR | HFTD - Distribution - Tier 3 - 5QU CoRE ¦ 4QU LoRE | Red Flag Warning - Large Fires | 2023 | 1.462e-08 | 1.462e-08 | 5.475 | 0.71896 | 3.0715 | 1.6846 | 0 | 0 | 1.5071e-05 | 8.0046e-08 | 0 | 8.0046e-08 | 8.0046e-08 | 0 | 8.0046e-08 | 0 | 6.8027e-08 | 1.4912e-07 | 0 | 1.4912e-07 | [17 empty] | 7.3.3.17.5 (Remote Grid) Updates to grid topology to minimize risk of ignition in HFTDs Remote GridWLDFRVegetation ContactAggregated | WLDFR | HFTD - Distribution - Tier 2 - 3QU CoRE ¦ 3QU LoRE | Non-Red Flag Warning - Small Fires | Vegetation Contact | Aggregated | 2023 | 0.002189 | 791.1875 | 1.7319 | 2023 | Mitigation | 0.95 | 45 | 0 | esc | 0.00097009 | 2.1235e-06 | 0.00097009 | 2.1235e-06
[79 empty] | WLDFR | HFTD - Distribution - Tier 3 - 5QU CoRE ¦ 4QU LoRE | Red Flag Warning - Large Fires | 2024 | 1.462e-08 | 1.462e-08 | 5.475 | 0.71896 | 3.0715 | 1.6846 | 0 | 0 | 1.5071e-05 | 8.0046e-08 | 0 | 8.0046e-08 | 8.0046e-08 | 0 | 8.0046e-08 | 0 | 6.8027e-08 | 1.4912e-07 | 0 | 1.4912e-07 | [17 empty] | 7.3.3.17.5 (Remote Grid) Updates to grid topology to minimize risk of ignition in HFTDs Remote GridWLDFRVegetation ContactAggregated | WLDFR | HFTD - Distribution - Tier 2 - 3QU CoRE ¦ 3QU LoRE | Non-Red Flag Warning - Small Fires | Vegetation Contact | Aggregated | 2024 | 0.002189 | 791.1875 | 1.7319 | 2024 | Mitigation | 0.95 | 45 | 0 | esc | 0.00097009 | 2.1235e-06 | 0.00097009 | 2.1235e-06
[79 empty] | WLDFR | HFTD - Distribution - Tier 3 - 5QU CoRE ¦ 4QU LoRE | Red Flag Warning - Large Fires | 2025 | 1.462e-08 | 1.462e-08 | 5.475 | 0.71896 | 3.0715 | 1.6846 | 0 | 0 | 1.5071e-05 | 8.0046e-08 | 0 | 8.0046e-08 | 8.0046e-08 | 0 | 8.0046e-08 | 0 | 7.1206e-08 | 1.5608e-07 | 0 | 1.5608e-07 | [17 empty] | 7.3.3.17.5 (Remote Grid) Updates to grid topology to minimize risk of ignition in HFTDs Remote GridWLDFRVegetation ContactAggregated | WLDFR | HFTD - Distribution - Tier 2 - 3QU CoRE ¦ 3QU LoRE | Non-Red Flag Warning - Small Fires | Vegetation Contact | Aggregated | 2025 | 0.002189 | 791.1875 | 1.7319 | 2025 | Mitigation | 0.95 | 45 | 0 | esc | 0.00097009 | 2.1235e-06 | 0.00097009 | 2.1235e-06
[79 empty] | WLDFR | HFTD - Distribution - Tier 3 - 5QU CoRE ¦ 4QU LoRE | Red Flag Warning - Large Fires | 2026 | 1.462e-08 | 1.462e-08 | 5.475 | 0.71896 | 3.0715 | 1.6846 | 0 | 0 | 1.5071e-05 | 8.0046e-08 | 0 | 8.0046e-08 | 8.0046e-08 | 0 | 8.0046e-08 | 0 | 7.1206e-08 | 1.5608e-07 | 0 | 1.5608e-07 | [17 empty] | 7.3.3.17.5 (Remote Grid) Updates to grid topology to minimize risk of ignition in HFTDs Remote GridWLDFRVegetation ContactAggregated | WLDFR | HFTD - Distribution - Tier 2 - 3QU CoRE ¦ 3QU LoRE | Non-Red Flag Warning - Small Fires | Vegetation Contact | Aggregated | 2026 | 0.002189 | 791.1875 | 1.7319 | 2026 | Mitigation | 0.95 | 45 | 0 | esc | 0.00097009 | 2.1235e-06 | 0.00097009 | 2.1235e-06
[79 empty] | WLDFR | HFTD - Distribution - Tier 3 - 5QU CoRE ¦ 4QU LoRE | Red Flag Warning - Large Fires | 2027 | 1.462e-08 | 1.462e-08 | 5.475 | 0.71896 | 3.0715 | 1.6846 | 0 | 0 | 1.5071e-05 | 8.0046e-08 | 0 | 8.0046e-08 | 8.0046e-08 | 0 | 8.0046e-08 | 0 | 7.1206e-08 | 1.5608e-07 | 0 | 1.5608e-07 | [17 empty] | 7.3.3.17.5 (Remote Grid) Updates to grid topology to minimize risk of ignition in HFTDs Remote GridWLDFRVegetation ContactAggregated | WLDFR | HFTD - Distribution - Tier 2 - 3QU CoRE ¦ 3QU LoRE | Non-Red Flag Warning - Small Fires | Vegetation Contact | Aggregated | 2027 | 0.002189 | 791.1875 | 1.7319 | 2027 | Mitigation | 0.95 | 45 | 0 | esc | 0.00097009 | 2.1235e-06 | 0.00097009 | 2.1235e-06
[79 empty] | WLDFR | HFTD - Distribution - Tier 3 - 5QU CoRE ¦ 4QU LoRE | Red Flag Warning - Large Fires | 2028 | 1.462e-08 | 1.462e-08 | 5.777 | 0.74734 | 3.238 | 1.7917 | 0 | 0 | 1.5071e-05 | 8.4461e-08 | 0 | 8.4461e-08 | 8.4461e-08 | 0 | 8.4461e-08 | 0 | 7.1206e-08 | 1.5608e-07 | 0 | 1.5608e-07 | [17 empty] | 7.3.3.17.5 (Remote Grid) Updates to grid topology to minimize risk of ignition in HFTDs Remote GridWLDFRVegetation ContactAggregated | WLDFR | HFTD - Distribution - Tier 2 - 3QU CoRE ¦ 3QU LoRE | Non-Red Flag Warning - Small Fires | Vegetation Contact | Aggregated | 2028 | 0.002189 | 791.1875 | 1.7319 | 2028 | Mitigation | 0.95 | 45 | 0 | esc | 0.00097009 | 2.1235e-06 | 0.00097009 | 2.1235e-06
[79 empty] | WLDFR | HFTD - Distribution - Tier 3 - 5QU CoRE ¦ 4QU LoRE | Red Flag Warning - Large Fires | 2029 | 1.462e-08 | 1.462e-08 | 5.777 | 0.74734 | 3.238 | 1.7917 | 0 | 0 | 1.5071e-05 | 8.4461e-08 | 0 | 8.4461e-08 | 8.4461e-08 | 0 | 8.4461e-08 | 0 | 7.1206e-08 | 1.5608e-07 | 0 | 1.5608e-07 | [17 empty] | 7.3.3.17.5 (Remote Grid) Updates to grid topology to minimize risk of ignition in HFTDs Remote GridWLDFRVegetation ContactAggregated | WLDFR | HFTD - Distribution - Tier 2 - 3QU CoRE ¦ 3QU LoRE | Non-Red Flag Warning - Small Fires | Vegetation Contact | Aggregated | 2029 | 0.002189 | 791.1875 | 1.7319 | 2029 | Mitigation | 0.95 | 45 | 0 | esc | 0.00097009 | 2.1235e-06 | 0.00097009 | 2.1235e-06
[79 empty] | WLDFR | HFTD - Distribution - Tier 3 - 5QU CoRE ¦ 4QU LoRE | Red Flag Warning - Large Fires | 2030 | 1.462e-08 | 1.462e-08 | 5.777 | 0.74734 | 3.238 | 1.7917 | 0 | 0 | 1.5071e-05 | 8.4461e-08 | 0 | 8.4461e-08 | 8.4461e-08 | 0 | 8.4461e-08 | 0 | 7.4426e-08 | 1.6314e-07 | 0 | 1.6314e-07 | [17 empty] | 7.3.3.17.5 (Remote Grid) Updates to grid topology to minimize risk of ignition in HFTDs Remote GridWLDFRVegetation ContactAggregated | WLDFR | HFTD - Distribution - Tier 2 - 3QU CoRE ¦ 3QU LoRE | Non-Red Flag Warning - Small Fires | Vegetation Contact | Aggregated | 2030 | 0.002189 | 791.1875 | 1.7319 | 2030 | Mitigation | 0.95 | 45 | 0 | esc | 0.00097009 | 2.1235e-06 | 0.00097009 | 2.1235e-06
[79 empty] | WLDFR | HFTD - Distribution - Tier 3 - 5QU CoRE ¦ 4QU LoRE | Red Flag Warning - Large Fires | 2031 | 1.462e-08 | 1.462e-08 | 5.777 | 0.74734 | 3.238 | 1.7917 | 0 | 0 | 1.5071e-05 | 8.4461e-08 | 0 | 8.4461e-08 | 8.4461e-08 | 0 | 8.4461e-08 | 0 | 7.4426e-08 | 1.6314e-07 | 0 | 1.6314e-07 | [17 empty] | 7.3.3.17.5 (Remote Grid) Updates to grid topology to minimize risk of ignition in HFTDs Remote GridWLDFRVegetation ContactAggregated | WLDFR | HFTD - Distribution - Tier 2 - 3QU CoRE ¦ 3QU LoRE | Non-Red Flag Warning - Small Fires | Vegetation Contact | Aggregated | 2031 | 0.002189 | 791.1875 | 1.7319 | 2031 | Mitigation | 0.95 | 45 | 0 | esc | 0.00097009 | 2.1235e-06 | 0.00097009 | 2.1235e-06
[79 empty] | WLDFR | HFTD - Distribution - Tier 3 - 5QU CoRE ¦ 4QU LoRE | Red Flag Warning - Large Fires | 2032 | 1.462e-08 | 1.462e-08 | 5.777 | 0.74734 | 3.238 | 1.7917 | 0 | 0 | 1.5071e-05 | 8.4461e-08 | 0 | 8.4461e-08 | 8.4461e-08 | 0 | 8.4461e-08 | 0 | 7.4426e-08 | 1.6314e-07 | 0 | 1.6314e-07 | [17 empty] | 7.3.3.17.5 (Remote Grid) Updates to grid topology to minimize risk of ignition in HFTDs Remote GridWLDFRVegetation ContactAggregated | WLDFR | HFTD - Distribution - Tier 2 - 3QU CoRE ¦ 3QU LoRE | Non-Red Flag Warning - Small Fires | Vegetation Contact | Aggregated | 2032 | 0.002189 | 791.1875 | 1.7319 | 2032 | Mitigation | 0.95 | 45 | 0 | esc | 0.00097009 | 2.1235e-06 | 0.00097009 | 2.1235e-06
[79 empty] | WLDFR | HFTD - Distribution - Tier 3 - 5QU CoRE ¦ 4QU LoRE | Red Flag Warning - Large Fires | 2033 | 1.462e-08 | 1.462e-08 | 6.1205 | 0.77885 | 3.4265 | 1.9151 | 0 | 0 | 1.5071e-05 | 8.9482e-08 | 0 | 8.9482e-08 | 8.9482e-08 | 0 | 8.9482e-08 | 0 | 0 | 1.6314e-07 | 0 | 1.6314e-07 | [17 empty] | 7.3.3.17.5 (Remote Grid) Updates to grid topology to minimize risk of ignition in HFTDs Remote GridWLDFRVegetation ContactAggregated | WLDFR | HFTD - Distribution - Tier 2 - 3QU CoRE ¦ 3QU LoRE | Non-Red Flag Warning - Small Fires | Vegetation Contact | Aggregated | 2033 | 0.002189 | 791.1875 | 1.7319 | 2033 | Mitigation | 0.95 | 45 | 0 | esc | 0.00097009 | 2.1235e-06 | 0.00097009 | 2.1235e-06
[79 empty] | WLDFR | HFTD - Distribution - Tier 3 - 5QU CoRE ¦ 4QU LoRE | Red Flag Warning - Large Fires | 2034 | 1.462e-08 | 1.462e-08 | 6.1205 | 0.77885 | 3.4265 | 1.9151 | 0 | 0 | 1.5071e-05 | 8.9482e-08 | 0 | 8.9482e-08 | 8.9482e-08 | 0 | 8.9482e-08 | 0 | 0 | 0 | 0 | 0 | [17 empty] | 7.3.3.17.5 (Remote Grid) Updates to grid topology to minimize risk of ignition in HFTDs Remote GridWLDFRVegetation ContactAggregated | WLDFR | HFTD - Distribution - Tier 2 - 3QU CoRE ¦ 3QU LoRE | Non-Red Flag Warning - Small Fires | Vegetation Contact | Aggregated | 2034 | 0.002189 | 791.1875 | 1.7319 | 2034 | Mitigation | 0.95 | 45 | 0 | esc | 0.00097009 | 2.1235e-06 | 0.00097009 | 2.1235e-06
[79 empty] | WLDFR | HFTD - Distribution - Tier 3 - 5QU CoRE ¦ 4QU LoRE | Red Flag Warning - Large Fires | 2035 | 1.462e-08 | 1.462e-08 | 6.1205 | 0.77885 | 3.4265 | 1.9151 | 0 | 0 | 1.5071e-05 | 8.9482e-08 | 0 | 8.9482e-08 | 8.9482e-08 | 0 | 8.9482e-08 | 0 | 3.1431e-06 | 0 | 0 | 0 | [17 empty] | 7.3.3.17.5 (Remote Grid) Updates to grid topology to minimize risk of ignition in HFTDs Remote GridWLDFRVegetation ContactAggregated | WLDFR | HFTD - Distribution - Tier 2 - 3QU CoRE ¦ 3QU LoRE | Non-Red Flag Warning - Small Fires | Vegetation Contact | Aggregated | 2035 | 0.002189 | 791.1875 | 1.7319 | 2035 | Mitigation | 0.95 | 45 | 0 | esc | 0.00097009 | 2.1235e-06 | 0.00097009 | 2.1235e-06
[79 empty] | WLDFR | HFTD - Distribution - Tier 3 - 5QU CoRE ¦ 4QU LoRE | Red Flag Warning - Large Fires | 2036 | 1.462e-08 | 1.462e-08 | 6.1205 | 0.77885 | 3.4265 | 1.9151 | 0 | 0 | 1.5071e-05 | 8.9482e-08 | 0 | 8.9482e-08 | 8.9482e-08 | 0 | 8.9482e-08 | 0 | 3.2583e-06 | 7.1424e-06 | 0 | 7.1424e-06 | [17 empty] | 7.3.3.17.5 (Remote Grid) Updates to grid topology to minimize risk of ignition in HFTDs Remote GridWLDFRVegetation ContactAggregated | WLDFR | HFTD - Distribution - Tier 2 - 3QU CoRE ¦ 3QU LoRE | Non-Red Flag Warning - Small Fires | Vegetation Contact | Aggregated | 2036 | 0.002189 | 791.1875 | 1.7319 | 2036 | Mitigation | 0.95 | 45 | 0 | esc | 0.00097009 | 2.1235e-06 | 0.00097009 | 2.1235e-06
[79 empty] | WLDFR | HFTD - Distribution - Tier 3 - 5QU CoRE ¦ 4QU LoRE | Red Flag Warning - Large Fires | 2037 | 1.462e-08 | 1.462e-08 | 6.1205 | 0.77885 | 3.4265 | 1.9151 | 0 | 0 | 1.5071e-05 | 8.9482e-08 | 0 | 8.9482e-08 | 8.9482e-08 | 0 | 8.9482e-08 | 0 | 3.2583e-06 | 7.1424e-06 | 0 | 7.1424e-06 | [17 empty] | 7.3.3.17.5 (Remote Grid) Updates to grid topology to minimize risk of ignition in HFTDs Remote GridWLDFRVegetation ContactAggregated | WLDFR | HFTD - Distribution - Tier 2 - 3QU CoRE ¦ 3QU LoRE | Non-Red Flag Warning - Small Fires | Vegetation Contact | Aggregated | 2037 | 0.002189 | 791.1875 | 1.7319 | 2037 | Mitigation | 0.95 | 45 | 0 | esc | 0.00097009 | 2.1235e-06 | 0.00097009 | 2.1235e-06
[79 empty] | WLDFR | HFTD - Distribution - Tier 3 - 5QU CoRE ¦ 4QU LoRE | Red Flag Warning - Large Fires | 2038 | 1.462e-08 | 1.462e-08 | 6.5028 | 0.81304 | 3.6355 | 2.0543 | 0 | 0 | 1.5071e-05 | 9.5072e-08 | 0 | 9.5072e-08 | 9.5072e-08 | 0 | 9.5072e-08 | 0 | 3.2583e-06 | 7.1424e-06 | 0 | 7.1424e-06 | [17 empty] | 7.3.3.17.5 (Remote Grid) Updates to grid topology to minimize risk of ignition in HFTDs Remote GridWLDFRVegetation ContactAggregated | WLDFR | HFTD - Distribution - Tier 2 - 3QU CoRE ¦ 3QU LoRE | Non-Red Flag Warning - Small Fires | Vegetation Contact | Aggregated | 2038 | 0.002189 | 791.1875 | 1.7319 | 2038 | Mitigation | 0.95 | 45 | 0 | esc | 0.00097009 | 2.1235e-06 | 0.00097009 | 2.1235e-06
[79 empty] | WLDFR | HFTD - Distribution - Tier 3 - 5QU CoRE ¦ 4QU LoRE | Red Flag Warning - Large Fires | 2039 | 1.462e-08 | 1.462e-08 | 6.5028 | 0.81304 | 3.6355 | 2.0543 | 0 | 0 | 1.5071e-05 | 9.5072e-08 | 0 | 9.5072e-08 | 9.5072e-08 | 0 | 9.5072e-08 | 0 | 3.2583e-06 | 7.1424e-06 | 0 | 7.1424e-06 | [17 empty] | 7.3.3.17.5 (Remote Grid) Updates to grid topology to minimize risk of ignition in HFTDs Remote GridWLDFRVegetation ContactAggregated | WLDFR | HFTD - Distribution - Tier 2 - 3QU CoRE ¦ 3QU LoRE | Non-Red Flag Warning - Small Fires | Vegetation Contact | Aggregated | 2039 | 0.002189 | 791.1875 | 1.7319 | 2039 | Mitigation | 0.95 | 45 | 0 | esc | 0.00097009 | 2.1235e-06 | 0.00097009 | 2.1235e-06
[79 empty] | WLDFR | HFTD - Distribution - Tier 3 - 5QU CoRE ¦ 4QU LoRE | Red Flag Warning - Large Fires | 2040 | 1.462e-08 | 1.462e-08 | 6.5028 | 0.81304 | 3.6355 | 2.0543 | 0 | 0 | 1.5071e-05 | 9.5072e-08 | 0 | 9.5072e-08 | 9.5072e-08 | 0 | 9.5072e-08 | 0 | 3.2583e-06 | 7.1424e-06 | 0 | 7.1424e-06 | [17 empty] | 7.3.3.17.5 (Remote Grid) Updates to grid topology to minimize risk of ignition in HFTDs Remote GridWLDFRVegetation ContactAggregated | WLDFR | HFTD - Distribution - Tier 2 - 3QU CoRE ¦ 3QU LoRE | Non-Red Flag Warning - Small Fires | Vegetation Contact | Aggregated | 2040 | 0.002189 | 791.1875 | 1.7319 | 2040 | Mitigation | 0.95 | 45 | 0 | esc | 0.00097009 | 2.1235e-06 | 0.00097009 | 2.1235e-06
[79 empty] | WLDFR | HFTD - Distribution - Tier 3 - 5QU CoRE ¦ 4QU LoRE | Red Flag Warning - Large Fires | 2041 | 1.462e-08 | 1.462e-08 | 6.5028 | 0.81304 | 3.6355 | 2.0543 | 0 | 0 | 1.5071e-05 | 9.5072e-08 | 0 | 9.5072e-08 | 9.5072e-08 | 0 | 9.5072e-08 | 0 | 3.4035e-06 | 7.4606e-06 | 0 | 7.4606e-06 | [17 empty] | 7.3.3.17.5 (Remote Grid) Updates to grid topology to minimize risk of ignition in HFTDs Remote GridWLDFRVegetation ContactAggregated | WLDFR | HFTD - Distribution - Tier 2 - 3QU CoRE ¦ 3QU LoRE | Non-Red Flag Warning - Small Fires | Vegetation Contact | Aggregated | 2041 | 0.002189 | 791.1875 | 1.7319 | 2041 | Mitigation | 0.95 | 45 | 0 | esc | 0.00097009 | 2.1235e-06 | 0.00097009 | 2.1235e-06
[79 empty] | WLDFR | HFTD - Distribution - Tier 3 - 5QU CoRE ¦ 4QU LoRE | Red Flag Warning - Large Fires | 2042 | 1.462e-08 | 1.462e-08 | 6.5028 | 0.81304 | 3.6355 | 2.0543 | 0 | 0 | 1.5071e-05 | 9.5072e-08 | 0 | 9.5072e-08 | 9.5072e-08 | 0 | 9.5072e-08 | 0 | 3.4035e-06 | 7.4606e-06 | 0 | 7.4606e-06 | [17 empty] | 7.3.3.17.5 (Remote Grid) Updates to grid topology to minimize risk of ignition in HFTDs Remote GridWLDFRVegetation ContactAggregated | WLDFR | HFTD - Distribution - Tier 2 - 3QU CoRE ¦ 3QU LoRE | Non-Red Flag Warning - Small Fires | Vegetation Contact | Aggregated | 2042 | 0.002189 | 791.1875 | 1.7319 | 2042 | Mitigation | 0.95 | 45 | 0 | esc | 0.00097009 | 2.1235e-06 | 0.00097009 | 2.1235e-06
[79 empty] | WLDFR | HFTD - Distribution - Tier 3 - 5QU CoRE ¦ 4QU LoRE | Red Flag Warning - Large Fires | 2043 | 1.462e-08 | 1.462e-08 | 6.9209 | 0.84944 | 3.8632 | 2.2083 | 0 | 0 | 1.5071e-05 | 1.0118e-07 | 0 | 1.0118e-07 | 1.0118e-07 | 0 | 1.0118e-07 | 0 | 3.4035e-06 | 7.4606e-06 | 0 | 7.4606e-06 | [17 empty] | 7.3.3.17.5 (Remote Grid) Updates to grid topology to minimize risk of ignition in HFTDs Remote GridWLDFRVegetation ContactAggregated | WLDFR | HFTD - Distribution - Tier 2 - 3QU CoRE ¦ 3QU LoRE | Non-Red Flag Warning - Small Fires | Vegetation Contact | Aggregated | 2043 | 0.002189 | 791.1875 | 1.7319 | 2043 | Mitigation | 0.95 | 45 | 0 | esc | 0.00097009 | 2.1235e-06 | 0.00097009 | 2.1235e-06
[79 empty] | WLDFR | HFTD - Distribution - Tier 3 - 5QU CoRE ¦ 4QU LoRE | Red Flag Warning - Large Fires | 2044 | 1.462e-08 | 1.462e-08 | 6.9209 | 0.84944 | 3.8632 | 2.2083 | 0 | 0 | 1.5071e-05 | 1.0118e-07 | 0 | 1.0118e-07 | 1.0118e-07 | 0 | 1.0118e-07 | 0 | 3.4035e-06 | 7.4606e-06 | 0 | 7.4606e-06 | [17 empty] | 7.3.3.17.5 (Remote Grid) Updates to grid topology to minimize risk of ignition in HFTDs Remote GridWLDFRVegetation ContactAggregated | WLDFR | HFTD - Distribution - Tier 2 - 3QU CoRE ¦ 3QU LoRE | Non-Red Flag Warning - Small Fires | Vegetation Contact | Aggregated | 2044 | 0.002189 | 791.1875 | 1.7319 | 2044 | Mitigation | 0.95 | 45 | 0 | esc | 0.00097009 | 2.1235e-06 | 0.00097009 | 2.1235e-06
[79 empty] | WLDFR | HFTD - Distribution - Tier 3 - 5QU CoRE ¦ 4QU LoRE | Red Flag Warning - Large Fires | 2045 | 1.462e-08 | 1.462e-08 | 6.9209 | 0.84944 | 3.8632 | 2.2083 | 0 | 0 | 1.5071e-05 | 1.0118e-07 | 0 | 1.0118e-07 | 1.0118e-07 | 0 | 1.0118e-07 | 0 | 3.4035e-06 | 7.4606e-06 | 0 | 7.4606e-06 | [17 empty] | 7.3.3.17.5 (Remote Grid) Updates to grid topology to minimize risk of ignition in HFTDs Remote GridWLDFRVegetation ContactAggregated | WLDFR | HFTD - Distribution - Tier 2 - 3QU CoRE ¦ 3QU LoRE | Non-Red Flag Warning - Small Fires | Vegetation Contact | Aggregated | 2045 | 0.002189 | 791.1875 | 1.7319 | 2045 | Mitigation | 0.95 | 45 | 0 | esc | 0.00097009 | 2.1235e-06 | 0.00097009 | 2.1235e-06
[79 empty] | WLDFR | HFTD - Distribution - Tier 3 - 5QU CoRE ¦ 4QU LoRE | Red Flag Warning - Large Fires | 2046 | 1.462e-08 | 1.462e-08 | 6.9209 | 0.84944 | 3.8632 | 2.2083 | 0 | 0 | 1.5071e-05 | 1.0118e-07 | 0 | 1.0118e-07 | 1.0118e-07 | 0 | 1.0118e-07 | 0 | 3.5649e-06 | 7.8143e-06 | 0 | 7.8143e-06 | [17 empty] | 7.3.3.17.5 (Remote Grid) Updates to grid topology to minimize risk of ignition in HFTDs Remote GridWLDFRVegetation ContactAggregated | WLDFR | HFTD - Distribution - Tier 2 - 3QU CoRE ¦ 3QU LoRE | Non-Red Flag Warning - Small Fires | Vegetation Contact | Aggregated | 2046 | 0.002189 | 791.1875 | 1.7319 | 2046 | Mitigation | 0.95 | 45 | 0 | esc | 0.00097009 | 2.1235e-06 | 0.00097009 | 2.1235e-06
[79 empty] | WLDFR | HFTD - Distribution - Tier 3 - 5QU CoRE ¦ 4QU LoRE | Red Flag Warning - Large Fires | 2047 | 1.462e-08 | 1.462e-08 | 6.9209 | 0.84944 | 3.8632 | 2.2083 | 0 | 0 | 1.5071e-05 | 1.0118e-07 | 0 | 1.0118e-07 | 1.0118e-07 | 0 | 1.0118e-07 | 0 | 3.5649e-06 | 7.8143e-06 | 0 | 7.8143e-06 | [17 empty] | 7.3.3.17.5 (Remote Grid) Updates to grid topology to minimize risk of ignition in HFTDs Remote GridWLDFRVegetation ContactAggregated | WLDFR | HFTD - Distribution - Tier 2 - 3QU CoRE ¦ 3QU LoRE | Non-Red Flag Warning - Small Fires | Vegetation Contact | Aggregated | 2047 | 0.002189 | 791.1875 | 1.7319 | 2047 | Mitigation | 0.95 | 45 | 0 | esc | 0.00097009 | 2.1235e-06 | 0.00097009 | 2.1235e-06
[79 empty] | WLDFR | HFTD - Distribution - Tier 3 - 5QU CoRE ¦ 4QU LoRE | Red Flag Warning - Large Fires | 2048 | 1.462e-08 | 1.462e-08 | 7.3713 | 0.88759 | 4.1075 | 2.3763 | 0 | 0 | 1.5071e-05 | 1.0777e-07 | 0 | 1.0777e-07 | 1.0777e-07 | 0 | 1.0777e-07 | 0 | 3.5649e-06 | 7.8143e-06 | 0 | 7.8143e-06 | [17 empty] | 7.3.3.17.5 (Remote Grid) Updates to grid topology to minimize risk of ignition in HFTDs Remote GridWLDFRVegetation ContactAggregated | WLDFR | HFTD - Distribution - Tier 2 - 3QU CoRE ¦ 3QU LoRE | Non-Red Flag Warning - Small Fires | Vegetation Contact | Aggregated | 2048 | 0.002189 | 791.1875 | 1.7319 | 2048 | Mitigation | 0.95 | 45 | 0 | esc | 0.00097009 | 2.1235e-06 | 0.00097009 | 2.1235e-06
[79 empty] | WLDFR | HFTD - Distribution - Tier 3 - 5QU CoRE ¦ 4QU LoRE | Red Flag Warning - Large Fires | 2049 | 1.462e-08 | 1.462e-08 | 7.3713 | 0.88759 | 4.1075 | 2.3763 | 0 | 0 | 1.5071e-05 | 1.0777e-07 | 0 | 1.0777e-07 | 1.0777e-07 | 0 | 1.0777e-07 | 0 | 3.5649e-06 | 7.8143e-06 | 0 | 7.8143e-06 | [17 empty] | 7.3.3.17.5 (Remote Grid) Updates to grid topology to minimize risk of ignition in HFTDs Remote GridWLDFRVegetation ContactAggregated | WLDFR | HFTD - Distribution - Tier 2 - 3QU CoRE ¦ 3QU LoRE | Non-Red Flag Warning - Small Fires | Vegetation Contact | Aggregated | 2049 | 0.002189 | 791.1875 | 1.7319 | 2049 | Mitigation | 0.95 | 45 | 0 | esc | 0.00097009 | 2.1235e-06 | 0.00097009 | 2.1235e-06
[79 empty] | WLDFR | HFTD - Distribution - Tier 3 - 5QU CoRE ¦ 4QU LoRE | Red Flag Warning - Large Fires | 2050 | 1.462e-08 | 1.462e-08 | 7.3713 | 0.88759 | 4.1075 | 2.3763 | 0 | 0 | 1.5071e-05 | 1.0777e-07 | 0 | 1.0777e-07 | 1.0777e-07 | 0 | 1.0777e-07 | 0 | 3.5649e-06 | 7.8143e-06 | 0 | 7.8143e-06 | [17 empty] | 7.3.3.17.5 (Remote Grid) Updates to grid topology to minimize risk of ignition in HFTDs Remote GridWLDFRVegetation ContactAggregated | WLDFR | HFTD - Distribution - Tier 2 - 3QU CoRE ¦ 3QU LoRE | Non-Red Flag Warning - Small Fires | Vegetation Contact | Aggregated | 2050 | 0.002189 | 791.1875 | 1.7319 | 2050 | Mitigation | 0.95 | 45 | 0 | esc | 0.00097009 | 2.1235e-06 | 0.00097009 | 2.1235e-06
[79 empty] | WLDFR | HFTD - Distribution - Tier 3 - 5QU CoRE ¦ 4QU LoRE | Red Flag Warning - Large Fires | 2051 | 1.462e-08 | 1.462e-08 | 7.3713 | 0.88759 | 4.1075 | 2.3763 | 0 | 0 | 1.5071e-05 | 1.0777e-07 | 0 | 1.0777e-07 | 1.0777e-07 | 0 | 1.0777e-07 | 0 | 3.74e-06 | 8.1982e-06 | 0 | 8.1982e-06 | [17 empty] | 7.3.3.17.5 (Remote Grid) Updates to grid topology to minimize risk of ignition in HFTDs Remote GridWLDFRVegetation ContactAggregated | WLDFR | HFTD - Distribution - Tier 2 - 3QU CoRE ¦ 3QU LoRE | Non-Red Flag Warning - Small Fires | Vegetation Contact | Aggregated | 2051 | 0.002189 | 791.1875 | 1.7319 | 2051 | Mitigation | 0.95 | 45 | 0 | esc | 0.00097009 | 2.1235e-06 | 0.00097009 | 2.1235e-06
[79 empty] | WLDFR | HFTD - Distribution - Tier 3 - 5QU CoRE ¦ 4QU LoRE | Red Flag Warning - Large Fires | 2052 | 1.462e-08 | 1.462e-08 | 7.3713 | 0.88759 | 4.1075 | 2.3763 | 0 | 0 | 1.5071e-05 | 1.0777e-07 | 0 | 1.0777e-07 | 1.0777e-07 | 0 | 1.0777e-07 | 0 | 3.74e-06 | 8.1982e-06 | 0 | 8.1982e-06 | [17 empty] | 7.3.3.17.5 (Remote Grid) Updates to grid topology to minimize risk of ignition in HFTDs Remote GridWLDFRVegetation ContactAggregated | WLDFR | HFTD - Distribution - Tier 2 - 3QU CoRE ¦ 3QU LoRE | Non-Red Flag Warning - Small Fires | Vegetation Contact | Aggregated | 2052 | 0.002189 | 791.1875 | 1.7319 | 2052 | Mitigation | 0.95 | 45 | 0 | esc | 0.00097009 | 2.1235e-06 | 0.00097009 | 2.1235e-06
[79 empty] | WLDFR | HFTD - Distribution - Tier 3 - 5QU CoRE ¦ 4QU LoRE | Red Flag Warning - Large Fires | 2053 | 1.462e-08 | 1.462e-08 | 7.8503 | 0.92702 | 4.3664 | 2.5569 | 0 | 0 | 1.5071e-05 | 1.1477e-07 | 0 | 1.1477e-07 | 1.1477e-07 | 0 | 1.1477e-07 | 0 | 3.74e-06 | 8.1982e-06 | 0 | 8.1982e-06 | [17 empty] | 7.3.3.17.5 (Remote Grid) Updates to grid topology to minimize risk of ignition in HFTDs Remote GridWLDFRVegetation ContactAggregated | WLDFR | HFTD - Distribution - Tier 2 - 3QU CoRE ¦ 3QU LoRE | Non-Red Flag Warning - Small Fires | Vegetation Contact | Aggregated | 2053 | 0.002189 | 791.1875 | 1.7319 | 2053 | Mitigation | 0.95 | 45 | 0 | esc | 0.00097009 | 2.1235e-06 | 0.00097009 | 2.1235e-06
[79 empty] | WLDFR | HFTD - Distribution - Tier 3 - 5QU CoRE ¦ 4QU LoRE | Red Flag Warning - Large Fires | 2054 | 1.462e-08 | 1.462e-08 | 7.8503 | 0.92702 | 4.3664 | 2.5569 | 0 | 0 | 1.5071e-05 | 1.1477e-07 | 0 | 1.1477e-07 | 1.1477e-07 | 0 | 1.1477e-07 | 0 | 3.74e-06 | 8.1982e-06 | 0 | 8.1982e-06 | [17 empty] | 7.3.3.17.5 (Remote Grid) Updates to grid topology to minimize risk of ignition in HFTDs Remote GridWLDFRVegetation ContactAggregated | WLDFR | HFTD - Distribution - Tier 2 - 3QU CoRE ¦ 3QU LoRE | Non-Red Flag Warning - Small Fires | Vegetation Contact | Aggregated | 2054 | 0.002189 | 791.1875 | 1.7319 | 2054 | Mitigation | 0.95 | 45 | 0 | esc | 0.00097009 | 2.1235e-06 | 0.00097009 | 2.1235e-06
[79 empty] | WLDFR | HFTD - Distribution - Tier 3 - 5QU CoRE ¦ 4QU LoRE | Red Flag Warning - Large Fires | 2055 | 1.462e-08 | 1.462e-08 | 7.8503 | 0.92702 | 4.3664 | 2.5569 | 0 | 0 | 1.5071e-05 | 1.1477e-07 | 0 | 1.1477e-07 | 1.1477e-07 | 0 | 1.1477e-07 | 0 | 3.74e-06 | 8.1982e-06 | 0 | 8.1982e-06 | [17 empty] | 7.3.3.17.5 (Remote Grid) Updates to grid topology to minimize risk of ignition in HFTDs Remote GridWLDFRVegetation ContactAggregated | WLDFR | HFTD - Distribution - Tier 2 - 3QU CoRE ¦ 3QU LoRE | Non-Red Flag Warning - Small Fires | Vegetation Contact | Aggregated | 2055 | 0.002189 | 791.1875 | 1.7319 | 2055 | Mitigation | 0.95 | 45 | 0 | esc | 0.00097009 | 2.1235e-06 | 0.00097009 | 2.1235e-06
[79 empty] | WLDFR | HFTD - Distribution - Tier 3 - 5QU CoRE ¦ 4QU LoRE | Red Flag Warning - Large Fires | 2056 | 1.462e-08 | 1.462e-08 | 7.8503 | 0.92702 | 4.3664 | 2.5569 | 0 | 0 | 1.5071e-05 | 1.1477e-07 | 0 | 1.1477e-07 | 1.1477e-07 | 0 | 1.1477e-07 | 0 | 3.9266e-06 | 8.6072e-06 | 0 | 8.6072e-06 | [17 empty] | 7.3.3.17.5 (Remote Grid) Updates to grid topology to minimize risk of ignition in HFTDs Remote GridWLDFRVegetation ContactAggregated | WLDFR | HFTD - Distribution - Tier 2 - 3QU CoRE ¦ 3QU LoRE | Non-Red Flag Warning - Small Fires | Vegetation Contact | Aggregated | 2056 | 0.002189 | 791.1875 | 1.7319 | 2056 | Mitigation | 0.95 | 45 | 0 | esc | 0.00097009 | 2.1235e-06 | 0.00097009 | 2.1235e-06
[79 empty] | WLDFR | HFTD - Distribution - Tier 3 - 5QU CoRE ¦ 4QU LoRE | Red Flag Warning - Large Fires | 2057 | 1.462e-08 | 1.462e-08 | 7.8503 | 0.92702 | 4.3664 | 2.5569 | 0 | 0 | 1.5071e-05 | 1.1477e-07 | 0 | 1.1477e-07 | 1.1477e-07 | 0 | 1.1477e-07 | 0 | 3.9266e-06 | 8.6072e-06 | 0 | 8.6072e-06 | [17 empty] | 7.3.3.17.5 (Remote Grid) Updates to grid topology to minimize risk of ignition in HFTDs Remote GridWLDFRVegetation ContactAggregated | WLDFR | HFTD - Distribution - Tier 2 - 3QU CoRE ¦ 3QU LoRE | Non-Red Flag Warning - Small Fires | Vegetation Contact | Aggregated | 2057 | 0.002189 | 791.1875 | 1.7319 | 2057 | Mitigation | 0.95 | 45 | 0 | esc | 0.00097009 | 2.1235e-06 | 0.00097009 | 2.1235e-06
[79 empty] | WLDFR | HFTD - Distribution - Tier 3 - 5QU CoRE ¦ 4QU LoRE | Red Flag Warning - Large Fires | 2058 | 1.462e-08 | 1.462e-08 | 8.3524 | 0.96727 | 4.6367 | 2.7484 | 0 | 0 | 1.5071e-05 | 1.2211e-07 | 0 | 1.2211e-07 | 1.2211e-07 | 0 | 1.2211e-07 | 0 | 3.9266e-06 | 8.6072e-06 | 0 | 8.6072e-06 | [17 empty] | 7.3.3.17.5 (Remote Grid) Updates to grid topology to minimize risk of ignition in HFTDs Remote GridWLDFRVegetation ContactAggregated | WLDFR | HFTD - Distribution - Tier 2 - 3QU CoRE ¦ 3QU LoRE | Non-Red Flag Warning - Small Fires | Vegetation Contact | Aggregated | 2058 | 0.002189 | 791.1875 | 1.7319 | 2058 | Mitigation | 0.95 | 45 | 0 | esc | 0.00097009 | 2.1235e-06 | 0.00097009 | 2.1235e-06
[79 empty] | WLDFR | HFTD - Distribution - Tier 3 - 5QU CoRE ¦ 4QU LoRE | Red Flag Warning - Large Fires | 2059 | 1.462e-08 | 1.462e-08 | 8.3524 | 0.96727 | 4.6367 | 2.7484 | 0 | 0 | 1.5071e-05 | 1.2211e-07 | 0 | 1.2211e-07 | 1.2211e-07 | 0 | 1.2211e-07 | 0 | 3.9266e-06 | 8.6072e-06 | 0 | 8.6072e-06 | [17 empty] | 7.3.3.17.5 (Remote Grid) Updates to grid topology to minimize risk of ignition in HFTDs Remote GridWLDFRVegetation ContactAggregated | WLDFR | HFTD - Distribution - Tier 2 - 3QU CoRE ¦ 3QU LoRE | Non-Red Flag Warning - Small Fires | Vegetation Contact | Aggregated | 2059 | 0.002189 | 791.1875 | 1.7319 | 2059 | Mitigation | 0.95 | 45 | 0 | esc | 0.00097009 | 2.1235e-06 | 0.00097009 | 2.1235e-06
[79 empty] | WLDFR | HFTD - Distribution - Tier 3 - 5QU CoRE ¦ 4QU LoRE | Red Flag Warning - Large Fires | 2060 | 1.462e-08 | 1.462e-08 | 8.3524 | 0.96727 | 4.6367 | 2.7484 | 0 | 0 | 1.5071e-05 | 1.2211e-07 | 0 | 1.2211e-07 | 1.2211e-07 | 0 | 1.2211e-07 | 0 | 3.9266e-06 | 8.6072e-06 | 0 | 8.6072e-06 | [17 empty] | 7.3.3.17.5 (Remote Grid) Updates to grid topology to minimize risk of ignition in HFTDs Remote GridWLDFRVegetation ContactAggregated | WLDFR | HFTD - Distribution - Tier 2 - 3QU CoRE ¦ 3QU LoRE | Non-Red Flag Warning - Small Fires | Vegetation Contact | Aggregated | 2060 | 0.002189 | 791.1875 | 1.7319 | 2060 | Mitigation | 0.95 | 45 | 0 | esc | 0.00097009 | 2.1235e-06 | 0.00097009 | 2.1235e-06
[79 empty] | WLDFR | HFTD - Distribution - Tier 3 - 5QU CoRE ¦ 4QU LoRE | Red Flag Warning - Large Fires | 2061 | 1.462e-08 | 1.462e-08 | 8.3524 | 0.96727 | 4.6367 | 2.7484 | 0 | 0 | 1.5071e-05 | 1.2211e-07 | 0 | 1.2211e-07 | 1.2211e-07 | 0 | 1.2211e-07 | 0 | 4.1222e-06 | 9.0359e-06 | 0 | 9.0359e-06 | [17 empty] | 7.3.3.17.5 (Remote Grid) Updates to grid topology to minimize risk of ignition in HFTDs Remote GridWLDFRVegetation ContactAggregated | WLDFR | HFTD - Distribution - Tier 2 - 3QU CoRE ¦ 3QU LoRE | Non-Red Flag Warning - Small Fires | Vegetation Contact | Aggregated | 2061 | 0.002189 | 791.1875 | 1.7319 | 2061 | Mitigation | 0.95 | 45 | 0 | esc | 0.00097009 | 2.1235e-06 | 0.00097009 | 2.1235e-06
[79 empty] | WLDFR | HFTD - Distribution - Tier 3 - 5QU CoRE ¦ 4QU LoRE | Red Flag Warning - Large Fires | 2062 | 1.462e-08 | 1.462e-08 | 8.3524 | 0.96727 | 4.6367 | 2.7484 | 0 | 0 | 1.5071e-05 | 1.2211e-07 | 0 | 1.2211e-07 | 1.2211e-07 | 0 | 1.2211e-07 | 0 | 4.1222e-06 | 9.0359e-06 | 0 | 9.0359e-06 | [17 empty] | 7.3.3.17.5 (Remote Grid) Updates to grid topology to minimize risk of ignition in HFTDs Remote GridWLDFRVegetation ContactAggregated | WLDFR | HFTD - Distribution - Tier 2 - 3QU CoRE ¦ 3QU LoRE | Non-Red Flag Warning - Small Fires | Vegetation Contact | Aggregated | 2062 | 0.002189 | 791.1875 | 1.7319 | 2062 | Mitigation | 0.95 | 45 | 0 | esc | 0.00097009 | 2.1235e-06 | 0.00097009 | 2.1235e-06
[79 empty] | WLDFR | HFTD - Distribution - Tier 3 - 5QU CoRE ¦ 4QU LoRE | Red Flag Warning - Large Fires | 2063 | 1.462e-08 | 1.462e-08 | 8.872 | 1.0079 | 4.9153 | 2.9488 | 0 | 0 | 1.5071e-05 | 1.2971e-07 | 0 | 1.2971e-07 | 1.2971e-07 | 0 | 1.2971e-07 | 0 | 4.1222e-06 | 9.0359e-06 | 0 | 9.0359e-06 | [17 empty] | 7.3.3.17.5 (Remote Grid) Updates to grid topology to minimize risk of ignition in HFTDs Remote GridWLDFRVegetation ContactAggregated | WLDFR | HFTD - Distribution - Tier 2 - 3QU CoRE ¦ 3QU LoRE | Non-Red Flag Warning - Small Fires | Vegetation Contact | Aggregated | 2063 | 0.002189 | 791.1875 | 1.7319 | 2063 | Mitigation | 0.95 | 45 | 0 | esc | 0.00097009 | 2.1235e-06 | 0.00097009 | 2.1235e-06
[79 empty] | WLDFR | HFTD - Distribution - Tier 3 - 5QU CoRE ¦ 4QU LoRE | Red Flag Warning - Large Fires | 2064 | 1.462e-08 | 1.462e-08 | 8.872 | 1.0079 | 4.9153 | 2.9488 | 0 | 0 | 1.5071e-05 | 1.2971e-07 | 0 | 1.2971e-07 | 1.2971e-07 | 0 | 1.2971e-07 | 0 | 4.1222e-06 | 9.0359e-06 | 0 | 9.0359e-06 | [17 empty] | 7.3.3.17.5 (Remote Grid) Updates to grid topology to minimize risk of ignition in HFTDs Remote GridWLDFRVegetation ContactAggregated | WLDFR | HFTD - Distribution - Tier 2 - 3QU CoRE ¦ 3QU LoRE | Non-Red Flag Warning - Small Fires | Vegetation Contact | Aggregated | 2064 | 0.002189 | 791.1875 | 1.7319 | 2064 | Mitigation | 0.95 | 45 | 0 | esc | 0.00097009 | 2.1235e-06 | 0.00097009 | 2.1235e-06
[79 empty] | WLDFR | HFTD - Distribution - Tier 3 - 5QU CoRE ¦ 4QU LoRE | Red Flag Warning - Large Fires | 2065 | 1.462e-08 | 1.462e-08 | 8.872 | 1.0079 | 4.9153 | 2.9488 | 0 | 0 | 1.5071e-05 | 1.2971e-07 | 0 | 1.2971e-07 | 1.2971e-07 | 0 | 1.2971e-07 | 0 | 4.1222e-06 | 9.0359e-06 | 0 | 9.0359e-06 | [17 empty] | 7.3.3.17.5 (Remote Grid) Updates to grid topology to minimize risk of ignition in HFTDs Remote GridWLDFRVegetation ContactAggregated | WLDFR | HFTD - Distribution - Tier 2 - 3QU CoRE ¦ 3QU LoRE | Non-Red Flag Warning - Small Fires | Vegetation Contact | Aggregated | 2065 | 0.002189 | 791.1875 | 1.7319 | 2065 | Mitigation | 0.95 | 45 | 0 | esc | 0.00097009 | 2.1235e-06 | 0.00097009 | 2.1235e-06
[79 empty] | WLDFR | HFTD - Distribution - Tier 3 - 5QU CoRE ¦ 4QU LoRE | Red Flag Warning - Large Fires | 2066 | 1.462e-08 | 1.462e-08 | 8.872 | 1.0079 | 4.9153 | 2.9488 | 0 | 0 | 1.5071e-05 | 1.2971e-07 | 0 | 1.2971e-07 | 1.2971e-07 | 0 | 1.2971e-07 | 0 | 4.3243e-06 | 9.479e-06 | 0 | 9.479e-06 | [17 empty] | 7.3.3.17.5 (Remote Grid) Updates to grid topology to minimize risk of ignition in HFTDs Remote GridWLDFRVegetation ContactAggregated | WLDFR | HFTD - Distribution - Tier 2 - 3QU CoRE ¦ 3QU LoRE | Non-Red Flag Warning - Small Fires | Vegetation Contact | Aggregated | 2066 | 0.002189 | 791.1875 | 1.7319 | 2066 | Mitigation | 0.95 | 45 | 0 | esc | 0.00097009 | 2.1235e-06 | 0.00097009 | 2.1235e-06
[79 empty] | WLDFR | HFTD - Distribution - Tier 3 - 5QU CoRE ¦ 4QU LoRE | Red Flag Warning - Large Fires | 2067 | 0 | 1.462e-08 | 8.872 | 1.0079 | 4.9153 | 2.9488 | 0 | 0 | 1.5071e-05 | 0 | 0 | 0 | 1.2971e-07 | 0 | 1.2971e-07 | 0 | 4.3243e-06 | 9.479e-06 | 0 | 9.479e-06 | [17 empty] | 7.3.3.17.5 (Remote Grid) Updates to grid topology to minimize risk of ignition in HFTDs Remote GridWLDFRVegetation ContactAggregated | WLDFR | HFTD - Distribution - Tier 2 - 3QU CoRE ¦ 3QU LoRE | Non-Red Flag Warning - Small Fires | Vegetation Contact | Aggregated | 2067 | 0.002189 | 791.1875 | 1.7319 | 2067 | Mitigation | 0.95 | 45 | 0 | esc | 0 | 0 | 0.00097009 | 2.1235e-06
[79 empty] | WLDFR | HFTD - Distribution - Tier 3 - 5QU CoRE ¦ 4QU LoRE | Red Flag Warning - Small Fires | 2022 | 4.4461e-07 | 0 | 0.077901 | 0.036425 | 0.0015809 | 0.039895 | 0 | 0 | 0.00046454 | 3.4635e-08 | 0 | 3.4635e-08 | 0 | 0 | 0 | 0 | 4.3243e-06 | 9.479e-06 | 0 | 9.479e-06 | [17 empty] | 7.3.3.17.5 (Remote Grid) Updates to grid topology to minimize risk of ignition in HFTDs Remote GridWLDFRWire-to-wire contactAggregated | WLDFR | HFTD - Distribution - Tier 2 - 3QU CoRE ¦ 3QU LoRE | Non-Red Flag Warning - Small Fires | Wire-to-wire contact | Aggregated | 2022 | 0.00027895 | 791.1875 | 0.2207 | 2022 | Mitigation | 0.95 | 45 | 0 | esc | 0.00097009 | 2.706e-07 | 0 | 0
[79 empty] | WLDFR | HFTD - Distribution - Tier 3 - 5QU CoRE ¦ 4QU LoRE | Red Flag Warning - Small Fires | 2023 | 4.4461e-07 | 4.4461e-07 | 0.080408 | 0.03759 | 0.0016314 | 0.041187 | 0 | 0 | 0.00046454 | 3.575e-08 | 0 | 3.575e-08 | 3.575e-08 | 0 | 3.575e-08 | 0 | 4.3243e-06 | 9.479e-06 | 0 | 9.479e-06 | [17 empty] | 7.3.3.17.5 (Remote Grid) Updates to grid topology to minimize risk of ignition in HFTDs Remote GridWLDFRWire-to-wire contactAggregated | WLDFR | HFTD - Distribution - Tier 2 - 3QU CoRE ¦ 3QU LoRE | Non-Red Flag Warning - Small Fires | Wire-to-wire contact | Aggregated | 2023 | 0.00027895 | 791.1875 | 0.2207 | 2023 | Mitigation | 0.95 | 45 | 0 | esc | 0.00097009 | 2.706e-07 | 0.00097009 | 2.706e-07
[79 empty] | WLDFR | HFTD - Distribution - Tier 3 - 5QU CoRE ¦ 4QU LoRE | Red Flag Warning - Small Fires | 2024 | 4.4461e-07 | 4.4461e-07 | 0.080408 | 0.03759 | 0.0016314 | 0.041187 | 0 | 0 | 0.00046454 | 3.575e-08 | 0 | 3.575e-08 | 3.575e-08 | 0 | 3.575e-08 | 0 | 4.3243e-06 | 9.479e-06 | 0 | 9.479e-06 | [17 empty] | 7.3.3.17.5 (Remote Grid) Updates to grid topology to minimize risk of ignition in HFTDs Remote GridWLDFRWire-to-wire contactAggregated | WLDFR | HFTD - Distribution - Tier 2 - 3QU CoRE ¦ 3QU LoRE | Non-Red Flag Warning - Small Fires | Wire-to-wire contact | Aggregated | 2024 | 0.00027895 | 791.1875 | 0.2207 | 2024 | Mitigation | 0.95 | 45 | 0 | esc | 0.00097009 | 2.706e-07 | 0.00097009 | 2.706e-07
[79 empty] | WLDFR | HFTD - Distribution - Tier 3 - 5QU CoRE ¦ 4QU LoRE | Red Flag Warning - Small Fires | 2025 | 4.4461e-07 | 4.4461e-07 | 0.080408 | 0.03759 | 0.0016314 | 0.041187 | 0 | 0 | 0.00046454 | 3.575e-08 | 0 | 3.575e-08 | 3.575e-08 | 0 | 3.575e-08 | 0 | 4.5306e-06 | 9.9311e-06 | 0 | 9.9311e-06 | [17 empty] | 7.3.3.17.5 (Remote Grid) Updates to grid topology to minimize risk of ignition in HFTDs Remote GridWLDFRWire-to-wire contactAggregated | WLDFR | HFTD - Distribution - Tier 2 - 3QU CoRE ¦ 3QU LoRE | Non-Red Flag Warning - Small Fires | Wire-to-wire contact | Aggregated | 2025 | 0.00027895 | 791.1875 | 0.2207 | 2025 | Mitigation | 0.95 | 45 | 0 | esc | 0.00097009 | 2.706e-07 | 0.00097009 | 2.706e-07
[79 empty] | WLDFR | HFTD - Distribution - Tier 3 - 5QU CoRE ¦ 4QU LoRE | Red Flag Warning - Small Fires | 2026 | 4.4461e-07 | 4.4461e-07 | 0.080408 | 0.03759 | 0.0016314 | 0.041187 | 0 | 0 | 0.00046454 | 3.575e-08 | 0 | 3.575e-08 | 3.575e-08 | 0 | 3.575e-08 | 0 | 4.5306e-06 | 9.9311e-06 | 0 | 9.9311e-06 | [17 empty] | 7.3.3.17.5 (Remote Grid) Updates to grid topology to minimize risk of ignition in HFTDs Remote GridWLDFRWire-to-wire contactAggregated | WLDFR | HFTD - Distribution - Tier 2 - 3QU CoRE ¦ 3QU LoRE | Non-Red Flag Warning - Small Fires | Wire-to-wire contact | Aggregated | 2026 | 0.00027895 | 791.1875 | 0.2207 | 2026 | Mitigation | 0.95 | 45 | 0 | esc | 0.00097009 | 2.706e-07 | 0.00097009 | 2.706e-07
[79 empty] | WLDFR | HFTD - Distribution - Tier 3 - 5QU CoRE ¦ 4QU LoRE | Red Flag Warning - Small Fires | 2027 | 4.4461e-07 | 4.4461e-07 | 0.080408 | 0.03759 | 0.0016314 | 0.041187 | 0 | 0 | 0.00046454 | 3.575e-08 | 0 | 3.575e-08 | 3.575e-08 | 0 | 3.575e-08 | 0 | 4.5306e-06 | 9.9311e-06 | 0 | 9.9311e-06 | [17 empty] | 7.3.3.17.5 (Remote Grid) Updates to grid topology to minimize risk of ignition in HFTDs Remote GridWLDFRWire-to-wire contactAggregated | WLDFR | HFTD - Distribution - Tier 2 - 3QU CoRE ¦ 3QU LoRE | Non-Red Flag Warning - Small Fires | Wire-to-wire contact | Aggregated | 2027 | 0.00027895 | 791.1875 | 0.2207 | 2027 | Mitigation | 0.95 | 45 | 0 | esc | 0.00097009 | 2.706e-07 | 0.00097009 | 2.706e-07
[79 empty] | WLDFR | HFTD - Distribution - Tier 3 - 5QU CoRE ¦ 4QU LoRE | Red Flag Warning - Small Fires | 2028 | 4.4461e-07 | 4.4461e-07 | 0.083606 | 0.039055 | 0.001695 | 0.042856 | 0 | 0 | 0.00046454 | 3.7172e-08 | 0 | 3.7172e-08 | 3.7172e-08 | 0 | 3.7172e-08 | 0 | 4.5306e-06 | 9.9311e-06 | 0 | 9.9311e-06 | [17 empty] | 7.3.3.17.5 (Remote Grid) Updates to grid topology to minimize risk of ignition in HFTDs Remote GridWLDFRWire-to-wire contactAggregated | WLDFR | HFTD - Distribution - Tier 2 - 3QU CoRE ¦ 3QU LoRE | Non-Red Flag Warning - Small Fires | Wire-to-wire contact | Aggregated | 2028 | 0.00027895 | 791.1875 | 0.2207 | 2028 | Mitigation | 0.95 | 45 | 0 | esc | 0.00097009 | 2.706e-07 | 0.00097009 | 2.706e-07
[79 empty] | WLDFR | HFTD - Distribution - Tier 3 - 5QU CoRE ¦ 4QU LoRE | Red Flag Warning - Small Fires | 2029 | 4.4461e-07 | 4.4461e-07 | 0.083606 | 0.039055 | 0.001695 | 0.042856 | 0 | 0 | 0.00046454 | 3.7172e-08 | 0 | 3.7172e-08 | 3.7172e-08 | 0 | 3.7172e-08 | 0 | 4.5306e-06 | 9.9311e-06 | 0 | 9.9311e-06 | [17 empty] | 7.3.3.17.5 (Remote Grid) Updates to grid topology to minimize risk of ignition in HFTDs Remote GridWLDFRWire-to-wire contactAggregated | WLDFR | HFTD - Distribution - Tier 2 - 3QU CoRE ¦ 3QU LoRE | Non-Red Flag Warning - Small Fires | Wire-to-wire contact | Aggregated | 2029 | 0.00027895 | 791.1875 | 0.2207 | 2029 | Mitigation | 0.95 | 45 | 0 | esc | 0.00097009 | 2.706e-07 | 0.00097009 | 2.706e-07
[79 empty] | WLDFR | HFTD - Distribution - Tier 3 - 5QU CoRE ¦ 4QU LoRE | Red Flag Warning - Small Fires | 2030 | 4.4461e-07 | 4.4461e-07 | 0.083606 | 0.039055 | 0.001695 | 0.042856 | 0 | 0 | 0.00046454 | 3.7172e-08 | 0 | 3.7172e-08 | 3.7172e-08 | 0 | 3.7172e-08 | 0 | 4.7384e-06 | 1.0387e-05 | 0 | 1.0387e-05 | [17 empty] | 7.3.3.17.5 (Remote Grid) Updates to grid topology to minimize risk of ignition in HFTDs Remote GridWLDFRWire-to-wire contactAggregated | WLDFR | HFTD - Distribution - Tier 2 - 3QU CoRE ¦ 3QU LoRE | Non-Red Flag Warning - Small Fires | Wire-to-wire contact | Aggregated | 2030 | 0.00027895 | 791.1875 | 0.2207 | 2030 | Mitigation | 0.95 | 45 | 0 | esc | 0.00097009 | 2.706e-07 | 0.00097009 | 2.706e-07
[79 empty] | WLDFR | HFTD - Distribution - Tier 3 - 5QU CoRE ¦ 4QU LoRE | Red Flag Warning - Small Fires | 2031 | 4.4461e-07 | 4.4461e-07 | 0.083606 | 0.039055 | 0.001695 | 0.042856 | 0 | 0 | 0.00046454 | 3.7172e-08 | 0 | 3.7172e-08 | 3.7172e-08 | 0 | 3.7172e-08 | 0 | 4.7384e-06 | 1.0387e-05 | 0 | 1.0387e-05 | [17 empty] | 7.3.3.17.5 (Remote Grid) Updates to grid topology to minimize risk of ignition in HFTDs Remote GridWLDFRWire-to-wire contactAggregated | WLDFR | HFTD - Distribution - Tier 2 - 3QU CoRE ¦ 3QU LoRE | Non-Red Flag Warning - Small Fires | Wire-to-wire contact | Aggregated | 2031 | 0.00027895 | 791.1875 | 0.2207 | 2031 | Mitigation | 0.95 | 45 | 0 | esc | 0.00097009 | 2.706e-07 | 0.00097009 | 2.706e-07
[79 empty] | WLDFR | HFTD - Distribution - Tier 3 - 5QU CoRE ¦ 4QU LoRE | Red Flag Warning - Small Fires | 2032 | 4.4461e-07 | 4.4461e-07 | 0.083606 | 0.039055 | 0.001695 | 0.042856 | 0 | 0 | 0.00046454 | 3.7172e-08 | 0 | 3.7172e-08 | 3.7172e-08 | 0 | 3.7172e-08 | 0 | 4.7384e-06 | 1.0387e-05 | 0 | 1.0387e-05 | [17 empty] | 7.3.3.17.5 (Remote Grid) Updates to grid topology to minimize risk of ignition in HFTDs Remote GridWLDFRWire-to-wire contactAggregated | WLDFR | HFTD - Distribution - Tier 2 - 3QU CoRE ¦ 3QU LoRE | Non-Red Flag Warning - Small Fires | Wire-to-wire contact | Aggregated | 2032 | 0.00027895 | 791.1875 | 0.2207 | 2032 | Mitigation | 0.95 | 45 | 0 | esc | 0.00097009 | 2.706e-07 | 0.00097009 | 2.706e-07
[79 empty] | WLDFR | HFTD - Distribution - Tier 3 - 5QU CoRE ¦ 4QU LoRE | Red Flag Warning - Small Fires | 2033 | 4.4461e-07 | 4.4461e-07 | 0.087211 | 0.040679 | 0.0017655 | 0.044766 | 0 | 0 | 0.00046454 | 3.8775e-08 | 0 | 3.8775e-08 | 3.8775e-08 | 0 | 3.8775e-08 | 0 | 4.7384e-06 | 1.0387e-05 | 0 | 1.0387e-05 | [17 empty] | 7.3.3.17.5 (Remote Grid) Updates to grid topology to minimize risk of ignition in HFTDs Remote GridWLDFRWire-to-wire contactAggregated | WLDFR | HFTD - Distribution - Tier 2 - 3QU CoRE ¦ 3QU LoRE | Non-Red Flag Warning - Small Fires | Wire-to-wire contact | Aggregated | 2033 | 0.00027895 | 791.1875 | 0.2207 | 2033 | Mitigation | 0.95 | 45 | 0 | esc | 0.00097009 | 2.706e-07 | 0.00097009 | 2.706e-07
[79 empty] | WLDFR | HFTD - Distribution - Tier 3 - 5QU CoRE ¦ 4QU LoRE | Red Flag Warning - Small Fires | 2034 | 4.4461e-07 | 4.4461e-07 | 0.087211 | 0.040679 | 0.0017655 | 0.044766 | 0 | 0 | 0.00046454 | 3.8775e-08 | 0 | 3.8775e-08 | 3.8775e-08 | 0 | 3.8775e-08 | 0 | 4.7384e-06 | 1.0387e-05 | 0 | 1.0387e-05 | [17 empty] | 7.3.3.17.5 (Remote Grid) Updates to grid topology to minimize risk of ignition in HFTDs Remote GridWLDFRWire-to-wire contactAggregated | WLDFR | HFTD - Distribution - Tier 2 - 3QU CoRE ¦ 3QU LoRE | Non-Red Flag Warning - Small Fires | Wire-to-wire contact | Aggregated | 2034 | 0.00027895 | 791.1875 | 0.2207 | 2034 | Mitigation | 0.95 | 45 | 0 | esc | 0.00097009 | 2.706e-07 | 0.00097009 | 2.706e-07
[79 empty] | WLDFR | HFTD - Distribution - Tier 3 - 5QU CoRE ¦ 4QU LoRE | Red Flag Warning - Small Fires | 2035 | 4.4461e-07 | 4.4461e-07 | 0.087211 | 0.040679 | 0.0017655 | 0.044766 | 0 | 0 | 0.00046454 | 3.8775e-08 | 0 | 3.8775e-08 | 3.8775e-08 | 0 | 3.8775e-08 | 0 | 4.9454e-06 | 1.084e-05 | 0 | 1.084e-05 | [17 empty] | 7.3.3.17.5 (Remote Grid) Updates to grid topology to minimize risk of ignition in HFTDs Remote GridWLDFRWire-to-wire contactAggregated | WLDFR | HFTD - Distribution - Tier 2 - 3QU CoRE ¦ 3QU LoRE | Non-Red Flag Warning - Small Fires | Wire-to-wire contact | Aggregated | 2035 | 0.00027895 | 791.1875 | 0.2207 | 2035 | Mitigation | 0.95 | 45 | 0 | esc | 0.00097009 | 2.706e-07 | 0.00097009 | 2.706e-07
[79 empty] | WLDFR | HFTD - Distribution - Tier 3 - 5QU CoRE ¦ 4QU LoRE | Red Flag Warning - Small Fires | 2036 | 4.4461e-07 | 4.4461e-07 | 0.087211 | 0.040679 | 0.0017655 | 0.044766 | 0 | 0 | 0.00046454 | 3.8775e-08 | 0 | 3.8775e-08 | 3.8775e-08 | 0 | 3.8775e-08 | 0 | 4.9454e-06 | 1.084e-05 | 0 | 1.084e-05 | [17 empty] | 7.3.3.17.5 (Remote Grid) Updates to grid topology to minimize risk of ignition in HFTDs Remote GridWLDFRWire-to-wire contactAggregated | WLDFR | HFTD - Distribution - Tier 2 - 3QU CoRE ¦ 3QU LoRE | Non-Red Flag Warning - Small Fires | Wire-to-wire contact | Aggregated | 2036 | 0.00027895 | 791.1875 | 0.2207 | 2036 | Mitigation | 0.95 | 45 | 0 | esc | 0.00097009 | 2.706e-07 | 0.00097009 | 2.706e-07
[79 empty] | WLDFR | HFTD - Distribution - Tier 3 - 5QU CoRE ¦ 4QU LoRE | Red Flag Warning - Small Fires | 2037 | 4.4461e-07 | 4.4461e-07 | 0.087211 | 0.040679 | 0.0017655 | 0.044766 | 0 | 0 | 0.00046454 | 3.8775e-08 | 0 | 3.8775e-08 | 3.8775e-08 | 0 | 3.8775e-08 | 0 | 4.9454e-06 | 1.084e-05 | 0 | 1.084e-05 | [17 empty] | 7.3.3.17.5 (Remote Grid) Updates to grid topology to minimize risk of ignition in HFTDs Remote GridWLDFRWire-to-wire contactAggregated | WLDFR | HFTD - Distribution - Tier 2 - 3QU CoRE ¦ 3QU LoRE | Non-Red Flag Warning - Small Fires | Wire-to-wire contact | Aggregated | 2037 | 0.00027895 | 791.1875 | 0.2207 | 2037 | Mitigation | 0.95 | 45 | 0 | esc | 0.00097009 | 2.706e-07 | 0.00097009 | 2.706e-07
[79 empty] | WLDFR | HFTD - Distribution - Tier 3 - 5QU CoRE ¦ 4QU LoRE | Red Flag Warning - Small Fires | 2038 | 4.4461e-07 | 4.4461e-07 | 0.091184 | 0.042438 | 0.0018418 | 0.046905 | 0 | 0 | 0.00046454 | 4.0541e-08 | 0 | 4.0541e-08 | 4.0541e-08 | 0 | 4.0541e-08 | 0 | 0 | 1.084e-05 | 0 | 1.084e-05 | [17 empty] | 7.3.3.17.5 (Remote Grid) Updates to grid topology to minimize risk of ignition in HFTDs Remote GridWLDFRWire-to-wire contactAggregated | WLDFR | HFTD - Distribution - Tier 2 - 3QU CoRE ¦ 3QU LoRE | Non-Red Flag Warning - Small Fires | Wire-to-wire contact | Aggregated | 2038 | 0.00027895 | 791.1875 | 0.2207 | 2038 | Mitigation | 0.95 | 45 | 0 | esc | 0.00097009 | 2.706e-07 | 0.00097009 | 2.706e-07
[79 empty] | WLDFR | HFTD - Distribution - Tier 3 - 5QU CoRE ¦ 4QU LoRE | Red Flag Warning - Small Fires | 2039 | 4.4461e-07 | 4.4461e-07 | 0.091184 | 0.042438 | 0.0018418 | 0.046905 | 0 | 0 | 0.00046454 | 4.0541e-08 | 0 | 4.0541e-08 | 4.0541e-08 | 0 | 4.0541e-08 | 0 | 0 | 0 | 0 | 0 | [17 empty] | 7.3.3.17.5 (Remote Grid) Updates to grid topology to minimize risk of ignition in HFTDs Remote GridWLDFRWire-to-wire contactAggregated | WLDFR | HFTD - Distribution - Tier 2 - 3QU CoRE ¦ 3QU LoRE | Non-Red Flag Warning - Small Fires | Wire-to-wire contact | Aggregated | 2039 | 0.00027895 | 791.1875 | 0.2207 | 2039 | Mitigation | 0.95 | 45 | 0 | esc | 0.00097009 | 2.706e-07 | 0.00097009 | 2.706e-07
[79 empty] | WLDFR | HFTD - Distribution - Tier 3 - 5QU CoRE ¦ 4QU LoRE | Red Flag Warning - Small Fires | 2040 | 4.4461e-07 | 4.4461e-07 | 0.091184 | 0.042438 | 0.0018418 | 0.046905 | 0 | 0 | 0.00046454 | 4.0541e-08 | 0 | 4.0541e-08 | 4.0541e-08 | 0 | 4.0541e-08 | 0 | 2.8204e-06 | 0 | 0 | 0 | [17 empty] | 7.3.3.17.5 (Remote Grid) Updates to grid topology to minimize risk of ignition in HFTDs Remote GridWLDFRWire-to-wire contactAggregated | WLDFR | HFTD - Distribution - Tier 2 - 3QU CoRE ¦ 3QU LoRE | Non-Red Flag Warning - Small Fires | Wire-to-wire contact | Aggregated | 2040 | 0.00027895 | 791.1875 | 0.2207 | 2040 | Mitigation | 0.95 | 45 | 0 | esc | 0.00097009 | 2.706e-07 | 0.00097009 | 2.706e-07
[79 empty] | WLDFR | HFTD - Distribution - Tier 3 - 5QU CoRE ¦ 4QU LoRE | Red Flag Warning - Small Fires | 2041 | 4.4461e-07 | 4.4461e-07 | 0.091184 | 0.042438 | 0.0018418 | 0.046905 | 0 | 0 | 0.00046454 | 4.0541e-08 | 0 | 4.0541e-08 | 4.0541e-08 | 0 | 4.0541e-08 | 0 | 2.9234e-06 | 6.4083e-06 | 0 | 6.4083e-06 | [17 empty] | 7.3.3.17.5 (Remote Grid) Updates to grid topology to minimize risk of ignition in HFTDs Remote GridWLDFRWire-to-wire contactAggregated | WLDFR | HFTD - Distribution - Tier 2 - 3QU CoRE ¦ 3QU LoRE | Non-Red Flag Warning - Small Fires | Wire-to-wire contact | Aggregated | 2041 | 0.00027895 | 791.1875 | 0.2207 | 2041 | Mitigation | 0.95 | 45 | 0 | esc | 0.00097009 | 2.706e-07 | 0.00097009 | 2.706e-07
[79 empty] | WLDFR | HFTD - Distribution - Tier 3 - 5QU CoRE ¦ 4QU LoRE | Red Flag Warning - Small Fires | 2042 | 4.4461e-07 | 4.4461e-07 | 0.091184 | 0.042438 | 0.0018418 | 0.046905 | 0 | 0 | 0.00046454 | 4.0541e-08 | 0 | 4.0541e-08 | 4.0541e-08 | 0 | 4.0541e-08 | 0 | 2.9234e-06 | 6.4083e-06 | 0 | 6.4083e-06 | [17 empty] | 7.3.3.17.5 (Remote Grid) Updates to grid topology to minimize risk of ignition in HFTDs Remote GridWLDFRWire-to-wire contactAggregated | WLDFR | HFTD - Distribution - Tier 2 - 3QU CoRE ¦ 3QU LoRE | Non-Red Flag Warning - Small Fires | Wire-to-wire contact | Aggregated | 2042 | 0.00027895 | 791.1875 | 0.2207 | 2042 | Mitigation | 0.95 | 45 | 0 | esc | 0.00097009 | 2.706e-07 | 0.00097009 | 2.706e-07
[79 empty] | WLDFR | HFTD - Distribution - Tier 3 - 5QU CoRE ¦ 4QU LoRE | Red Flag Warning - Small Fires | 2043 | 4.4461e-07 | 4.4461e-07 | 0.095486 | 0.044306 | 0.0019228 | 0.049257 | 0 | 0 | 0.00046454 | 4.2454e-08 | 0 | 4.2454e-08 | 4.2454e-08 | 0 | 4.2454e-08 | 0 | 2.9234e-06 | 6.4083e-06 | 0 | 6.4083e-06 | [17 empty] | 7.3.3.17.5 (Remote Grid) Updates to grid topology to minimize risk of ignition in HFTDs Remote GridWLDFRWire-to-wire contactAggregated | WLDFR | HFTD - Distribution - Tier 2 - 3QU CoRE ¦ 3QU LoRE | Non-Red Flag Warning - Small Fires | Wire-to-wire contact | Aggregated | 2043 | 0.00027895 | 791.1875 | 0.2207 | 2043 | Mitigation | 0.95 | 45 | 0 | esc | 0.00097009 | 2.706e-07 | 0.00097009 | 2.706e-07
[79 empty] | WLDFR | HFTD - Distribution - Tier 3 - 5QU CoRE ¦ 4QU LoRE | Red Flag Warning - Small Fires | 2044 | 4.4461e-07 | 4.4461e-07 | 0.095486 | 0.044306 | 0.0019228 | 0.049257 | 0 | 0 | 0.00046454 | 4.2454e-08 | 0 | 4.2454e-08 | 4.2454e-08 | 0 | 4.2454e-08 | 0 | 2.9234e-06 | 6.4083e-06 | 0 | 6.4083e-06 | [17 empty] | 7.3.3.17.5 (Remote Grid) Updates to grid topology to minimize risk of ignition in HFTDs Remote GridWLDFRWire-to-wire contactAggregated | WLDFR | HFTD - Distribution - Tier 2 - 3QU CoRE ¦ 3QU LoRE | Non-Red Flag Warning - Small Fires | Wire-to-wire contact | Aggregated | 2044 | 0.00027895 | 791.1875 | 0.2207 | 2044 | Mitigation | 0.95 | 45 | 0 | esc | 0.00097009 | 2.706e-07 | 0.00097009 | 2.706e-07
[79 empty] | WLDFR | HFTD - Distribution - Tier 3 - 5QU CoRE ¦ 4QU LoRE | Red Flag Warning - Small Fires | 2045 | 4.4461e-07 | 4.4461e-07 | 0.095486 | 0.044306 | 0.0019228 | 0.049257 | 0 | 0 | 0.00046454 | 4.2454e-08 | 0 | 4.2454e-08 | 4.2454e-08 | 0 | 4.2454e-08 | 0 | 2.9234e-06 | 6.4083e-06 | 0 | 6.4083e-06 | [17 empty] | 7.3.3.17.5 (Remote Grid) Updates to grid topology to minimize risk of ignition in HFTDs Remote GridWLDFRWire-to-wire contactAggregated | WLDFR | HFTD - Distribution - Tier 2 - 3QU CoRE ¦ 3QU LoRE | Non-Red Flag Warning - Small Fires | Wire-to-wire contact | Aggregated | 2045 | 0.00027895 | 791.1875 | 0.2207 | 2045 | Mitigation | 0.95 | 45 | 0 | esc | 0.00097009 | 2.706e-07 | 0.00097009 | 2.706e-07
[79 empty] | WLDFR | HFTD - Distribution - Tier 3 - 5QU CoRE ¦ 4QU LoRE | Red Flag Warning - Small Fires | 2046 | 4.4461e-07 | 4.4461e-07 | 0.095486 | 0.044306 | 0.0019228 | 0.049257 | 0 | 0 | 0.00046454 | 4.2454e-08 | 0 | 4.2454e-08 | 4.2454e-08 | 0 | 4.2454e-08 | 0 | 3.0532e-06 | 6.6927e-06 | 0 | 6.6927e-06 | [17 empty] | 7.3.3.17.5 (Remote Grid) Updates to grid topology to minimize risk of ignition in HFTDs Remote GridWLDFRWire-to-wire contactAggregated | WLDFR | HFTD - Distribution - Tier 2 - 3QU CoRE ¦ 3QU LoRE | Non-Red Flag Warning - Small Fires | Wire-to-wire contact | Aggregated | 2046 | 0.00027895 | 791.1875 | 0.2207 | 2046 | Mitigation | 0.95 | 45 | 0 | esc | 0.00097009 | 2.706e-07 | 0.00097009 | 2.706e-07
[79 empty] | WLDFR | HFTD - Distribution - Tier 3 - 5QU CoRE ¦ 4QU LoRE | Red Flag Warning - Small Fires | 2047 | 4.4461e-07 | 4.4461e-07 | 0.095486 | 0.044306 | 0.0019228 | 0.049257 | 0 | 0 | 0.00046454 | 4.2454e-08 | 0 | 4.2454e-08 | 4.2454e-08 | 0 | 4.2454e-08 | 0 | 3.0532e-06 | 6.6927e-06 | 0 | 6.6927e-06 | [17 empty] | 7.3.3.17.5 (Remote Grid) Updates to grid topology to minimize risk of ignition in HFTDs Remote GridWLDFRWire-to-wire contactAggregated | WLDFR | HFTD - Distribution - Tier 2 - 3QU CoRE ¦ 3QU LoRE | Non-Red Flag Warning - Small Fires | Wire-to-wire contact | Aggregated | 2047 | 0.00027895 | 791.1875 | 0.2207 | 2047 | Mitigation | 0.95 | 45 | 0 | esc | 0.00097009 | 2.706e-07 | 0.00097009 | 2.706e-07
[79 empty] | WLDFR | HFTD - Distribution - Tier 3 - 5QU CoRE ¦ 4QU LoRE | Red Flag Warning - Small Fires | 2048 | 4.4461e-07 | 4.4461e-07 | 0.10007 | 0.04626 | 0.0020076 | 0.051804 | 0 | 0 | 0.00046454 | 4.4493e-08 | 0 | 4.4493e-08 | 4.4493e-08 | 0 | 4.4493e-08 | 0 | 3.0532e-06 | 6.6927e-06 | 0 | 6.6927e-06 | [17 empty] | 7.3.3.17.5 (Remote Grid) Updates to grid topology to minimize risk of ignition in HFTDs Remote GridWLDFRWire-to-wire contactAggregated | WLDFR | HFTD - Distribution - Tier 2 - 3QU CoRE ¦ 3QU LoRE | Non-Red Flag Warning - Small Fires | Wire-to-wire contact | Aggregated | 2048 | 0.00027895 | 791.1875 | 0.2207 | 2048 | Mitigation | 0.95 | 45 | 0 | esc | 0.00097009 | 2.706e-07 | 0.00097009 | 2.706e-07
[79 empty] | WLDFR | HFTD - Distribution - Tier 3 - 5QU CoRE ¦ 4QU LoRE | Red Flag Warning - Small Fires | 2049 | 4.4461e-07 | 4.4461e-07 | 0.10007 | 0.04626 | 0.0020076 | 0.051804 | 0 | 0 | 0.00046454 | 4.4493e-08 | 0 | 4.4493e-08 | 4.4493e-08 | 0 | 4.4493e-08 | 0 | 3.0532e-06 | 6.6927e-06 | 0 | 6.6927e-06 | [17 empty] | 7.3.3.17.5 (Remote Grid) Updates to grid topology to minimize risk of ignition in HFTDs Remote GridWLDFRWire-to-wire contactAggregated | WLDFR | HFTD - Distribution - Tier 2 - 3QU CoRE ¦ 3QU LoRE | Non-Red Flag Warning - Small Fires | Wire-to-wire contact | Aggregated | 2049 | 0.00027895 | 791.1875 | 0.2207 | 2049 | Mitigation | 0.95 | 45 | 0 | esc | 0.00097009 | 2.706e-07 | 0.00097009 | 2.706e-07
[79 empty] | WLDFR | HFTD - Distribution - Tier 3 - 5QU CoRE ¦ 4QU LoRE | Red Flag Warning - Small Fires | 2050 | 4.4461e-07 | 4.4461e-07 | 0.10007 | 0.04626 | 0.0020076 | 0.051804 | 0 | 0 | 0.00046454 | 4.4493e-08 | 0 | 4.4493e-08 | 4.4493e-08 | 0 | 4.4493e-08 | 0 | 3.0532e-06 | 6.6927e-06 | 0 | 6.6927e-06 | [17 empty] | 7.3.3.17.5 (Remote Grid) Updates to grid topology to minimize risk of ignition in HFTDs Remote GridWLDFRWire-to-wire contactAggregated | WLDFR | HFTD - Distribution - Tier 2 - 3QU CoRE ¦ 3QU LoRE | Non-Red Flag Warning - Small Fires | Wire-to-wire contact | Aggregated | 2050 | 0.00027895 | 791.1875 | 0.2207 | 2050 | Mitigation | 0.95 | 45 | 0 | esc | 0.00097009 | 2.706e-07 | 0.00097009 | 2.706e-07
[79 empty] | WLDFR | HFTD - Distribution - Tier 3 - 5QU CoRE ¦ 4QU LoRE | Red Flag Warning - Small Fires | 2051 | 4.4461e-07 | 4.4461e-07 | 0.10007 | 0.04626 | 0.0020076 | 0.051804 | 0 | 0 | 0.00046454 | 4.4493e-08 | 0 | 4.4493e-08 | 4.4493e-08 | 0 | 4.4493e-08 | 0 | 3.1973e-06 | 7.0085e-06 | 0 | 7.0085e-06 | [17 empty] | 7.3.3.17.5 (Remote Grid) Updates to grid topology to minimize risk of ignition in HFTDs Remote GridWLDFRWire-to-wire contactAggregated | WLDFR | HFTD - Distribution - Tier 2 - 3QU CoRE ¦ 3QU LoRE | Non-Red Flag Warning - Small Fires | Wire-to-wire contact | Aggregated | 2051 | 0.00027895 | 791.1875 | 0.2207 | 2051 | Mitigation | 0.95 | 45 | 0 | esc | 0.00097009 | 2.706e-07 | 0.00097009 | 2.706e-07
[79 empty] | WLDFR | HFTD - Distribution - Tier 3 - 5QU CoRE ¦ 4QU LoRE | Red Flag Warning - Small Fires | 2052 | 4.4461e-07 | 4.4461e-07 | 0.10007 | 0.04626 | 0.0020076 | 0.051804 | 0 | 0 | 0.00046454 | 4.4493e-08 | 0 | 4.4493e-08 | 4.4493e-08 | 0 | 4.4493e-08 | 0 | 3.1973e-06 | 7.0085e-06 | 0 | 7.0085e-06 | [17 empty] | 7.3.3.17.5 (Remote Grid) Updates to grid topology to minimize risk of ignition in HFTDs Remote GridWLDFRWire-to-wire contactAggregated | WLDFR | HFTD - Distribution - Tier 2 - 3QU CoRE ¦ 3QU LoRE | Non-Red Flag Warning - Small Fires | Wire-to-wire contact | Aggregated | 2052 | 0.00027895 | 791.1875 | 0.2207 | 2052 | Mitigation | 0.95 | 45 | 0 | esc | 0.00097009 | 2.706e-07 | 0.00097009 | 2.706e-07
[79 empty] | WLDFR | HFTD - Distribution - Tier 3 - 5QU CoRE ¦ 4QU LoRE | Red Flag Warning - Small Fires | 2053 | 4.4461e-07 | 4.4461e-07 | 0.10489 | 0.048274 | 0.002095 | 0.054525 | 0 | 0 | 0.00046454 | 4.6637e-08 | 0 | 4.6637e-08 | 4.6637e-08 | 0 | 4.6637e-08 | 0 | 3.1973e-06 | 7.0085e-06 | 0 | 7.0085e-06 | [17 empty] | 7.3.3.17.5 (Remote Grid) Updates to grid topology to minimize risk of ignition in HFTDs Remote GridWLDFRWire-to-wire contactAggregated | WLDFR | HFTD - Distribution - Tier 2 - 3QU CoRE ¦ 3QU LoRE | Non-Red Flag Warning - Small Fires | Wire-to-wire contact | Aggregated | 2053 | 0.00027895 | 791.1875 | 0.2207 | 2053 | Mitigation | 0.95 | 45 | 0 | esc | 0.00097009 | 2.706e-07 | 0.00097009 | 2.706e-07
[79 empty] | WLDFR | HFTD - Distribution - Tier 3 - 5QU CoRE ¦ 4QU LoRE | Red Flag Warning - Small Fires | 2054 | 4.4461e-07 | 4.4461e-07 | 0.10489 | 0.048274 | 0.002095 | 0.054525 | 0 | 0 | 0.00046454 | 4.6637e-08 | 0 | 4.6637e-08 | 4.6637e-08 | 0 | 4.6637e-08 | 0 | 3.1973e-06 | 7.0085e-06 | 0 | 7.0085e-06 | [17 empty] | 7.3.3.17.5 (Remote Grid) Updates to grid topology to minimize risk of ignition in HFTDs Remote GridWLDFRWire-to-wire contactAggregated | WLDFR | HFTD - Distribution - Tier 2 - 3QU CoRE ¦ 3QU LoRE | Non-Red Flag Warning - Small Fires | Wire-to-wire contact | Aggregated | 2054 | 0.00027895 | 791.1875 | 0.2207 | 2054 | Mitigation | 0.95 | 45 | 0 | esc | 0.00097009 | 2.706e-07 | 0.00097009 | 2.706e-07
[79 empty] | WLDFR | HFTD - Distribution - Tier 3 - 5QU CoRE ¦ 4QU LoRE | Red Flag Warning - Small Fires | 2055 | 4.4461e-07 | 4.4461e-07 | 0.10489 | 0.048274 | 0.002095 | 0.054525 | 0 | 0 | 0.00046454 | 4.6637e-08 | 0 | 4.6637e-08 | 4.6637e-08 | 0 | 4.6637e-08 | 0 | 3.1973e-06 | 7.0085e-06 | 0 | 7.0085e-06 | [17 empty] | 7.3.3.17.5 (Remote Grid) Updates to grid topology to minimize risk of ignition in HFTDs Remote GridWLDFRWire-to-wire contactAggregated | WLDFR | HFTD - Distribution - Tier 2 - 3QU CoRE ¦ 3QU LoRE | Non-Red Flag Warning - Small Fires | Wire-to-wire contact | Aggregated | 2055 | 0.00027895 | 791.1875 | 0.2207 | 2055 | Mitigation | 0.95 | 45 | 0 | esc | 0.00097009 | 2.706e-07 | 0.00097009 | 2.706e-07
[79 empty] | WLDFR | HFTD - Distribution - Tier 3 - 5QU CoRE ¦ 4QU LoRE | Red Flag Warning - Small Fires | 2056 | 4.4461e-07 | 4.4461e-07 | 0.10489 | 0.048274 | 0.002095 | 0.054525 | 0 | 0 | 0.00046454 | 4.6637e-08 | 0 | 4.6637e-08 | 4.6637e-08 | 0 | 4.6637e-08 | 0 | 3.3535e-06 | 7.351e-06 | 0 | 7.351e-06 | [17 empty] | 7.3.3.17.5 (Remote Grid) Updates to grid topology to minimize risk of ignition in HFTDs Remote GridWLDFRWire-to-wire contactAggregated | WLDFR | HFTD - Distribution - Tier 2 - 3QU CoRE ¦ 3QU LoRE | Non-Red Flag Warning - Small Fires | Wire-to-wire contact | Aggregated | 2056 | 0.00027895 | 791.1875 | 0.2207 | 2056 | Mitigation | 0.95 | 45 | 0 | esc | 0.00097009 | 2.706e-07 | 0.00097009 | 2.706e-07
[79 empty] | WLDFR | HFTD - Distribution - Tier 3 - 5QU CoRE ¦ 4QU LoRE | Red Flag Warning - Small Fires | 2057 | 4.4461e-07 | 4.4461e-07 | 0.10489 | 0.048274 | 0.002095 | 0.054525 | 0 | 0 | 0.00046454 | 4.6637e-08 | 0 | 4.6637e-08 | 4.6637e-08 | 0 | 4.6637e-08 | 0 | 3.3535e-06 | 7.351e-06 | 0 | 7.351e-06 | [17 empty] | 7.3.3.17.5 (Remote Grid) Updates to grid topology to minimize risk of ignition in HFTDs Remote GridWLDFRWire-to-wire contactAggregated | WLDFR | HFTD - Distribution - Tier 2 - 3QU CoRE ¦ 3QU LoRE | Non-Red Flag Warning - Small Fires | Wire-to-wire contact | Aggregated | 2057 | 0.00027895 | 791.1875 | 0.2207 | 2057 | Mitigation | 0.95 | 45 | 0 | esc | 0.00097009 | 2.706e-07 | 0.00097009 | 2.706e-07
[79 empty] | WLDFR | HFTD - Distribution - Tier 3 - 5QU CoRE ¦ 4QU LoRE | Red Flag Warning - Small Fires | 2058 | 4.4461e-07 | 4.4461e-07 | 0.1099 | 0.050325 | 0.0021839 | 0.057393 | 0 | 0 | 0.00046454 | 4.8863e-08 | 0 | 4.8863e-08 | 4.8863e-08 | 0 | 4.8863e-08 | 0 | 3.3535e-06 | 7.351e-06 | 0 | 7.351e-06 | [17 empty] | 7.3.3.17.5 (Remote Grid) Updates to grid topology to minimize risk of ignition in HFTDs Remote GridWLDFRWire-to-wire contactAggregated | WLDFR | HFTD - Distribution - Tier 2 - 3QU CoRE ¦ 3QU LoRE | Non-Red Flag Warning - Small Fires | Wire-to-wire contact | Aggregated | 2058 | 0.00027895 | 791.1875 | 0.2207 | 2058 | Mitigation | 0.95 | 45 | 0 | esc | 0.00097009 | 2.706e-07 | 0.00097009 | 2.706e-07
[79 empty] | WLDFR | HFTD - Distribution - Tier 3 - 5QU CoRE ¦ 4QU LoRE | Red Flag Warning - Small Fires | 2059 | 4.4461e-07 | 4.4461e-07 | 0.1099 | 0.050325 | 0.0021839 | 0.057393 | 0 | 0 | 0.00046454 | 4.8863e-08 | 0 | 4.8863e-08 | 4.8863e-08 | 0 | 4.8863e-08 | 0 | 3.3535e-06 | 7.351e-06 | 0 | 7.351e-06 | [17 empty] | 7.3.3.17.5 (Remote Grid) Updates to grid topology to minimize risk of ignition in HFTDs Remote GridWLDFRWire-to-wire contactAggregated | WLDFR | HFTD - Distribution - Tier 2 - 3QU CoRE ¦ 3QU LoRE | Non-Red Flag Warning - Small Fires | Wire-to-wire contact | Aggregated | 2059 | 0.00027895 | 791.1875 | 0.2207 | 2059 | Mitigation | 0.95 | 45 | 0 | esc | 0.00097009 | 2.706e-07 | 0.00097009 | 2.706e-07
[79 empty] | WLDFR | HFTD - Distribution - Tier 3 - 5QU CoRE ¦ 4QU LoRE | Red Flag Warning - Small Fires | 2060 | 4.4461e-07 | 4.4461e-07 | 0.1099 | 0.050325 | 0.0021839 | 0.057393 | 0 | 0 | 0.00046454 | 4.8863e-08 | 0 | 4.8863e-08 | 4.8863e-08 | 0 | 4.8863e-08 | 0 | 3.3535e-06 | 7.351e-06 | 0 | 7.351e-06 | [17 empty] | 7.3.3.17.5 (Remote Grid) Updates to grid topology to minimize risk of ignition in HFTDs Remote GridWLDFRWire-to-wire contactAggregated | WLDFR | HFTD - Distribution - Tier 2 - 3QU CoRE ¦ 3QU LoRE | Non-Red Flag Warning - Small Fires | Wire-to-wire contact | Aggregated | 2060 | 0.00027895 | 791.1875 | 0.2207 | 2060 | Mitigation | 0.95 | 45 | 0 | esc | 0.00097009 | 2.706e-07 | 0.00097009 | 2.706e-07
[79 empty] | WLDFR | HFTD - Distribution - Tier 3 - 5QU CoRE ¦ 4QU LoRE | Red Flag Warning - Small Fires | 2061 | 4.4461e-07 | 4.4461e-07 | 0.1099 | 0.050325 | 0.0021839 | 0.057393 | 0 | 0 | 0.00046454 | 4.8863e-08 | 0 | 4.8863e-08 | 4.8863e-08 | 0 | 4.8863e-08 | 0 | 3.5198e-06 | 7.7155e-06 | 0 | 7.7155e-06 | [17 empty] | 7.3.3.17.5 (Remote Grid) Updates to grid topology to minimize risk of ignition in HFTDs Remote GridWLDFRWire-to-wire contactAggregated | WLDFR | HFTD - Distribution - Tier 2 - 3QU CoRE ¦ 3QU LoRE | Non-Red Flag Warning - Small Fires | Wire-to-wire contact | Aggregated | 2061 | 0.00027895 | 791.1875 | 0.2207 | 2061 | Mitigation | 0.95 | 45 | 0 | esc | 0.00097009 | 2.706e-07 | 0.00097009 | 2.706e-07
[79 empty] | WLDFR | HFTD - Distribution - Tier 3 - 5QU CoRE ¦ 4QU LoRE | Red Flag Warning - Small Fires | 2062 | 4.4461e-07 | 4.4461e-07 | 0.1099 | 0.050325 | 0.0021839 | 0.057393 | 0 | 0 | 0.00046454 | 4.8863e-08 | 0 | 4.8863e-08 | 4.8863e-08 | 0 | 4.8863e-08 | 0 | 3.5198e-06 | 7.7155e-06 | 0 | 7.7155e-06 | [17 empty] | 7.3.3.17.5 (Remote Grid) Updates to grid topology to minimize risk of ignition in HFTDs Remote GridWLDFRWire-to-wire contactAggregated | WLDFR | HFTD - Distribution - Tier 2 - 3QU CoRE ¦ 3QU LoRE | Non-Red Flag Warning - Small Fires | Wire-to-wire contact | Aggregated | 2062 | 0.00027895 | 791.1875 | 0.2207 | 2062 | Mitigation | 0.95 | 45 | 0 | esc | 0.00097009 | 2.706e-07 | 0.00097009 | 2.706e-07
[79 empty] | WLDFR | HFTD - Distribution - Tier 3 - 5QU CoRE ¦ 4QU LoRE | Red Flag Warning - Small Fires | 2063 | 4.4461e-07 | 4.4461e-07 | 0.11504 | 0.052388 | 0.0022734 | 0.060377 | 0 | 0 | 0.00046454 | 5.1147e-08 | 0 | 5.1147e-08 | 5.1147e-08 | 0 | 5.1147e-08 | 0 | 3.5198e-06 | 7.7155e-06 | 0 | 7.7155e-06 | [17 empty] | 7.3.3.17.5 (Remote Grid) Updates to grid topology to minimize risk of ignition in HFTDs Remote GridWLDFRWire-to-wire contactAggregated | WLDFR | HFTD - Distribution - Tier 2 - 3QU CoRE ¦ 3QU LoRE | Non-Red Flag Warning - Small Fires | Wire-to-wire contact | Aggregated | 2063 | 0.00027895 | 791.1875 | 0.2207 | 2063 | Mitigation | 0.95 | 45 | 0 | esc | 0.00097009 | 2.706e-07 | 0.00097009 | 2.706e-07
[79 empty] | WLDFR | HFTD - Distribution - Tier 3 - 5QU CoRE ¦ 4QU LoRE | Red Flag Warning - Small Fires | 2064 | 4.4461e-07 | 4.4461e-07 | 0.11504 | 0.052388 | 0.0022734 | 0.060377 | 0 | 0 | 0.00046454 | 5.1147e-08 | 0 | 5.1147e-08 | 5.1147e-08 | 0 | 5.1147e-08 | 0 | 3.5198e-06 | 7.7155e-06 | 0 | 7.7155e-06 | [17 empty] | 7.3.3.17.5 (Remote Grid) Updates to grid topology to minimize risk of ignition in HFTDs Remote GridWLDFRWire-to-wire contactAggregated | WLDFR | HFTD - Distribution - Tier 2 - 3QU CoRE ¦ 3QU LoRE | Non-Red Flag Warning - Small Fires | Wire-to-wire contact | Aggregated | 2064 | 0.00027895 | 791.1875 | 0.2207 | 2064 | Mitigation | 0.95 | 45 | 0 | esc | 0.00097009 | 2.706e-07 | 0.00097009 | 2.706e-07
[79 empty] | WLDFR | HFTD - Distribution - Tier 3 - 5QU CoRE ¦ 4QU LoRE | Red Flag Warning - Small Fires | 2065 | 4.4461e-07 | 4.4461e-07 | 0.11504 | 0.052388 | 0.0022734 | 0.060377 | 0 | 0 | 0.00046454 | 5.1147e-08 | 0 | 5.1147e-08 | 5.1147e-08 | 0 | 5.1147e-08 | 0 | 3.5198e-06 | 7.7155e-06 | 0 | 7.7155e-06 | [17 empty] | 7.3.3.17.5 (Remote Grid) Updates to grid topology to minimize risk of ignition in HFTDs Remote GridWLDFRWire-to-wire contactAggregated | WLDFR | HFTD - Distribution - Tier 2 - 3QU CoRE ¦ 3QU LoRE | Non-Red Flag Warning - Small Fires | Wire-to-wire contact | Aggregated | 2065 | 0.00027895 | 791.1875 | 0.2207 | 2065 | Mitigation | 0.95 | 45 | 0 | esc | 0.00097009 | 2.706e-07 | 0.00097009 | 2.706e-07
[79 empty] | WLDFR | HFTD - Distribution - Tier 3 - 5QU CoRE ¦ 4QU LoRE | Red Flag Warning - Small Fires | 2066 | 4.4461e-07 | 4.4461e-07 | 0.11504 | 0.052388 | 0.0022734 | 0.060377 | 0 | 0 | 0.00046454 | 5.1147e-08 | 0 | 5.1147e-08 | 5.1147e-08 | 0 | 5.1147e-08 | 0 | 3.694e-06 | 8.0973e-06 | 0 | 8.0973e-06 | [17 empty] | 7.3.3.17.5 (Remote Grid) Updates to grid topology to minimize risk of ignition in HFTDs Remote GridWLDFRWire-to-wire contactAggregated | WLDFR | HFTD - Distribution - Tier 2 - 3QU CoRE ¦ 3QU LoRE | Non-Red Flag Warning - Small Fires | Wire-to-wire contact | Aggregated | 2066 | 0.00027895 | 791.1875 | 0.2207 | 2066 | Mitigation | 0.95 | 45 | 0 | esc | 0.00097009 | 2.706e-07 | 0.00097009 | 2.706e-07
[79 empty] | WLDFR | HFTD - Distribution - Tier 3 - 5QU CoRE ¦ 4QU LoRE | Red Flag Warning - Small Fires | 2067 | 0 | 4.4461e-07 | 0.11504 | 0.052388 | 0.0022734 | 0.060377 | 0 | 0 | 0.00046454 | 0 | 0 | 0 | 5.1147e-08 | 0 | 5.1147e-08 | 0 | 3.694e-06 | 8.0973e-06 | 0 | 8.0973e-06 | [17 empty] | 7.3.3.17.5 (Remote Grid) Updates to grid topology to minimize risk of ignition in HFTDs Remote GridWLDFRWire-to-wire contactAggregated | WLDFR | HFTD - Distribution - Tier 2 - 3QU CoRE ¦ 3QU LoRE | Non-Red Flag Warning - Small Fires | Wire-to-wire contact | Aggregated | 2067 | 0.00027895 | 791.1875 | 0.2207 | 2067 | Mitigation | 0.95 | 45 | 0 | esc | 0 | 0 | 0.00097009 | 2.706e-07
[79 empty] | WLDFR | HFTD - Distribution - Tier 3 - 5QU CoRE ¦ 5QU LoRE | Non-Red Flag Warning - Catastrophic Fires | 2022 | 2.6735e-11 | 0 | 14146.1306 | 222.2294 | 8585.7228 | 5338.1784 | 0 | 0 | 3.2547e-08 | 3.7819e-07 | 0 | 3.7819e-07 | 0 | 0 | 0 | 0 | 3.694e-06 | 8.0973e-06 | 0 | 8.0973e-06 | [17 empty] | 7.3.3.17.5 (Remote Grid) Updates to grid topology to minimize risk of ignition in HFTDs Remote GridWLDFREquipment / facility failureAggregated | WLDFR | HFTD - Distribution - Tier 2 - 3QU CoRE ¦ 3QU LoRE | Red Flag Warning - Catastrophic Fires | Equipment / facility failure | Aggregated | 2022 | 8.1577e-06 | 791.1875 | 0.0064543 | 2022 | Mitigation | 0.95 | 45 | 0 | esc | 0.00097009 | 7.9137e-09 | 0 | 0
[79 empty] | WLDFR | HFTD - Distribution - Tier 3 - 5QU CoRE ¦ 5QU LoRE | Non-Red Flag Warning - Catastrophic Fires | 2023 | 2.6735e-11 | 2.6735e-11 | 14664.6376 | 233.2301 | 8896.516 | 5534.8915 | 0 | 0 | 3.2547e-08 | 3.9205e-07 | 0 | 3.9205e-07 | 3.9205e-07 | 0 | 3.9205e-07 | 0 | 3.694e-06 | 8.0973e-06 | 0 | 8.0973e-06 | [17 empty] | 7.3.3.17.5 (Remote Grid) Updates to grid topology to minimize risk of ignition in HFTDs Remote GridWLDFREquipment / facility failureAggregated | WLDFR | HFTD - Distribution - Tier 2 - 3QU CoRE ¦ 3QU LoRE | Red Flag Warning - Catastrophic Fires | Equipment / facility failure | Aggregated | 2023 | 8.1577e-06 | 791.1875 | 0.0064543 | 2023 | Mitigation | 0.95 | 45 | 0 | esc | 0.00097009 | 7.9137e-09 | 0.00097009 | 7.9137e-09
[79 empty] | WLDFR | HFTD - Distribution - Tier 3 - 5QU CoRE ¦ 5QU LoRE | Non-Red Flag Warning - Catastrophic Fires | 2024 | 2.6735e-11 | 2.6735e-11 | 14664.6376 | 233.2301 | 8896.516 | 5534.8915 | 0 | 0 | 3.2547e-08 | 3.9205e-07 | 0 | 3.9205e-07 | 3.9205e-07 | 0 | 3.9205e-07 | 0 | 3.694e-06 | 8.0973e-06 | 0 | 8.0973e-06 | [17 empty] | 7.3.3.17.5 (Remote Grid) Updates to grid topology to minimize risk of ignition in HFTDs Remote GridWLDFREquipment / facility failureAggregated | WLDFR | HFTD - Distribution - Tier 2 - 3QU CoRE ¦ 3QU LoRE | Red Flag Warning - Catastrophic Fires | Equipment / facility failure | Aggregated | 2024 | 8.1577e-06 | 791.1875 | 0.0064543 | 2024 | Mitigation | 0.95 | 45 | 0 | esc | 0.00097009 | 7.9137e-09 | 0.00097009 | 7.9137e-09
[79 empty] | WLDFR | HFTD - Distribution - Tier 3 - 5QU CoRE ¦ 5QU LoRE | Non-Red Flag Warning - Catastrophic Fires | 2025 | 2.6735e-11 | 2.6735e-11 | 14664.6376 | 233.2301 | 8896.516 | 5534.8915 | 0 | 0 | 3.2547e-08 | 3.9205e-07 | 0 | 3.9205e-07 | 3.9205e-07 | 0 | 3.9205e-07 | 0 | 3.8738e-06 | 8.4915e-06 | 0 | 8.4915e-06 | [17 empty] | 7.3.3.17.5 (Remote Grid) Updates to grid topology to minimize risk of ignition in HFTDs Remote GridWLDFREquipment / facility failureAggregated | WLDFR | HFTD - Distribution - Tier 2 - 3QU CoRE ¦ 3QU LoRE | Red Flag Warning - Catastrophic Fires | Equipment / facility failure | Aggregated | 2025 | 8.1577e-06 | 791.1875 | 0.0064543 | 2025 | Mitigation | 0.95 | 45 | 0 | esc | 0.00097009 | 7.9137e-09 | 0.00097009 | 7.9137e-09
[79 empty] | WLDFR | HFTD - Distribution - Tier 3 - 5QU CoRE ¦ 5QU LoRE | Non-Red Flag Warning - Catastrophic Fires | 2026 | 2.6735e-11 | 2.6735e-11 | 14664.6376 | 233.2301 | 8896.516 | 5534.8915 | 0 | 0 | 3.2547e-08 | 3.9205e-07 | 0 | 3.9205e-07 | 3.9205e-07 | 0 | 3.9205e-07 | 0 | 3.8738e-06 | 8.4915e-06 | 0 | 8.4915e-06 | [17 empty] | 7.3.3.17.5 (Remote Grid) Updates to grid topology to minimize risk of ignition in HFTDs Remote GridWLDFREquipment / facility failureAggregated | WLDFR | HFTD - Distribution - Tier 2 - 3QU CoRE ¦ 3QU LoRE | Red Flag Warning - Catastrophic Fires | Equipment / facility failure | Aggregated | 2026 | 8.1577e-06 | 791.1875 | 0.0064543 | 2026 | Mitigation | 0.95 | 45 | 0 | esc | 0.00097009 | 7.9137e-09 | 0.00097009 | 7.9137e-09
[79 empty] | WLDFR | HFTD - Distribution - Tier 3 - 5QU CoRE ¦ 5QU LoRE | Non-Red Flag Warning - Catastrophic Fires | 2027 | 2.6735e-11 | 2.6735e-11 | 14664.6376 | 233.2301 | 8896.516 | 5534.8915 | 0 | 0 | 3.2547e-08 | 3.9205e-07 | 0 | 3.9205e-07 | 3.9205e-07 | 0 | 3.9205e-07 | 0 | 3.8738e-06 | 8.4915e-06 | 0 | 8.4915e-06 | [17 empty] | 7.3.3.17.5 (Remote Grid) Updates to grid topology to minimize risk of ignition in HFTDs Remote GridWLDFREquipment / facility failureAggregated | WLDFR | HFTD - Distribution - Tier 2 - 3QU CoRE ¦ 3QU LoRE | Red Flag Warning - Catastrophic Fires | Equipment / facility failure | Aggregated | 2027 | 8.1577e-06 | 791.1875 | 0.0064543 | 2027 | Mitigation | 0.95 | 45 | 0 | esc | 0.00097009 | 7.9137e-09 | 0.00097009 | 7.9137e-09
[79 empty] | WLDFR | HFTD - Distribution - Tier 3 - 5QU CoRE ¦ 5QU LoRE | Non-Red Flag Warning - Catastrophic Fires | 2028 | 2.6735e-11 | 2.6735e-11 | 15317.9909 | 247.273 | 9287.6491 | 5783.0689 | 0 | 0 | 3.2547e-08 | 4.0952e-07 | 0 | 4.0952e-07 | 4.0952e-07 | 0 | 4.0952e-07 | 0 | 3.8738e-06 | 8.4915e-06 | 0 | 8.4915e-06 | [17 empty] | 7.3.3.17.5 (Remote Grid) Updates to grid topology to minimize risk of ignition in HFTDs Remote GridWLDFREquipment / facility failureAggregated | WLDFR | HFTD - Distribution - Tier 2 - 3QU CoRE ¦ 3QU LoRE | Red Flag Warning - Catastrophic Fires | Equipment / facility failure | Aggregated | 2028 | 8.1577e-06 | 791.1875 | 0.0064543 | 2028 | Mitigation | 0.95 | 45 | 0 | esc | 0.00097009 | 7.9137e-09 | 0.00097009 | 7.9137e-09
[79 empty] | WLDFR | HFTD - Distribution - Tier 3 - 5QU CoRE ¦ 5QU LoRE | Non-Red Flag Warning - Catastrophic Fires | 2029 | 2.6735e-11 | 2.6735e-11 | 15317.9909 | 247.273 | 9287.6491 | 5783.0689 | 0 | 0 | 3.2547e-08 | 4.0952e-07 | 0 | 4.0952e-07 | 4.0952e-07 | 0 | 4.0952e-07 | 0 | 3.8738e-06 | 8.4915e-06 | 0 | 8.4915e-06 | [17 empty] | 7.3.3.17.5 (Remote Grid) Updates to grid topology to minimize risk of ignition in HFTDs Remote GridWLDFREquipment / facility failureAggregated | WLDFR | HFTD - Distribution - Tier 2 - 3QU CoRE ¦ 3QU LoRE | Red Flag Warning - Catastrophic Fires | Equipment / facility failure | Aggregated | 2029 | 8.1577e-06 | 791.1875 | 0.0064543 | 2029 | Mitigation | 0.95 | 45 | 0 | esc | 0.00097009 | 7.9137e-09 | 0.00097009 | 7.9137e-09
[79 empty] | WLDFR | HFTD - Distribution - Tier 3 - 5QU CoRE ¦ 5QU LoRE | Non-Red Flag Warning - Catastrophic Fires | 2030 | 2.6735e-11 | 2.6735e-11 | 15317.9909 | 247.273 | 9287.6491 | 5783.0689 | 0 | 0 | 3.2547e-08 | 4.0952e-07 | 0 | 4.0952e-07 | 4.0952e-07 | 0 | 4.0952e-07 | 0 | 4.0571e-06 | 8.8933e-06 | 0 | 8.8933e-06 | [17 empty] | 7.3.3.17.5 (Remote Grid) Updates to grid topology to minimize risk of ignition in HFTDs Remote GridWLDFREquipment / facility failureAggregated | WLDFR | HFTD - Distribution - Tier 2 - 3QU CoRE ¦ 3QU LoRE | Red Flag Warning - Catastrophic Fires | Equipment / facility failure | Aggregated | 2030 | 8.1577e-06 | 791.1875 | 0.0064543 | 2030 | Mitigation | 0.95 | 45 | 0 | esc | 0.00097009 | 7.9137e-09 | 0.00097009 | 7.9137e-09
[79 empty] | WLDFR | HFTD - Distribution - Tier 3 - 5QU CoRE ¦ 5QU LoRE | Non-Red Flag Warning - Catastrophic Fires | 2031 | 2.6735e-11 | 2.6735e-11 | 15317.9909 | 247.273 | 9287.6491 | 5783.0689 | 0 | 0 | 3.2547e-08 | 4.0952e-07 | 0 | 4.0952e-07 | 4.0952e-07 | 0 | 4.0952e-07 | 0 | 4.0571e-06 | 8.8933e-06 | 0 | 8.8933e-06 | [17 empty] | 7.3.3.17.5 (Remote Grid) Updates to grid topology to minimize risk of ignition in HFTDs Remote GridWLDFREquipment / facility failureAggregated | WLDFR | HFTD - Distribution - Tier 2 - 3QU CoRE ¦ 3QU LoRE | Red Flag Warning - Catastrophic Fires | Equipment / facility failure | Aggregated | 2031 | 8.1577e-06 | 791.1875 | 0.0064543 | 2031 | Mitigation | 0.95 | 45 | 0 | esc | 0.00097009 | 7.9137e-09 | 0.00097009 | 7.9137e-09
[79 empty] | WLDFR | HFTD - Distribution - Tier 3 - 5QU CoRE ¦ 5QU LoRE | Non-Red Flag Warning - Catastrophic Fires | 2032 | 2.6735e-11 | 2.6735e-11 | 15317.9909 | 247.273 | 9287.6491 | 5783.0689 | 0 | 0 | 3.2547e-08 | 4.0952e-07 | 0 | 4.0952e-07 | 4.0952e-07 | 0 | 4.0952e-07 | 0 | 4.0571e-06 | 8.8933e-06 | 0 | 8.8933e-06 | [17 empty] | 7.3.3.17.5 (Remote Grid) Updates to grid topology to minimize risk of ignition in HFTDs Remote GridWLDFREquipment / facility failureAggregated | WLDFR | HFTD - Distribution - Tier 2 - 3QU CoRE ¦ 3QU LoRE | Red Flag Warning - Catastrophic Fires | Equipment / facility failure | Aggregated | 2032 | 8.1577e-06 | 791.1875 | 0.0064543 | 2032 | Mitigation | 0.95 | 45 | 0 | esc | 0.00097009 | 7.9137e-09 | 0.00097009 | 7.9137e-09
[79 empty] | WLDFR | HFTD - Distribution - Tier 3 - 5QU CoRE ¦ 5QU LoRE | Non-Red Flag Warning - Catastrophic Fires | 2033 | 2.6735e-11 | 2.6735e-11 | 16044.1264 | 263.1074 | 9721.74 | 6059.2791 | 0 | 0 | 3.2547e-08 | 4.2893e-07 | 0 | 4.2893e-07 | 4.2893e-07 | 0 | 4.2893e-07 | 0 | 4.0571e-06 | 8.8933e-06 | 0 | 8.8933e-06 | [17 empty] | 7.3.3.17.5 (Remote Grid) Updates to grid topology to minimize risk of ignition in HFTDs Remote GridWLDFREquipment / facility failureAggregated | WLDFR | HFTD - Distribution - Tier 2 - 3QU CoRE ¦ 3QU LoRE | Red Flag Warning - Catastrophic Fires | Equipment / facility failure | Aggregated | 2033 | 8.1577e-06 | 791.1875 | 0.0064543 | 2033 | Mitigation | 0.95 | 45 | 0 | esc | 0.00097009 | 7.9137e-09 | 0.00097009 | 7.9137e-09
[79 empty] | WLDFR | HFTD - Distribution - Tier 3 - 5QU CoRE ¦ 5QU LoRE | Non-Red Flag Warning - Catastrophic Fires | 2034 | 2.6735e-11 | 2.6735e-11 | 16044.1264 | 263.1074 | 9721.74 | 6059.2791 | 0 | 0 | 3.2547e-08 | 4.2893e-07 | 0 | 4.2893e-07 | 4.2893e-07 | 0 | 4.2893e-07 | 0 | 4.0571e-06 | 8.8933e-06 | 0 | 8.8933e-06 | [17 empty] | 7.3.3.17.5 (Remote Grid) Updates to grid topology to minimize risk of ignition in HFTDs Remote GridWLDFREquipment / facility failureAggregated | WLDFR | HFTD - Distribution - Tier 2 - 3QU CoRE ¦ 3QU LoRE | Red Flag Warning - Catastrophic Fires | Equipment / facility failure | Aggregated | 2034 | 8.1577e-06 | 791.1875 | 0.0064543 | 2034 | Mitigation | 0.95 | 45 | 0 | esc | 0.00097009 | 7.9137e-09 | 0.00097009 | 7.9137e-09
[79 empty] | WLDFR | HFTD - Distribution - Tier 3 - 5QU CoRE ¦ 5QU LoRE | Non-Red Flag Warning - Catastrophic Fires | 2035 | 2.6735e-11 | 2.6735e-11 | 16044.1264 | 263.1074 | 9721.74 | 6059.2791 | 0 | 0 | 3.2547e-08 | 4.2893e-07 | 0 | 4.2893e-07 | 4.2893e-07 | 0 | 4.2893e-07 | 0 | 4.2417e-06 | 9.2979e-06 | 0 | 9.2979e-06 | [17 empty] | 7.3.3.17.5 (Remote Grid) Updates to grid topology to minimize risk of ignition in HFTDs Remote GridWLDFREquipment / facility failureAggregated | WLDFR | HFTD - Distribution - Tier 2 - 3QU CoRE ¦ 3QU LoRE | Red Flag Warning - Catastrophic Fires | Equipment / facility failure | Aggregated | 2035 | 8.1577e-06 | 791.1875 | 0.0064543 | 2035 | Mitigation | 0.95 | 45 | 0 | esc | 0.00097009 | 7.9137e-09 | 0.00097009 | 7.9137e-09
[79 empty] | WLDFR | HFTD - Distribution - Tier 3 - 5QU CoRE ¦ 5QU LoRE | Non-Red Flag Warning - Catastrophic Fires | 2036 | 2.6735e-11 | 2.6735e-11 | 16044.1264 | 263.1074 | 9721.74 | 6059.2791 | 0 | 0 | 3.2547e-08 | 4.2893e-07 | 0 | 4.2893e-07 | 4.2893e-07 | 0 | 4.2893e-07 | 0 | 4.2417e-06 | 9.2979e-06 | 0 | 9.2979e-06 | [17 empty] | 7.3.3.17.5 (Remote Grid) Updates to grid topology to minimize risk of ignition in HFTDs Remote GridWLDFREquipment / facility failureAggregated | WLDFR | HFTD - Distribution - Tier 2 - 3QU CoRE ¦ 3QU LoRE | Red Flag Warning - Catastrophic Fires | Equipment / facility failure | Aggregated | 2036 | 8.1577e-06 | 791.1875 | 0.0064543 | 2036 | Mitigation | 0.95 | 45 | 0 | esc | 0.00097009 | 7.9137e-09 | 0.00097009 | 7.9137e-09
[79 empty] | WLDFR | HFTD - Distribution - Tier 3 - 5QU CoRE ¦ 5QU LoRE | Non-Red Flag Warning - Catastrophic Fires | 2037 | 2.6735e-11 | 2.6735e-11 | 16044.1264 | 263.1074 | 9721.74 | 6059.2791 | 0 | 0 | 3.2547e-08 | 4.2893e-07 | 0 | 4.2893e-07 | 4.2893e-07 | 0 | 4.2893e-07 | 0 | 4.2417e-06 | 9.2979e-06 | 0 | 9.2979e-06 | [17 empty] | 7.3.3.17.5 (Remote Grid) Updates to grid topology to minimize risk of ignition in HFTDs Remote GridWLDFREquipment / facility failureAggregated | WLDFR | HFTD - Distribution - Tier 2 - 3QU CoRE ¦ 3QU LoRE | Red Flag Warning - Catastrophic Fires | Equipment / facility failure | Aggregated | 2037 | 8.1577e-06 | 791.1875 | 0.0064543 | 2037 | Mitigation | 0.95 | 45 | 0 | esc | 0.00097009 | 7.9137e-09 | 0.00097009 | 7.9137e-09
[79 empty] | WLDFR | HFTD - Distribution - Tier 3 - 5QU CoRE ¦ 5QU LoRE | Non-Red Flag Warning - Catastrophic Fires | 2038 | 2.6735e-11 | 2.6735e-11 | 16832.3912 | 280.5544 | 10192.2718 | 6359.5651 | 0 | 0 | 3.2547e-08 | 4.5001e-07 | 0 | 4.5001e-07 | 4.5001e-07 | 0 | 4.5001e-07 | 0 | 4.2417e-06 | 9.2979e-06 | 0 | 9.2979e-06 | [17 empty] | 7.3.3.17.5 (Remote Grid) Updates to grid topology to minimize risk of ignition in HFTDs Remote GridWLDFREquipment / facility failureAggregated | WLDFR | HFTD - Distribution - Tier 2 - 3QU CoRE ¦ 3QU LoRE | Red Flag Warning - Catastrophic Fires | Equipment / facility failure | Aggregated | 2038 | 8.1577e-06 | 791.1875 | 0.0064543 | 2038 | Mitigation | 0.95 | 45 | 0 | esc | 0.00097009 | 7.9137e-09 | 0.00097009 | 7.9137e-09
[79 empty] | WLDFR | HFTD - Distribution - Tier 3 - 5QU CoRE ¦ 5QU LoRE | Non-Red Flag Warning - Catastrophic Fires | 2039 | 2.6735e-11 | 2.6735e-11 | 16832.3912 | 280.5544 | 10192.2718 | 6359.5651 | 0 | 0 | 3.2547e-08 | 4.5001e-07 | 0 | 4.5001e-07 | 4.5001e-07 | 0 | 4.5001e-07 | 0 | 4.2417e-06 | 9.2979e-06 | 0 | 9.2979e-06 | [17 empty] | 7.3.3.17.5 (Remote Grid) Updates to grid topology to minimize risk of ignition in HFTDs Remote GridWLDFREquipment / facility failureAggregated | WLDFR | HFTD - Distribution - Tier 2 - 3QU CoRE ¦ 3QU LoRE | Red Flag Warning - Catastrophic Fires | Equipment / facility failure | Aggregated | 2039 | 8.1577e-06 | 791.1875 | 0.0064543 | 2039 | Mitigation | 0.95 | 45 | 0 | esc | 0.00097009 | 7.9137e-09 | 0.00097009 | 7.9137e-09
[79 empty] | WLDFR | HFTD - Distribution - Tier 3 - 5QU CoRE ¦ 5QU LoRE | Non-Red Flag Warning - Catastrophic Fires | 2040 | 2.6735e-11 | 2.6735e-11 | 16832.3912 | 280.5544 | 10192.2718 | 6359.5651 | 0 | 0 | 3.2547e-08 | 4.5001e-07 | 0 | 4.5001e-07 | 4.5001e-07 | 0 | 4.5001e-07 | 0 | 4.4253e-06 | 9.7005e-06 | 0 | 9.7005e-06 | [17 empty] | 7.3.3.17.5 (Remote Grid) Updates to grid topology to minimize risk of ignition in HFTDs Remote GridWLDFREquipment / facility failureAggregated | WLDFR | HFTD - Distribution - Tier 2 - 3QU CoRE ¦ 3QU LoRE | Red Flag Warning - Catastrophic Fires | Equipment / facility failure | Aggregated | 2040 | 8.1577e-06 | 791.1875 | 0.0064543 | 2040 | Mitigation | 0.95 | 45 | 0 | esc | 0.00097009 | 7.9137e-09 | 0.00097009 | 7.9137e-09
[79 empty] | WLDFR | HFTD - Distribution - Tier 3 - 5QU CoRE ¦ 5QU LoRE | Non-Red Flag Warning - Catastrophic Fires | 2041 | 2.6735e-11 | 2.6735e-11 | 16832.3912 | 280.5544 | 10192.2718 | 6359.5651 | 0 | 0 | 3.2547e-08 | 4.5001e-07 | 0 | 4.5001e-07 | 4.5001e-07 | 0 | 4.5001e-07 | 0 | 4.4253e-06 | 9.7005e-06 | 0 | 9.7005e-06 | [17 empty] | 7.3.3.17.5 (Remote Grid) Updates to grid topology to minimize risk of ignition in HFTDs Remote GridWLDFREquipment / facility failureAggregated | WLDFR | HFTD - Distribution - Tier 2 - 3QU CoRE ¦ 3QU LoRE | Red Flag Warning - Catastrophic Fires | Equipment / facility failure | Aggregated | 2041 | 8.1577e-06 | 791.1875 | 0.0064543 | 2041 | Mitigation | 0.95 | 45 | 0 | esc | 0.00097009 | 7.9137e-09 | 0.00097009 | 7.9137e-09
[79 empty] | WLDFR | HFTD - Distribution - Tier 3 - 5QU CoRE ¦ 5QU LoRE | Non-Red Flag Warning - Catastrophic Fires | 2042 | 2.6735e-11 | 2.6735e-11 | 16832.3912 | 280.5544 | 10192.2718 | 6359.5651 | 0 | 0 | 3.2547e-08 | 4.5001e-07 | 0 | 4.5001e-07 | 4.5001e-07 | 0 | 4.5001e-07 | 0 | 4.4253e-06 | 9.7005e-06 | 0 | 9.7005e-06 | [17 empty] | 7.3.3.17.5 (Remote Grid) Updates to grid topology to minimize risk of ignition in HFTDs Remote GridWLDFREquipment / facility failureAggregated | WLDFR | HFTD - Distribution - Tier 2 - 3QU CoRE ¦ 3QU LoRE | Red Flag Warning - Catastrophic Fires | Equipment / facility failure | Aggregated | 2042 | 8.1577e-06 | 791.1875 | 0.0064543 | 2042 | Mitigation | 0.95 | 45 | 0 | esc | 0.00097009 | 7.9137e-09 | 0.00097009 | 7.9137e-09
[79 empty] | WLDFR | HFTD - Distribution - Tier 3 - 5QU CoRE ¦ 5QU LoRE | Non-Red Flag Warning - Catastrophic Fires | 2043 | 2.6735e-11 | 2.6735e-11 | 17672.0852 | 299.42 | 10692.7362 | 6679.929 | 0 | 0 | 3.2547e-08 | 4.7246e-07 | 0 | 4.7246e-07 | 4.7246e-07 | 0 | 4.7246e-07 | 0 | 0 | 9.7005e-06 | 0 | 9.7005e-06 | [17 empty] | 7.3.3.17.5 (Remote Grid) Updates to grid topology to minimize risk of ignition in HFTDs Remote GridWLDFREquipment / facility failureAggregated | WLDFR | HFTD - Distribution - Tier 2 - 3QU CoRE ¦ 3QU LoRE | Red Flag Warning - Catastrophic Fires | Equipment / facility failure | Aggregated | 2043 | 8.1577e-06 | 791.1875 | 0.0064543 | 2043 | Mitigation | 0.95 | 45 | 0 | esc | 0.00097009 | 7.9137e-09 | 0.00097009 | 7.9137e-09
[79 empty] | WLDFR | HFTD - Distribution - Tier 3 - 5QU CoRE ¦ 5QU LoRE | Non-Red Flag Warning - Catastrophic Fires | 2044 | 2.6735e-11 | 2.6735e-11 | 17672.0852 | 299.42 | 10692.7362 | 6679.929 | 0 | 0 | 3.2547e-08 | 4.7246e-07 | 0 | 4.7246e-07 | 4.7246e-07 | 0 | 4.7246e-07 | 0 | 0 | 0 | 0 | 0 | [17 empty] | 7.3.3.17.5 (Remote Grid) Updates to grid topology to minimize risk of ignition in HFTDs Remote GridWLDFREquipment / facility failureAggregated | WLDFR | HFTD - Distribution - Tier 2 - 3QU CoRE ¦ 3QU LoRE | Red Flag Warning - Catastrophic Fires | Equipment / facility failure | Aggregated | 2044 | 8.1577e-06 | 791.1875 | 0.0064543 | 2044 | Mitigation | 0.95 | 45 | 0 | esc | 0.00097009 | 7.9137e-09 | 0.00097009 | 7.9137e-09
[79 empty] | WLDFR | HFTD - Distribution - Tier 3 - 5QU CoRE ¦ 5QU LoRE | Non-Red Flag Warning - Catastrophic Fires | 2045 | 2.6735e-11 | 2.6735e-11 | 17672.0852 | 299.42 | 10692.7362 | 6679.929 | 0 | 0 | 3.2547e-08 | 4.7246e-07 | 0 | 4.7246e-07 | 4.7246e-07 | 0 | 4.7246e-07 | 0 | 4.3371e-08 | 0 | 0 | 0 | [17 empty] | 7.3.3.17.5 (Remote Grid) Updates to grid topology to minimize risk of ignition in HFTDs Remote GridWLDFREquipment / facility failureAggregated | WLDFR | HFTD - Distribution - Tier 2 - 3QU CoRE ¦ 3QU LoRE | Red Flag Warning - Catastrophic Fires | Equipment / facility failure | Aggregated | 2045 | 8.1577e-06 | 791.1875 | 0.0064543 | 2045 | Mitigation | 0.95 | 45 | 0 | esc | 0.00097009 | 7.9137e-09 | 0.00097009 | 7.9137e-09
[79 empty] | WLDFR | HFTD - Distribution - Tier 3 - 5QU CoRE ¦ 5QU LoRE | Non-Red Flag Warning - Catastrophic Fires | 2046 | 2.6735e-11 | 2.6735e-11 | 17672.0852 | 299.42 | 10692.7362 | 6679.929 | 0 | 0 | 3.2547e-08 | 4.7246e-07 | 0 | 4.7246e-07 | 4.7246e-07 | 0 | 4.7246e-07 | 0 | 4.5311e-08 | 9.9323e-08 | 0 | 9.9323e-08 | [17 empty] | 7.3.3.17.5 (Remote Grid) Updates to grid topology to minimize risk of ignition in HFTDs Remote GridWLDFREquipment / facility failureAggregated | WLDFR | HFTD - Distribution - Tier 2 - 3QU CoRE ¦ 3QU LoRE | Red Flag Warning - Catastrophic Fires | Equipment / facility failure | Aggregated | 2046 | 8.1577e-06 | 791.1875 | 0.0064543 | 2046 | Mitigation | 0.95 | 45 | 0 | esc | 0.00097009 | 7.9137e-09 | 0.00097009 | 7.9137e-09
[79 empty] | WLDFR | HFTD - Distribution - Tier 3 - 5QU CoRE ¦ 5QU LoRE | Non-Red Flag Warning - Catastrophic Fires | 2047 | 2.6735e-11 | 2.6735e-11 | 17672.0852 | 299.42 | 10692.7362 | 6679.929 | 0 | 0 | 3.2547e-08 | 4.7246e-07 | 0 | 4.7246e-07 | 4.7246e-07 | 0 | 4.7246e-07 | 0 | 4.5311e-08 | 9.9323e-08 | 0 | 9.9323e-08 | [17 empty] | 7.3.3.17.5 (Remote Grid) Updates to grid topology to minimize risk of ignition in HFTDs Remote GridWLDFREquipment / facility failureAggregated | WLDFR | HFTD - Distribution - Tier 2 - 3QU CoRE ¦ 3QU LoRE | Red Flag Warning - Catastrophic Fires | Equipment / facility failure | Aggregated | 2047 | 8.1577e-06 | 791.1875 | 0.0064543 | 2047 | Mitigation | 0.95 | 45 | 0 | esc | 0.00097009 | 7.9137e-09 | 0.00097009 | 7.9137e-09
[79 empty] | WLDFR | HFTD - Distribution - Tier 3 - 5QU CoRE ¦ 5QU LoRE | Non-Red Flag Warning - Catastrophic Fires | 2048 | 2.6735e-11 | 2.6735e-11 | 18552.3348 | 319.4911 | 11216.5626 | 7016.281 | 0 | 0 | 3.2547e-08 | 4.9599e-07 | 0 | 4.9599e-07 | 4.9599e-07 | 0 | 4.9599e-07 | 0 | 4.5311e-08 | 9.9323e-08 | 0 | 9.9323e-08 | [17 empty] | 7.3.3.17.5 (Remote Grid) Updates to grid topology to minimize risk of ignition in HFTDs Remote GridWLDFREquipment / facility failureAggregated | WLDFR | HFTD - Distribution - Tier 2 - 3QU CoRE ¦ 3QU LoRE | Red Flag Warning - Catastrophic Fires | Equipment / facility failure | Aggregated | 2048 | 8.1577e-06 | 791.1875 | 0.0064543 | 2048 | Mitigation | 0.95 | 45 | 0 | esc | 0.00097009 | 7.9137e-09 | 0.00097009 | 7.9137e-09
[79 empty] | WLDFR | HFTD - Distribution - Tier 3 - 5QU CoRE ¦ 5QU LoRE | Non-Red Flag Warning - Catastrophic Fires | 2049 | 2.6735e-11 | 2.6735e-11 | 18552.3348 | 319.4911 | 11216.5626 | 7016.281 | 0 | 0 | 3.2547e-08 | 4.9599e-07 | 0 | 4.9599e-07 | 4.9599e-07 | 0 | 4.9599e-07 | 0 | 4.5311e-08 | 9.9323e-08 | 0 | 9.9323e-08 | [17 empty] | 7.3.3.17.5 (Remote Grid) Updates to grid topology to minimize risk of ignition in HFTDs Remote GridWLDFREquipment / facility failureAggregated | WLDFR | HFTD - Distribution - Tier 2 - 3QU CoRE ¦ 3QU LoRE | Red Flag Warning - Catastrophic Fires | Equipment / facility failure | Aggregated | 2049 | 8.1577e-06 | 791.1875 | 0.0064543 | 2049 | Mitigation | 0.95 | 45 | 0 | esc | 0.00097009 | 7.9137e-09 | 0.00097009 | 7.9137e-09
[79 empty] | WLDFR | HFTD - Distribution - Tier 3 - 5QU CoRE ¦ 5QU LoRE | Non-Red Flag Warning - Catastrophic Fires | 2050 | 2.6735e-11 | 2.6735e-11 | 18552.3348 | 319.4911 | 11216.5626 | 7016.281 | 0 | 0 | 3.2547e-08 | 4.9599e-07 | 0 | 4.9599e-07 | 4.9599e-07 | 0 | 4.9599e-07 | 0 | 4.5311e-08 | 9.9323e-08 | 0 | 9.9323e-08 | [17 empty] | 7.3.3.17.5 (Remote Grid) Updates to grid topology to minimize risk of ignition in HFTDs Remote GridWLDFREquipment / facility failureAggregated | WLDFR | HFTD - Distribution - Tier 2 - 3QU CoRE ¦ 3QU LoRE | Red Flag Warning - Catastrophic Fires | Equipment / facility failure | Aggregated | 2050 | 8.1577e-06 | 791.1875 | 0.0064543 | 2050 | Mitigation | 0.95 | 45 | 0 | esc | 0.00097009 | 7.9137e-09 | 0.00097009 | 7.9137e-09
[79 empty] | WLDFR | HFTD - Distribution - Tier 3 - 5QU CoRE ¦ 5QU LoRE | Non-Red Flag Warning - Catastrophic Fires | 2051 | 2.6735e-11 | 2.6735e-11 | 18552.3348 | 319.4911 | 11216.5626 | 7016.281 | 0 | 0 | 3.2547e-08 | 4.9599e-07 | 0 | 4.9599e-07 | 4.9599e-07 | 0 | 4.9599e-07 | 0 | 4.781e-08 | 1.048e-07 | 0 | 1.048e-07 | [17 empty] | 7.3.3.17.5 (Remote Grid) Updates to grid topology to minimize risk of ignition in HFTDs Remote GridWLDFREquipment / facility failureAggregated | WLDFR | HFTD - Distribution - Tier 2 - 3QU CoRE ¦ 3QU LoRE | Red Flag Warning - Catastrophic Fires | Equipment / facility failure | Aggregated | 2051 | 8.1577e-06 | 791.1875 | 0.0064543 | 2051 | Mitigation | 0.95 | 45 | 0 | esc | 0.00097009 | 7.9137e-09 | 0.00097009 | 7.9137e-09
[79 empty] | WLDFR | HFTD - Distribution - Tier 3 - 5QU CoRE ¦ 5QU LoRE | Non-Red Flag Warning - Catastrophic Fires | 2052 | 2.6735e-11 | 2.6735e-11 | 18552.3348 | 319.4911 | 11216.5626 | 7016.281 | 0 | 0 | 3.2547e-08 | 4.9599e-07 | 0 | 4.9599e-07 | 4.9599e-07 | 0 | 4.9599e-07 | 0 | 4.781e-08 | 1.048e-07 | 0 | 1.048e-07 | [17 empty] | 7.3.3.17.5 (Remote Grid) Updates to grid topology to minimize risk of ignition in HFTDs Remote GridWLDFREquipment / facility failureAggregated | WLDFR | HFTD - Distribution - Tier 2 - 3QU CoRE ¦ 3QU LoRE | Red Flag Warning - Catastrophic Fires | Equipment / facility failure | Aggregated | 2052 | 8.1577e-06 | 791.1875 | 0.0064543 | 2052 | Mitigation | 0.95 | 45 | 0 | esc | 0.00097009 | 7.9137e-09 | 0.00097009 | 7.9137e-09
[79 empty] | WLDFR | HFTD - Distribution - Tier 3 - 5QU CoRE ¦ 5QU LoRE | Non-Red Flag Warning - Catastrophic Fires | 2053 | 2.6735e-11 | 2.6735e-11 | 19462.1283 | 340.5356 | 11757.1413 | 7364.4514 | 0 | 0 | 3.2547e-08 | 5.2031e-07 | 0 | 5.2031e-07 | 5.2031e-07 | 0 | 5.2031e-07 | 0 | 4.781e-08 | 1.048e-07 | 0 | 1.048e-07 | [17 empty] | 7.3.3.17.5 (Remote Grid) Updates to grid topology to minimize risk of ignition in HFTDs Remote GridWLDFREquipment / facility failureAggregated | WLDFR | HFTD - Distribution - Tier 2 - 3QU CoRE ¦ 3QU LoRE | Red Flag Warning - Catastrophic Fires | Equipment / facility failure | Aggregated | 2053 | 8.1577e-06 | 791.1875 | 0.0064543 | 2053 | Mitigation | 0.95 | 45 | 0 | esc | 0.00097009 | 7.9137e-09 | 0.00097009 | 7.9137e-09
[79 empty] | WLDFR | HFTD - Distribution - Tier 3 - 5QU CoRE ¦ 5QU LoRE | Non-Red Flag Warning - Catastrophic Fires | 2054 | 2.6735e-11 | 2.6735e-11 | 19462.1283 | 340.5356 | 11757.1413 | 7364.4514 | 0 | 0 | 3.2547e-08 | 5.2031e-07 | 0 | 5.2031e-07 | 5.2031e-07 | 0 | 5.2031e-07 | 0 | 4.781e-08 | 1.048e-07 | 0 | 1.048e-07 | [17 empty] | 7.3.3.17.5 (Remote Grid) Updates to grid topology to minimize risk of ignition in HFTDs Remote GridWLDFREquipment / facility failureAggregated | WLDFR | HFTD - Distribution - Tier 2 - 3QU CoRE ¦ 3QU LoRE | Red Flag Warning - Catastrophic Fires | Equipment / facility failure | Aggregated | 2054 | 8.1577e-06 | 791.1875 | 0.0064543 | 2054 | Mitigation | 0.95 | 45 | 0 | esc | 0.00097009 | 7.9137e-09 | 0.00097009 | 7.9137e-09
[79 empty] | WLDFR | HFTD - Distribution - Tier 3 - 5QU CoRE ¦ 5QU LoRE | Non-Red Flag Warning - Catastrophic Fires | 2055 | 2.6735e-11 | 2.6735e-11 | 19462.1283 | 340.5356 | 11757.1413 | 7364.4514 | 0 | 0 | 3.2547e-08 | 5.2031e-07 | 0 | 5.2031e-07 | 5.2031e-07 | 0 | 5.2031e-07 | 0 | 4.781e-08 | 1.048e-07 | 0 | 1.048e-07 | [17 empty] | 7.3.3.17.5 (Remote Grid) Updates to grid topology to minimize risk of ignition in HFTDs Remote GridWLDFREquipment / facility failureAggregated | WLDFR | HFTD - Distribution - Tier 2 - 3QU CoRE ¦ 3QU LoRE | Red Flag Warning - Catastrophic Fires | Equipment / facility failure | Aggregated | 2055 | 8.1577e-06 | 791.1875 | 0.0064543 | 2055 | Mitigation | 0.95 | 45 | 0 | esc | 0.00097009 | 7.9137e-09 | 0.00097009 | 7.9137e-09
[79 empty] | WLDFR | HFTD - Distribution - Tier 3 - 5QU CoRE ¦ 5QU LoRE | Non-Red Flag Warning - Catastrophic Fires | 2056 | 2.6735e-11 | 2.6735e-11 | 19462.1283 | 340.5356 | 11757.1413 | 7364.4514 | 0 | 0 | 3.2547e-08 | 5.2031e-07 | 0 | 5.2031e-07 | 5.2031e-07 | 0 | 5.2031e-07 | 0 | 5.0653e-08 | 1.1103e-07 | 0 | 1.1103e-07 | [17 empty] | 7.3.3.17.5 (Remote Grid) Updates to grid topology to minimize risk of ignition in HFTDs Remote GridWLDFREquipment / facility failureAggregated | WLDFR | HFTD - Distribution - Tier 2 - 3QU CoRE ¦ 3QU LoRE | Red Flag Warning - Catastrophic Fires | Equipment / facility failure | Aggregated | 2056 | 8.1577e-06 | 791.1875 | 0.0064543 | 2056 | Mitigation | 0.95 | 45 | 0 | esc | 0.00097009 | 7.9137e-09 | 0.00097009 | 7.9137e-09
[79 empty] | WLDFR | HFTD - Distribution - Tier 3 - 5QU CoRE ¦ 5QU LoRE | Non-Red Flag Warning - Catastrophic Fires | 2057 | 2.6735e-11 | 2.6735e-11 | 19462.1283 | 340.5356 | 11757.1413 | 7364.4514 | 0 | 0 | 3.2547e-08 | 5.2031e-07 | 0 | 5.2031e-07 | 5.2031e-07 | 0 | 5.2031e-07 | 0 | 5.0653e-08 | 1.1103e-07 | 0 | 1.1103e-07 | [17 empty] | 7.3.3.17.5 (Remote Grid) Updates to grid topology to minimize risk of ignition in HFTDs Remote GridWLDFREquipment / facility failureAggregated | WLDFR | HFTD - Distribution - Tier 2 - 3QU CoRE ¦ 3QU LoRE | Red Flag Warning - Catastrophic Fires | Equipment / facility failure | Aggregated | 2057 | 8.1577e-06 | 791.1875 | 0.0064543 | 2057 | Mitigation | 0.95 | 45 | 0 | esc | 0.00097009 | 7.9137e-09 | 0.00097009 | 7.9137e-09
[79 empty] | WLDFR | HFTD - Distribution - Tier 3 - 5QU CoRE ¦ 5QU LoRE | Non-Red Flag Warning - Catastrophic Fires | 2058 | 2.6735e-11 | 2.6735e-11 | 20390.4035 | 362.3049 | 12307.8747 | 7720.2238 | 0 | 0 | 3.2547e-08 | 5.4513e-07 | 0 | 5.4513e-07 | 5.4513e-07 | 0 | 5.4513e-07 | 0 | 5.0653e-08 | 1.1103e-07 | 0 | 1.1103e-07 | [17 empty] | 7.3.3.17.5 (Remote Grid) Updates to grid topology to minimize risk of ignition in HFTDs Remote GridWLDFREquipment / facility failureAggregated | WLDFR | HFTD - Distribution - Tier 2 - 3QU CoRE ¦ 3QU LoRE | Red Flag Warning - Catastrophic Fires | Equipment / facility failure | Aggregated | 2058 | 8.1577e-06 | 791.1875 | 0.0064543 | 2058 | Mitigation | 0.95 | 45 | 0 | esc | 0.00097009 | 7.9137e-09 | 0.00097009 | 7.9137e-09
[79 empty] | WLDFR | HFTD - Distribution - Tier 3 - 5QU CoRE ¦ 5QU LoRE | Non-Red Flag Warning - Catastrophic Fires | 2059 | 2.6735e-11 | 2.6735e-11 | 20390.4035 | 362.3049 | 12307.8747 | 7720.2238 | 0 | 0 | 3.2547e-08 | 5.4513e-07 | 0 | 5.4513e-07 | 5.4513e-07 | 0 | 5.4513e-07 | 0 | 5.0653e-08 | 1.1103e-07 | 0 | 1.1103e-07 | [17 empty] | 7.3.3.17.5 (Remote Grid) Updates to grid topology to minimize risk of ignition in HFTDs Remote GridWLDFREquipment / facility failureAggregated | WLDFR | HFTD - Distribution - Tier 2 - 3QU CoRE ¦ 3QU LoRE | Red Flag Warning - Catastrophic Fires | Equipment / facility failure | Aggregated | 2059 | 8.1577e-06 | 791.1875 | 0.0064543 | 2059 | Mitigation | 0.95 | 45 | 0 | esc | 0.00097009 | 7.9137e-09 | 0.00097009 | 7.9137e-09
[79 empty] | WLDFR | HFTD - Distribution - Tier 3 - 5QU CoRE ¦ 5QU LoRE | Non-Red Flag Warning - Catastrophic Fires | 2060 | 2.6735e-11 | 2.6735e-11 | 20390.4035 | 362.3049 | 12307.8747 | 7720.2238 | 0 | 0 | 3.2547e-08 | 5.4513e-07 | 0 | 5.4513e-07 | 5.4513e-07 | 0 | 5.4513e-07 | 0 | 5.0653e-08 | 1.1103e-07 | 0 | 1.1103e-07 | [17 empty] | 7.3.3.17.5 (Remote Grid) Updates to grid topology to minimize risk of ignition in HFTDs Remote GridWLDFREquipment / facility failureAggregated | WLDFR | HFTD - Distribution - Tier 2 - 3QU CoRE ¦ 3QU LoRE | Red Flag Warning - Catastrophic Fires | Equipment / facility failure | Aggregated | 2060 | 8.1577e-06 | 791.1875 | 0.0064543 | 2060 | Mitigation | 0.95 | 45 | 0 | esc | 0.00097009 | 7.9137e-09 | 0.00097009 | 7.9137e-09
[79 empty] | WLDFR | HFTD - Distribution - Tier 3 - 5QU CoRE ¦ 5QU LoRE | Non-Red Flag Warning - Catastrophic Fires | 2061 | 2.6735e-11 | 2.6735e-11 | 20390.4035 | 362.3049 | 12307.8747 | 7720.2238 | 0 | 0 | 3.2547e-08 | 5.4513e-07 | 0 | 5.4513e-07 | 5.4513e-07 | 0 | 5.4513e-07 | 0 | 5.3817e-08 | 1.1797e-07 | 0 | 1.1797e-07 | [17 empty] | 7.3.3.17.5 (Remote Grid) Updates to grid topology to minimize risk of ignition in HFTDs Remote GridWLDFREquipment / facility failureAggregated | WLDFR | HFTD - Distribution - Tier 2 - 3QU CoRE ¦ 3QU LoRE | Red Flag Warning - Catastrophic Fires | Equipment / facility failure | Aggregated | 2061 | 8.1577e-06 | 791.1875 | 0.0064543 | 2061 | Mitigation | 0.95 | 45 | 0 | esc | 0.00097009 | 7.9137e-09 | 0.00097009 | 7.9137e-09
[79 empty] | WLDFR | HFTD - Distribution - Tier 3 - 5QU CoRE ¦ 5QU LoRE | Non-Red Flag Warning - Catastrophic Fires | 2062 | 2.6735e-11 | 2.6735e-11 | 20390.4035 | 362.3049 | 12307.8747 | 7720.2238 | 0 | 0 | 3.2547e-08 | 5.4513e-07 | 0 | 5.4513e-07 | 5.4513e-07 | 0 | 5.4513e-07 | 0 | 5.3817e-08 | 1.1797e-07 | 0 | 1.1797e-07 | [17 empty] | 7.3.3.17.5 (Remote Grid) Updates to grid topology to minimize risk of ignition in HFTDs Remote GridWLDFREquipment / facility failureAggregated | WLDFR | HFTD - Distribution - Tier 2 - 3QU CoRE ¦ 3QU LoRE | Red Flag Warning - Catastrophic Fires | Equipment / facility failure | Aggregated | 2062 | 8.1577e-06 | 791.1875 | 0.0064543 | 2062 | Mitigation | 0.95 | 45 | 0 | esc | 0.00097009 | 7.9137e-09 | 0.00097009 | 7.9137e-09
[79 empty] | WLDFR | HFTD - Distribution - Tier 3 - 5QU CoRE ¦ 5QU LoRE | Non-Red Flag Warning - Catastrophic Fires | 2063 | 2.6735e-11 | 2.6735e-11 | 21325.9188 | 384.5316 | 12862.0997 | 8079.2876 | 0 | 0 | 3.2547e-08 | 5.7014e-07 | 0 | 5.7014e-07 | 5.7014e-07 | 0 | 5.7014e-07 | 0 | 5.3817e-08 | 1.1797e-07 | 0 | 1.1797e-07 | [17 empty] | 7.3.3.17.5 (Remote Grid) Updates to grid topology to minimize risk of ignition in HFTDs Remote GridWLDFREquipment / facility failureAggregated | WLDFR | HFTD - Distribution - Tier 2 - 3QU CoRE ¦ 3QU LoRE | Red Flag Warning - Catastrophic Fires | Equipment / facility failure | Aggregated | 2063 | 8.1577e-06 | 791.1875 | 0.0064543 | 2063 | Mitigation | 0.95 | 45 | 0 | esc | 0.00097009 | 7.9137e-09 | 0.00097009 | 7.9137e-09
[79 empty] | WLDFR | HFTD - Distribution - Tier 3 - 5QU CoRE ¦ 5QU LoRE | Non-Red Flag Warning - Catastrophic Fires | 2064 | 2.6735e-11 | 2.6735e-11 | 21325.9188 | 384.5316 | 12862.0997 | 8079.2876 | 0 | 0 | 3.2547e-08 | 5.7014e-07 | 0 | 5.7014e-07 | 5.7014e-07 | 0 | 5.7014e-07 | 0 | 5.3817e-08 | 1.1797e-07 | 0 | 1.1797e-07 | [17 empty] | 7.3.3.17.5 (Remote Grid) Updates to grid topology to minimize risk of ignition in HFTDs Remote GridWLDFREquipment / facility failureAggregated | WLDFR | HFTD - Distribution - Tier 2 - 3QU CoRE ¦ 3QU LoRE | Red Flag Warning - Catastrophic Fires | Equipment / facility failure | Aggregated | 2064 | 8.1577e-06 | 791.1875 | 0.0064543 | 2064 | Mitigation | 0.95 | 45 | 0 | esc | 0.00097009 | 7.9137e-09 | 0.00097009 | 7.9137e-09
[79 empty] | WLDFR | HFTD - Distribution - Tier 3 - 5QU CoRE ¦ 5QU LoRE | Non-Red Flag Warning - Catastrophic Fires | 2065 | 2.6735e-11 | 2.6735e-11 | 21325.9188 | 384.5316 | 12862.0997 | 8079.2876 | 0 | 0 | 3.2547e-08 | 5.7014e-07 | 0 | 5.7014e-07 | 5.7014e-07 | 0 | 5.7014e-07 | 0 | 5.3817e-08 | 1.1797e-07 | 0 | 1.1797e-07 | [17 empty] | 7.3.3.17.5 (Remote Grid) Updates to grid topology to minimize risk of ignition in HFTDs Remote GridWLDFREquipment / facility failureAggregated | WLDFR | HFTD - Distribution - Tier 2 - 3QU CoRE ¦ 3QU LoRE | Red Flag Warning - Catastrophic Fires | Equipment / facility failure | Aggregated | 2065 | 8.1577e-06 | 791.1875 | 0.0064543 | 2065 | Mitigation | 0.95 | 45 | 0 | esc | 0.00097009 | 7.9137e-09 | 0.00097009 | 7.9137e-09
[79 empty] | WLDFR | HFTD - Distribution - Tier 3 - 5QU CoRE ¦ 5QU LoRE | Non-Red Flag Warning - Catastrophic Fires | 2066 | 2.6735e-11 | 2.6735e-11 | 21325.9188 | 384.5316 | 12862.0997 | 8079.2876 | 0 | 0 | 3.2547e-08 | 5.7014e-07 | 0 | 5.7014e-07 | 5.7014e-07 | 0 | 5.7014e-07 | 0 | 5.7277e-08 | 1.2555e-07 | 0 | 1.2555e-07 | [17 empty] | 7.3.3.17.5 (Remote Grid) Updates to grid topology to minimize risk of ignition in HFTDs Remote GridWLDFREquipment / facility failureAggregated | WLDFR | HFTD - Distribution - Tier 2 - 3QU CoRE ¦ 3QU LoRE | Red Flag Warning - Catastrophic Fires | Equipment / facility failure | Aggregated | 2066 | 8.1577e-06 | 791.1875 | 0.0064543 | 2066 | Mitigation | 0.95 | 45 | 0 | esc | 0.00097009 | 7.9137e-09 | 0.00097009 | 7.9137e-09
[79 empty] | WLDFR | HFTD - Distribution - Tier 3 - 5QU CoRE ¦ 5QU LoRE | Non-Red Flag Warning - Catastrophic Fires | 2067 | 0 | 2.6735e-11 | 21325.9188 | 384.5316 | 12862.0997 | 8079.2876 | 0 | 0 | 3.2547e-08 | 0 | 0 | 0 | 5.7014e-07 | 0 | 5.7014e-07 | 0 | 5.7277e-08 | 1.2555e-07 | 0 | 1.2555e-07 | [17 empty] | 7.3.3.17.5 (Remote Grid) Updates to grid topology to minimize risk of ignition in HFTDs Remote GridWLDFREquipment / facility failureAggregated | WLDFR | HFTD - Distribution - Tier 2 - 3QU CoRE ¦ 3QU LoRE | Red Flag Warning - Catastrophic Fires | Equipment / facility failure | Aggregated | 2067 | 8.1577e-06 | 791.1875 | 0.0064543 | 2067 | Mitigation | 0.95 | 45 | 0 | esc | 0 | 0 | 0.00097009 | 7.9137e-09
[79 empty] | WLDFR | HFTD - Distribution - Tier 3 - 5QU CoRE ¦ 5QU LoRE | Non-Red Flag Warning - Destructive Fires | 2022 | 3.6369e-11 | 0 | 8807.9522 | 222.2294 | 8585.7228 | 0 | 0 | 0 | 4.1165e-08 | 3.2034e-07 | 0 | 3.2034e-07 | 0 | 0 | 0 | 0 | 5.7277e-08 | 1.2555e-07 | 0 | 1.2555e-07 | [17 empty] | 7.3.3.17.5 (Remote Grid) Updates to grid topology to minimize risk of ignition in HFTDs Remote GridWLDFRVegetation ContactAggregated | WLDFR | HFTD - Distribution - Tier 2 - 3QU CoRE ¦ 3QU LoRE | Red Flag Warning - Catastrophic Fires | Vegetation Contact | Aggregated | 2022 | 2.1183e-05 | 791.1875 | 0.01676 | 2022 | Mitigation | 0.95 | 45 | 0 | esc | 0.00097009 | 2.055e-08 | 0 | 0
[79 empty] | WLDFR | HFTD - Distribution - Tier 3 - 5QU CoRE ¦ 5QU LoRE | Non-Red Flag Warning - Destructive Fires | 2023 | 3.6369e-11 | 3.6369e-11 | 9129.7461 | 233.2301 | 8896.516 | 0 | 0 | 0 | 4.1165e-08 | 3.3204e-07 | 0 | 3.3204e-07 | 3.3204e-07 | 0 | 3.3204e-07 | 0 | 5.7277e-08 | 1.2555e-07 | 0 | 1.2555e-07 | [17 empty] | 7.3.3.17.5 (Remote Grid) Updates to grid topology to minimize risk of ignition in HFTDs Remote GridWLDFRVegetation ContactAggregated | WLDFR | HFTD - Distribution - Tier 2 - 3QU CoRE ¦ 3QU LoRE | Red Flag Warning - Catastrophic Fires | Vegetation Contact | Aggregated | 2023 | 2.1183e-05 | 791.1875 | 0.01676 | 2023 | Mitigation | 0.95 | 45 | 0 | esc | 0.00097009 | 2.055e-08 | 0.00097009 | 2.055e-08
[79 empty] | WLDFR | HFTD - Distribution - Tier 3 - 5QU CoRE ¦ 5QU LoRE | Non-Red Flag Warning - Destructive Fires | 2024 | 3.6369e-11 | 3.6369e-11 | 9129.7461 | 233.2301 | 8896.516 | 0 | 0 | 0 | 4.1165e-08 | 3.3204e-07 | 0 | 3.3204e-07 | 3.3204e-07 | 0 | 3.3204e-07 | 0 | 5.7277e-08 | 1.2555e-07 | 0 | 1.2555e-07 | [17 empty] | 7.3.3.17.5 (Remote Grid) Updates to grid topology to minimize risk of ignition in HFTDs Remote GridWLDFRVegetation ContactAggregated | WLDFR | HFTD - Distribution - Tier 2 - 3QU CoRE ¦ 3QU LoRE | Red Flag Warning - Catastrophic Fires | Vegetation Contact | Aggregated | 2024 | 2.1183e-05 | 791.1875 | 0.01676 | 2024 | Mitigation | 0.95 | 45 | 0 | esc | 0.00097009 | 2.055e-08 | 0.00097009 | 2.055e-08
[79 empty] | WLDFR | HFTD - Distribution - Tier 3 - 5QU CoRE ¦ 5QU LoRE | Non-Red Flag Warning - Destructive Fires | 2025 | 3.6369e-11 | 3.6369e-11 | 9129.7461 | 233.2301 | 8896.516 | 0 | 0 | 0 | 4.1165e-08 | 3.3204e-07 | 0 | 3.3204e-07 | 3.3204e-07 | 0 | 3.3204e-07 | 0 | 6.1005e-08 | 1.3372e-07 | 0 | 1.3372e-07 | [17 empty] | 7.3.3.17.5 (Remote Grid) Updates to grid topology to minimize risk of ignition in HFTDs Remote GridWLDFRVegetation ContactAggregated | WLDFR | HFTD - Distribution - Tier 2 - 3QU CoRE ¦ 3QU LoRE | Red Flag Warning - Catastrophic Fires | Vegetation Contact | Aggregated | 2025 | 2.1183e-05 | 791.1875 | 0.01676 | 2025 | Mitigation | 0.95 | 45 | 0 | esc | 0.00097009 | 2.055e-08 | 0.00097009 | 2.055e-08
[79 empty] | WLDFR | HFTD - Distribution - Tier 3 - 5QU CoRE ¦ 5QU LoRE | Non-Red Flag Warning - Destructive Fires | 2026 | 3.6369e-11 | 3.6369e-11 | 9129.7461 | 233.2301 | 8896.516 | 0 | 0 | 0 | 4.1165e-08 | 3.3204e-07 | 0 | 3.3204e-07 | 3.3204e-07 | 0 | 3.3204e-07 | 0 | 6.1005e-08 | 1.3372e-07 | 0 | 1.3372e-07 | [17 empty] | 7.3.3.17.5 (Remote Grid) Updates to grid topology to minimize risk of ignition in HFTDs Remote GridWLDFRVegetation ContactAggregated | WLDFR | HFTD - Distribution - Tier 2 - 3QU CoRE ¦ 3QU LoRE | Red Flag Warning - Catastrophic Fires | Vegetation Contact | Aggregated | 2026 | 2.1183e-05 | 791.1875 | 0.01676 | 2026 | Mitigation | 0.95 | 45 | 0 | esc | 0.00097009 | 2.055e-08 | 0.00097009 | 2.055e-08
[79 empty] | WLDFR | HFTD - Distribution - Tier 3 - 5QU CoRE ¦ 5QU LoRE | Non-Red Flag Warning - Destructive Fires | 2027 | 3.6369e-11 | 3.6369e-11 | 9129.7461 | 233.2301 | 8896.516 | 0 | 0 | 0 | 4.1165e-08 | 3.3204e-07 | 0 | 3.3204e-07 | 3.3204e-07 | 0 | 3.3204e-07 | 0 | 6.1005e-08 | 1.3372e-07 | 0 | 1.3372e-07 | [17 empty] | 7.3.3.17.5 (Remote Grid) Updates to grid topology to minimize risk of ignition in HFTDs Remote GridWLDFRVegetation ContactAggregated | WLDFR | HFTD - Distribution - Tier 2 - 3QU CoRE ¦ 3QU LoRE | Red Flag Warning - Catastrophic Fires | Vegetation Contact | Aggregated | 2027 | 2.1183e-05 | 791.1875 | 0.01676 | 2027 | Mitigation | 0.95 | 45 | 0 | esc | 0.00097009 | 2.055e-08 | 0.00097009 | 2.055e-08
[79 empty] | WLDFR | HFTD - Distribution - Tier 3 - 5QU CoRE ¦ 5QU LoRE | Non-Red Flag Warning - Destructive Fires | 2028 | 3.6369e-11 | 3.6369e-11 | 9534.9221 | 247.273 | 9287.6491 | 0 | 0 | 0 | 4.1165e-08 | 3.4678e-07 | 0 | 3.4678e-07 | 3.4678e-07 | 0 | 3.4678e-07 | 0 | 6.1005e-08 | 1.3372e-07 | 0 | 1.3372e-07 | [17 empty] | 7.3.3.17.5 (Remote Grid) Updates to grid topology to minimize risk of ignition in HFTDs Remote GridWLDFRVegetation ContactAggregated | WLDFR | HFTD - Distribution - Tier 2 - 3QU CoRE ¦ 3QU LoRE | Red Flag Warning - Catastrophic Fires | Vegetation Contact | Aggregated | 2028 | 2.1183e-05 | 791.1875 | 0.01676 | 2028 | Mitigation | 0.95 | 45 | 0 | esc | 0.00097009 | 2.055e-08 | 0.00097009 | 2.055e-08
[79 empty] | WLDFR | HFTD - Distribution - Tier 3 - 5QU CoRE ¦ 5QU LoRE | Non-Red Flag Warning - Destructive Fires | 2029 | 3.6369e-11 | 3.6369e-11 | 9534.9221 | 247.273 | 9287.6491 | 0 | 0 | 0 | 4.1165e-08 | 3.4678e-07 | 0 | 3.4678e-07 | 3.4678e-07 | 0 | 3.4678e-07 | 0 | 6.1005e-08 | 1.3372e-07 | 0 | 1.3372e-07 | [17 empty] | 7.3.3.17.5 (Remote Grid) Updates to grid topology to minimize risk of ignition in HFTDs Remote GridWLDFRVegetation ContactAggregated | WLDFR | HFTD - Distribution - Tier 2 - 3QU CoRE ¦ 3QU LoRE | Red Flag Warning - Catastrophic Fires | Vegetation Contact | Aggregated | 2029 | 2.1183e-05 | 791.1875 | 0.01676 | 2029 | Mitigation | 0.95 | 45 | 0 | esc | 0.00097009 | 2.055e-08 | 0.00097009 | 2.055e-08
[79 empty] | WLDFR | HFTD - Distribution - Tier 3 - 5QU CoRE ¦ 5QU LoRE | Non-Red Flag Warning - Destructive Fires | 2030 | 3.6369e-11 | 3.6369e-11 | 9534.9221 | 247.273 | 9287.6491 | 0 | 0 | 0 | 4.1165e-08 | 3.4678e-07 | 0 | 3.4678e-07 | 3.4678e-07 | 0 | 3.4678e-07 | 0 | 6.4969e-08 | 1.4241e-07 | 0 | 1.4241e-07 | [17 empty] | 7.3.3.17.5 (Remote Grid) Updates to grid topology to minimize risk of ignition in HFTDs Remote GridWLDFRVegetation ContactAggregated | WLDFR | HFTD - Distribution - Tier 2 - 3QU CoRE ¦ 3QU LoRE | Red Flag Warning - Catastrophic Fires | Vegetation Contact | Aggregated | 2030 | 2.1183e-05 | 791.1875 | 0.01676 | 2030 | Mitigation | 0.95 | 45 | 0 | esc | 0.00097009 | 2.055e-08 | 0.00097009 | 2.055e-08
[79 empty] | WLDFR | HFTD - Distribution - Tier 3 - 5QU CoRE ¦ 5QU LoRE | Non-Red Flag Warning - Destructive Fires | 2031 | 3.6369e-11 | 3.6369e-11 | 9534.9221 | 247.273 | 9287.6491 | 0 | 0 | 0 | 4.1165e-08 | 3.4678e-07 | 0 | 3.4678e-07 | 3.4678e-07 | 0 | 3.4678e-07 | 0 | 6.4969e-08 | 1.4241e-07 | 0 | 1.4241e-07 | [17 empty] | 7.3.3.17.5 (Remote Grid) Updates to grid topology to minimize risk of ignition in HFTDs Remote GridWLDFRVegetation ContactAggregated | WLDFR | HFTD - Distribution - Tier 2 - 3QU CoRE ¦ 3QU LoRE | Red Flag Warning - Catastrophic Fires | Vegetation Contact | Aggregated | 2031 | 2.1183e-05 | 791.1875 | 0.01676 | 2031 | Mitigation | 0.95 | 45 | 0 | esc | 0.00097009 | 2.055e-08 | 0.00097009 | 2.055e-08
[79 empty] | WLDFR | HFTD - Distribution - Tier 3 - 5QU CoRE ¦ 5QU LoRE | Non-Red Flag Warning - Destructive Fires | 2032 | 3.6369e-11 | 3.6369e-11 | 9534.9221 | 247.273 | 9287.6491 | 0 | 0 | 0 | 4.1165e-08 | 3.4678e-07 | 0 | 3.4678e-07 | 3.4678e-07 | 0 | 3.4678e-07 | 0 | 6.4969e-08 | 1.4241e-07 | 0 | 1.4241e-07 | [17 empty] | 7.3.3.17.5 (Remote Grid) Updates to grid topology to minimize risk of ignition in HFTDs Remote GridWLDFRVegetation ContactAggregated | WLDFR | HFTD - Distribution - Tier 2 - 3QU CoRE ¦ 3QU LoRE | Red Flag Warning - Catastrophic Fires | Vegetation Contact | Aggregated | 2032 | 2.1183e-05 | 791.1875 | 0.01676 | 2032 | Mitigation | 0.95 | 45 | 0 | esc | 0.00097009 | 2.055e-08 | 0.00097009 | 2.055e-08
[79 empty] | WLDFR | HFTD - Distribution - Tier 3 - 5QU CoRE ¦ 5QU LoRE | Non-Red Flag Warning - Destructive Fires | 2033 | 3.6369e-11 | 3.6369e-11 | 9984.8474 | 263.1074 | 9721.74 | 0 | 0 | 0 | 4.1165e-08 | 3.6314e-07 | 0 | 3.6314e-07 | 3.6314e-07 | 0 | 3.6314e-07 | 0 | 6.4969e-08 | 1.4241e-07 | 0 | 1.4241e-07 | [17 empty] | 7.3.3.17.5 (Remote Grid) Updates to grid topology to minimize risk of ignition in HFTDs Remote GridWLDFRVegetation ContactAggregated | WLDFR | HFTD - Distribution - Tier 2 - 3QU CoRE ¦ 3QU LoRE | Red Flag Warning - Catastrophic Fires | Vegetation Contact | Aggregated | 2033 | 2.1183e-05 | 791.1875 | 0.01676 | 2033 | Mitigation | 0.95 | 45 | 0 | esc | 0.00097009 | 2.055e-08 | 0.00097009 | 2.055e-08
[79 empty] | WLDFR | HFTD - Distribution - Tier 3 - 5QU CoRE ¦ 5QU LoRE | Non-Red Flag Warning - Destructive Fires | 2034 | 3.6369e-11 | 3.6369e-11 | 9984.8474 | 263.1074 | 9721.74 | 0 | 0 | 0 | 4.1165e-08 | 3.6314e-07 | 0 | 3.6314e-07 | 3.6314e-07 | 0 | 3.6314e-07 | 0 | 6.4969e-08 | 1.4241e-07 | 0 | 1.4241e-07 | [17 empty] | 7.3.3.17.5 (Remote Grid) Updates to grid topology to minimize risk of ignition in HFTDs Remote GridWLDFRVegetation ContactAggregated | WLDFR | HFTD - Distribution - Tier 2 - 3QU CoRE ¦ 3QU LoRE | Red Flag Warning - Catastrophic Fires | Vegetation Contact | Aggregated | 2034 | 2.1183e-05 | 791.1875 | 0.01676 | 2034 | Mitigation | 0.95 | 45 | 0 | esc | 0.00097009 | 2.055e-08 | 0.00097009 | 2.055e-08
[79 empty] | WLDFR | HFTD - Distribution - Tier 3 - 5QU CoRE ¦ 5QU LoRE | Non-Red Flag Warning - Destructive Fires | 2035 | 3.6369e-11 | 3.6369e-11 | 9984.8474 | 263.1074 | 9721.74 | 0 | 0 | 0 | 4.1165e-08 | 3.6314e-07 | 0 | 3.6314e-07 | 3.6314e-07 | 0 | 3.6314e-07 | 0 | 6.9124e-08 | 1.5152e-07 | 0 | 1.5152e-07 | [17 empty] | 7.3.3.17.5 (Remote Grid) Updates to grid topology to minimize risk of ignition in HFTDs Remote GridWLDFRVegetation ContactAggregated | WLDFR | HFTD - Distribution - Tier 2 - 3QU CoRE ¦ 3QU LoRE | Red Flag Warning - Catastrophic Fires | Vegetation Contact | Aggregated | 2035 | 2.1183e-05 | 791.1875 | 0.01676 | 2035 | Mitigation | 0.95 | 45 | 0 | esc | 0.00097009 | 2.055e-08 | 0.00097009 | 2.055e-08
[79 empty] | WLDFR | HFTD - Distribution - Tier 3 - 5QU CoRE ¦ 5QU LoRE | Non-Red Flag Warning - Destructive Fires | 2036 | 3.6369e-11 | 3.6369e-11 | 9984.8474 | 263.1074 | 9721.74 | 0 | 0 | 0 | 4.1165e-08 | 3.6314e-07 | 0 | 3.6314e-07 | 3.6314e-07 | 0 | 3.6314e-07 | 0 | 6.9124e-08 | 1.5152e-07 | 0 | 1.5152e-07 | [17 empty] | 7.3.3.17.5 (Remote Grid) Updates to grid topology to minimize risk of ignition in HFTDs Remote GridWLDFRVegetation ContactAggregated | WLDFR | HFTD - Distribution - Tier 2 - 3QU CoRE ¦ 3QU LoRE | Red Flag Warning - Catastrophic Fires | Vegetation Contact | Aggregated | 2036 | 2.1183e-05 | 791.1875 | 0.01676 | 2036 | Mitigation | 0.95 | 45 | 0 | esc | 0.00097009 | 2.055e-08 | 0.00097009 | 2.055e-08
[79 empty] | WLDFR | HFTD - Distribution - Tier 3 - 5QU CoRE ¦ 5QU LoRE | Non-Red Flag Warning - Destructive Fires | 2037 | 3.6369e-11 | 3.6369e-11 | 9984.8474 | 263.1074 | 9721.74 | 0 | 0 | 0 | 4.1165e-08 | 3.6314e-07 | 0 | 3.6314e-07 | 3.6314e-07 | 0 | 3.6314e-07 | 0 | 6.9124e-08 | 1.5152e-07 | 0 | 1.5152e-07 | [17 empty] | 7.3.3.17.5 (Remote Grid) Updates to grid topology to minimize risk of ignition in HFTDs Remote GridWLDFRVegetation ContactAggregated | WLDFR | HFTD - Distribution - Tier 2 - 3QU CoRE ¦ 3QU LoRE | Red Flag Warning - Catastrophic Fires | Vegetation Contact | Aggregated | 2037 | 2.1183e-05 | 791.1875 | 0.01676 | 2037 | Mitigation | 0.95 | 45 | 0 | esc | 0.00097009 | 2.055e-08 | 0.00097009 | 2.055e-08
[79 empty] | WLDFR | HFTD - Distribution - Tier 3 - 5QU CoRE ¦ 5QU LoRE | Non-Red Flag Warning - Destructive Fires | 2038 | 3.6369e-11 | 3.6369e-11 | 10472.8261 | 280.5544 | 10192.2718 | 0 | 0 | 0 | 4.1165e-08 | 3.8089e-07 | 0 | 3.8089e-07 | 3.8089e-07 | 0 | 3.8089e-07 | 0 | 6.9124e-08 | 1.5152e-07 | 0 | 1.5152e-07 | [17 empty] | 7.3.3.17.5 (Remote Grid) Updates to grid topology to minimize risk of ignition in HFTDs Remote GridWLDFRVegetation ContactAggregated | WLDFR | HFTD - Distribution - Tier 2 - 3QU CoRE ¦ 3QU LoRE | Red Flag Warning - Catastrophic Fires | Vegetation Contact | Aggregated | 2038 | 2.1183e-05 | 791.1875 | 0.01676 | 2038 | Mitigation | 0.95 | 45 | 0 | esc | 0.00097009 | 2.055e-08 | 0.00097009 | 2.055e-08
[79 empty] | WLDFR | HFTD - Distribution - Tier 3 - 5QU CoRE ¦ 5QU LoRE | Non-Red Flag Warning - Destructive Fires | 2039 | 3.6369e-11 | 3.6369e-11 | 10472.8261 | 280.5544 | 10192.2718 | 0 | 0 | 0 | 4.1165e-08 | 3.8089e-07 | 0 | 3.8089e-07 | 3.8089e-07 | 0 | 3.8089e-07 | 0 | 6.9124e-08 | 1.5152e-07 | 0 | 1.5152e-07 | [17 empty] | 7.3.3.17.5 (Remote Grid) Updates to grid topology to minimize risk of ignition in HFTDs Remote GridWLDFRVegetation ContactAggregated | WLDFR | HFTD - Distribution - Tier 2 - 3QU CoRE ¦ 3QU LoRE | Red Flag Warning - Catastrophic Fires | Vegetation Contact | Aggregated | 2039 | 2.1183e-05 | 791.1875 | 0.01676 | 2039 | Mitigation | 0.95 | 45 | 0 | esc | 0.00097009 | 2.055e-08 | 0.00097009 | 2.055e-08
[79 empty] | WLDFR | HFTD - Distribution - Tier 3 - 5QU CoRE ¦ 5QU LoRE | Non-Red Flag Warning - Destructive Fires | 2040 | 3.6369e-11 | 3.6369e-11 | 10472.8261 | 280.5544 | 10192.2718 | 0 | 0 | 0 | 4.1165e-08 | 3.8089e-07 | 0 | 3.8089e-07 | 3.8089e-07 | 0 | 3.8089e-07 | 0 | 7.3424e-08 | 1.6095e-07 | 0 | 1.6095e-07 | [17 empty] | 7.3.3.17.5 (Remote Grid) Updates to grid topology to minimize risk of ignition in HFTDs Remote GridWLDFRVegetation ContactAggregated | WLDFR | HFTD - Distribution - Tier 2 - 3QU CoRE ¦ 3QU LoRE | Red Flag Warning - Catastrophic Fires | Vegetation Contact | Aggregated | 2040 | 2.1183e-05 | 791.1875 | 0.01676 | 2040 | Mitigation | 0.95 | 45 | 0 | esc | 0.00097009 | 2.055e-08 | 0.00097009 | 2.055e-08
[79 empty] | WLDFR | HFTD - Distribution - Tier 3 - 5QU CoRE ¦ 5QU LoRE | Non-Red Flag Warning - Destructive Fires | 2041 | 3.6369e-11 | 3.6369e-11 | 10472.8261 | 280.5544 | 10192.2718 | 0 | 0 | 0 | 4.1165e-08 | 3.8089e-07 | 0 | 3.8089e-07 | 3.8089e-07 | 0 | 3.8089e-07 | 0 | 7.3424e-08 | 1.6095e-07 | 0 | 1.6095e-07 | [17 empty] | 7.3.3.17.5 (Remote Grid) Updates to grid topology to minimize risk of ignition in HFTDs Remote GridWLDFRVegetation ContactAggregated | WLDFR | HFTD - Distribution - Tier 2 - 3QU CoRE ¦ 3QU LoRE | Red Flag Warning - Catastrophic Fires | Vegetation Contact | Aggregated | 2041 | 2.1183e-05 | 791.1875 | 0.01676 | 2041 | Mitigation | 0.95 | 45 | 0 | esc | 0.00097009 | 2.055e-08 | 0.00097009 | 2.055e-08
[79 empty] | WLDFR | HFTD - Distribution - Tier 3 - 5QU CoRE ¦ 5QU LoRE | Non-Red Flag Warning - Destructive Fires | 2042 | 3.6369e-11 | 3.6369e-11 | 10472.8261 | 280.5544 | 10192.2718 | 0 | 0 | 0 | 4.1165e-08 | 3.8089e-07 | 0 | 3.8089e-07 | 3.8089e-07 | 0 | 3.8089e-07 | 0 | 7.3424e-08 | 1.6095e-07 | 0 | 1.6095e-07 | [17 empty] | 7.3.3.17.5 (Remote Grid) Updates to grid topology to minimize risk of ignition in HFTDs Remote GridWLDFRVegetation ContactAggregated | WLDFR | HFTD - Distribution - Tier 2 - 3QU CoRE ¦ 3QU LoRE | Red Flag Warning - Catastrophic Fires | Vegetation Contact | Aggregated | 2042 | 2.1183e-05 | 791.1875 | 0.01676 | 2042 | Mitigation | 0.95 | 45 | 0 | esc | 0.00097009 | 2.055e-08 | 0.00097009 | 2.055e-08
[79 empty] | WLDFR | HFTD - Distribution - Tier 3 - 5QU CoRE ¦ 5QU LoRE | Non-Red Flag Warning - Destructive Fires | 2043 | 3.6369e-11 | 3.6369e-11 | 10992.1562 | 299.42 | 10692.7362 | 0 | 0 | 0 | 4.1165e-08 | 3.9977e-07 | 0 | 3.9977e-07 | 3.9977e-07 | 0 | 3.9977e-07 | 0 | 7.3424e-08 | 1.6095e-07 | 0 | 1.6095e-07 | [17 empty] | 7.3.3.17.5 (Remote Grid) Updates to grid topology to minimize risk of ignition in HFTDs Remote GridWLDFRVegetation ContactAggregated | WLDFR | HFTD - Distribution - Tier 2 - 3QU CoRE ¦ 3QU LoRE | Red Flag Warning - Catastrophic Fires | Vegetation Contact | Aggregated | 2043 | 2.1183e-05 | 791.1875 | 0.01676 | 2043 | Mitigation | 0.95 | 45 | 0 | esc | 0.00097009 | 2.055e-08 | 0.00097009 | 2.055e-08
[79 empty] | WLDFR | HFTD - Distribution - Tier 3 - 5QU CoRE ¦ 5QU LoRE | Non-Red Flag Warning - Destructive Fires | 2044 | 3.6369e-11 | 3.6369e-11 | 10992.1562 | 299.42 | 10692.7362 | 0 | 0 | 0 | 4.1165e-08 | 3.9977e-07 | 0 | 3.9977e-07 | 3.9977e-07 | 0 | 3.9977e-07 | 0 | 7.3424e-08 | 1.6095e-07 | 0 | 1.6095e-07 | [17 empty] | 7.3.3.17.5 (Remote Grid) Updates to grid topology to minimize risk of ignition in HFTDs Remote GridWLDFRVegetation ContactAggregated | WLDFR | HFTD - Distribution - Tier 2 - 3QU CoRE ¦ 3QU LoRE | Red Flag Warning - Catastrophic Fires | Vegetation Contact | Aggregated | 2044 | 2.1183e-05 | 791.1875 | 0.01676 | 2044 | Mitigation | 0.95 | 45 | 0 | esc | 0.00097009 | 2.055e-08 | 0.00097009 | 2.055e-08
[79 empty] | WLDFR | HFTD - Distribution - Tier 3 - 5QU CoRE ¦ 5QU LoRE | Non-Red Flag Warning - Destructive Fires | 2045 | 3.6369e-11 | 3.6369e-11 | 10992.1562 | 299.42 | 10692.7362 | 0 | 0 | 0 | 4.1165e-08 | 3.9977e-07 | 0 | 3.9977e-07 | 3.9977e-07 | 0 | 3.9977e-07 | 0 | 7.7821e-08 | 1.7059e-07 | 0 | 1.7059e-07 | [17 empty] | 7.3.3.17.5 (Remote Grid) Updates to grid topology to minimize risk of ignition in HFTDs Remote GridWLDFRVegetation ContactAggregated | WLDFR | HFTD - Distribution - Tier 2 - 3QU CoRE ¦ 3QU LoRE | Red Flag Warning - Catastrophic Fires | Vegetation Contact | Aggregated | 2045 | 2.1183e-05 | 791.1875 | 0.01676 | 2045 | Mitigation | 0.95 | 45 | 0 | esc | 0.00097009 | 2.055e-08 | 0.00097009 | 2.055e-08
[79 empty] | WLDFR | HFTD - Distribution - Tier 3 - 5QU CoRE ¦ 5QU LoRE | Non-Red Flag Warning - Destructive Fires | 2046 | 3.6369e-11 | 3.6369e-11 | 10992.1562 | 299.42 | 10692.7362 | 0 | 0 | 0 | 4.1165e-08 | 3.9977e-07 | 0 | 3.9977e-07 | 3.9977e-07 | 0 | 3.9977e-07 | 0 | 7.7821e-08 | 1.7059e-07 | 0 | 1.7059e-07 | [17 empty] | 7.3.3.17.5 (Remote Grid) Updates to grid topology to minimize risk of ignition in HFTDs Remote GridWLDFRVegetation ContactAggregated | WLDFR | HFTD - Distribution - Tier 2 - 3QU CoRE ¦ 3QU LoRE | Red Flag Warning - Catastrophic Fires | Vegetation Contact | Aggregated | 2046 | 2.1183e-05 | 791.1875 | 0.01676 | 2046 | Mitigation | 0.95 | 45 | 0 | esc | 0.00097009 | 2.055e-08 | 0.00097009 | 2.055e-08
[79 empty] | WLDFR | HFTD - Distribution - Tier 3 - 5QU CoRE ¦ 5QU LoRE | Non-Red Flag Warning - Destructive Fires | 2047 | 3.6369e-11 | 3.6369e-11 | 10992.1562 | 299.42 | 10692.7362 | 0 | 0 | 0 | 4.1165e-08 | 3.9977e-07 | 0 | 3.9977e-07 | 3.9977e-07 | 0 | 3.9977e-07 | 0 | 7.7821e-08 | 1.7059e-07 | 0 | 1.7059e-07 | [17 empty] | 7.3.3.17.5 (Remote Grid) Updates to grid topology to minimize risk of ignition in HFTDs Remote GridWLDFRVegetation ContactAggregated | WLDFR | HFTD - Distribution - Tier 2 - 3QU CoRE ¦ 3QU LoRE | Red Flag Warning - Catastrophic Fires | Vegetation Contact | Aggregated | 2047 | 2.1183e-05 | 791.1875 | 0.01676 | 2047 | Mitigation | 0.95 | 45 | 0 | esc | 0.00097009 | 2.055e-08 | 0.00097009 | 2.055e-08
[79 empty] | WLDFR | HFTD - Distribution - Tier 3 - 5QU CoRE ¦ 5QU LoRE | Non-Red Flag Warning - Destructive Fires | 2048 | 3.6369e-11 | 3.6369e-11 | 11536.0538 | 319.4911 | 11216.5626 | 0 | 0 | 0 | 4.1165e-08 | 4.1955e-07 | 0 | 4.1955e-07 | 4.1955e-07 | 0 | 4.1955e-07 | 0 | 0 | 1.7059e-07 | 0 | 1.7059e-07 | [17 empty] | 7.3.3.17.5 (Remote Grid) Updates to grid topology to minimize risk of ignition in HFTDs Remote GridWLDFRVegetation ContactAggregated | WLDFR | HFTD - Distribution - Tier 2 - 3QU CoRE ¦ 3QU LoRE | Red Flag Warning - Catastrophic Fires | Vegetation Contact | Aggregated | 2048 | 2.1183e-05 | 791.1875 | 0.01676 | 2048 | Mitigation | 0.95 | 45 | 0 | esc | 0.00097009 | 2.055e-08 | 0.00097009 | 2.055e-08
[79 empty] | WLDFR | HFTD - Distribution - Tier 3 - 5QU CoRE ¦ 5QU LoRE | Non-Red Flag Warning - Destructive Fires | 2049 | 3.6369e-11 | 3.6369e-11 | 11536.0538 | 319.4911 | 11216.5626 | 0 | 0 | 0 | 4.1165e-08 | 4.1955e-07 | 0 | 4.1955e-07 | 4.1955e-07 | 0 | 4.1955e-07 | 0 | 0 | 0 | 0 | 0 | [17 empty] | 7.3.3.17.5 (Remote Grid) Updates to grid topology to minimize risk of ignition in HFTDs Remote GridWLDFRVegetation ContactAggregated | WLDFR | HFTD - Distribution - Tier 2 - 3QU CoRE ¦ 3QU LoRE | Red Flag Warning - Catastrophic Fires | Vegetation Contact | Aggregated | 2049 | 2.1183e-05 | 791.1875 | 0.01676 | 2049 | Mitigation | 0.95 | 45 | 0 | esc | 0.00097009 | 2.055e-08 | 0.00097009 | 2.055e-08
[79 empty] | WLDFR | HFTD - Distribution - Tier 3 - 5QU CoRE ¦ 5QU LoRE | Non-Red Flag Warning - Destructive Fires | 2050 | 3.6369e-11 | 3.6369e-11 | 11536.0538 | 319.4911 | 11216.5626 | 0 | 0 | 0 | 4.1165e-08 | 4.1955e-07 | 0 | 4.1955e-07 | 4.1955e-07 | 0 | 4.1955e-07 | 0 | 2.2185e-07 | 0 | 0 | 0 | [17 empty] | 7.3.3.17.5 (Remote Grid) Updates to grid topology to minimize risk of ignition in HFTDs Remote GridWLDFRVegetation ContactAggregated | WLDFR | HFTD - Distribution - Tier 2 - 3QU CoRE ¦ 3QU LoRE | Red Flag Warning - Catastrophic Fires | Vegetation Contact | Aggregated | 2050 | 2.1183e-05 | 791.1875 | 0.01676 | 2050 | Mitigation | 0.95 | 45 | 0 | esc | 0.00097009 | 2.055e-08 | 0.00097009 | 2.055e-08
[79 empty] | WLDFR | HFTD - Distribution - Tier 3 - 5QU CoRE ¦ 5QU LoRE | Non-Red Flag Warning - Destructive Fires | 2051 | 3.6369e-11 | 3.6369e-11 | 11536.0538 | 319.4911 | 11216.5626 | 0 | 0 | 0 | 4.1165e-08 | 4.1955e-07 | 0 | 4.1955e-07 | 4.1955e-07 | 0 | 4.1955e-07 | 0 | 2.2899e-07 | 5.0196e-07 | 0 | 5.0196e-07 | [17 empty] | 7.3.3.17.5 (Remote Grid) Updates to grid topology to minimize risk of ignition in HFTDs Remote GridWLDFRVegetation ContactAggregated | WLDFR | HFTD - Distribution - Tier 2 - 3QU CoRE ¦ 3QU LoRE | Red Flag Warning - Catastrophic Fires | Vegetation Contact | Aggregated | 2051 | 2.1183e-05 | 791.1875 | 0.01676 | 2051 | Mitigation | 0.95 | 45 | 0 | esc | 0.00097009 | 2.055e-08 | 0.00097009 | 2.055e-08
[79 empty] | WLDFR | HFTD - Distribution - Tier 3 - 5QU CoRE ¦ 5QU LoRE | Non-Red Flag Warning - Destructive Fires | 2052 | 3.6369e-11 | 3.6369e-11 | 11536.0538 | 319.4911 | 11216.5626 | 0 | 0 | 0 | 4.1165e-08 | 4.1955e-07 | 0 | 4.1955e-07 | 4.1955e-07 | 0 | 4.1955e-07 | 0 | 2.2899e-07 | 5.0196e-07 | 0 | 5.0196e-07 | [17 empty] | 7.3.3.17.5 (Remote Grid) Updates to grid topology to minimize risk of ignition in HFTDs Remote GridWLDFRVegetation ContactAggregated | WLDFR | HFTD - Distribution - Tier 2 - 3QU CoRE ¦ 3QU LoRE | Red Flag Warning - Catastrophic Fires | Vegetation Contact | Aggregated | 2052 | 2.1183e-05 | 791.1875 | 0.01676 | 2052 | Mitigation | 0.95 | 45 | 0 | esc | 0.00097009 | 2.055e-08 | 0.00097009 | 2.055e-08
[79 empty] | WLDFR | HFTD - Distribution - Tier 3 - 5QU CoRE ¦ 5QU LoRE | Non-Red Flag Warning - Destructive Fires | 2053 | 3.6369e-11 | 3.6369e-11 | 12097.6769 | 340.5356 | 11757.1413 | 0 | 0 | 0 | 4.1165e-08 | 4.3998e-07 | 0 | 4.3998e-07 | 4.3998e-07 | 0 | 4.3998e-07 | 0 | 2.2899e-07 | 5.0196e-07 | 0 | 5.0196e-07 | [17 empty] | 7.3.3.17.5 (Remote Grid) Updates to grid topology to minimize risk of ignition in HFTDs Remote GridWLDFRVegetation ContactAggregated | WLDFR | HFTD - Distribution - Tier 2 - 3QU CoRE ¦ 3QU LoRE | Red Flag Warning - Catastrophic Fires | Vegetation Contact | Aggregated | 2053 | 2.1183e-05 | 791.1875 | 0.01676 | 2053 | Mitigation | 0.95 | 45 | 0 | esc | 0.00097009 | 2.055e-08 | 0.00097009 | 2.055e-08
[79 empty] | WLDFR | HFTD - Distribution - Tier 3 - 5QU CoRE ¦ 5QU LoRE | Non-Red Flag Warning - Destructive Fires | 2054 | 3.6369e-11 | 3.6369e-11 | 12097.6769 | 340.5356 | 11757.1413 | 0 | 0 | 0 | 4.1165e-08 | 4.3998e-07 | 0 | 4.3998e-07 | 4.3998e-07 | 0 | 4.3998e-07 | 0 | 2.2899e-07 | 5.0196e-07 | 0 | 5.0196e-07 | [17 empty] | 7.3.3.17.5 (Remote Grid) Updates to grid topology to minimize risk of ignition in HFTDs Remote GridWLDFRVegetation ContactAggregated | WLDFR | HFTD - Distribution - Tier 2 - 3QU CoRE ¦ 3QU LoRE | Red Flag Warning - Catastrophic Fires | Vegetation Contact | Aggregated | 2054 | 2.1183e-05 | 791.1875 | 0.01676 | 2054 | Mitigation | 0.95 | 45 | 0 | esc | 0.00097009 | 2.055e-08 | 0.00097009 | 2.055e-08
[79 empty] | WLDFR | HFTD - Distribution - Tier 3 - 5QU CoRE ¦ 5QU LoRE | Non-Red Flag Warning - Destructive Fires | 2055 | 3.6369e-11 | 3.6369e-11 | 12097.6769 | 340.5356 | 11757.1413 | 0 | 0 | 0 | 4.1165e-08 | 4.3998e-07 | 0 | 4.3998e-07 | 4.3998e-07 | 0 | 4.3998e-07 | 0 | 2.2899e-07 | 5.0196e-07 | 0 | 5.0196e-07 | [17 empty] | 7.3.3.17.5 (Remote Grid) Updates to grid topology to minimize risk of ignition in HFTDs Remote GridWLDFRVegetation ContactAggregated | WLDFR | HFTD - Distribution - Tier 2 - 3QU CoRE ¦ 3QU LoRE | Red Flag Warning - Catastrophic Fires | Vegetation Contact | Aggregated | 2055 | 2.1183e-05 | 791.1875 | 0.01676 | 2055 | Mitigation | 0.95 | 45 | 0 | esc | 0.00097009 | 2.055e-08 | 0.00097009 | 2.055e-08
[79 empty] | WLDFR | HFTD - Distribution - Tier 3 - 5QU CoRE ¦ 5QU LoRE | Non-Red Flag Warning - Destructive Fires | 2056 | 3.6369e-11 | 3.6369e-11 | 12097.6769 | 340.5356 | 11757.1413 | 0 | 0 | 0 | 4.1165e-08 | 4.3998e-07 | 0 | 4.3998e-07 | 4.3998e-07 | 0 | 4.3998e-07 | 0 | 2.381e-07 | 5.2192e-07 | 0 | 5.2192e-07 | [17 empty] | 7.3.3.17.5 (Remote Grid) Updates to grid topology to minimize risk of ignition in HFTDs Remote GridWLDFRVegetation ContactAggregated | WLDFR | HFTD - Distribution - Tier 2 - 3QU CoRE ¦ 3QU LoRE | Red Flag Warning - Catastrophic Fires | Vegetation Contact | Aggregated | 2056 | 2.1183e-05 | 791.1875 | 0.01676 | 2056 | Mitigation | 0.95 | 45 | 0 | esc | 0.00097009 | 2.055e-08 | 0.00097009 | 2.055e-08
[79 empty] | WLDFR | HFTD - Distribution - Tier 3 - 5QU CoRE ¦ 5QU LoRE | Non-Red Flag Warning - Destructive Fires | 2057 | 3.6369e-11 | 3.6369e-11 | 12097.6769 | 340.5356 | 11757.1413 | 0 | 0 | 0 | 4.1165e-08 | 4.3998e-07 | 0 | 4.3998e-07 | 4.3998e-07 | 0 | 4.3998e-07 | 0 | 2.381e-07 | 5.2192e-07 | 0 | 5.2192e-07 | [17 empty] | 7.3.3.17.5 (Remote Grid) Updates to grid topology to minimize risk of ignition in HFTDs Remote GridWLDFRVegetation ContactAggregated | WLDFR | HFTD - Distribution - Tier 2 - 3QU CoRE ¦ 3QU LoRE | Red Flag Warning - Catastrophic Fires | Vegetation Contact | Aggregated | 2057 | 2.1183e-05 | 791.1875 | 0.01676 | 2057 | Mitigation | 0.95 | 45 | 0 | esc | 0.00097009 | 2.055e-08 | 0.00097009 | 2.055e-08
[79 empty] | WLDFR | HFTD - Distribution - Tier 3 - 5QU CoRE ¦ 5QU LoRE | Non-Red Flag Warning - Destructive Fires | 2058 | 3.6369e-11 | 3.6369e-11 | 12670.1796 | 362.3049 | 12307.8747 | 0 | 0 | 0 | 4.1165e-08 | 4.608e-07 | 0 | 4.608e-07 | 4.608e-07 | 0 | 4.608e-07 | 0 | 2.381e-07 | 5.2192e-07 | 0 | 5.2192e-07 | [17 empty] | 7.3.3.17.5 (Remote Grid) Updates to grid topology to minimize risk of ignition in HFTDs Remote GridWLDFRVegetation ContactAggregated | WLDFR | HFTD - Distribution - Tier 2 - 3QU CoRE ¦ 3QU LoRE | Red Flag Warning - Catastrophic Fires | Vegetation Contact | Aggregated | 2058 | 2.1183e-05 | 791.1875 | 0.01676 | 2058 | Mitigation | 0.95 | 45 | 0 | esc | 0.00097009 | 2.055e-08 | 0.00097009 | 2.055e-08
[79 empty] | WLDFR | HFTD - Distribution - Tier 3 - 5QU CoRE ¦ 5QU LoRE | Non-Red Flag Warning - Destructive Fires | 2059 | 3.6369e-11 | 3.6369e-11 | 12670.1796 | 362.3049 | 12307.8747 | 0 | 0 | 0 | 4.1165e-08 | 4.608e-07 | 0 | 4.608e-07 | 4.608e-07 | 0 | 4.608e-07 | 0 | 2.381e-07 | 5.2192e-07 | 0 | 5.2192e-07 | [17 empty] | 7.3.3.17.5 (Remote Grid) Updates to grid topology to minimize risk of ignition in HFTDs Remote GridWLDFRVegetation ContactAggregated | WLDFR | HFTD - Distribution - Tier 2 - 3QU CoRE ¦ 3QU LoRE | Red Flag Warning - Catastrophic Fires | Vegetation Contact | Aggregated | 2059 | 2.1183e-05 | 791.1875 | 0.01676 | 2059 | Mitigation | 0.95 | 45 | 0 | esc | 0.00097009 | 2.055e-08 | 0.00097009 | 2.055e-08
[79 empty] | WLDFR | HFTD - Distribution - Tier 3 - 5QU CoRE ¦ 5QU LoRE | Non-Red Flag Warning - Destructive Fires | 2060 | 3.6369e-11 | 3.6369e-11 | 12670.1796 | 362.3049 | 12307.8747 | 0 | 0 | 0 | 4.1165e-08 | 4.608e-07 | 0 | 4.608e-07 | 4.608e-07 | 0 | 4.608e-07 | 0 | 2.381e-07 | 5.2192e-07 | 0 | 5.2192e-07 | [17 empty] | 7.3.3.17.5 (Remote Grid) Updates to grid topology to minimize risk of ignition in HFTDs Remote GridWLDFRVegetation ContactAggregated | WLDFR | HFTD - Distribution - Tier 2 - 3QU CoRE ¦ 3QU LoRE | Red Flag Warning - Catastrophic Fires | Vegetation Contact | Aggregated | 2060 | 2.1183e-05 | 791.1875 | 0.01676 | 2060 | Mitigation | 0.95 | 45 | 0 | esc | 0.00097009 | 2.055e-08 | 0.00097009 | 2.055e-08
[79 empty] | WLDFR | HFTD - Distribution - Tier 3 - 5QU CoRE ¦ 5QU LoRE | Non-Red Flag Warning - Destructive Fires | 2061 | 3.6369e-11 | 3.6369e-11 | 12670.1796 | 362.3049 | 12307.8747 | 0 | 0 | 0 | 4.1165e-08 | 4.608e-07 | 0 | 4.608e-07 | 4.608e-07 | 0 | 4.608e-07 | 0 | 2.4837e-07 | 5.4442e-07 | 0 | 5.4442e-07 | [17 empty] | 7.3.3.17.5 (Remote Grid) Updates to grid topology to minimize risk of ignition in HFTDs Remote GridWLDFRVegetation ContactAggregated | WLDFR | HFTD - Distribution - Tier 2 - 3QU CoRE ¦ 3QU LoRE | Red Flag Warning - Catastrophic Fires | Vegetation Contact | Aggregated | 2061 | 2.1183e-05 | 791.1875 | 0.01676 | 2061 | Mitigation | 0.95 | 45 | 0 | esc | 0.00097009 | 2.055e-08 | 0.00097009 | 2.055e-08
[79 empty] | WLDFR | HFTD - Distribution - Tier 3 - 5QU CoRE ¦ 5QU LoRE | Non-Red Flag Warning - Destructive Fires | 2062 | 3.6369e-11 | 3.6369e-11 | 12670.1796 | 362.3049 | 12307.8747 | 0 | 0 | 0 | 4.1165e-08 | 4.608e-07 | 0 | 4.608e-07 | 4.608e-07 | 0 | 4.608e-07 | 0 | 2.4837e-07 | 5.4442e-07 | 0 | 5.4442e-07 | [17 empty] | 7.3.3.17.5 (Remote Grid) Updates to grid topology to minimize risk of ignition in HFTDs Remote GridWLDFRVegetation ContactAggregated | WLDFR | HFTD - Distribution - Tier 2 - 3QU CoRE ¦ 3QU LoRE | Red Flag Warning - Catastrophic Fires | Vegetation Contact | Aggregated | 2062 | 2.1183e-05 | 791.1875 | 0.01676 | 2062 | Mitigation | 0.95 | 45 | 0 | esc | 0.00097009 | 2.055e-08 | 0.00097009 | 2.055e-08
[79 empty] | WLDFR | HFTD - Distribution - Tier 3 - 5QU CoRE ¦ 5QU LoRE | Non-Red Flag Warning - Destructive Fires | 2063 | 3.6369e-11 | 3.6369e-11 | 13246.6313 | 384.5316 | 12862.0997 | 0 | 0 | 0 | 4.1165e-08 | 4.8177e-07 | 0 | 4.8177e-07 | 4.8177e-07 | 0 | 4.8177e-07 | 0 | 2.4837e-07 | 5.4442e-07 | 0 | 5.4442e-07 | [17 empty] | 7.3.3.17.5 (Remote Grid) Updates to grid topology to minimize risk of ignition in HFTDs Remote GridWLDFRVegetation ContactAggregated | WLDFR | HFTD - Distribution - Tier 2 - 3QU CoRE ¦ 3QU LoRE | Red Flag Warning - Catastrophic Fires | Vegetation Contact | Aggregated | 2063 | 2.1183e-05 | 791.1875 | 0.01676 | 2063 | Mitigation | 0.95 | 45 | 0 | esc | 0.00097009 | 2.055e-08 | 0.00097009 | 2.055e-08
[79 empty] | WLDFR | HFTD - Distribution - Tier 3 - 5QU CoRE ¦ 5QU LoRE | Non-Red Flag Warning - Destructive Fires | 2064 | 3.6369e-11 | 3.6369e-11 | 13246.6313 | 384.5316 | 12862.0997 | 0 | 0 | 0 | 4.1165e-08 | 4.8177e-07 | 0 | 4.8177e-07 | 4.8177e-07 | 0 | 4.8177e-07 | 0 | 2.4837e-07 | 5.4442e-07 | 0 | 5.4442e-07 | [17 empty] | 7.3.3.17.5 (Remote Grid) Updates to grid topology to minimize risk of ignition in HFTDs Remote GridWLDFRVegetation ContactAggregated | WLDFR | HFTD - Distribution - Tier 2 - 3QU CoRE ¦ 3QU LoRE | Red Flag Warning - Catastrophic Fires | Vegetation Contact | Aggregated | 2064 | 2.1183e-05 | 791.1875 | 0.01676 | 2064 | Mitigation | 0.95 | 45 | 0 | esc | 0.00097009 | 2.055e-08 | 0.00097009 | 2.055e-08
[79 empty] | WLDFR | HFTD - Distribution - Tier 3 - 5QU CoRE ¦ 5QU LoRE | Non-Red Flag Warning - Destructive Fires | 2065 | 3.6369e-11 | 3.6369e-11 | 13246.6313 | 384.5316 | 12862.0997 | 0 | 0 | 0 | 4.1165e-08 | 4.8177e-07 | 0 | 4.8177e-07 | 4.8177e-07 | 0 | 4.8177e-07 | 0 | 2.4837e-07 | 5.4442e-07 | 0 | 5.4442e-07 | [17 empty] | 7.3.3.17.5 (Remote Grid) Updates to grid topology to minimize risk of ignition in HFTDs Remote GridWLDFRVegetation ContactAggregated | WLDFR | HFTD - Distribution - Tier 2 - 3QU CoRE ¦ 3QU LoRE | Red Flag Warning - Catastrophic Fires | Vegetation Contact | Aggregated | 2065 | 2.1183e-05 | 791.1875 | 0.01676 | 2065 | Mitigation | 0.95 | 45 | 0 | esc | 0.00097009 | 2.055e-08 | 0.00097009 | 2.055e-08
[79 empty] | WLDFR | HFTD - Distribution - Tier 3 - 5QU CoRE ¦ 5QU LoRE | Non-Red Flag Warning - Destructive Fires | 2066 | 3.6369e-11 | 3.6369e-11 | 13246.6313 | 384.5316 | 12862.0997 | 0 | 0 | 0 | 4.1165e-08 | 4.8177e-07 | 0 | 4.8177e-07 | 4.8177e-07 | 0 | 4.8177e-07 | 0 | 2.5968e-07 | 5.6923e-07 | 0 | 5.6923e-07 | [17 empty] | 7.3.3.17.5 (Remote Grid) Updates to grid topology to minimize risk of ignition in HFTDs Remote GridWLDFRVegetation ContactAggregated | WLDFR | HFTD - Distribution - Tier 2 - 3QU CoRE ¦ 3QU LoRE | Red Flag Warning - Catastrophic Fires | Vegetation Contact | Aggregated | 2066 | 2.1183e-05 | 791.1875 | 0.01676 | 2066 | Mitigation | 0.95 | 45 | 0 | esc | 0.00097009 | 2.055e-08 | 0.00097009 | 2.055e-08
[79 empty] | WLDFR | HFTD - Distribution - Tier 3 - 5QU CoRE ¦ 5QU LoRE | Non-Red Flag Warning - Destructive Fires | 2067 | 0 | 3.6369e-11 | 13246.6313 | 384.5316 | 12862.0997 | 0 | 0 | 0 | 4.1165e-08 | 0 | 0 | 0 | 4.8177e-07 | 0 | 4.8177e-07 | 0 | 2.5968e-07 | 5.6923e-07 | 0 | 5.6923e-07 | [17 empty] | 7.3.3.17.5 (Remote Grid) Updates to grid topology to minimize risk of ignition in HFTDs Remote GridWLDFRVegetation ContactAggregated | WLDFR | HFTD - Distribution - Tier 2 - 3QU CoRE ¦ 3QU LoRE | Red Flag Warning - Catastrophic Fires | Vegetation Contact | Aggregated | 2067 | 2.1183e-05 | 791.1875 | 0.01676 | 2067 | Mitigation | 0.95 | 45 | 0 | esc | 0 | 0 | 0.00097009 | 2.055e-08
[79 empty] | WLDFR | HFTD - Distribution - Tier 3 - 5QU CoRE ¦ 5QU LoRE | Non-Red Flag Warning - Large Fires | 2022 | 4.5363e-09 | 0 | 5.2406 | 0.69642 | 2.942 | 1.6022 | 0 | 0 | 5.0764e-06 | 2.3773e-08 | 0 | 2.3773e-08 | 0 | 0 | 0 | 0 | 2.5968e-07 | 5.6923e-07 | 0 | 5.6923e-07 | [17 empty] | 7.3.3.17.5 (Remote Grid) Updates to grid topology to minimize risk of ignition in HFTDs Remote GridWLDFREquipment / facility failureAggregated | WLDFR | HFTD - Distribution - Tier 2 - 3QU CoRE ¦ 3QU LoRE | Red Flag Warning - Destructive Fires | Equipment / facility failure | Aggregated | 2022 | 1.5332e-06 | 791.1875 | 0.001213 | 2022 | Mitigation | 0.95 | 45 | 0 | esc | 0.00097009 | 1.4873e-09 | 0 | 0
[79 empty] | WLDFR | HFTD - Distribution - Tier 3 - 5QU CoRE ¦ 5QU LoRE | Non-Red Flag Warning - Large Fires | 2023 | 4.5363e-09 | 4.5363e-09 | 5.475 | 0.71896 | 3.0715 | 1.6846 | 0 | 0 | 5.0764e-06 | 2.4837e-08 | 0 | 2.4837e-08 | 2.4837e-08 | 0 | 2.4837e-08 | 0 | 2.5968e-07 | 5.6923e-07 | 0 | 5.6923e-07 | [17 empty] | 7.3.3.17.5 (Remote Grid) Updates to grid topology to minimize risk of ignition in HFTDs Remote GridWLDFREquipment / facility failureAggregated | WLDFR | HFTD - Distribution - Tier 2 - 3QU CoRE ¦ 3QU LoRE | Red Flag Warning - Destructive Fires | Equipment / facility failure | Aggregated | 2023 | 1.5332e-06 | 791.1875 | 0.001213 | 2023 | Mitigation | 0.95 | 45 | 0 | esc | 0.00097009 | 1.4873e-09 | 0.00097009 | 1.4873e-09
[79 empty] | WLDFR | HFTD - Distribution - Tier 3 - 5QU CoRE ¦ 5QU LoRE | Non-Red Flag Warning - Large Fires | 2024 | 4.5363e-09 | 4.5363e-09 | 5.475 | 0.71896 | 3.0715 | 1.6846 | 0 | 0 | 5.0764e-06 | 2.4837e-08 | 0 | 2.4837e-08 | 2.4837e-08 | 0 | 2.4837e-08 | 0 | 2.5968e-07 | 5.6923e-07 | 0 | 5.6923e-07 | [17 empty] | 7.3.3.17.5 (Remote Grid) Updates to grid topology to minimize risk of ignition in HFTDs Remote GridWLDFREquipment / facility failureAggregated | WLDFR | HFTD - Distribution - Tier 2 - 3QU CoRE ¦ 3QU LoRE | Red Flag Warning - Destructive Fires | Equipment / facility failure | Aggregated | 2024 | 1.5332e-06 | 791.1875 | 0.001213 | 2024 | Mitigation | 0.95 | 45 | 0 | esc | 0.00097009 | 1.4873e-09 | 0.00097009 | 1.4873e-09
[79 empty] | WLDFR | HFTD - Distribution - Tier 3 - 5QU CoRE ¦ 5QU LoRE | Non-Red Flag Warning - Large Fires | 2025 | 4.5363e-09 | 4.5363e-09 | 5.475 | 0.71896 | 3.0715 | 1.6846 | 0 | 0 | 5.0764e-06 | 2.4837e-08 | 0 | 2.4837e-08 | 2.4837e-08 | 0 | 2.4837e-08 | 0 | 2.7193e-07 | 5.9608e-07 | 0 | 5.9608e-07 | [17 empty] | 7.3.3.17.5 (Remote Grid) Updates to grid topology to minimize risk of ignition in HFTDs Remote GridWLDFREquipment / facility failureAggregated | WLDFR | HFTD - Distribution - Tier 2 - 3QU CoRE ¦ 3QU LoRE | Red Flag Warning - Destructive Fires | Equipment / facility failure | Aggregated | 2025 | 1.5332e-06 | 791.1875 | 0.001213 | 2025 | Mitigation | 0.95 | 45 | 0 | esc | 0.00097009 | 1.4873e-09 | 0.00097009 | 1.4873e-09
[79 empty] | WLDFR | HFTD - Distribution - Tier 3 - 5QU CoRE ¦ 5QU LoRE | Non-Red Flag Warning - Large Fires | 2026 | 4.5363e-09 | 4.5363e-09 | 5.475 | 0.71896 | 3.0715 | 1.6846 | 0 | 0 | 5.0764e-06 | 2.4837e-08 | 0 | 2.4837e-08 | 2.4837e-08 | 0 | 2.4837e-08 | 0 | 2.7193e-07 | 5.9608e-07 | 0 | 5.9608e-07 | [17 empty] | 7.3.3.17.5 (Remote Grid) Updates to grid topology to minimize risk of ignition in HFTDs Remote GridWLDFREquipment / facility failureAggregated | WLDFR | HFTD - Distribution - Tier 2 - 3QU CoRE ¦ 3QU LoRE | Red Flag Warning - Destructive Fires | Equipment / facility failure | Aggregated | 2026 | 1.5332e-06 | 791.1875 | 0.001213 | 2026 | Mitigation | 0.95 | 45 | 0 | esc | 0.00097009 | 1.4873e-09 | 0.00097009 | 1.4873e-09
[79 empty] | WLDFR | HFTD - Distribution - Tier 3 - 5QU CoRE ¦ 5QU LoRE | Non-Red Flag Warning - Large Fires | 2027 | 4.5363e-09 | 4.5363e-09 | 5.475 | 0.71896 | 3.0715 | 1.6846 | 0 | 0 | 5.0764e-06 | 2.4837e-08 | 0 | 2.4837e-08 | 2.4837e-08 | 0 | 2.4837e-08 | 0 | 2.7193e-07 | 5.9608e-07 | 0 | 5.9608e-07 | [17 empty] | 7.3.3.17.5 (Remote Grid) Updates to grid topology to minimize risk of ignition in HFTDs Remote GridWLDFREquipment / facility failureAggregated | WLDFR | HFTD - Distribution - Tier 2 - 3QU CoRE ¦ 3QU LoRE | Red Flag Warning - Destructive Fires | Equipment / facility failure | Aggregated | 2027 | 1.5332e-06 | 791.1875 | 0.001213 | 2027 | Mitigation | 0.95 | 45 | 0 | esc | 0.00097009 | 1.4873e-09 | 0.00097009 | 1.4873e-09
[79 empty] | WLDFR | HFTD - Distribution - Tier 3 - 5QU CoRE ¦ 5QU LoRE | Non-Red Flag Warning - Large Fires | 2028 | 4.5363e-09 | 4.5363e-09 | 5.777 | 0.74734 | 3.238 | 1.7917 | 0 | 0 | 5.0764e-06 | 2.6206e-08 | 0 | 2.6206e-08 | 2.6206e-08 | 0 | 2.6206e-08 | 0 | 2.7193e-07 | 5.9608e-07 | 0 | 5.9608e-07 | [17 empty] | 7.3.3.17.5 (Remote Grid) Updates to grid topology to minimize risk of ignition in HFTDs Remote GridWLDFREquipment / facility failureAggregated | WLDFR | HFTD - Distribution - Tier 2 - 3QU CoRE ¦ 3QU LoRE | Red Flag Warning - Destructive Fires | Equipment / facility failure | Aggregated | 2028 | 1.5332e-06 | 791.1875 | 0.001213 | 2028 | Mitigation | 0.95 | 45 | 0 | esc | 0.00097009 | 1.4873e-09 | 0.00097009 | 1.4873e-09
[79 empty] | WLDFR | HFTD - Distribution - Tier 3 - 5QU CoRE ¦ 5QU LoRE | Non-Red Flag Warning - Large Fires | 2029 | 4.5363e-09 | 4.5363e-09 | 5.777 | 0.74734 | 3.238 | 1.7917 | 0 | 0 | 5.0764e-06 | 2.6206e-08 | 0 | 2.6206e-08 | 2.6206e-08 | 0 | 2.6206e-08 | 0 | 2.7193e-07 | 5.9608e-07 | 0 | 5.9608e-07 | [17 empty] | 7.3.3.17.5 (Remote Grid) Updates to grid topology to minimize risk of ignition in HFTDs Remote GridWLDFREquipment / facility failureAggregated | WLDFR | HFTD - Distribution - Tier 2 - 3QU CoRE ¦ 3QU LoRE | Red Flag Warning - Destructive Fires | Equipment / facility failure | Aggregated | 2029 | 1.5332e-06 | 791.1875 | 0.001213 | 2029 | Mitigation | 0.95 | 45 | 0 | esc | 0.00097009 | 1.4873e-09 | 0.00097009 | 1.4873e-09
[79 empty] | WLDFR | HFTD - Distribution - Tier 3 - 5QU CoRE ¦ 5QU LoRE | Non-Red Flag Warning - Large Fires | 2030 | 4.5363e-09 | 4.5363e-09 | 5.777 | 0.74734 | 3.238 | 1.7917 | 0 | 0 | 5.0764e-06 | 2.6206e-08 | 0 | 2.6206e-08 | 2.6206e-08 | 0 | 2.6206e-08 | 0 | 2.8499e-07 | 6.2471e-07 | 0 | 6.2471e-07 | [17 empty] | 7.3.3.17.5 (Remote Grid) Updates to grid topology to minimize risk of ignition in HFTDs Remote GridWLDFREquipment / facility failureAggregated | WLDFR | HFTD - Distribution - Tier 2 - 3QU CoRE ¦ 3QU LoRE | Red Flag Warning - Destructive Fires | Equipment / facility failure | Aggregated | 2030 | 1.5332e-06 | 791.1875 | 0.001213 | 2030 | Mitigation | 0.95 | 45 | 0 | esc | 0.00097009 | 1.4873e-09 | 0.00097009 | 1.4873e-09
[79 empty] | WLDFR | HFTD - Distribution - Tier 3 - 5QU CoRE ¦ 5QU LoRE | Non-Red Flag Warning - Large Fires | 2031 | 4.5363e-09 | 4.5363e-09 | 5.777 | 0.74734 | 3.238 | 1.7917 | 0 | 0 | 5.0764e-06 | 2.6206e-08 | 0 | 2.6206e-08 | 2.6206e-08 | 0 | 2.6206e-08 | 0 | 2.8499e-07 | 6.2471e-07 | 0 | 6.2471e-07 | [17 empty] | 7.3.3.17.5 (Remote Grid) Updates to grid topology to minimize risk of ignition in HFTDs Remote GridWLDFREquipment / facility failureAggregated | WLDFR | HFTD - Distribution - Tier 2 - 3QU CoRE ¦ 3QU LoRE | Red Flag Warning - Destructive Fires | Equipment / facility failure | Aggregated | 2031 | 1.5332e-06 | 791.1875 | 0.001213 | 2031 | Mitigation | 0.95 | 45 | 0 | esc | 0.00097009 | 1.4873e-09 | 0.00097009 | 1.4873e-09
[79 empty] | WLDFR | HFTD - Distribution - Tier 3 - 5QU CoRE ¦ 5QU LoRE | Non-Red Flag Warning - Large Fires | 2032 | 4.5363e-09 | 4.5363e-09 | 5.777 | 0.74734 | 3.238 | 1.7917 | 0 | 0 | 5.0764e-06 | 2.6206e-08 | 0 | 2.6206e-08 | 2.6206e-08 | 0 | 2.6206e-08 | 0 | 2.8499e-07 | 6.2471e-07 | 0 | 6.2471e-07 | [17 empty] | 7.3.3.17.5 (Remote Grid) Updates to grid topology to minimize risk of ignition in HFTDs Remote GridWLDFREquipment / facility failureAggregated | WLDFR | HFTD - Distribution - Tier 2 - 3QU CoRE ¦ 3QU LoRE | Red Flag Warning - Destructive Fires | Equipment / facility failure | Aggregated | 2032 | 1.5332e-06 | 791.1875 | 0.001213 | 2032 | Mitigation | 0.95 | 45 | 0 | esc | 0.00097009 | 1.4873e-09 | 0.00097009 | 1.4873e-09
[79 empty] | WLDFR | HFTD - Distribution - Tier 3 - 5QU CoRE ¦ 5QU LoRE | Non-Red Flag Warning - Large Fires | 2033 | 4.5363e-09 | 4.5363e-09 | 6.1205 | 0.77885 | 3.4265 | 1.9151 | 0 | 0 | 5.0764e-06 | 2.7765e-08 | 0 | 2.7765e-08 | 2.7765e-08 | 0 | 2.7765e-08 | 0 | 2.8499e-07 | 6.2471e-07 | 0 | 6.2471e-07 | [17 empty] | 7.3.3.17.5 (Remote Grid) Updates to grid topology to minimize risk of ignition in HFTDs Remote GridWLDFREquipment / facility failureAggregated | WLDFR | HFTD - Distribution - Tier 2 - 3QU CoRE ¦ 3QU LoRE | Red Flag Warning - Destructive Fires | Equipment / facility failure | Aggregated | 2033 | 1.5332e-06 | 791.1875 | 0.001213 | 2033 | Mitigation | 0.95 | 45 | 0 | esc | 0.00097009 | 1.4873e-09 | 0.00097009 | 1.4873e-09
[79 empty] | WLDFR | HFTD - Distribution - Tier 3 - 5QU CoRE ¦ 5QU LoRE | Non-Red Flag Warning - Large Fires | 2034 | 4.5363e-09 | 4.5363e-09 | 6.1205 | 0.77885 | 3.4265 | 1.9151 | 0 | 0 | 5.0764e-06 | 2.7765e-08 | 0 | 2.7765e-08 | 2.7765e-08 | 0 | 2.7765e-08 | 0 | 2.8499e-07 | 6.2471e-07 | 0 | 6.2471e-07 | [17 empty] | 7.3.3.17.5 (Remote Grid) Updates to grid topology to minimize risk of ignition in HFTDs Remote GridWLDFREquipment / facility failureAggregated | WLDFR | HFTD - Distribution - Tier 2 - 3QU CoRE ¦ 3QU LoRE | Red Flag Warning - Destructive Fires | Equipment / facility failure | Aggregated | 2034 | 1.5332e-06 | 791.1875 | 0.001213 | 2034 | Mitigation | 0.95 | 45 | 0 | esc | 0.00097009 | 1.4873e-09 | 0.00097009 | 1.4873e-09
[79 empty] | WLDFR | HFTD - Distribution - Tier 3 - 5QU CoRE ¦ 5QU LoRE | Non-Red Flag Warning - Large Fires | 2035 | 4.5363e-09 | 4.5363e-09 | 6.1205 | 0.77885 | 3.4265 | 1.9151 | 0 | 0 | 5.0764e-06 | 2.7765e-08 | 0 | 2.7765e-08 | 2.7765e-08 | 0 | 2.7765e-08 | 0 | 2.9873e-07 | 6.5482e-07 | 0 | 6.5482e-07 | [17 empty] | 7.3.3.17.5 (Remote Grid) Updates to grid topology to minimize risk of ignition in HFTDs Remote GridWLDFREquipment / facility failureAggregated | WLDFR | HFTD - Distribution - Tier 2 - 3QU CoRE ¦ 3QU LoRE | Red Flag Warning - Destructive Fires | Equipment / facility failure | Aggregated | 2035 | 1.5332e-06 | 791.1875 | 0.001213 | 2035 | Mitigation | 0.95 | 45 | 0 | esc | 0.00097009 | 1.4873e-09 | 0.00097009 | 1.4873e-09
[79 empty] | WLDFR | HFTD - Distribution - Tier 3 - 5QU CoRE ¦ 5QU LoRE | Non-Red Flag Warning - Large Fires | 2036 | 4.5363e-09 | 4.5363e-09 | 6.1205 | 0.77885 | 3.4265 | 1.9151 | 0 | 0 | 5.0764e-06 | 2.7765e-08 | 0 | 2.7765e-08 | 2.7765e-08 | 0 | 2.7765e-08 | 0 | 2.9873e-07 | 6.5482e-07 | 0 | 6.5482e-07 | [17 empty] | 7.3.3.17.5 (Remote Grid) Updates to grid topology to minimize risk of ignition in HFTDs Remote GridWLDFREquipment / facility failureAggregated | WLDFR | HFTD - Distribution - Tier 2 - 3QU CoRE ¦ 3QU LoRE | Red Flag Warning - Destructive Fires | Equipment / facility failure | Aggregated | 2036 | 1.5332e-06 | 791.1875 | 0.001213 | 2036 | Mitigation | 0.95 | 45 | 0 | esc | 0.00097009 | 1.4873e-09 | 0.00097009 | 1.4873e-09
[79 empty] | WLDFR | HFTD - Distribution - Tier 3 - 5QU CoRE ¦ 5QU LoRE | Non-Red Flag Warning - Large Fires | 2037 | 4.5363e-09 | 4.5363e-09 | 6.1205 | 0.77885 | 3.4265 | 1.9151 | 0 | 0 | 5.0764e-06 | 2.7765e-08 | 0 | 2.7765e-08 | 2.7765e-08 | 0 | 2.7765e-08 | 0 | 2.9873e-07 | 6.5482e-07 | 0 | 6.5482e-07 | [17 empty] | 7.3.3.17.5 (Remote Grid) Updates to grid topology to minimize risk of ignition in HFTDs Remote GridWLDFREquipment / facility failureAggregated | WLDFR | HFTD - Distribution - Tier 2 - 3QU CoRE ¦ 3QU LoRE | Red Flag Warning - Destructive Fires | Equipment / facility failure | Aggregated | 2037 | 1.5332e-06 | 791.1875 | 0.001213 | 2037 | Mitigation | 0.95 | 45 | 0 | esc | 0.00097009 | 1.4873e-09 | 0.00097009 | 1.4873e-09
[79 empty] | WLDFR | HFTD - Distribution - Tier 3 - 5QU CoRE ¦ 5QU LoRE | Non-Red Flag Warning - Large Fires | 2038 | 4.5363e-09 | 4.5363e-09 | 6.5028 | 0.81304 | 3.6355 | 2.0543 | 0 | 0 | 5.0764e-06 | 2.9499e-08 | 0 | 2.9499e-08 | 2.9499e-08 | 0 | 2.9499e-08 | 0 | 2.9873e-07 | 6.5482e-07 | 0 | 6.5482e-07 | [17 empty] | 7.3.3.17.5 (Remote Grid) Updates to grid topology to minimize risk of ignition in HFTDs Remote GridWLDFREquipment / facility failureAggregated | WLDFR | HFTD - Distribution - Tier 2 - 3QU CoRE ¦ 3QU LoRE | Red Flag Warning - Destructive Fires | Equipment / facility failure | Aggregated | 2038 | 1.5332e-06 | 791.1875 | 0.001213 | 2038 | Mitigation | 0.95 | 45 | 0 | esc | 0.00097009 | 1.4873e-09 | 0.00097009 | 1.4873e-09
[79 empty] | WLDFR | HFTD - Distribution - Tier 3 - 5QU CoRE ¦ 5QU LoRE | Non-Red Flag Warning - Large Fires | 2039 | 4.5363e-09 | 4.5363e-09 | 6.5028 | 0.81304 | 3.6355 | 2.0543 | 0 | 0 | 5.0764e-06 | 2.9499e-08 | 0 | 2.9499e-08 | 2.9499e-08 | 0 | 2.9499e-08 | 0 | 2.9873e-07 | 6.5482e-07 | 0 | 6.5482e-07 | [17 empty] | 7.3.3.17.5 (Remote Grid) Updates to grid topology to minimize risk of ignition in HFTDs Remote GridWLDFREquipment / facility failureAggregated | WLDFR | HFTD - Distribution - Tier 2 - 3QU CoRE ¦ 3QU LoRE | Red Flag Warning - Destructive Fires | Equipment / facility failure | Aggregated | 2039 | 1.5332e-06 | 791.1875 | 0.001213 | 2039 | Mitigation | 0.95 | 45 | 0 | esc | 0.00097009 | 1.4873e-09 | 0.00097009 | 1.4873e-09
[79 empty] | WLDFR | HFTD - Distribution - Tier 3 - 5QU CoRE ¦ 5QU LoRE | Non-Red Flag Warning - Large Fires | 2040 | 4.5363e-09 | 4.5363e-09 | 6.5028 | 0.81304 | 3.6355 | 2.0543 | 0 | 0 | 5.0764e-06 | 2.9499e-08 | 0 | 2.9499e-08 | 2.9499e-08 | 0 | 2.9499e-08 | 0 | 3.1299e-07 | 6.8608e-07 | 0 | 6.8608e-07 | [17 empty] | 7.3.3.17.5 (Remote Grid) Updates to grid topology to minimize risk of ignition in HFTDs Remote GridWLDFREquipment / facility failureAggregated | WLDFR | HFTD - Distribution - Tier 2 - 3QU CoRE ¦ 3QU LoRE | Red Flag Warning - Destructive Fires | Equipment / facility failure | Aggregated | 2040 | 1.5332e-06 | 791.1875 | 0.001213 | 2040 | Mitigation | 0.95 | 45 | 0 | esc | 0.00097009 | 1.4873e-09 | 0.00097009 | 1.4873e-09
[79 empty] | WLDFR | HFTD - Distribution - Tier 3 - 5QU CoRE ¦ 5QU LoRE | Non-Red Flag Warning - Large Fires | 2041 | 4.5363e-09 | 4.5363e-09 | 6.5028 | 0.81304 | 3.6355 | 2.0543 | 0 | 0 | 5.0764e-06 | 2.9499e-08 | 0 | 2.9499e-08 | 2.9499e-08 | 0 | 2.9499e-08 | 0 | 3.1299e-07 | 6.8608e-07 | 0 | 6.8608e-07 | [17 empty] | 7.3.3.17.5 (Remote Grid) Updates to grid topology to minimize risk of ignition in HFTDs Remote GridWLDFREquipment / facility failureAggregated | WLDFR | HFTD - Distribution - Tier 2 - 3QU CoRE ¦ 3QU LoRE | Red Flag Warning - Destructive Fires | Equipment / facility failure | Aggregated | 2041 | 1.5332e-06 | 791.1875 | 0.001213 | 2041 | Mitigation | 0.95 | 45 | 0 | esc | 0.00097009 | 1.4873e-09 | 0.00097009 | 1.4873e-09
[79 empty] | WLDFR | HFTD - Distribution - Tier 3 - 5QU CoRE ¦ 5QU LoRE | Non-Red Flag Warning - Large Fires | 2042 | 4.5363e-09 | 4.5363e-09 | 6.5028 | 0.81304 | 3.6355 | 2.0543 | 0 | 0 | 5.0764e-06 | 2.9499e-08 | 0 | 2.9499e-08 | 2.9499e-08 | 0 | 2.9499e-08 | 0 | 3.1299e-07 | 6.8608e-07 | 0 | 6.8608e-07 | [17 empty] | 7.3.3.17.5 (Remote Grid) Updates to grid topology to minimize risk of ignition in HFTDs Remote GridWLDFREquipment / facility failureAggregated | WLDFR | HFTD - Distribution - Tier 2 - 3QU CoRE ¦ 3QU LoRE | Red Flag Warning - Destructive Fires | Equipment / facility failure | Aggregated | 2042 | 1.5332e-06 | 791.1875 | 0.001213 | 2042 | Mitigation | 0.95 | 45 | 0 | esc | 0.00097009 | 1.4873e-09 | 0.00097009 | 1.4873e-09
[79 empty] | WLDFR | HFTD - Distribution - Tier 3 - 5QU CoRE ¦ 5QU LoRE | Non-Red Flag Warning - Large Fires | 2043 | 4.5363e-09 | 4.5363e-09 | 6.9209 | 0.84944 | 3.8632 | 2.2083 | 0 | 0 | 5.0764e-06 | 3.1396e-08 | 0 | 3.1396e-08 | 3.1396e-08 | 0 | 3.1396e-08 | 0 | 3.1299e-07 | 6.8608e-07 | 0 | 6.8608e-07 | [17 empty] | 7.3.3.17.5 (Remote Grid) Updates to grid topology to minimize risk of ignition in HFTDs Remote GridWLDFREquipment / facility failureAggregated | WLDFR | HFTD - Distribution - Tier 2 - 3QU CoRE ¦ 3QU LoRE | Red Flag Warning - Destructive Fires | Equipment / facility failure | Aggregated | 2043 | 1.5332e-06 | 791.1875 | 0.001213 | 2043 | Mitigation | 0.95 | 45 | 0 | esc | 0.00097009 | 1.4873e-09 | 0.00097009 | 1.4873e-09
[79 empty] | WLDFR | HFTD - Distribution - Tier 3 - 5QU CoRE ¦ 5QU LoRE | Non-Red Flag Warning - Large Fires | 2044 | 4.5363e-09 | 4.5363e-09 | 6.9209 | 0.84944 | 3.8632 | 2.2083 | 0 | 0 | 5.0764e-06 | 3.1396e-08 | 0 | 3.1396e-08 | 3.1396e-08 | 0 | 3.1396e-08 | 0 | 3.1299e-07 | 6.8608e-07 | 0 | 6.8608e-07 | [17 empty] | 7.3.3.17.5 (Remote Grid) Updates to grid topology to minimize risk of ignition in HFTDs Remote GridWLDFREquipment / facility failureAggregated | WLDFR | HFTD - Distribution - Tier 2 - 3QU CoRE ¦ 3QU LoRE | Red Flag Warning - Destructive Fires | Equipment / facility failure | Aggregated | 2044 | 1.5332e-06 | 791.1875 | 0.001213 | 2044 | Mitigation | 0.95 | 45 | 0 | esc | 0.00097009 | 1.4873e-09 | 0.00097009 | 1.4873e-09
[79 empty] | WLDFR | HFTD - Distribution - Tier 3 - 5QU CoRE ¦ 5QU LoRE | Non-Red Flag Warning - Large Fires | 2045 | 4.5363e-09 | 4.5363e-09 | 6.9209 | 0.84944 | 3.8632 | 2.2083 | 0 | 0 | 5.0764e-06 | 3.1396e-08 | 0 | 3.1396e-08 | 3.1396e-08 | 0 | 3.1396e-08 | 0 | 3.2761e-07 | 7.1814e-07 | 0 | 7.1814e-07 | [17 empty] | 7.3.3.17.5 (Remote Grid) Updates to grid topology to minimize risk of ignition in HFTDs Remote GridWLDFREquipment / facility failureAggregated | WLDFR | HFTD - Distribution - Tier 2 - 3QU CoRE ¦ 3QU LoRE | Red Flag Warning - Destructive Fires | Equipment / facility failure | Aggregated | 2045 | 1.5332e-06 | 791.1875 | 0.001213 | 2045 | Mitigation | 0.95 | 45 | 0 | esc | 0.00097009 | 1.4873e-09 | 0.00097009 | 1.4873e-09
[79 empty] | WLDFR | HFTD - Distribution - Tier 3 - 5QU CoRE ¦ 5QU LoRE | Non-Red Flag Warning - Large Fires | 2046 | 4.5363e-09 | 4.5363e-09 | 6.9209 | 0.84944 | 3.8632 | 2.2083 | 0 | 0 | 5.0764e-06 | 3.1396e-08 | 0 | 3.1396e-08 | 3.1396e-08 | 0 | 3.1396e-08 | 0 | 3.2761e-07 | 7.1814e-07 | 0 | 7.1814e-07 | [17 empty] | 7.3.3.17.5 (Remote Grid) Updates to grid topology to minimize risk of ignition in HFTDs Remote GridWLDFREquipment / facility failureAggregated | WLDFR | HFTD - Distribution - Tier 2 - 3QU CoRE ¦ 3QU LoRE | Red Flag Warning - Destructive Fires | Equipment / facility failure | Aggregated | 2046 | 1.5332e-06 | 791.1875 | 0.001213 | 2046 | Mitigation | 0.95 | 45 | 0 | esc | 0.00097009 | 1.4873e-09 | 0.00097009 | 1.4873e-09
[79 empty] | WLDFR | HFTD - Distribution - Tier 3 - 5QU CoRE ¦ 5QU LoRE | Non-Red Flag Warning - Large Fires | 2047 | 4.5363e-09 | 4.5363e-09 | 6.9209 | 0.84944 | 3.8632 | 2.2083 | 0 | 0 | 5.0764e-06 | 3.1396e-08 | 0 | 3.1396e-08 | 3.1396e-08 | 0 | 3.1396e-08 | 0 | 3.2761e-07 | 7.1814e-07 | 0 | 7.1814e-07 | [17 empty] | 7.3.3.17.5 (Remote Grid) Updates to grid topology to minimize risk of ignition in HFTDs Remote GridWLDFREquipment / facility failureAggregated | WLDFR | HFTD - Distribution - Tier 2 - 3QU CoRE ¦ 3QU LoRE | Red Flag Warning - Destructive Fires | Equipment / facility failure | Aggregated | 2047 | 1.5332e-06 | 791.1875 | 0.001213 | 2047 | Mitigation | 0.95 | 45 | 0 | esc | 0.00097009 | 1.4873e-09 | 0.00097009 | 1.4873e-09
[79 empty] | WLDFR | HFTD - Distribution - Tier 3 - 5QU CoRE ¦ 5QU LoRE | Non-Red Flag Warning - Large Fires | 2048 | 4.5363e-09 | 4.5363e-09 | 7.3713 | 0.88759 | 4.1075 | 2.3763 | 0 | 0 | 5.0764e-06 | 3.3439e-08 | 0 | 3.3439e-08 | 3.3439e-08 | 0 | 3.3439e-08 | 0 | 3.2761e-07 | 7.1814e-07 | 0 | 7.1814e-07 | [17 empty] | 7.3.3.17.5 (Remote Grid) Updates to grid topology to minimize risk of ignition in HFTDs Remote GridWLDFREquipment / facility failureAggregated | WLDFR | HFTD - Distribution - Tier 2 - 3QU CoRE ¦ 3QU LoRE | Red Flag Warning - Destructive Fires | Equipment / facility failure | Aggregated | 2048 | 1.5332e-06 | 791.1875 | 0.001213 | 2048 | Mitigation | 0.95 | 45 | 0 | esc | 0.00097009 | 1.4873e-09 | 0.00097009 | 1.4873e-09
[79 empty] | WLDFR | HFTD - Distribution - Tier 3 - 5QU CoRE ¦ 5QU LoRE | Non-Red Flag Warning - Large Fires | 2049 | 4.5363e-09 | 4.5363e-09 | 7.3713 | 0.88759 | 4.1075 | 2.3763 | 0 | 0 | 5.0764e-06 | 3.3439e-08 | 0 | 3.3439e-08 | 3.3439e-08 | 0 | 3.3439e-08 | 0 | 3.2761e-07 | 7.1814e-07 | 0 | 7.1814e-07 | [17 empty] | 7.3.3.17.5 (Remote Grid) Updates to grid topology to minimize risk of ignition in HFTDs Remote GridWLDFREquipment / facility failureAggregated | WLDFR | HFTD - Distribution - Tier 2 - 3QU CoRE ¦ 3QU LoRE | Red Flag Warning - Destructive Fires | Equipment / facility failure | Aggregated | 2049 | 1.5332e-06 | 791.1875 | 0.001213 | 2049 | Mitigation | 0.95 | 45 | 0 | esc | 0.00097009 | 1.4873e-09 | 0.00097009 | 1.4873e-09
[79 empty] | WLDFR | HFTD - Distribution - Tier 3 - 5QU CoRE ¦ 5QU LoRE | Non-Red Flag Warning - Large Fires | 2050 | 4.5363e-09 | 4.5363e-09 | 7.3713 | 0.88759 | 4.1075 | 2.3763 | 0 | 0 | 5.0764e-06 | 3.3439e-08 | 0 | 3.3439e-08 | 3.3439e-08 | 0 | 3.3439e-08 | 0 | 3.4243e-07 | 7.5062e-07 | 0 | 7.5062e-07 | [17 empty] | 7.3.3.17.5 (Remote Grid) Updates to grid topology to minimize risk of ignition in HFTDs Remote GridWLDFREquipment / facility failureAggregated | WLDFR | HFTD - Distribution - Tier 2 - 3QU CoRE ¦ 3QU LoRE | Red Flag Warning - Destructive Fires | Equipment / facility failure | Aggregated | 2050 | 1.5332e-06 | 791.1875 | 0.001213 | 2050 | Mitigation | 0.95 | 45 | 0 | esc | 0.00097009 | 1.4873e-09 | 0.00097009 | 1.4873e-09
[79 empty] | WLDFR | HFTD - Distribution - Tier 3 - 5QU CoRE ¦ 5QU LoRE | Non-Red Flag Warning - Large Fires | 2051 | 4.5363e-09 | 4.5363e-09 | 7.3713 | 0.88759 | 4.1075 | 2.3763 | 0 | 0 | 5.0764e-06 | 3.3439e-08 | 0 | 3.3439e-08 | 3.3439e-08 | 0 | 3.3439e-08 | 0 | 3.4243e-07 | 7.5062e-07 | 0 | 7.5062e-07 | [17 empty] | 7.3.3.17.5 (Remote Grid) Updates to grid topology to minimize risk of ignition in HFTDs Remote GridWLDFREquipment / facility failureAggregated | WLDFR | HFTD - Distribution - Tier 2 - 3QU CoRE ¦ 3QU LoRE | Red Flag Warning - Destructive Fires | Equipment / facility failure | Aggregated | 2051 | 1.5332e-06 | 791.1875 | 0.001213 | 2051 | Mitigation | 0.95 | 45 | 0 | esc | 0.00097009 | 1.4873e-09 | 0.00097009 | 1.4873e-09
[79 empty] | WLDFR | HFTD - Distribution - Tier 3 - 5QU CoRE ¦ 5QU LoRE | Non-Red Flag Warning - Large Fires | 2052 | 4.5363e-09 | 4.5363e-09 | 7.3713 | 0.88759 | 4.1075 | 2.3763 | 0 | 0 | 5.0764e-06 | 3.3439e-08 | 0 | 3.3439e-08 | 3.3439e-08 | 0 | 3.3439e-08 | 0 | 3.4243e-07 | 7.5062e-07 | 0 | 7.5062e-07 | [17 empty] | 7.3.3.17.5 (Remote Grid) Updates to grid topology to minimize risk of ignition in HFTDs Remote GridWLDFREquipment / facility failureAggregated | WLDFR | HFTD - Distribution - Tier 2 - 3QU CoRE ¦ 3QU LoRE | Red Flag Warning - Destructive Fires | Equipment / facility failure | Aggregated | 2052 | 1.5332e-06 | 791.1875 | 0.001213 | 2052 | Mitigation | 0.95 | 45 | 0 | esc | 0.00097009 | 1.4873e-09 | 0.00097009 | 1.4873e-09
[79 empty] | WLDFR | HFTD - Distribution - Tier 3 - 5QU CoRE ¦ 5QU LoRE | Non-Red Flag Warning - Large Fires | 2053 | 4.5363e-09 | 4.5363e-09 | 7.8503 | 0.92702 | 4.3664 | 2.5569 | 0 | 0 | 5.0764e-06 | 3.5612e-08 | 0 | 3.5612e-08 | 3.5612e-08 | 0 | 3.5612e-08 | 0 | 0 | 7.5062e-07 | 0 | 7.5062e-07 | [17 empty] | 7.3.3.17.5 (Remote Grid) Updates to grid topology to minimize risk of ignition in HFTDs Remote GridWLDFREquipment / facility failureAggregated | WLDFR | HFTD - Distribution - Tier 2 - 3QU CoRE ¦ 3QU LoRE | Red Flag Warning - Destructive Fires | Equipment / facility failure | Aggregated | 2053 | 1.5332e-06 | 791.1875 | 0.001213 | 2053 | Mitigation | 0.95 | 45 | 0 | esc | 0.00097009 | 1.4873e-09 | 0.00097009 | 1.4873e-09
[79 empty] | WLDFR | HFTD - Distribution - Tier 3 - 5QU CoRE ¦ 5QU LoRE | Non-Red Flag Warning - Large Fires | 2054 | 4.5363e-09 | 4.5363e-09 | 7.8503 | 0.92702 | 4.3664 | 2.5569 | 0 | 0 | 5.0764e-06 | 3.5612e-08 | 0 | 3.5612e-08 | 3.5612e-08 | 0 | 3.5612e-08 | 0 | 0 | 0 | 0 | 0 | [17 empty] | 7.3.3.17.5 (Remote Grid) Updates to grid topology to minimize risk of ignition in HFTDs Remote GridWLDFREquipment / facility failureAggregated | WLDFR | HFTD - Distribution - Tier 2 - 3QU CoRE ¦ 3QU LoRE | Red Flag Warning - Destructive Fires | Equipment / facility failure | Aggregated | 2054 | 1.5332e-06 | 791.1875 | 0.001213 | 2054 | Mitigation | 0.95 | 45 | 0 | esc | 0.00097009 | 1.4873e-09 | 0.00097009 | 1.4873e-09
[79 empty] | WLDFR | HFTD - Distribution - Tier 3 - 5QU CoRE ¦ 5QU LoRE | Non-Red Flag Warning - Large Fires | 2055 | 4.5363e-09 | 4.5363e-09 | 7.8503 | 0.92702 | 4.3664 | 2.5569 | 0 | 0 | 5.0764e-06 | 3.5612e-08 | 0 | 3.5612e-08 | 3.5612e-08 | 0 | 3.5612e-08 | 0 | 9.6226e-05 | 0 | 0 | 0 | [17 empty] | 7.3.3.17.5 (Remote Grid) Updates to grid topology to minimize risk of ignition in HFTDs Remote GridWLDFREquipment / facility failureAggregated | WLDFR | HFTD - Distribution - Tier 2 - 3QU CoRE ¦ 3QU LoRE | Red Flag Warning - Destructive Fires | Equipment / facility failure | Aggregated | 2055 | 1.5332e-06 | 791.1875 | 0.001213 | 2055 | Mitigation | 0.95 | 45 | 0 | esc | 0.00097009 | 1.4873e-09 | 0.00097009 | 1.4873e-09
[79 empty] | WLDFR | HFTD - Distribution - Tier 3 - 5QU CoRE ¦ 5QU LoRE | Non-Red Flag Warning - Large Fires | 2056 | 4.5363e-09 | 4.5363e-09 | 7.8503 | 0.92702 | 4.3664 | 2.5569 | 0 | 0 | 5.0764e-06 | 3.5612e-08 | 0 | 3.5612e-08 | 3.5612e-08 | 0 | 3.5612e-08 | 0 | 9.9753e-05 | 0.00021866 | 0 | 0.00021866 | [17 empty] | 7.3.3.17.5 (Remote Grid) Updates to grid topology to minimize risk of ignition in HFTDs Remote GridWLDFREquipment / facility failureAggregated | WLDFR | HFTD - Distribution - Tier 2 - 3QU CoRE ¦ 3QU LoRE | Red Flag Warning - Destructive Fires | Equipment / facility failure | Aggregated | 2056 | 1.5332e-06 | 791.1875 | 0.001213 | 2056 | Mitigation | 0.95 | 45 | 0 | esc | 0.00097009 | 1.4873e-09 | 0.00097009 | 1.4873e-09
[79 empty] | WLDFR | HFTD - Distribution - Tier 3 - 5QU CoRE ¦ 5QU LoRE | Non-Red Flag Warning - Large Fires | 2057 | 4.5363e-09 | 4.5363e-09 | 7.8503 | 0.92702 | 4.3664 | 2.5569 | 0 | 0 | 5.0764e-06 | 3.5612e-08 | 0 | 3.5612e-08 | 3.5612e-08 | 0 | 3.5612e-08 | 0 | 9.9753e-05 | 0.00021866 | 0 | 0.00021866 | [17 empty] | 7.3.3.17.5 (Remote Grid) Updates to grid topology to minimize risk of ignition in HFTDs Remote GridWLDFREquipment / facility failureAggregated | WLDFR | HFTD - Distribution - Tier 2 - 3QU CoRE ¦ 3QU LoRE | Red Flag Warning - Destructive Fires | Equipment / facility failure | Aggregated | 2057 | 1.5332e-06 | 791.1875 | 0.001213 | 2057 | Mitigation | 0.95 | 45 | 0 | esc | 0.00097009 | 1.4873e-09 | 0.00097009 | 1.4873e-09
[79 empty] | WLDFR | HFTD - Distribution - Tier 3 - 5QU CoRE ¦ 5QU LoRE | Non-Red Flag Warning - Large Fires | 2058 | 4.5363e-09 | 4.5363e-09 | 8.3524 | 0.96727 | 4.6367 | 2.7484 | 0 | 0 | 5.0764e-06 | 3.7889e-08 | 0 | 3.7889e-08 | 3.7889e-08 | 0 | 3.7889e-08 | 0 | 9.9753e-05 | 0.00021866 | 0 | 0.00021866 | [17 empty] | 7.3.3.17.5 (Remote Grid) Updates to grid topology to minimize risk of ignition in HFTDs Remote GridWLDFREquipment / facility failureAggregated | WLDFR | HFTD - Distribution - Tier 2 - 3QU CoRE ¦ 3QU LoRE | Red Flag Warning - Destructive Fires | Equipment / facility failure | Aggregated | 2058 | 1.5332e-06 | 791.1875 | 0.001213 | 2058 | Mitigation | 0.95 | 45 | 0 | esc | 0.00097009 | 1.4873e-09 | 0.00097009 | 1.4873e-09
[79 empty] | WLDFR | HFTD - Distribution - Tier 3 - 5QU CoRE ¦ 5QU LoRE | Non-Red Flag Warning - Large Fires | 2059 | 4.5363e-09 | 4.5363e-09 | 8.3524 | 0.96727 | 4.6367 | 2.7484 | 0 | 0 | 5.0764e-06 | 3.7889e-08 | 0 | 3.7889e-08 | 3.7889e-08 | 0 | 3.7889e-08 | 0 | 9.9753e-05 | 0.00021866 | 0 | 0.00021866 | [17 empty] | 7.3.3.17.5 (Remote Grid) Updates to grid topology to minimize risk of ignition in HFTDs Remote GridWLDFREquipment / facility failureAggregated | WLDFR | HFTD - Distribution - Tier 2 - 3QU CoRE ¦ 3QU LoRE | Red Flag Warning - Destructive Fires | Equipment / facility failure | Aggregated | 2059 | 1.5332e-06 | 791.1875 | 0.001213 | 2059 | Mitigation | 0.95 | 45 | 0 | esc | 0.00097009 | 1.4873e-09 | 0.00097009 | 1.4873e-09
[79 empty] | WLDFR | HFTD - Distribution - Tier 3 - 5QU CoRE ¦ 5QU LoRE | Non-Red Flag Warning - Large Fires | 2060 | 4.5363e-09 | 4.5363e-09 | 8.3524 | 0.96727 | 4.6367 | 2.7484 | 0 | 0 | 5.0764e-06 | 3.7889e-08 | 0 | 3.7889e-08 | 3.7889e-08 | 0 | 3.7889e-08 | 0 | 9.9753e-05 | 0.00021866 | 0 | 0.00021866 | [17 empty] | 7.3.3.17.5 (Remote Grid) Updates to grid topology to minimize risk of ignition in HFTDs Remote GridWLDFREquipment / facility failureAggregated | WLDFR | HFTD - Distribution - Tier 2 - 3QU CoRE ¦ 3QU LoRE | Red Flag Warning - Destructive Fires | Equipment / facility failure | Aggregated | 2060 | 1.5332e-06 | 791.1875 | 0.001213 | 2060 | Mitigation | 0.95 | 45 | 0 | esc | 0.00097009 | 1.4873e-09 | 0.00097009 | 1.4873e-09
[79 empty] | WLDFR | HFTD - Distribution - Tier 3 - 5QU CoRE ¦ 5QU LoRE | Non-Red Flag Warning - Large Fires | 2061 | 4.5363e-09 | 4.5363e-09 | 8.3524 | 0.96727 | 4.6367 | 2.7484 | 0 | 0 | 5.0764e-06 | 3.7889e-08 | 0 | 3.7889e-08 | 3.7889e-08 | 0 | 3.7889e-08 | 0 | 0.0001042 | 0.0002284 | 0 | 0.0002284 | [17 empty] | 7.3.3.17.5 (Remote Grid) Updates to grid topology to minimize risk of ignition in HFTDs Remote GridWLDFREquipment / facility failureAggregated | WLDFR | HFTD - Distribution - Tier 2 - 3QU CoRE ¦ 3QU LoRE | Red Flag Warning - Destructive Fires | Equipment / facility failure | Aggregated | 2061 | 1.5332e-06 | 791.1875 | 0.001213 | 2061 | Mitigation | 0.95 | 45 | 0 | esc | 0.00097009 | 1.4873e-09 | 0.00097009 | 1.4873e-09
[79 empty] | WLDFR | HFTD - Distribution - Tier 3 - 5QU CoRE ¦ 5QU LoRE | Non-Red Flag Warning - Large Fires | 2062 | 4.5363e-09 | 4.5363e-09 | 8.3524 | 0.96727 | 4.6367 | 2.7484 | 0 | 0 | 5.0764e-06 | 3.7889e-08 | 0 | 3.7889e-08 | 3.7889e-08 | 0 | 3.7889e-08 | 0 | 0.0001042 | 0.0002284 | 0 | 0.0002284 | [17 empty] | 7.3.3.17.5 (Remote Grid) Updates to grid topology to minimize risk of ignition in HFTDs Remote GridWLDFREquipment / facility failureAggregated | WLDFR | HFTD - Distribution - Tier 2 - 3QU CoRE ¦ 3QU LoRE | Red Flag Warning - Destructive Fires | Equipment / facility failure | Aggregated | 2062 | 1.5332e-06 | 791.1875 | 0.001213 | 2062 | Mitigation | 0.95 | 45 | 0 | esc | 0.00097009 | 1.4873e-09 | 0.00097009 | 1.4873e-09
[79 empty] | WLDFR | HFTD - Distribution - Tier 3 - 5QU CoRE ¦ 5QU LoRE | Non-Red Flag Warning - Large Fires | 2063 | 4.5363e-09 | 4.5363e-09 | 8.872 | 1.0079 | 4.9153 | 2.9488 | 0 | 0 | 5.0764e-06 | 4.0246e-08 | 0 | 4.0246e-08 | 4.0246e-08 | 0 | 4.0246e-08 | 0 | 0.0001042 | 0.0002284 | 0 | 0.0002284 | [17 empty] | 7.3.3.17.5 (Remote Grid) Updates to grid topology to minimize risk of ignition in HFTDs Remote GridWLDFREquipment / facility failureAggregated | WLDFR | HFTD - Distribution - Tier 2 - 3QU CoRE ¦ 3QU LoRE | Red Flag Warning - Destructive Fires | Equipment / facility failure | Aggregated | 2063 | 1.5332e-06 | 791.1875 | 0.001213 | 2063 | Mitigation | 0.95 | 45 | 0 | esc | 0.00097009 | 1.4873e-09 | 0.00097009 | 1.4873e-09
[79 empty] | WLDFR | HFTD - Distribution - Tier 3 - 5QU CoRE ¦ 5QU LoRE | Non-Red Flag Warning - Large Fires | 2064 | 4.5363e-09 | 4.5363e-09 | 8.872 | 1.0079 | 4.9153 | 2.9488 | 0 | 0 | 5.0764e-06 | 4.0246e-08 | 0 | 4.0246e-08 | 4.0246e-08 | 0 | 4.0246e-08 | 0 | 0.0001042 | 0.0002284 | 0 | 0.0002284 | [17 empty] | 7.3.3.17.5 (Remote Grid) Updates to grid topology to minimize risk of ignition in HFTDs Remote GridWLDFREquipment / facility failureAggregated | WLDFR | HFTD - Distribution - Tier 2 - 3QU CoRE ¦ 3QU LoRE | Red Flag Warning - Destructive Fires | Equipment / facility failure | Aggregated | 2064 | 1.5332e-06 | 791.1875 | 0.001213 | 2064 | Mitigation | 0.95 | 45 | 0 | esc | 0.00097009 | 1.4873e-09 | 0.00097009 | 1.4873e-09
[79 empty] | WLDFR | HFTD - Distribution - Tier 3 - 5QU CoRE ¦ 5QU LoRE | Non-Red Flag Warning - Large Fires | 2065 | 4.5363e-09 | 4.5363e-09 | 8.872 | 1.0079 | 4.9153 | 2.9488 | 0 | 0 | 5.0764e-06 | 4.0246e-08 | 0 | 4.0246e-08 | 4.0246e-08 | 0 | 4.0246e-08 | 0 | 0.0001042 | 0.0002284 | 0 | 0.0002284 | [17 empty] | 7.3.3.17.5 (Remote Grid) Updates to grid topology to minimize risk of ignition in HFTDs Remote GridWLDFREquipment / facility failureAggregated | WLDFR | HFTD - Distribution - Tier 2 - 3QU CoRE ¦ 3QU LoRE | Red Flag Warning - Destructive Fires | Equipment / facility failure | Aggregated | 2065 | 1.5332e-06 | 791.1875 | 0.001213 | 2065 | Mitigation | 0.95 | 45 | 0 | esc | 0.00097009 | 1.4873e-09 | 0.00097009 | 1.4873e-09
[79 empty] | WLDFR | HFTD - Distribution - Tier 3 - 5QU CoRE ¦ 5QU LoRE | Non-Red Flag Warning - Large Fires | 2066 | 4.5363e-09 | 4.5363e-09 | 8.872 | 1.0079 | 4.9153 | 2.9488 | 0 | 0 | 5.0764e-06 | 4.0246e-08 | 0 | 4.0246e-08 | 4.0246e-08 | 0 | 4.0246e-08 | 0 | 0.00010914 | 0.00023923 | 0 | 0.00023923 | [17 empty] | 7.3.3.17.5 (Remote Grid) Updates to grid topology to minimize risk of ignition in HFTDs Remote GridWLDFREquipment / facility failureAggregated | WLDFR | HFTD - Distribution - Tier 2 - 3QU CoRE ¦ 3QU LoRE | Red Flag Warning - Destructive Fires | Equipment / facility failure | Aggregated | 2066 | 1.5332e-06 | 791.1875 | 0.001213 | 2066 | Mitigation | 0.95 | 45 | 0 | esc | 0.00097009 | 1.4873e-09 | 0.00097009 | 1.4873e-09
[79 empty] | WLDFR | HFTD - Distribution - Tier 3 - 5QU CoRE ¦ 5QU LoRE | Non-Red Flag Warning - Large Fires | 2067 | 0 | 4.5363e-09 | 8.872 | 1.0079 | 4.9153 | 2.9488 | 0 | 0 | 5.0764e-06 | 0 | 0 | 0 | 4.0246e-08 | 0 | 4.0246e-08 | 0 | 0.00010914 | 0.00023923 | 0 | 0.00023923 | [17 empty] | 7.3.3.17.5 (Remote Grid) Updates to grid topology to minimize risk of ignition in HFTDs Remote GridWLDFREquipment / facility failureAggregated | WLDFR | HFTD - Distribution - Tier 2 - 3QU CoRE ¦ 3QU LoRE | Red Flag Warning - Destructive Fires | Equipment / facility failure | Aggregated | 2067 | 1.5332e-06 | 791.1875 | 0.001213 | 2067 | Mitigation | 0.95 | 45 | 0 | esc | 0 | 0 | 0.00097009 | 1.4873e-09
[79 empty] | WLDFR | HFTD - Distribution - Tier 3 - 5QU CoRE ¦ 5QU LoRE | Non-Red Flag Warning - Small Fires | 2022 | 2.0375e-06 | 0 | 0.077901 | 0.036425 | 0.0015809 | 0.039895 | 0 | 0 | 0.0022082 | 1.5872e-07 | 0 | 1.5872e-07 | 0 | 0 | 0 | 0 | 0.00010914 | 0.00023923 | 0 | 0.00023923 | [17 empty] | 7.3.3.17.5 (Remote Grid) Updates to grid topology to minimize risk of ignition in HFTDs Remote GridWLDFRVegetation ContactAggregated | WLDFR | HFTD - Distribution - Tier 2 - 3QU CoRE ¦ 3QU LoRE | Red Flag Warning - Destructive Fires | Vegetation Contact | Aggregated | 2022 | 2.7131e-06 | 791.1875 | 0.0021466 | 2022 | Mitigation | 0.95 | 45 | 0 | esc | 0.00097009 | 2.6319e-09 | 0 | 0
[79 empty] | WLDFR | HFTD - Distribution - Tier 3 - 5QU CoRE ¦ 5QU LoRE | Non-Red Flag Warning - Small Fires | 2023 | 2.0375e-06 | 2.0375e-06 | 0.080408 | 0.03759 | 0.0016314 | 0.041187 | 0 | 0 | 0.0022082 | 1.6383e-07 | 0 | 1.6383e-07 | 1.6383e-07 | 0 | 1.6383e-07 | 0 | 0.00010914 | 0.00023923 | 0 | 0.00023923 | [17 empty] | 7.3.3.17.5 (Remote Grid) Updates to grid topology to minimize risk of ignition in HFTDs Remote GridWLDFRVegetation ContactAggregated | WLDFR | HFTD - Distribution - Tier 2 - 3QU CoRE ¦ 3QU LoRE | Red Flag Warning - Destructive Fires | Vegetation Contact | Aggregated | 2023 | 2.7131e-06 | 791.1875 | 0.0021466 | 2023 | Mitigation | 0.95 | 45 | 0 | esc | 0.00097009 | 2.6319e-09 | 0.00097009 | 2.6319e-09
[79 empty] | WLDFR | HFTD - Distribution - Tier 3 - 5QU CoRE ¦ 5QU LoRE | Non-Red Flag Warning - Small Fires | 2024 | 2.0375e-06 | 2.0375e-06 | 0.080408 | 0.03759 | 0.0016314 | 0.041187 | 0 | 0 | 0.0022082 | 1.6383e-07 | 0 | 1.6383e-07 | 1.6383e-07 | 0 | 1.6383e-07 | 0 | 0.00010914 | 0.00023923 | 0 | 0.00023923 | [17 empty] | 7.3.3.17.5 (Remote Grid) Updates to grid topology to minimize risk of ignition in HFTDs Remote GridWLDFRVegetation ContactAggregated | WLDFR | HFTD - Distribution - Tier 2 - 3QU CoRE ¦ 3QU LoRE | Red Flag Warning - Destructive Fires | Vegetation Contact | Aggregated | 2024 | 2.7131e-06 | 791.1875 | 0.0021466 | 2024 | Mitigation | 0.95 | 45 | 0 | esc | 0.00097009 | 2.6319e-09 | 0.00097009 | 2.6319e-09
[79 empty] | WLDFR | HFTD - Distribution - Tier 3 - 5QU CoRE ¦ 5QU LoRE | Non-Red Flag Warning - Small Fires | 2025 | 2.0375e-06 | 2.0375e-06 | 0.080408 | 0.03759 | 0.0016314 | 0.041187 | 0 | 0 | 0.0022082 | 1.6383e-07 | 0 | 1.6383e-07 | 1.6383e-07 | 0 | 1.6383e-07 | 0 | 0.0001145 | 0.00025098 | 0 | 0.00025098 | [17 empty] | 7.3.3.17.5 (Remote Grid) Updates to grid topology to minimize risk of ignition in HFTDs Remote GridWLDFRVegetation ContactAggregated | WLDFR | HFTD - Distribution - Tier 2 - 3QU CoRE ¦ 3QU LoRE | Red Flag Warning - Destructive Fires | Vegetation Contact | Aggregated | 2025 | 2.7131e-06 | 791.1875 | 0.0021466 | 2025 | Mitigation | 0.95 | 45 | 0 | esc | 0.00097009 | 2.6319e-09 | 0.00097009 | 2.6319e-09
[79 empty] | WLDFR | HFTD - Distribution - Tier 3 - 5QU CoRE ¦ 5QU LoRE | Non-Red Flag Warning - Small Fires | 2026 | 2.0375e-06 | 2.0375e-06 | 0.080408 | 0.03759 | 0.0016314 | 0.041187 | 0 | 0 | 0.0022082 | 1.6383e-07 | 0 | 1.6383e-07 | 1.6383e-07 | 0 | 1.6383e-07 | 0 | 0.0001145 | 0.00025098 | 0 | 0.00025098 | [17 empty] | 7.3.3.17.5 (Remote Grid) Updates to grid topology to minimize risk of ignition in HFTDs Remote GridWLDFRVegetation ContactAggregated | WLDFR | HFTD - Distribution - Tier 2 - 3QU CoRE ¦ 3QU LoRE | Red Flag Warning - Destructive Fires | Vegetation Contact | Aggregated | 2026 | 2.7131e-06 | 791.1875 | 0.0021466 | 2026 | Mitigation | 0.95 | 45 | 0 | esc | 0.00097009 | 2.6319e-09 | 0.00097009 | 2.6319e-09
[79 empty] | WLDFR | HFTD - Distribution - Tier 3 - 5QU CoRE ¦ 5QU LoRE | Non-Red Flag Warning - Small Fires | 2027 | 2.0375e-06 | 2.0375e-06 | 0.080408 | 0.03759 | 0.0016314 | 0.041187 | 0 | 0 | 0.0022082 | 1.6383e-07 | 0 | 1.6383e-07 | 1.6383e-07 | 0 | 1.6383e-07 | 0 | 0.0001145 | 0.00025098 | 0 | 0.00025098 | [17 empty] | 7.3.3.17.5 (Remote Grid) Updates to grid topology to minimize risk of ignition in HFTDs Remote GridWLDFRVegetation ContactAggregated | WLDFR | HFTD - Distribution - Tier 2 - 3QU CoRE ¦ 3QU LoRE | Red Flag Warning - Destructive Fires | Vegetation Contact | Aggregated | 2027 | 2.7131e-06 | 791.1875 | 0.0021466 | 2027 | Mitigation | 0.95 | 45 | 0 | esc | 0.00097009 | 2.6319e-09 | 0.00097009 | 2.6319e-09
[79 empty] | WLDFR | HFTD - Distribution - Tier 3 - 5QU CoRE ¦ 5QU LoRE | Non-Red Flag Warning - Small Fires | 2028 | 2.0375e-06 | 2.0375e-06 | 0.083606 | 0.039055 | 0.001695 | 0.042856 | 0 | 0 | 0.0022082 | 1.7035e-07 | 0 | 1.7035e-07 | 1.7035e-07 | 0 | 1.7035e-07 | 0 | 0.0001145 | 0.00025098 | 0 | 0.00025098 | [17 empty] | 7.3.3.17.5 (Remote Grid) Updates to grid topology to minimize risk of ignition in HFTDs Remote GridWLDFRVegetation ContactAggregated | WLDFR | HFTD - Distribution - Tier 2 - 3QU CoRE ¦ 3QU LoRE | Red Flag Warning - Destructive Fires | Vegetation Contact | Aggregated | 2028 | 2.7131e-06 | 791.1875 | 0.0021466 | 2028 | Mitigation | 0.95 | 45 | 0 | esc | 0.00097009 | 2.6319e-09 | 0.00097009 | 2.6319e-09
[79 empty] | WLDFR | HFTD - Distribution - Tier 3 - 5QU CoRE ¦ 5QU LoRE | Non-Red Flag Warning - Small Fires | 2029 | 2.0375e-06 | 2.0375e-06 | 0.083606 | 0.039055 | 0.001695 | 0.042856 | 0 | 0 | 0.0022082 | 1.7035e-07 | 0 | 1.7035e-07 | 1.7035e-07 | 0 | 1.7035e-07 | 0 | 0.0001145 | 0.00025098 | 0 | 0.00025098 | [17 empty] | 7.3.3.17.5 (Remote Grid) Updates to grid topology to minimize risk of ignition in HFTDs Remote GridWLDFRVegetation ContactAggregated | WLDFR | HFTD - Distribution - Tier 2 - 3QU CoRE ¦ 3QU LoRE | Red Flag Warning - Destructive Fires | Vegetation Contact | Aggregated | 2029 | 2.7131e-06 | 791.1875 | 0.0021466 | 2029 | Mitigation | 0.95 | 45 | 0 | esc | 0.00097009 | 2.6319e-09 | 0.00097009 | 2.6319e-09
[79 empty] | WLDFR | HFTD - Distribution - Tier 3 - 5QU CoRE ¦ 5QU LoRE | Non-Red Flag Warning - Small Fires | 2030 | 2.0375e-06 | 2.0375e-06 | 0.083606 | 0.039055 | 0.001695 | 0.042856 | 0 | 0 | 0.0022082 | 1.7035e-07 | 0 | 1.7035e-07 | 1.7035e-07 | 0 | 1.7035e-07 | 0 | 0.00012021 | 0.0002635 | 0 | 0.0002635 | [17 empty] | 7.3.3.17.5 (Remote Grid) Updates to grid topology to minimize risk of ignition in HFTDs Remote GridWLDFRVegetation ContactAggregated | WLDFR | HFTD - Distribution - Tier 2 - 3QU CoRE ¦ 3QU LoRE | Red Flag Warning - Destructive Fires | Vegetation Contact | Aggregated | 2030 | 2.7131e-06 | 791.1875 | 0.0021466 | 2030 | Mitigation | 0.95 | 45 | 0 | esc | 0.00097009 | 2.6319e-09 | 0.00097009 | 2.6319e-09
[79 empty] | WLDFR | HFTD - Distribution - Tier 3 - 5QU CoRE ¦ 5QU LoRE | Non-Red Flag Warning - Small Fires | 2031 | 2.0375e-06 | 2.0375e-06 | 0.083606 | 0.039055 | 0.001695 | 0.042856 | 0 | 0 | 0.0022082 | 1.7035e-07 | 0 | 1.7035e-07 | 1.7035e-07 | 0 | 1.7035e-07 | 0 | 0.00012021 | 0.0002635 | 0 | 0.0002635 | [17 empty] | 7.3.3.17.5 (Remote Grid) Updates to grid topology to minimize risk of ignition in HFTDs Remote GridWLDFRVegetation ContactAggregated | WLDFR | HFTD - Distribution - Tier 2 - 3QU CoRE ¦ 3QU LoRE | Red Flag Warning - Destructive Fires | Vegetation Contact | Aggregated | 2031 | 2.7131e-06 | 791.1875 | 0.0021466 | 2031 | Mitigation | 0.95 | 45 | 0 | esc | 0.00097009 | 2.6319e-09 | 0.00097009 | 2.6319e-09
[79 empty] | WLDFR | HFTD - Distribution - Tier 3 - 5QU CoRE ¦ 5QU LoRE | Non-Red Flag Warning - Small Fires | 2032 | 2.0375e-06 | 2.0375e-06 | 0.083606 | 0.039055 | 0.001695 | 0.042856 | 0 | 0 | 0.0022082 | 1.7035e-07 | 0 | 1.7035e-07 | 1.7035e-07 | 0 | 1.7035e-07 | 0 | 0.00012021 | 0.0002635 | 0 | 0.0002635 | [17 empty] | 7.3.3.17.5 (Remote Grid) Updates to grid topology to minimize risk of ignition in HFTDs Remote GridWLDFRVegetation ContactAggregated | WLDFR | HFTD - Distribution - Tier 2 - 3QU CoRE ¦ 3QU LoRE | Red Flag Warning - Destructive Fires | Vegetation Contact | Aggregated | 2032 | 2.7131e-06 | 791.1875 | 0.0021466 | 2032 | Mitigation | 0.95 | 45 | 0 | esc | 0.00097009 | 2.6319e-09 | 0.00097009 | 2.6319e-09
[79 empty] | WLDFR | HFTD - Distribution - Tier 3 - 5QU CoRE ¦ 5QU LoRE | Non-Red Flag Warning - Small Fires | 2033 | 2.0375e-06 | 2.0375e-06 | 0.087211 | 0.040679 | 0.0017655 | 0.044766 | 0 | 0 | 0.0022082 | 1.777e-07 | 0 | 1.777e-07 | 1.777e-07 | 0 | 1.777e-07 | 0 | 0.00012021 | 0.0002635 | 0 | 0.0002635 | [17 empty] | 7.3.3.17.5 (Remote Grid) Updates to grid topology to minimize risk of ignition in HFTDs Remote GridWLDFRVegetation ContactAggregated | WLDFR | HFTD - Distribution - Tier 2 - 3QU CoRE ¦ 3QU LoRE | Red Flag Warning - Destructive Fires | Vegetation Contact | Aggregated | 2033 | 2.7131e-06 | 791.1875 | 0.0021466 | 2033 | Mitigation | 0.95 | 45 | 0 | esc | 0.00097009 | 2.6319e-09 | 0.00097009 | 2.6319e-09
[79 empty] | WLDFR | HFTD - Distribution - Tier 3 - 5QU CoRE ¦ 5QU LoRE | Non-Red Flag Warning - Small Fires | 2034 | 2.0375e-06 | 2.0375e-06 | 0.087211 | 0.040679 | 0.0017655 | 0.044766 | 0 | 0 | 0.0022082 | 1.777e-07 | 0 | 1.777e-07 | 1.777e-07 | 0 | 1.777e-07 | 0 | 0.00012021 | 0.0002635 | 0 | 0.0002635 | [17 empty] | 7.3.3.17.5 (Remote Grid) Updates to grid topology to minimize risk of ignition in HFTDs Remote GridWLDFRVegetation ContactAggregated | WLDFR | HFTD - Distribution - Tier 2 - 3QU CoRE ¦ 3QU LoRE | Red Flag Warning - Destructive Fires | Vegetation Contact | Aggregated | 2034 | 2.7131e-06 | 791.1875 | 0.0021466 | 2034 | Mitigation | 0.95 | 45 | 0 | esc | 0.00097009 | 2.6319e-09 | 0.00097009 | 2.6319e-09
[79 empty] | WLDFR | HFTD - Distribution - Tier 3 - 5QU CoRE ¦ 5QU LoRE | Non-Red Flag Warning - Small Fires | 2035 | 2.0375e-06 | 2.0375e-06 | 0.087211 | 0.040679 | 0.0017655 | 0.044766 | 0 | 0 | 0.0022082 | 1.777e-07 | 0 | 1.777e-07 | 1.777e-07 | 0 | 1.777e-07 | 0 | 0.0001262 | 0.00027663 | 0 | 0.00027663 | [17 empty] | 7.3.3.17.5 (Remote Grid) Updates to grid topology to minimize risk of ignition in HFTDs Remote GridWLDFRVegetation ContactAggregated | WLDFR | HFTD - Distribution - Tier 2 - 3QU CoRE ¦ 3QU LoRE | Red Flag Warning - Destructive Fires | Vegetation Contact | Aggregated | 2035 | 2.7131e-06 | 791.1875 | 0.0021466 | 2035 | Mitigation | 0.95 | 45 | 0 | esc | 0.00097009 | 2.6319e-09 | 0.00097009 | 2.6319e-09
[79 empty] | WLDFR | HFTD - Distribution - Tier 3 - 5QU CoRE ¦ 5QU LoRE | Non-Red Flag Warning - Small Fires | 2036 | 2.0375e-06 | 2.0375e-06 | 0.087211 | 0.040679 | 0.0017655 | 0.044766 | 0 | 0 | 0.0022082 | 1.777e-07 | 0 | 1.777e-07 | 1.777e-07 | 0 | 1.777e-07 | 0 | 0.0001262 | 0.00027663 | 0 | 0.00027663 | [17 empty] | 7.3.3.17.5 (Remote Grid) Updates to grid topology to minimize risk of ignition in HFTDs Remote GridWLDFRVegetation ContactAggregated | WLDFR | HFTD - Distribution - Tier 2 - 3QU CoRE ¦ 3QU LoRE | Red Flag Warning - Destructive Fires | Vegetation Contact | Aggregated | 2036 | 2.7131e-06 | 791.1875 | 0.0021466 | 2036 | Mitigation | 0.95 | 45 | 0 | esc | 0.00097009 | 2.6319e-09 | 0.00097009 | 2.6319e-09
[79 empty] | WLDFR | HFTD - Distribution - Tier 3 - 5QU CoRE ¦ 5QU LoRE | Non-Red Flag Warning - Small Fires | 2037 | 2.0375e-06 | 2.0375e-06 | 0.087211 | 0.040679 | 0.0017655 | 0.044766 | 0 | 0 | 0.0022082 | 1.777e-07 | 0 | 1.777e-07 | 1.777e-07 | 0 | 1.777e-07 | 0 | 0.0001262 | 0.00027663 | 0 | 0.00027663 | [17 empty] | 7.3.3.17.5 (Remote Grid) Updates to grid topology to minimize risk of ignition in HFTDs Remote GridWLDFRVegetation ContactAggregated | WLDFR | HFTD - Distribution - Tier 2 - 3QU CoRE ¦ 3QU LoRE | Red Flag Warning - Destructive Fires | Vegetation Contact | Aggregated | 2037 | 2.7131e-06 | 791.1875 | 0.0021466 | 2037 | Mitigation | 0.95 | 45 | 0 | esc | 0.00097009 | 2.6319e-09 | 0.00097009 | 2.6319e-09
[79 empty] | WLDFR | HFTD - Distribution - Tier 3 - 5QU CoRE ¦ 5QU LoRE | Non-Red Flag Warning - Small Fires | 2038 | 2.0375e-06 | 2.0375e-06 | 0.091184 | 0.042438 | 0.0018418 | 0.046905 | 0 | 0 | 0.0022082 | 1.8579e-07 | 0 | 1.8579e-07 | 1.8579e-07 | 0 | 1.8579e-07 | 0 | 0.0001262 | 0.00027663 | 0 | 0.00027663 | [17 empty] | 7.3.3.17.5 (Remote Grid) Updates to grid topology to minimize risk of ignition in HFTDs Remote GridWLDFRVegetation ContactAggregated | WLDFR | HFTD - Distribution - Tier 2 - 3QU CoRE ¦ 3QU LoRE | Red Flag Warning - Destructive Fires | Vegetation Contact | Aggregated | 2038 | 2.7131e-06 | 791.1875 | 0.0021466 | 2038 | Mitigation | 0.95 | 45 | 0 | esc | 0.00097009 | 2.6319e-09 | 0.00097009 | 2.6319e-09
[79 empty] | WLDFR | HFTD - Distribution - Tier 3 - 5QU CoRE ¦ 5QU LoRE | Non-Red Flag Warning - Small Fires | 2039 | 2.0375e-06 | 2.0375e-06 | 0.091184 | 0.042438 | 0.0018418 | 0.046905 | 0 | 0 | 0.0022082 | 1.8579e-07 | 0 | 1.8579e-07 | 1.8579e-07 | 0 | 1.8579e-07 | 0 | 0.0001262 | 0.00027663 | 0 | 0.00027663 | [17 empty] | 7.3.3.17.5 (Remote Grid) Updates to grid topology to minimize risk of ignition in HFTDs Remote GridWLDFRVegetation ContactAggregated | WLDFR | HFTD - Distribution - Tier 2 - 3QU CoRE ¦ 3QU LoRE | Red Flag Warning - Destructive Fires | Vegetation Contact | Aggregated | 2039 | 2.7131e-06 | 791.1875 | 0.0021466 | 2039 | Mitigation | 0.95 | 45 | 0 | esc | 0.00097009 | 2.6319e-09 | 0.00097009 | 2.6319e-09
[79 empty] | WLDFR | HFTD - Distribution - Tier 3 - 5QU CoRE ¦ 5QU LoRE | Non-Red Flag Warning - Small Fires | 2040 | 2.0375e-06 | 2.0375e-06 | 0.091184 | 0.042438 | 0.0018418 | 0.046905 | 0 | 0 | 0.0022082 | 1.8579e-07 | 0 | 1.8579e-07 | 1.8579e-07 | 0 | 1.8579e-07 | 0 | 0.00013239 | 0.0002902 | 0 | 0.0002902 | [17 empty] | 7.3.3.17.5 (Remote Grid) Updates to grid topology to minimize risk of ignition in HFTDs Remote GridWLDFRVegetation ContactAggregated | WLDFR | HFTD - Distribution - Tier 2 - 3QU CoRE ¦ 3QU LoRE | Red Flag Warning - Destructive Fires | Vegetation Contact | Aggregated | 2040 | 2.7131e-06 | 791.1875 | 0.0021466 | 2040 | Mitigation | 0.95 | 45 | 0 | esc | 0.00097009 | 2.6319e-09 | 0.00097009 | 2.6319e-09
[79 empty] | WLDFR | HFTD - Distribution - Tier 3 - 5QU CoRE ¦ 5QU LoRE | Non-Red Flag Warning - Small Fires | 2041 | 2.0375e-06 | 2.0375e-06 | 0.091184 | 0.042438 | 0.0018418 | 0.046905 | 0 | 0 | 0.0022082 | 1.8579e-07 | 0 | 1.8579e-07 | 1.8579e-07 | 0 | 1.8579e-07 | 0 | 0.00013239 | 0.0002902 | 0 | 0.0002902 | [17 empty] | 7.3.3.17.5 (Remote Grid) Updates to grid topology to minimize risk of ignition in HFTDs Remote GridWLDFRVegetation ContactAggregated | WLDFR | HFTD - Distribution - Tier 2 - 3QU CoRE ¦ 3QU LoRE | Red Flag Warning - Destructive Fires | Vegetation Contact | Aggregated | 2041 | 2.7131e-06 | 791.1875 | 0.0021466 | 2041 | Mitigation | 0.95 | 45 | 0 | esc | 0.00097009 | 2.6319e-09 | 0.00097009 | 2.6319e-09
[79 empty] | WLDFR | HFTD - Distribution - Tier 3 - 5QU CoRE ¦ 5QU LoRE | Non-Red Flag Warning - Small Fires | 2042 | 2.0375e-06 | 2.0375e-06 | 0.091184 | 0.042438 | 0.0018418 | 0.046905 | 0 | 0 | 0.0022082 | 1.8579e-07 | 0 | 1.8579e-07 | 1.8579e-07 | 0 | 1.8579e-07 | 0 | 0.00013239 | 0.0002902 | 0 | 0.0002902 | [17 empty] | 7.3.3.17.5 (Remote Grid) Updates to grid topology to minimize risk of ignition in HFTDs Remote GridWLDFRVegetation ContactAggregated | WLDFR | HFTD - Distribution - Tier 2 - 3QU CoRE ¦ 3QU LoRE | Red Flag Warning - Destructive Fires | Vegetation Contact | Aggregated | 2042 | 2.7131e-06 | 791.1875 | 0.0021466 | 2042 | Mitigation | 0.95 | 45 | 0 | esc | 0.00097009 | 2.6319e-09 | 0.00097009 | 2.6319e-09
[79 empty] | WLDFR | HFTD - Distribution - Tier 3 - 5QU CoRE ¦ 5QU LoRE | Non-Red Flag Warning - Small Fires | 2043 | 2.0375e-06 | 2.0375e-06 | 0.095486 | 0.044306 | 0.0019228 | 0.049257 | 0 | 0 | 0.0022082 | 1.9455e-07 | 0 | 1.9455e-07 | 1.9455e-07 | 0 | 1.9455e-07 | 0 | 0.00013239 | 0.0002902 | 0 | 0.0002902 | [17 empty] | 7.3.3.17.5 (Remote Grid) Updates to grid topology to minimize risk of ignition in HFTDs Remote GridWLDFRVegetation ContactAggregated | WLDFR | HFTD - Distribution - Tier 2 - 3QU CoRE ¦ 3QU LoRE | Red Flag Warning - Destructive Fires | Vegetation Contact | Aggregated | 2043 | 2.7131e-06 | 791.1875 | 0.0021466 | 2043 | Mitigation | 0.95 | 45 | 0 | esc | 0.00097009 | 2.6319e-09 | 0.00097009 | 2.6319e-09
[79 empty] | WLDFR | HFTD - Distribution - Tier 3 - 5QU CoRE ¦ 5QU LoRE | Non-Red Flag Warning - Small Fires | 2044 | 2.0375e-06 | 2.0375e-06 | 0.095486 | 0.044306 | 0.0019228 | 0.049257 | 0 | 0 | 0.0022082 | 1.9455e-07 | 0 | 1.9455e-07 | 1.9455e-07 | 0 | 1.9455e-07 | 0 | 0.00013239 | 0.0002902 | 0 | 0.0002902 | [17 empty] | 7.3.3.17.5 (Remote Grid) Updates to grid topology to minimize risk of ignition in HFTDs Remote GridWLDFRVegetation ContactAggregated | WLDFR | HFTD - Distribution - Tier 2 - 3QU CoRE ¦ 3QU LoRE | Red Flag Warning - Destructive Fires | Vegetation Contact | Aggregated | 2044 | 2.7131e-06 | 791.1875 | 0.0021466 | 2044 | Mitigation | 0.95 | 45 | 0 | esc | 0.00097009 | 2.6319e-09 | 0.00097009 | 2.6319e-09
[79 empty] | WLDFR | HFTD - Distribution - Tier 3 - 5QU CoRE ¦ 5QU LoRE | Non-Red Flag Warning - Small Fires | 2045 | 2.0375e-06 | 2.0375e-06 | 0.095486 | 0.044306 | 0.0019228 | 0.049257 | 0 | 0 | 0.0022082 | 1.9455e-07 | 0 | 1.9455e-07 | 1.9455e-07 | 0 | 1.9455e-07 | 0 | 0.0001387 | 0.00030404 | 0 | 0.00030404 | [17 empty] | 7.3.3.17.5 (Remote Grid) Updates to grid topology to minimize risk of ignition in HFTDs Remote GridWLDFRVegetation ContactAggregated | WLDFR | HFTD - Distribution - Tier 2 - 3QU CoRE ¦ 3QU LoRE | Red Flag Warning - Destructive Fires | Vegetation Contact | Aggregated | 2045 | 2.7131e-06 | 791.1875 | 0.0021466 | 2045 | Mitigation | 0.95 | 45 | 0 | esc | 0.00097009 | 2.6319e-09 | 0.00097009 | 2.6319e-09
[79 empty] | WLDFR | HFTD - Distribution - Tier 3 - 5QU CoRE ¦ 5QU LoRE | Non-Red Flag Warning - Small Fires | 2046 | 2.0375e-06 | 2.0375e-06 | 0.095486 | 0.044306 | 0.0019228 | 0.049257 | 0 | 0 | 0.0022082 | 1.9455e-07 | 0 | 1.9455e-07 | 1.9455e-07 | 0 | 1.9455e-07 | 0 | 0.0001387 | 0.00030404 | 0 | 0.00030404 | [17 empty] | 7.3.3.17.5 (Remote Grid) Updates to grid topology to minimize risk of ignition in HFTDs Remote GridWLDFRVegetation ContactAggregated | WLDFR | HFTD - Distribution - Tier 2 - 3QU CoRE ¦ 3QU LoRE | Red Flag Warning - Destructive Fires | Vegetation Contact | Aggregated | 2046 | 2.7131e-06 | 791.1875 | 0.0021466 | 2046 | Mitigation | 0.95 | 45 | 0 | esc | 0.00097009 | 2.6319e-09 | 0.00097009 | 2.6319e-09
[79 empty] | WLDFR | HFTD - Distribution - Tier 3 - 5QU CoRE ¦ 5QU LoRE | Non-Red Flag Warning - Small Fires | 2047 | 2.0375e-06 | 2.0375e-06 | 0.095486 | 0.044306 | 0.0019228 | 0.049257 | 0 | 0 | 0.0022082 | 1.9455e-07 | 0 | 1.9455e-07 | 1.9455e-07 | 0 | 1.9455e-07 | 0 | 0.0001387 | 0.00030404 | 0 | 0.00030404 | [17 empty] | 7.3.3.17.5 (Remote Grid) Updates to grid topology to minimize risk of ignition in HFTDs Remote GridWLDFRVegetation ContactAggregated | WLDFR | HFTD - Distribution - Tier 2 - 3QU CoRE ¦ 3QU LoRE | Red Flag Warning - Destructive Fires | Vegetation Contact | Aggregated | 2047 | 2.7131e-06 | 791.1875 | 0.0021466 | 2047 | Mitigation | 0.95 | 45 | 0 | esc | 0.00097009 | 2.6319e-09 | 0.00097009 | 2.6319e-09
[79 empty] | WLDFR | HFTD - Distribution - Tier 3 - 5QU CoRE ¦ 5QU LoRE | Non-Red Flag Warning - Small Fires | 2048 | 2.0375e-06 | 2.0375e-06 | 0.10007 | 0.04626 | 0.0020076 | 0.051804 | 0 | 0 | 0.0022082 | 2.039e-07 | 0 | 2.039e-07 | 2.039e-07 | 0 | 2.039e-07 | 0 | 0.0001387 | 0.00030404 | 0 | 0.00030404 | [17 empty] | 7.3.3.17.5 (Remote Grid) Updates to grid topology to minimize risk of ignition in HFTDs Remote GridWLDFRVegetation ContactAggregated | WLDFR | HFTD - Distribution - Tier 2 - 3QU CoRE ¦ 3QU LoRE | Red Flag Warning - Destructive Fires | Vegetation Contact | Aggregated | 2048 | 2.7131e-06 | 791.1875 | 0.0021466 | 2048 | Mitigation | 0.95 | 45 | 0 | esc | 0.00097009 | 2.6319e-09 | 0.00097009 | 2.6319e-09
[79 empty] | WLDFR | HFTD - Distribution - Tier 3 - 5QU CoRE ¦ 5QU LoRE | Non-Red Flag Warning - Small Fires | 2049 | 2.0375e-06 | 2.0375e-06 | 0.10007 | 0.04626 | 0.0020076 | 0.051804 | 0 | 0 | 0.0022082 | 2.039e-07 | 0 | 2.039e-07 | 2.039e-07 | 0 | 2.039e-07 | 0 | 0.0001387 | 0.00030404 | 0 | 0.00030404 | [17 empty] | 7.3.3.17.5 (Remote Grid) Updates to grid topology to minimize risk of ignition in HFTDs Remote GridWLDFRVegetation ContactAggregated | WLDFR | HFTD - Distribution - Tier 2 - 3QU CoRE ¦ 3QU LoRE | Red Flag Warning - Destructive Fires | Vegetation Contact | Aggregated | 2049 | 2.7131e-06 | 791.1875 | 0.0021466 | 2049 | Mitigation | 0.95 | 45 | 0 | esc | 0.00097009 | 2.6319e-09 | 0.00097009 | 2.6319e-09
[79 empty] | WLDFR | HFTD - Distribution - Tier 3 - 5QU CoRE ¦ 5QU LoRE | Non-Red Flag Warning - Small Fires | 2050 | 2.0375e-06 | 2.0375e-06 | 0.10007 | 0.04626 | 0.0020076 | 0.051804 | 0 | 0 | 0.0022082 | 2.039e-07 | 0 | 2.039e-07 | 2.039e-07 | 0 | 2.039e-07 | 0 | 0.00014506 | 0.00031799 | 0 | 0.00031799 | [17 empty] | 7.3.3.17.5 (Remote Grid) Updates to grid topology to minimize risk of ignition in HFTDs Remote GridWLDFRVegetation ContactAggregated | WLDFR | HFTD - Distribution - Tier 2 - 3QU CoRE ¦ 3QU LoRE | Red Flag Warning - Destructive Fires | Vegetation Contact | Aggregated | 2050 | 2.7131e-06 | 791.1875 | 0.0021466 | 2050 | Mitigation | 0.95 | 45 | 0 | esc | 0.00097009 | 2.6319e-09 | 0.00097009 | 2.6319e-09
[79 empty] | WLDFR | HFTD - Distribution - Tier 3 - 5QU CoRE ¦ 5QU LoRE | Non-Red Flag Warning - Small Fires | 2051 | 2.0375e-06 | 2.0375e-06 | 0.10007 | 0.04626 | 0.0020076 | 0.051804 | 0 | 0 | 0.0022082 | 2.039e-07 | 0 | 2.039e-07 | 2.039e-07 | 0 | 2.039e-07 | 0 | 0.00014506 | 0.00031799 | 0 | 0.00031799 | [17 empty] | 7.3.3.17.5 (Remote Grid) Updates to grid topology to minimize risk of ignition in HFTDs Remote GridWLDFRVegetation ContactAggregated | WLDFR | HFTD - Distribution - Tier 2 - 3QU CoRE ¦ 3QU LoRE | Red Flag Warning - Destructive Fires | Vegetation Contact | Aggregated | 2051 | 2.7131e-06 | 791.1875 | 0.0021466 | 2051 | Mitigation | 0.95 | 45 | 0 | esc | 0.00097009 | 2.6319e-09 | 0.00097009 | 2.6319e-09
[79 empty] | WLDFR | HFTD - Distribution - Tier 3 - 5QU CoRE ¦ 5QU LoRE | Non-Red Flag Warning - Small Fires | 2052 | 2.0375e-06 | 2.0375e-06 | 0.10007 | 0.04626 | 0.0020076 | 0.051804 | 0 | 0 | 0.0022082 | 2.039e-07 | 0 | 2.039e-07 | 2.039e-07 | 0 | 2.039e-07 | 0 | 0.00014506 | 0.00031799 | 0 | 0.00031799 | [17 empty] | 7.3.3.17.5 (Remote Grid) Updates to grid topology to minimize risk of ignition in HFTDs Remote GridWLDFRVegetation ContactAggregated | WLDFR | HFTD - Distribution - Tier 2 - 3QU CoRE ¦ 3QU LoRE | Red Flag Warning - Destructive Fires | Vegetation Contact | Aggregated | 2052 | 2.7131e-06 | 791.1875 | 0.0021466 | 2052 | Mitigation | 0.95 | 45 | 0 | esc | 0.00097009 | 2.6319e-09 | 0.00097009 | 2.6319e-09
[79 empty] | WLDFR | HFTD - Distribution - Tier 3 - 5QU CoRE ¦ 5QU LoRE | Non-Red Flag Warning - Small Fires | 2053 | 2.0375e-06 | 2.0375e-06 | 0.10489 | 0.048274 | 0.002095 | 0.054525 | 0 | 0 | 0.0022082 | 2.1373e-07 | 0 | 2.1373e-07 | 2.1373e-07 | 0 | 2.1373e-07 | 0 | 0.00014506 | 0.00031799 | 0 | 0.00031799 | [17 empty] | 7.3.3.17.5 (Remote Grid) Updates to grid topology to minimize risk of ignition in HFTDs Remote GridWLDFRVegetation ContactAggregated | WLDFR | HFTD - Distribution - Tier 2 - 3QU CoRE ¦ 3QU LoRE | Red Flag Warning - Destructive Fires | Vegetation Contact | Aggregated | 2053 | 2.7131e-06 | 791.1875 | 0.0021466 | 2053 | Mitigation | 0.95 | 45 | 0 | esc | 0.00097009 | 2.6319e-09 | 0.00097009 | 2.6319e-09
[79 empty] | WLDFR | HFTD - Distribution - Tier 3 - 5QU CoRE ¦ 5QU LoRE | Non-Red Flag Warning - Small Fires | 2054 | 2.0375e-06 | 2.0375e-06 | 0.10489 | 0.048274 | 0.002095 | 0.054525 | 0 | 0 | 0.0022082 | 2.1373e-07 | 0 | 2.1373e-07 | 2.1373e-07 | 0 | 2.1373e-07 | 0 | 0.00014506 | 0.00031799 | 0 | 0.00031799 | [17 empty] | 7.3.3.17.5 (Remote Grid) Updates to grid topology to minimize risk of ignition in HFTDs Remote GridWLDFRVegetation ContactAggregated | WLDFR | HFTD - Distribution - Tier 2 - 3QU CoRE ¦ 3QU LoRE | Red Flag Warning - Destructive Fires | Vegetation Contact | Aggregated | 2054 | 2.7131e-06 | 791.1875 | 0.0021466 | 2054 | Mitigation | 0.95 | 45 | 0 | esc | 0.00097009 | 2.6319e-09 | 0.00097009 | 2.6319e-09
[79 empty] | WLDFR | HFTD - Distribution - Tier 3 - 5QU CoRE ¦ 5QU LoRE | Non-Red Flag Warning - Small Fires | 2055 | 2.0375e-06 | 2.0375e-06 | 0.10489 | 0.048274 | 0.002095 | 0.054525 | 0 | 0 | 0.0022082 | 2.1373e-07 | 0 | 2.1373e-07 | 2.1373e-07 | 0 | 2.1373e-07 | 0 | 0.0001514 | 0.00033188 | 0 | 0.00033188 | [17 empty] | 7.3.3.17.5 (Remote Grid) Updates to grid topology to minimize risk of ignition in HFTDs Remote GridWLDFRVegetation ContactAggregated | WLDFR | HFTD - Distribution - Tier 2 - 3QU CoRE ¦ 3QU LoRE | Red Flag Warning - Destructive Fires | Vegetation Contact | Aggregated | 2055 | 2.7131e-06 | 791.1875 | 0.0021466 | 2055 | Mitigation | 0.95 | 45 | 0 | esc | 0.00097009 | 2.6319e-09 | 0.00097009 | 2.6319e-09
[79 empty] | WLDFR | HFTD - Distribution - Tier 3 - 5QU CoRE ¦ 5QU LoRE | Non-Red Flag Warning - Small Fires | 2056 | 2.0375e-06 | 2.0375e-06 | 0.10489 | 0.048274 | 0.002095 | 0.054525 | 0 | 0 | 0.0022082 | 2.1373e-07 | 0 | 2.1373e-07 | 2.1373e-07 | 0 | 2.1373e-07 | 0 | 0.0001514 | 0.00033188 | 0 | 0.00033188 | [17 empty] | 7.3.3.17.5 (Remote Grid) Updates to grid topology to minimize risk of ignition in HFTDs Remote GridWLDFRVegetation ContactAggregated | WLDFR | HFTD - Distribution - Tier 2 - 3QU CoRE ¦ 3QU LoRE | Red Flag Warning - Destructive Fires | Vegetation Contact | Aggregated | 2056 | 2.7131e-06 | 791.1875 | 0.0021466 | 2056 | Mitigation | 0.95 | 45 | 0 | esc | 0.00097009 | 2.6319e-09 | 0.00097009 | 2.6319e-09
[79 empty] | WLDFR | HFTD - Distribution - Tier 3 - 5QU CoRE ¦ 5QU LoRE | Non-Red Flag Warning - Small Fires | 2057 | 2.0375e-06 | 2.0375e-06 | 0.10489 | 0.048274 | 0.002095 | 0.054525 | 0 | 0 | 0.0022082 | 2.1373e-07 | 0 | 2.1373e-07 | 2.1373e-07 | 0 | 2.1373e-07 | 0 | 0.0001514 | 0.00033188 | 0 | 0.00033188 | [17 empty] | 7.3.3.17.5 (Remote Grid) Updates to grid topology to minimize risk of ignition in HFTDs Remote GridWLDFRVegetation ContactAggregated | WLDFR | HFTD - Distribution - Tier 2 - 3QU CoRE ¦ 3QU LoRE | Red Flag Warning - Destructive Fires | Vegetation Contact | Aggregated | 2057 | 2.7131e-06 | 791.1875 | 0.0021466 | 2057 | Mitigation | 0.95 | 45 | 0 | esc | 0.00097009 | 2.6319e-09 | 0.00097009 | 2.6319e-09
[79 empty] | WLDFR | HFTD - Distribution - Tier 3 - 5QU CoRE ¦ 5QU LoRE | Non-Red Flag Warning - Small Fires | 2058 | 2.0375e-06 | 2.0375e-06 | 0.1099 | 0.050325 | 0.0021839 | 0.057393 | 0 | 0 | 0.0022082 | 2.2393e-07 | 0 | 2.2393e-07 | 2.2393e-07 | 0 | 2.2393e-07 | 0 | 0 | 0.00033188 | 0 | 0.00033188 | [17 empty] | 7.3.3.17.5 (Remote Grid) Updates to grid topology to minimize risk of ignition in HFTDs Remote GridWLDFRVegetation ContactAggregated | WLDFR | HFTD - Distribution - Tier 2 - 3QU CoRE ¦ 3QU LoRE | Red Flag Warning - Destructive Fires | Vegetation Contact | Aggregated | 2058 | 2.7131e-06 | 791.1875 | 0.0021466 | 2058 | Mitigation | 0.95 | 45 | 0 | esc | 0.00097009 | 2.6319e-09 | 0.00097009 | 2.6319e-09
[79 empty] | WLDFR | HFTD - Distribution - Tier 3 - 5QU CoRE ¦ 5QU LoRE | Non-Red Flag Warning - Small Fires | 2059 | 2.0375e-06 | 2.0375e-06 | 0.1099 | 0.050325 | 0.0021839 | 0.057393 | 0 | 0 | 0.0022082 | 2.2393e-07 | 0 | 2.2393e-07 | 2.2393e-07 | 0 | 2.2393e-07 | 0 | 0 | 0 | 0 | 0 | [17 empty] | 7.3.3.17.5 (Remote Grid) Updates to grid topology to minimize risk of ignition in HFTDs Remote GridWLDFRVegetation ContactAggregated | WLDFR | HFTD - Distribution - Tier 2 - 3QU CoRE ¦ 3QU LoRE | Red Flag Warning - Destructive Fires | Vegetation Contact | Aggregated | 2059 | 2.7131e-06 | 791.1875 | 0.0021466 | 2059 | Mitigation | 0.95 | 45 | 0 | esc | 0.00097009 | 2.6319e-09 | 0.00097009 | 2.6319e-09
[79 empty] | WLDFR | HFTD - Distribution - Tier 3 - 5QU CoRE ¦ 5QU LoRE | Non-Red Flag Warning - Small Fires | 2060 | 2.0375e-06 | 2.0375e-06 | 0.1099 | 0.050325 | 0.0021839 | 0.057393 | 0 | 0 | 0.0022082 | 2.2393e-07 | 0 | 2.2393e-07 | 2.2393e-07 | 0 | 2.2393e-07 | 0 | 8.8245e-06 | 0 | 0 | 0 | [17 empty] | 7.3.3.17.5 (Remote Grid) Updates to grid topology to minimize risk of ignition in HFTDs Remote GridWLDFRVegetation ContactAggregated | WLDFR | HFTD - Distribution - Tier 2 - 3QU CoRE ¦ 3QU LoRE | Red Flag Warning - Destructive Fires | Vegetation Contact | Aggregated | 2060 | 2.7131e-06 | 791.1875 | 0.0021466 | 2060 | Mitigation | 0.95 | 45 | 0 | esc | 0.00097009 | 2.6319e-09 | 0.00097009 | 2.6319e-09
[79 empty] | WLDFR | HFTD - Distribution - Tier 3 - 5QU CoRE ¦ 5QU LoRE | Non-Red Flag Warning - Small Fires | 2061 | 2.0375e-06 | 2.0375e-06 | 0.1099 | 0.050325 | 0.0021839 | 0.057393 | 0 | 0 | 0.0022082 | 2.2393e-07 | 0 | 2.2393e-07 | 2.2393e-07 | 0 | 2.2393e-07 | 0 | 9.1468e-06 | 2.005e-05 | 0 | 2.005e-05 | [17 empty] | 7.3.3.17.5 (Remote Grid) Updates to grid topology to minimize risk of ignition in HFTDs Remote GridWLDFRVegetation ContactAggregated | WLDFR | HFTD - Distribution - Tier 2 - 3QU CoRE ¦ 3QU LoRE | Red Flag Warning - Destructive Fires | Vegetation Contact | Aggregated | 2061 | 2.7131e-06 | 791.1875 | 0.0021466 | 2061 | Mitigation | 0.95 | 45 | 0 | esc | 0.00097009 | 2.6319e-09 | 0.00097009 | 2.6319e-09
[79 empty] | WLDFR | HFTD - Distribution - Tier 3 - 5QU CoRE ¦ 5QU LoRE | Non-Red Flag Warning - Small Fires | 2062 | 2.0375e-06 | 2.0375e-06 | 0.1099 | 0.050325 | 0.0021839 | 0.057393 | 0 | 0 | 0.0022082 | 2.2393e-07 | 0 | 2.2393e-07 | 2.2393e-07 | 0 | 2.2393e-07 | 0 | 9.1468e-06 | 2.005e-05 | 0 | 2.005e-05 | [17 empty] | 7.3.3.17.5 (Remote Grid) Updates to grid topology to minimize risk of ignition in HFTDs Remote GridWLDFRVegetation ContactAggregated | WLDFR | HFTD - Distribution - Tier 2 - 3QU CoRE ¦ 3QU LoRE | Red Flag Warning - Destructive Fires | Vegetation Contact | Aggregated | 2062 | 2.7131e-06 | 791.1875 | 0.0021466 | 2062 | Mitigation | 0.95 | 45 | 0 | esc | 0.00097009 | 2.6319e-09 | 0.00097009 | 2.6319e-09
[79 empty] | WLDFR | HFTD - Distribution - Tier 3 - 5QU CoRE ¦ 5QU LoRE | Non-Red Flag Warning - Small Fires | 2063 | 2.0375e-06 | 2.0375e-06 | 0.11504 | 0.052388 | 0.0022734 | 0.060377 | 0 | 0 | 0.0022082 | 2.3439e-07 | 0 | 2.3439e-07 | 2.3439e-07 | 0 | 2.3439e-07 | 0 | 9.1468e-06 | 2.005e-05 | 0 | 2.005e-05 | [17 empty] | 7.3.3.17.5 (Remote Grid) Updates to grid topology to minimize risk of ignition in HFTDs Remote GridWLDFRVegetation ContactAggregated | WLDFR | HFTD - Distribution - Tier 2 - 3QU CoRE ¦ 3QU LoRE | Red Flag Warning - Destructive Fires | Vegetation Contact | Aggregated | 2063 | 2.7131e-06 | 791.1875 | 0.0021466 | 2063 | Mitigation | 0.95 | 45 | 0 | esc | 0.00097009 | 2.6319e-09 | 0.00097009 | 2.6319e-09
[79 empty] | WLDFR | HFTD - Distribution - Tier 3 - 5QU CoRE ¦ 5QU LoRE | Non-Red Flag Warning - Small Fires | 2064 | 2.0375e-06 | 2.0375e-06 | 0.11504 | 0.052388 | 0.0022734 | 0.060377 | 0 | 0 | 0.0022082 | 2.3439e-07 | 0 | 2.3439e-07 | 2.3439e-07 | 0 | 2.3439e-07 | 0 | 9.1468e-06 | 2.005e-05 | 0 | 2.005e-05 | [17 empty] | 7.3.3.17.5 (Remote Grid) Updates to grid topology to minimize risk of ignition in HFTDs Remote GridWLDFRVegetation ContactAggregated | WLDFR | HFTD - Distribution - Tier 2 - 3QU CoRE ¦ 3QU LoRE | Red Flag Warning - Destructive Fires | Vegetation Contact | Aggregated | 2064 | 2.7131e-06 | 791.1875 | 0.0021466 | 2064 | Mitigation | 0.95 | 45 | 0 | esc | 0.00097009 | 2.6319e-09 | 0.00097009 | 2.6319e-09
[79 empty] | WLDFR | HFTD - Distribution - Tier 3 - 5QU CoRE ¦ 5QU LoRE | Non-Red Flag Warning - Small Fires | 2065 | 2.0375e-06 | 2.0375e-06 | 0.11504 | 0.052388 | 0.0022734 | 0.060377 | 0 | 0 | 0.0022082 | 2.3439e-07 | 0 | 2.3439e-07 | 2.3439e-07 | 0 | 2.3439e-07 | 0 | 9.1468e-06 | 2.005e-05 | 0 | 2.005e-05 | [17 empty] | 7.3.3.17.5 (Remote Grid) Updates to grid topology to minimize risk of ignition in HFTDs Remote GridWLDFRVegetation ContactAggregated | WLDFR | HFTD - Distribution - Tier 2 - 3QU CoRE ¦ 3QU LoRE | Red Flag Warning - Destructive Fires | Vegetation Contact | Aggregated | 2065 | 2.7131e-06 | 791.1875 | 0.0021466 | 2065 | Mitigation | 0.95 | 45 | 0 | esc | 0.00097009 | 2.6319e-09 | 0.00097009 | 2.6319e-09
[79 empty] | WLDFR | HFTD - Distribution - Tier 3 - 5QU CoRE ¦ 5QU LoRE | Non-Red Flag Warning - Small Fires | 2066 | 2.0375e-06 | 2.0375e-06 | 0.11504 | 0.052388 | 0.0022734 | 0.060377 | 0 | 0 | 0.0022082 | 2.3439e-07 | 0 | 2.3439e-07 | 2.3439e-07 | 0 | 2.3439e-07 | 0 | 9.5528e-06 | 2.094e-05 | 0 | 2.094e-05 | [17 empty] | 7.3.3.17.5 (Remote Grid) Updates to grid topology to minimize risk of ignition in HFTDs Remote GridWLDFRVegetation ContactAggregated | WLDFR | HFTD - Distribution - Tier 2 - 3QU CoRE ¦ 3QU LoRE | Red Flag Warning - Destructive Fires | Vegetation Contact | Aggregated | 2066 | 2.7131e-06 | 791.1875 | 0.0021466 | 2066 | Mitigation | 0.95 | 45 | 0 | esc | 0.00097009 | 2.6319e-09 | 0.00097009 | 2.6319e-09
[79 empty] | WLDFR | HFTD - Distribution - Tier 3 - 5QU CoRE ¦ 5QU LoRE | Non-Red Flag Warning - Small Fires | 2067 | 0 | 2.0375e-06 | 0.11504 | 0.052388 | 0.0022734 | 0.060377 | 0 | 0 | 0.0022082 | 0 | 0 | 0 | 2.3439e-07 | 0 | 2.3439e-07 | 0 | 9.5528e-06 | 2.094e-05 | 0 | 2.094e-05 | [17 empty] | 7.3.3.17.5 (Remote Grid) Updates to grid topology to minimize risk of ignition in HFTDs Remote GridWLDFRVegetation ContactAggregated | WLDFR | HFTD - Distribution - Tier 2 - 3QU CoRE ¦ 3QU LoRE | Red Flag Warning - Destructive Fires | Vegetation Contact | Aggregated | 2067 | 2.7131e-06 | 791.1875 | 0.0021466 | 2067 | Mitigation | 0.95 | 45 | 0 | esc | 0 | 0 | 0.00097009 | 2.6319e-09
[79 empty] | WLDFR | HFTD - Distribution - Tier 3 - 5QU CoRE ¦ 5QU LoRE | Red Flag Warning - Catastrophic Fires | 2022 | 7.7283e-10 | 0 | 14146.1306 | 222.2294 | 8585.7228 | 5338.1784 | 0 | 0 | 7.9666e-07 | 1.0933e-05 | 0 | 1.0933e-05 | 0 | 0 | 0 | 0 | 9.5528e-06 | 2.094e-05 | 0 | 2.094e-05 | [17 empty] | 7.3.3.17.5 (Remote Grid) Updates to grid topology to minimize risk of ignition in HFTDs Remote GridWLDFREquipment / facility failureAggregated | WLDFR | HFTD - Distribution - Tier 2 - 3QU CoRE ¦ 3QU LoRE | Red Flag Warning - Large Fires | Equipment / facility failure | Aggregated | 2022 | 1.4008e-05 | 791.1875 | 0.011083 | 2022 | Mitigation | 0.95 | 45 | 0 | esc | 0.00097009 | 1.3589e-08 | 0 | 0
[79 empty] | WLDFR | HFTD - Distribution - Tier 3 - 5QU CoRE ¦ 5QU LoRE | Red Flag Warning - Catastrophic Fires | 2023 | 7.7283e-10 | 7.7283e-10 | 14664.6376 | 233.2301 | 8896.516 | 5534.8915 | 0 | 0 | 7.9666e-07 | 1.1333e-05 | 0 | 1.1333e-05 | 1.1333e-05 | 0 | 1.1333e-05 | 0 | 9.5528e-06 | 2.094e-05 | 0 | 2.094e-05 | [17 empty] | 7.3.3.17.5 (Remote Grid) Updates to grid topology to minimize risk of ignition in HFTDs Remote GridWLDFREquipment / facility failureAggregated | WLDFR | HFTD - Distribution - Tier 2 - 3QU CoRE ¦ 3QU LoRE | Red Flag Warning - Large Fires | Equipment / facility failure | Aggregated | 2023 | 1.4008e-05 | 791.1875 | 0.011083 | 2023 | Mitigation | 0.95 | 45 | 0 | esc | 0.00097009 | 1.3589e-08 | 0.00097009 | 1.3589e-08
[79 empty] | WLDFR | HFTD - Distribution - Tier 3 - 5QU CoRE ¦ 5QU LoRE | Red Flag Warning - Catastrophic Fires | 2024 | 7.7283e-10 | 7.7283e-10 | 14664.6376 | 233.2301 | 8896.516 | 5534.8915 | 0 | 0 | 7.9666e-07 | 1.1333e-05 | 0 | 1.1333e-05 | 1.1333e-05 | 0 | 1.1333e-05 | 0 | 9.5528e-06 | 2.094e-05 | 0 | 2.094e-05 | [17 empty] | 7.3.3.17.5 (Remote Grid) Updates to grid topology to minimize risk of ignition in HFTDs Remote GridWLDFREquipment / facility failureAggregated | WLDFR | HFTD - Distribution - Tier 2 - 3QU CoRE ¦ 3QU LoRE | Red Flag Warning - Large Fires | Equipment / facility failure | Aggregated | 2024 | 1.4008e-05 | 791.1875 | 0.011083 | 2024 | Mitigation | 0.95 | 45 | 0 | esc | 0.00097009 | 1.3589e-08 | 0.00097009 | 1.3589e-08
[79 empty] | WLDFR | HFTD - Distribution - Tier 3 - 5QU CoRE ¦ 5QU LoRE | Red Flag Warning - Catastrophic Fires | 2025 | 7.7283e-10 | 7.7283e-10 | 14664.6376 | 233.2301 | 8896.516 | 5534.8915 | 0 | 0 | 7.9666e-07 | 1.1333e-05 | 0 | 1.1333e-05 | 1.1333e-05 | 0 | 1.1333e-05 | 0 | 1.0004e-05 | 2.1928e-05 | 0 | 2.1928e-05 | [17 empty] | 7.3.3.17.5 (Remote Grid) Updates to grid topology to minimize risk of ignition in HFTDs Remote GridWLDFREquipment / facility failureAggregated | WLDFR | HFTD - Distribution - Tier 2 - 3QU CoRE ¦ 3QU LoRE | Red Flag Warning - Large Fires | Equipment / facility failure | Aggregated | 2025 | 1.4008e-05 | 791.1875 | 0.011083 | 2025 | Mitigation | 0.95 | 45 | 0 | esc | 0.00097009 | 1.3589e-08 | 0.00097009 | 1.3589e-08
[79 empty] | WLDFR | HFTD - Distribution - Tier 3 - 5QU CoRE ¦ 5QU LoRE | Red Flag Warning - Catastrophic Fires | 2026 | 7.7283e-10 | 7.7283e-10 | 14664.6376 | 233.2301 | 8896.516 | 5534.8915 | 0 | 0 | 7.9666e-07 | 1.1333e-05 | 0 | 1.1333e-05 | 1.1333e-05 | 0 | 1.1333e-05 | 0 | 1.0004e-05 | 2.1928e-05 | 0 | 2.1928e-05 | [17 empty] | 7.3.3.17.5 (Remote Grid) Updates to grid topology to minimize risk of ignition in HFTDs Remote GridWLDFREquipment / facility failureAggregated | WLDFR | HFTD - Distribution - Tier 2 - 3QU CoRE ¦ 3QU LoRE | Red Flag Warning - Large Fires | Equipment / facility failure | Aggregated | 2026 | 1.4008e-05 | 791.1875 | 0.011083 | 2026 | Mitigation | 0.95 | 45 | 0 | esc | 0.00097009 | 1.3589e-08 | 0.00097009 | 1.3589e-08
[79 empty] | WLDFR | HFTD - Distribution - Tier 3 - 5QU CoRE ¦ 5QU LoRE | Red Flag Warning - Catastrophic Fires | 2027 | 7.7283e-10 | 7.7283e-10 | 14664.6376 | 233.2301 | 8896.516 | 5534.8915 | 0 | 0 | 7.9666e-07 | 1.1333e-05 | 0 | 1.1333e-05 | 1.1333e-05 | 0 | 1.1333e-05 | 0 | 1.0004e-05 | 2.1928e-05 | 0 | 2.1928e-05 | [17 empty] | 7.3.3.17.5 (Remote Grid) Updates to grid topology to minimize risk of ignition in HFTDs Remote GridWLDFREquipment / facility failureAggregated | WLDFR | HFTD - Distribution - Tier 2 - 3QU CoRE ¦ 3QU LoRE | Red Flag Warning - Large Fires | Equipment / facility failure | Aggregated | 2027 | 1.4008e-05 | 791.1875 | 0.011083 | 2027 | Mitigation | 0.95 | 45 | 0 | esc | 0.00097009 | 1.3589e-08 | 0.00097009 | 1.3589e-08
[79 empty] | WLDFR | HFTD - Distribution - Tier 3 - 5QU CoRE ¦ 5QU LoRE | Red Flag Warning - Catastrophic Fires | 2028 | 7.7283e-10 | 7.7283e-10 | 15317.9909 | 247.273 | 9287.6491 | 5783.0689 | 0 | 0 | 7.9666e-07 | 1.1838e-05 | 0 | 1.1838e-05 | 1.1838e-05 | 0 | 1.1838e-05 | 0 | 1.0004e-05 | 2.1928e-05 | 0 | 2.1928e-05 | [17 empty] | 7.3.3.17.5 (Remote Grid) Updates to grid topology to minimize risk of ignition in HFTDs Remote GridWLDFREquipment / facility failureAggregated | WLDFR | HFTD - Distribution - Tier 2 - 3QU CoRE ¦ 3QU LoRE | Red Flag Warning - Large Fires | Equipment / facility failure | Aggregated | 2028 | 1.4008e-05 | 791.1875 | 0.011083 | 2028 | Mitigation | 0.95 | 45 | 0 | esc | 0.00097009 | 1.3589e-08 | 0.00097009 | 1.3589e-08