## Instructions
Version | 2.2 | Format Guide
Published On | 2021-12-06 | Description |  | Format
Tabs contained within this workbook |  | Input cell (Manual) - user input required (Data used by Model or Description mandated to have) |  | Font
This workbook is a companion input to the Risk Model Input file. For more information on that file, see the Risk Model User Guide. |  | Input cell (Manual) - user input required (Not used by Model / For information only - Optional) |  | Font
Below are the workbook tab names along with a description and instructions. |  | Input cell - Not applicable / Not be used by the model for specific scenarios
|  | Calculated cell - formula that should not be touched |  | Font
Tab | Description + Instructions | Error checking cell - formula that should not be touched / Not be used by the model |  | OK/True | Error/False
Summary of Programs | Using one row per program, include a program description, Mitigation or Control specification, high-level justification/explanation for program characterization.
1-Program Exposure | This includes the scope of each program - how much of the risk exposure (in term of exposure unit or % of tranche exposure) or work units are covered.
2-Program Cost | This includes 2 tables. 1) TableProgSpend - The total costs (CapEX and OoEx) oer each program distributing across time. PPVR multipliers are applicable when CapEX exists. 2) TableTrancheSpend - The total cost allocation across tranches accross time. Need to specify the allocation method (i.e., prorate by Program Exposure or % of Total Cost)
3-Eff - Freq Programs | Combined with the tranche exposure and spend specified in tabs 1 and 2, this constitutes all information needed to compute an RSE for a Program affecting event Frequency. Detailed instructions are in the section below. This table can accommodate quantitative effectiveness, or, facilitates use of the qualitative effectiveness methodology. For each program based on quantitative information, add the supporting worksheet. For each control program using the qualitative methodology, add a Maturity Factor - XX worksheet.
4-Eff - Conseq Programs | Combined with the tranche exposure and spend specified in tabs 1 and 2, this constitutes all information needed to compute an RSE for a Program affecting Consequence. Detailed instructions are in the section below. This table can accommodate quantitative effectiveness, or, facilitates use of the qualitative effectiveness methodology. For each program based on quantitative information, add the supporting worksheet. For each control program using the qualitative methodology, add a Maturity Factor - XX worksheet.
RSE Lite | Tool to compute the RSE for a single program specified within this workbook. 1. Within the worksheet, specify the location and filename for the RSE Lite datafile (a workbook output from the Enterprise Risk Model using a Risk Model Input File with RSE Lite Run = TRUE in the 0-Global Parameters tab). 2. Select the Program. 3. Press Run to call an executable file which will return Risk Reduction and RSE information over time.
RSE Results | Tool to compute the batch RSE run for all listed programs specified within this workbook.
Maturity Factor - XX | Maturity factor calculation for <Control XX>, which is qualitatively evaluated
Match esc definition | For advanced users: Specify custom effectiveness escalation ('match'-type escalation). See the User Guide for additional information about parameter escalation, including the 'match' method.
Data Dictionary | Do not edit. Input Table column information (Input Cell Type, Formula, Validation Formula, Conditional Formatting)
Data & Validation | Do not edit. Data supporting the Control Maturity Factor calculations and Lists for drop down menus
TablePVRR | Do not edit. Reference lookup table for generic PVRR multipliers
BowTie | Do not edit. Reference lookup tables for tranches, drivers, subdrivers, outcomes
Instructions on how to complete the Effectiveness by Model Element tables on tabs 3 and 4:
Column | Instructions
ID | Do not modify. This looks up the Program ID from the Summary of Programs tab. Future enhancement will link this to the Master Control and Mitigation Cost File.
Type | Do not modify. This looks up the Program Type from the Summary of Programs tab, and determines whether a Maturity Factor is necessary (if Control and Qualitative). Future enhancement will link this to the Master Control and Mitigation Cost File.
Program | Each program should be listed at least once in this table. Repeat the program name as many times as is necessary. | Quantitative Measure
Tranche | Include the names of the tranches over which the effectiveness and/or benefit length will differ. | Effectiveness - Quantitative | Either link via cell reference to the quantitatively-derived effectiveness value or copy+paste from an external effectiveness workpaper. List the reference to the external workpaper in the row.
Outcome | Include the names of the outcomes over which the effectiveness and/or benefit length will differ. | Effectiveness | The effectiveness of the program per unit of program exposure in the first year of deployment. The existing formula will compute the effectiveness so do not overwrite this column.
Driver / Subdriver / Attribute | Include the names of the driver/subdriver/attribute over which the effectiveness and/or benefit length will differ.
Does this use qualitative measure? | Specify TRUE or FALSE. If TRUE, fill out columns 'Category?' and 'Risk driver primarily due to…' | Qualitative Measure
… | … | Category? | Select the appropriate category for the program.
Benefit Length (yrs) | List the number of years the program provides benefit for. This may or may not be the same over all Program rows in this table. | Risk driver primarily due to… / Consequence develops… | Select the appropriate driver type for frequency mitigation OR select the appropriate consequence type for consequence mitigation. If previously specified that the effectiveness does not vary by Driver/Subdriver, consider revisiting that specification.
Effectiveness Degradation Rate | If the benefits provided by the program degrade with time, specify the rate (%) at which the effectiveness of the program degrades. A blank value is treats as 0% reduction over time. | Explanation of Categorization | Include the rationale behind the selection of program category as well as driver or consequence type.
Effectiveness Degradation Method | Specify the method by which the degradation rate should be applied. The default is 'esc'; see the User Guide for additional information about parameter escalation, including the 'match' method. | Effectiveness Cap | The value which matches the category and driver/outcome type selected.
Explanation of Benefit Length | If the benefit length, effectiveness degradation rate, and/or degradation method vary within the program, include the rationale behind the specified information. Otherwise, include the program-level explanation only in the Summary of Programs tab. | Maturity Factor | This is necessary for control programs using the qualitative methodology. Duplicate the 'Maturity Factor - XX' worksheet as many times as is necessary, updating responses after duplication. Update 'XX' in the tab name with the Program ID. Each control should have one corresponding worksheet. The existing formula will look up the discount factor so do not overwrite this column.
|  | Effectiveness | The effectiveness of the program per unit of program exposure in the first year of deployment. The existing formula will compute the effectiveness so do not overwrite this column.
See 'Qualitative Program Effectiveness Guidance' documentation for more details on qualitative methodology.
TRUE
FALSE
Necessary cells are highlighted in green

## Summary of Programs
Pacific Gas and Electric Company
Control and Mitigation Program Workpaper
| RISK Name: | Wildfire
| RISK ID: | WLDFR
| Total mitigations: | 7
| Total controls: | 10 |  |  | New mitigation/control programs added/calculated this year
Program ID | Program | Mitigation or Control? | MAT or MWC | Program Description | Modifying Likelihood of Failure (LOF) or Consequence of Failure (COF) | Risk Drivers and/or Consequences being addressed by Program | Year(s) of Implementation | Justification for Effectiveness % | Benefit Length | Justification for Benefit Length | Assumptions / Comments | Mitigation Program Count | Control Program Count
7.3.3.1 | 7.3.3.1 Capacitor maintenance and replacement program | Control | KAF, KBC, 2AE, 2BD, 17P, 06A, 06D, 06H, 06K | Remediation, adjustments, or installations of new equipment to improve or replace existing capacitor equipment. | LOF | Equipment / facility failure | Ongoing | 90% - Per SME judgement. Capacitors maintained are highly unlike to fail causing an ignition within a given year. Per the WMP 2022 narrative, "all distribution capacitor banks are inspected as governed by TD-2302B-006 and TD-2302P-05" each year. To be conservative PG&E assumes an effectiveness of 90%, leaving a 10% chance of risk due to unseen/unpredictable future events. | 1 | Per the WMP 2022 narrative, "all distribution capacitor banks are inspected as governed by TD-2302B-006 and TD-2302P-05" each year | The WMP 2022 narrative mentions that all distribution Capacitor banks are inspected each. However the financials provided are for maintenance work only. Hence the exposure is not consider as 100%. | 0 | 1
7.3.3.2-D | 7.3.3.2-D Circuit breaker maintenance and installation to de-energize lines upon detecting a fault, Maintenance Substation Distribution | Control | GCB, GCM, GCS, GCV | Remediation, adjustments, or installations of new equipment to improve or replace existing fast switching circuit breaker equipment to improve the ability to protect electrical circuits from damage caused by overload of electricity or short circuit. | LOF | Equipment / facility failure | Ongoing | 90% - Per SME judgement | 1 | Since the choice is work unit within Program Exposure tab, the units that are worked on will not cause an ignition within a year with an assumed 90% effectiveness rate per SME judgement. |  | 0 | 2
7.3.3.2-T | 7.3.3.2-T Circuit breaker maintenance and installation to de-energize lines upon detecting a fault, Maintenance Substation Transmission | Control | AMB, AMM, AMS, AMV | Remediation, adjustments, or installations of new equipment to improve or replace existing fast switching circuit breaker equipment to improve the ability to protect electrical circuits from damage caused by overload of electricity or short circuit. | LOF | Equipment / facility failure | Ongoing | 90% - Per SME judgement | 1 | Since the choice is work unit within Program Exposure tab, the units that are worked on will not cause an ignition within a year with an assumed 90% effectiveness rate per SME judgement. |  | 0 | 3
7.3.3.3 | 7.3.3.3 Covered conductor installation | Mitigation | See column L 'Assumptions / Comments' | Installation of covered or insulated conductors to replace standard bare or unprotected conductors (defined in accordance with GO 95 as supply conductors, including but not limited to lead wires, not enclosed in a grounded metal pole or not covered by: a “suitable protective covering” (in accordance with Rule 22.8 ), grounded metal conduit, or grounded metal sheath or shield). In accordance with GO 95, conductor is defined as a material suitable for: (1) carrying electric current, usually in the form of a wire, cable or bus bar, or (2) transmitting light in the case of fiber optics; insulated conductors as those which are surrounded by an insulating material (in accordance with Rule 21.6), the dielectric strength of which is sufficient to withstand the maximum difference of potential at normal operating voltages of the circuit without breakdown or puncture; and suitable protective covering as a covering of wood or other non-conductive material having the electrical insulating efficiency (12kV/in. dry) and impact strength (20ft.-lbs) of 1.5 inches of redwood or other material meeting the requirements of Rule 22.8-A, 22.8-B, 22.8-C or 22.8-D. | LOF | See column L 'Assumptions / Comments' | See column L 'Assumptions / Comments' | See column L 'Assumptions / Comments' | See column L 'Assumptions / Comments' | See column L 'Assumptions / Comments' | Covered conductor installation work is part of System Hardening program under 7.3.3.17.1. No RSE will be calculated separately for this program. RSE of 7.3.3.3 can be considered embedded within 7.3.3.17.1 | 1 | 2
7.3.3.4 | 7.3.3.4 Covered conductor maintenance | Control |  | Remediation and adjustments to installed covered or insulated conductors. In accordance with GO 95, conductor is defined as a material suitable for: (1) carrying electric current, usually in the form of a wire, cable or bus bar, or (2) transmitting light in the case of fiber optics; insulated conductors as those which are surrounded by an insulating material (in accordance with Rule 21.6), the dielectric strength of which is sufficient to withstand the maximum difference of potential at normal operating voltages of the circuit without breakdown or puncture; and suitable protective covering as a covering of wood or other non-conductive material having the electrical insulating efficiency (12kV/in. dry) and impact strength (20ft.-lbs) of 1.5 inches of redwood or other material meeting the requirements of Rule 22.8-A, 22.8-B, 22.8-C or 22.8-D. | LOF | Equipment / facility failure | Ongoing | 90% - Per SME judgement. The Covered Conductors maintained/repaired are highly unlikely to fail causing an ignition within a given year. To be conservative PG&E assumes an effectiveness of 90%, leaving a 10% chance of ignition due to unseen/unpredictable future events. | 1 | Since the choice is work unit within Program Exposure tab, the units that are worked on will not cause an ignition within a year with an assumed 90% effectiveness rate per SME judgement. |  | 1 | 3
7.3.3.5 | 7.3.3.5 Crossarm maintenance, repair, and replacement | Control |  | Remediation, adjustments, or installations of new equipment to improve or replace existing crossarms, defined as horizontal support attached to poles or structures generally at right angles to the conductor supported in accordance with GO 95. | LOF | Equipment / facility failure | Ongoing | 90% - Per SME judgement. The Crossarms replaced, maintained/repaired are highly unlikely to fail causing an ignition within a given year. To be conservative PG&E assumes an effectiveness of 90%, leaving a 10% chance of ignition due to unseen/unpredictable future events. | 1 | Since the choice is work unit within Program Exposure tab, the units that are worked on will not cause an ignition within a year with an assumed 90% effectiveness rate per SME judgement. |  | 1 | 4
7.3.3.6 | 7.3.3.6 Distribution pole replacement and reinforcement, including with composite poles | Control | 07D, 07C, GAD | Remediation, adjustments, or installations of new equipment to improve or replace existing distribution poles (i.e., those supporting lines under 65kV), including with equipment such as composite poles manufactured with materials reduce ignition probability by increasing pole lifespan and resilience against failure from object contact and other events. | LOF | Equipment / facility failure | Ongoing | 90% - Per SME judgement. A pole replaced or reinforced would be assumed to have 100% wood strength , but could fail through a 3rd party cause within the first year - the probability could be 0% or very low. | 1 | Since the choice is work unit within Program Exposure tab, the units that are worked on will not cause an ignition within a year with an assumed 90% effectiveness rate per SME judgement. |  | 0 | 2
7.3.3.7 | 7.3.3.7 Expulsion fuse replacement | Mitigation | 2AP | Installations of new and CAL FIRE-approved power fuses to replace existing expulsion fuse equipment. | LOF | Equipment / facility failure | 3 | 90% - Per SME judgement. Non-expulsion fuses are built to prevent sparks and hence there's no record of ignitions. To be conservative PG&E assumes an effectiveness of 90%, leaving a 10% chance of ignition due to unseen/unpredictable future events. | 30 | RAMP 2020 filing assumes a benefit length between 20-40 years. SMEs confirmed that 30 years is potentially the benefit length of replacing a non-exempt fuse with an exempt one, which is also industry standard. |  | 1 | 2
7.3.3.8.1 | 7.3.3.8.1 Grid topology improvements to mitigate or reduce PSPS events, Distribution Line Sectionalizing | Mitigation | 49H | Refer to "PSPS RSE Input File_v2.2_EO_WLDFR_Template.xlsx" | COF | Refer to "PSPS RSE Input File_v2.2_EO_WLDFR_Template.xlsx" | Refer to "PSPS RSE Input File_v2.2_EO_WLDFR_Template.xlsx" | Refer to "PSPS RSE Input File_v2.2_EO_WLDFR_Template.xlsx" | Refer to "PSPS RSE Input File_v2.2_EO_WLDFR_Template.xlsx" | Refer to "PSPS RSE Input File_v2.2_EO_WLDFR_Template.xlsx" |  | 2 | 2
7.3.3.8.2 | 7.3.3.8.2 Grid topology improvements to mitigate or reduce PSPS events, Transmission Line Sectionalizing | Mitigation | 94A | Refer to "PSPS RSE Input File_v2.2_EO_WLDFR_Template.xlsx" | COF | Refer to "PSPS RSE Input File_v2.2_EO_WLDFR_Template.xlsx" | Refer to "PSPS RSE Input File_v2.2_EO_WLDFR_Template.xlsx" | Refer to "PSPS RSE Input File_v2.2_EO_WLDFR_Template.xlsx" | Refer to "PSPS RSE Input File_v2.2_EO_WLDFR_Template.xlsx" | Refer to "PSPS RSE Input File_v2.2_EO_WLDFR_Template.xlsx" |  | 2 | 2
7.3.3.8.3 | 7.3.3.8.3 Grid topology improvements to mitigate or reduce PSPS events, Distribution Line Motorized Switch Operator (MSO) Replacements | Mitigation | 49H | Plan to support and actions taken to mitigate or reduce PSPS events in terms of geographic scope and number of customers affected, such as installation and operation of electrical equipment to sectionalize or island portions of the grid, microgrids, or local generation (Distribution Line Motorized Switch Operator (MSO) Replacements) | LOF | Equipment / facility failure | 2021-2024 | 90% - Per SME judgement This program aims at replacing the previously installed MSO switches that were reported to exhibit an arc flash during operation with various other devices including SCADA-enabled Reclosers, newly introduced SCADAMATE-SD Switches, or standard manually operated US Switches. This will completely eliminate the probability of any arc flashing and hence ignition. To be conservative PG&E assumes an effectiveness of 90%, leaving a 10% chance of ignition due to unseen/unpredictable future events. | 30 | Per the SME, the replaced switches would last for the entire lifetime of the equipment which is expected to be 30 years for distribution |  | 2 | 2
7.3.3.9.1 | 7.3.3.9.1 Installation of system automation equipment | Mitigation | 49A | Installation of electric equipment (system automation equipment) that increases the ability of the utility to automate system operation and monitoring, including equipment that can be adjusted remotely such as automatic reclosers (switching devices designed to detect and interrupt momentary faults that can reclose automatically and detect if a fault remains, remaining open if so). | LOF | See column L 'Assumptions / Comments' | See column L 'Assumptions / Comments' | See column L 'Assumptions / Comments' | See column L 'Assumptions / Comments' | See column L 'Assumptions / Comments' | Foundational - This program only helps in the detection of High Impedence fault conditions. The SCADA reclosers will have new micro-processor controllers with protection elements like Downed Conductor Detection and Sensitive Ground Faults. This initiative could probably considered under the PSPS bow-tie, however the customer minutes impacted/reduced is currently not tracked as needed for RSE calculations. The program as per the 2021 WMP narrative says that it ended in 2021. Although the 2022 draft narrative mentions that it ends in 2022. However the financial file provides forecast for year 2023 too. | 2 | 2
7.3.3.9.2 | 7.3.3.9.2 Installation of system automation equipment, Single phase reclosers | Mitigation | 49T | Installation of electric equipment (Single phase reclosers) that increases the ability of the utility to automate system operation and monitoring, including equipment that can be adjusted remotely such as automatic reclosers (switching devices designed to detect and interrupt momentary faults that can reclose automatically and detect if a fault remains, remaining open if so). | LOF | Equipment/facility failure Vegetation Contact Contact from Object Vandalism/Theft Unknown /Others | Ongoing | Refer tab "7.3.3.9.1_Effectiveness" | 30 Years | Per SME Judgement, RCU Electronic Component lasts 30 years |  | 3 | 2
7.3.3.10 | 7.3.3.10 Maintenance, repair, and replacement of connectors, including hotline clamps | Control |  | Remediation, adjustments, or installations of new equipment to improve or replace existing connector equipment, such as hotline clamps. | LOF | Equipment / facility failure | Ongoing | 90% - Per SME judgement. The replaced/repaired connectors and hotline clamps are highly unlikely to fail causing an ignition within a given year. | 1 Year | Due to the choice of work units in the Program Exposure tab for this program. |  | 3 | 3
7.3.3.11.1 | 7.3.3.11.1 Mitigation of impact on customers and other residents affected during PSPS event, Generation for PSPS Mitigation | Mitigation | IG, 21, 49M | Refer to "PSPS RSE Input File_v2.2_EO_WLDFR_Template.xlsx" | COF | Refer to "PSPS RSE Input File_v2.2_EO_WLDFR_Template.xlsx" | [5 empty] | 4 | 3
7.3.3.11.2 | 7.3.3.11.2 Mitigation of impact on customers and other residents affected during PSPS event, Substation activities to enable reduction of PSPS impacts | Mitigation | 48D, 67D, 09D, 94B, 59F | Refer to "PSPS RSE Input File_v2.2_EO_WLDFR_Template.xlsx" | COF | Refer to "PSPS RSE Input File_v2.2_EO_WLDFR_Template.xlsx" | [5 empty] | 5 | 3
7.3.3.11.3 | 7.3.3.11.3 Mitigation of impact on customers and other residents affected during PSPS event, Emergency Back-up Generation – PG&E Service Centers & Materials Distribution Centers | Mitigation |  | Actions taken to improve access to electricity for customers and other residents during PSPS events, such as installation and operation of local generation equipment (at the community, household, or other level) | COF | See column L 'Assumptions / Comments' | See column L 'Assumptions / Comments' | See column L 'Assumptions / Comments' | See column L 'Assumptions / Comments' | See column L 'Assumptions / Comments' | Foundational - This program ensures facilities have emergency back-up services. No direct risk reduction benefits can be calculated for the forecasted amount. | 5 | 3
7.3.3.11.4 | 7.3.3.11.4 Fixed Power Solutions | Mitigation |  | Actions taken to improve access to electricity for customers and other residents during PSPS events, such as installation and operation of local generation equipment (at the community, household, or other level). | COF | Risk reduction not quantified. Initiative does not currently capture data determined to be usable for RSE calculation. | Risk reduction not quantified. Initiative does not currently capture data determined to be usable for RSE calculation. | Risk reduction not quantified. Initiative does not currently capture data determined to be usable for RSE calculation. | Risk reduction not quantified. Initiative does not currently capture data determined to be usable for RSE calculation. | Risk reduction not quantified. Initiative does not currently capture data determined to be usable for RSE calculation. | Risk reduction not quantified. Initiative does not currently capture data determined to be usable for RSE calculation. | 6 | 3
7.3.3.12.1 | 7.3.3.12.1 Other corrective action, Distribution Substation | Control | 48X | Other maintenance, repair, or replacement of utility equipment and structures for Distribution Substation so that they function properly and safely, including remediation activities (such as insulator washing) of other electric equipment deficiencies that may increase ignition probability due to potential equipment failure or other drivers. | LOF | Risk reduction not quantified. Initiative does not currently capture data determined to be usable for RSE calculation. | Risk reduction not quantified. Initiative does not currently capture data determined to be usable for RSE calculation. | Risk reduction not quantified. Initiative does not currently capture data determined to be usable for RSE calculation. | Risk reduction not quantified. Initiative does not currently capture data determined to be usable for RSE calculation. | Risk reduction not quantified. Initiative does not currently capture data determined to be usable for RSE calculation. | Per SME, all animal abatement work (MAT 48X) in HFTD zones has been completed and no work is planned for 2022. | 3 | 4
7.3.3.12.2 | 7.3.3.12.2 Other corrective action, Transmission Substation | Control | 66X | Other maintenance, repair, or replacement of utility equipment and structures for Transmission Substation so that they function properly and safely, including remediation activities (such as insulator washing) of other electric equipment deficiencies that may increase ignition probability due to potential equipment failure or other drivers. | LOF | Risk reduction not quantified. Initiative does not currently capture data determined to be usable for RSE calculation. | Risk reduction not quantified. Initiative does not currently capture data determined to be usable for RSE calculation. | Risk reduction not quantified. Initiative does not currently capture data determined to be usable for RSE calculation. | Risk reduction not quantified. Initiative does not currently capture data determined to be usable for RSE calculation. | Risk reduction not quantified. Initiative does not currently capture data determined to be usable for RSE calculation. | Risk reduction not quantified. Initiative does not currently capture data determined to be usable for RSE calculation. | 3 | 5
7.3.3.12.3 | 7.3.3.12.3 Other corrective action, Maintenance, Transmission | Control |  | Other maintenance, repair, or replacement of utility equipment and structures for Transmission so that they function properly and safely, including remediation activities (such as insulator washing) of other electric equipment deficiencies that may increase ignition probability due to potential equipment failure or other drivers. | LOF | Equipment / facility failure | Ongoing | 90% - Per SME judgement The units worked on are assumed not to fail causing an ignition within a given year. | 1 Year | For Proactive Asset Maintenance/Replacement Control Programs, the units that are planned for maintenance/replacement are assumed to likely fail if not replaced/maintained. These replacements address a portion of the inherent risk for that particular year. Hence the units replaced in one given year under this program would address the risk for that year alone, so the benefit length assumed is 1 year |  | 3 | 6
7.3.3.12.4 | 7.3.3.12.4 Other corrective action, Maintenance, Distribution | Control |  | Other maintenance, repair, or replacement of utility equipment and structures for Distribution so that they function properly and safely, including remediation activities (such as insulator washing) of other electric equipment deficiencies that may increase ignition probability due to potential equipment failure or other drivers. | LOF | Equipment / facility failure | Ongoing | 90% - Per SME judgement The units worked on are assumed not to fail causing an ignition within a given year. | 1 Year | For Proactive Asset Maintenance/Replacement Control Programs, the units that are planned for maintenance/replacement are assumed to likely fail if not replaced/maintained. These replacements address a portion of the inherent risk for that particular year. Hence the units replaced in one given year under this program would address the risk for that year alone, so the benefit length assumed is 1 year |  | 3 | 7
7.3.3.12.5 | 7.3.3.12.5 Other corrective action, Maintenance, Generation Substation | Control | IG# | Other maintenance, repair, or replacement of utility equipment and structures for Generation Substation so that they function properly and safely, including remediation activities of other electric equipment deficiencies that may increase ignition probability due to potential equipment failure or other drivers. | LOF | Risk reduction not quantified. Initiative does not currently capture data determined to be usable for RSE calculation. | Risk reduction not quantified. Initiative does not currently capture data determined to be usable for RSE calculation. | Risk reduction not quantified. Initiative does not currently capture data determined to be usable for RSE calculation. | Risk reduction not quantified. Initiative does not currently capture data determined to be usable for RSE calculation. | Risk reduction not quantified. Initiative does not currently capture data determined to be usable for RSE calculation. | Risk reduction not quantified. Initiative does not currently capture data determined to be usable for RSE calculation. | 3 | 8
7.3.3.13 | 7.3.3.13 Pole loading infrastructure hardening and replacement program based on pole loading assessment program | Control | O7O | Actions taken to remediate, adjust, or install replacement equipment for poles that the utility has identified as failing to meet safety factor requirements in accordance with GO 95 or additional utility standards in the utility's pole loading assessment program. | LOF | Equipment / facility failure | Ongoing | This is a replacement program that addresses functional failure. Each proactive replacement is assumed to be 100% effective at mitigating a potential outage on the asset replaced. Use 90% to be conservative. | 1 Year | For Proactive Asset Maintenance/Replacement Control Programs, the units that are planned for maintenance/replacement are assumed to likely fail if not replaced/maintained. These replacements address a portion of the inherent risk for that particular year. Hence the units replaced in one given year under this program would address the risk for that year alone, so the benefit length assumed is 1 year |  | 3 | 8
7.3.3.14 | 7.3.3.14 Transformers maintenance and replacement | Control |  | Remediation, adjustments, or installations of new equipment to improve or replace existing transformer equipment | LOF | Equipment / facility failure | Ongoing | 90% - Per SME judgement Transformers maintained/replaced through this program will not fail causing an ignition within a given year. To be conservative PG&E uses a 90% effectiveness. | 1 | For Proactive Asset Maintenance/Replacement Control Programs, the units that are planned for maintenance/replacement are assumed to likely fail if not replaced/maintained. These replacements address a portion of the inherent risk for that particular year. Hence the units replaced in one given year under this program would address the risk for that year alone, so the benefit length assumed is 1 year |  | 3 | 9
7.3.3.15 | 7.3.3.15 Transmission tower maintenance and replacement | Control | ICQ, ICS, ICX, 70S | Remediation, adjustments, or installations of new equipment to improve or replace existing transmission towers (e.g., structures such as lattice steel towers or tubular steel poles that support lines at or above 65kV) | LOF | Equipment / facility failure | Ongoing | 90% - SME judgement The maintenance/replacement work done is considered to be 100% effective in avoiding a failure causing an ignition within a given year. To be conservative PG&E uses a 90% effectiveness. | 1 Year | For Proactive Asset Maintenance/Replacement Control Programs, the units that are planned for maintenance/replacement are assumed to likely fail if not replaced/maintained. These replacements address a portion of the inherent risk for that particular year. Hence the units replaced in one given year under this program would address the risk for that year alone, so the benefit length assumed is 1 year |  | 3 | 10
7.3.3.16 | 7.3.3.16 Undergrounding of electric lines and/or equipment | Mitigation |  | Actions taken to convert overhead electric lines and/or equipment to underground electric lines and/or equipment (i.e., located underground and in accordance with GO 128) | LOF | Initiative complementary to "7.3.3.17.1 (UG) Updates to grid topology to minimize risk of ignition in HFTDs, System Hardening, Distribution " | Initiative complementary to "7.3.3.17.1 (UG) Updates to grid topology to minimize risk of ignition in HFTDs, System Hardening, Distribution " | Initiative complementary to "7.3.3.17.1 (UG) Updates to grid topology to minimize risk of ignition in HFTDs, System Hardening, Distribution " | Initiative complementary to "7.3.3.17.1 (UG) Updates to grid topology to minimize risk of ignition in HFTDs, System Hardening, Distribution " | Initiative complementary to "7.3.3.17.1 (UG) Updates to grid topology to minimize risk of ignition in HFTDs, System Hardening, Distribution " | Initiative complementary to "7.3.3.17.1 (UG) Updates to grid topology to minimize risk of ignition in HFTDs, System Hardening, Distribution " | 4 | 10
7.3.3.17.1 (OH) | 7.3.3.17.1 (OH) Updates to grid topology to minimize risk of ignition in HFTDs, System Hardening, Distribution | Mitigation | 08W | Changes in the plan, installation, construction, removal, and/or undergrounding for Distribution to minimize the risk of ignition due to the design, location, or configuration of utility electric equipment in HFTDs. | LOF | Equipment/ facility failure Contamination Vegetation Contact Contact from Object Other/Unknown | Ongoing | Refer tab "7.3.3.17.1 (OH)_Effectiveness" | 45 years for Overhead Equipment. | The life time of overhead hardening project is approximately 45 years, based on an updated economic analysis from System Hardening SMEs |  | 2 | 2
7.3.3.17.1 (UG) | 7.3.3.17.1 (UG) Updates to grid topology to minimize risk of ignition in HFTDs, System Hardening, Distribution | Mitigation | 08W | Changes in the plan, installation, construction, removal, and/or undergrounding for Distribution to minimize the risk of ignition due to the design, location, or configuration of utility electric equipment in HFTDs. | LOF | Equipment/facility failure Vandalism Vegetation Contact Contamination Other/Unknown | Ongoing | PG&E assumes that undergrounding the conductor will eliminate all the exposure to wildfire risk. Assume 99% to be conservative | 49 years for Underground Equipment. | The life time of underground hardening project is approximately 49 years, based on an updated economic analysis from System Hardening SMEs |  | 3 | 2
7.3.3.17.2 | 7.3.3.17.2 Updates to grid topology to minimize risk of ignition in HFTDs, System Hardening, Transmission | Mitigation | 60X, 93N, 93C, 70S, 93P, 94L, 92F, 82B, 93J | Changes in the plan, installation, construction, removal, and/or undergrounding for Transmission to minimize the risk of ignition due to the design, location, or configuration of utility electric equipment in HFTDs. | LOF | Risk reduction not quantified. Initiative does not currently capture data determined to be usable for RSE calculation. | Risk reduction not quantified. Initiative does not currently capture data determined to be usable for RSE calculation. | Risk reduction not quantified. Initiative does not currently capture data determined to be usable for RSE calculation. | Risk reduction not quantified. Initiative does not currently capture data determined to be usable for RSE calculation. | Risk reduction not quantified. Initiative does not currently capture data determined to be usable for RSE calculation. | Risk reduction not quantified. Initiative does not currently capture data determined to be usable for RSE calculation. | 3 | 2
7.3.3.17.3 | 7.3.3.17.3 Updates to grid topology to minimize risk of ignition in HFTDs, Surge Arrestor | Mitigation | 2AR | Changes in the plan, installation, construction, removal, and/or undergrounding for Surge Arrestors to minimize the risk of ignition due to the design, location, or configuration of utility electric equipment in HFTDs | LOF | Equipment / facility failure |  | 90% - This is a "replacement" mitigation that addresses "functional failure". PG&E subject matter experts assume that replacing non-exempt surge arresters with exempt surge arresters will eliminate 90% of ignition risk associated with surge arresters. | 30 | Asset life will be between 20 to 40 years. |  | 4 | 2
7.3.3.17.4 | 7.3.3.17.4 Updates to grid topology to minimize risk of ignition in HFTDs, Rapid Earth Current Fault Limiter | Mitigation | 49R | Changes in the plan, installation, construction, removal, and/or undergrounding for Rapid Earth Current Fault Limiter to minimize the risk of ignition due to the design, location, or configuration of utility electric equipment in HFTDs. | LOF | Risk reduction not quantified. Initiative does not currently capture data determined to be usable for RSE calculation. | Risk reduction not quantified. Initiative does not currently capture data determined to be usable for RSE calculation. | Risk reduction not quantified. Initiative does not currently capture data determined to be usable for RSE calculation. | Risk reduction not quantified. Initiative does not currently capture data determined to be usable for RSE calculation. | Risk reduction not quantified. Initiative does not currently capture data determined to be usable for RSE calculation. | This program had execution issues. Hence the units and financials got moved around from the previous submission. | 5 | 2
7.3.3.17.5 | 7.3.3.17.5 Updates to grid topology to minimize risk of ignition in HFTDs, Remote Grid | Mitigation | AB | Changes in the plan, installation, construction, removal, and/or undergrounding for Remote Grid to minimize the risk of ignition due to the design, location, or configuration of utility electric equipment in HFTDs | LOF | Risk reduction not quantified. Initiative does not currently capture data determined to be usable for RSE calculation. | Risk reduction not quantified. Initiative does not currently capture data determined to be usable for RSE calculation. | Risk reduction not quantified. Initiative does not currently capture data determined to be usable for RSE calculation. | Risk reduction not quantified. Initiative does not currently capture data determined to be usable for RSE calculation. | Risk reduction not quantified. Initiative does not currently capture data determined to be usable for RSE calculation. | Risk reduction not quantified. Initiative does not currently capture data determined to be usable for RSE calculation. | 6 | 2
7.3.3.17.6 | 7.3.3.17.6 Updates to grid topology to minimize risk of ignition in HFTDs, Butte County Rebuild | Mitigation | 08W, 95F, IFF | Changes in the plan, installation, construction, removal, and/or undergrounding for Butte County Rebuild to minimize the risk of ignition due to the design, location, or configuration of utility electric equipment in HFTDs | LOF | All drivers |  | Undergrounding of electric assets eliminated the risk of ignition caused by the failure of these equipment by 100%. To be conservative, program effectiveness of 99% is used. | 49 years for Underground Equipment. | Aligned benefit length with System Hardening[Underground],the lifetime of underground hardening project is approximately 49 years, based on an updated economic analysis from System Hardening SMEs | Used the costs from the 'Program Cost' tab of "EO-WLDFR-3_RSE Input File (Refreshed).xlsx" on 02/18/22 3:30pm | 7 | 2
7.3.3.17.1 (LR) | 7.3.3.17.1 (LR) Updates to grid topology to minimize risk of ignition in HFTDs, System Hardening, Distribution | Mitigation | 08W | Changes in the plan, installation, construction, removal, and/or undergrounding for Distribution to minimize the risk of ignition due to the design, location, or configuration of utility electric equipment in HFTDs. | LOF | Equipment/ facility failure Contamination Vegetation Contact Contact from Object Other/Unknown | Ongoing | 100%; removal eliminates all drivers. | 45 years for Overhead Equipment. | The life time of overhead hardening project is approximately 45 years, based on an updated economic analysis from System Hardening SMEs |  | 2 | 2
7.3.3.17.5 (Remote Grid) | 7.3.3.17.5 (Remote Grid) Updates to grid topology to minimize risk of ignition in HFTDs, Remote Grid | Mitigation | AB | Changes in the plan, installation, construction, removal, and/or undergrounding for Remote Grid to minimize the risk of ignition due to the design, location, or configuration of utility electric equipment in HFTDs | LOF | All drivers | As available | 95%; PG&E assumes remote grid would largely remove all drivers. | 45 years matching overhead hardening | 45 years matching overhead hardening | Risk reduction not quantified. Initiative does not currently capture data determined to be usable for RSE calculation. | 3 | 2
[12 empty] | 7 | 2

## Table_12_RSE
2022 Program Risk Reduction NPV | - all -
| Data |  |  | Sum of 2022 RSE
index | Sum of 2022 Program Risk Reduction NPV | Sum of 2022-2022 Capital Cost NPV with PVRR | Sum of 2022-2022 Expense Cost NPV | 1033.92
HFTD - Distribution - Tier 2 - 1QU CoRE ¦ 1QU LoRE | 16.0479 |  |  | 2768.9373
HFTD - Distribution - Tier 2 - 1QU CoRE ¦ 2QU LoRE | 19.1646 |  |  | 26.8768
HFTD - Distribution - Tier 2 - 1QU CoRE ¦ 3QU LoRE | 44.3931 |  |  | 779.669
HFTD - Distribution - Tier 2 - 1QU CoRE ¦ 4QU LoRE | 57.6991 |  |  | #DIV/0!
HFTD - Distribution - Tier 2 - 1QU CoRE ¦ 5QU LoRE | 45.459 |  |  | #DIV/0!
HFTD - Distribution - Tier 2 - 2QU CoRE ¦ 1QU LoRE | 6.4297 |  |  | #DIV/0!
HFTD - Distribution - Tier 2 - 2QU CoRE ¦ 2QU LoRE | 10.5645 |  |  | #DIV/0!
HFTD - Distribution - Tier 2 - 2QU CoRE ¦ 3QU LoRE | 15.5744 |  |  | #DIV/0!
HFTD - Distribution - Tier 2 - 2QU CoRE ¦ 4QU LoRE | 13.6095 |  |  | #DIV/0!
HFTD - Distribution - Tier 2 - 2QU CoRE ¦ 5QU LoRE | 14.3327 |  |  | #DIV/0!
HFTD - Distribution - Tier 2 - 3QU CoRE ¦ 1QU LoRE | 6.9254 |  |  | #DIV/0!
HFTD - Distribution - Tier 2 - 3QU CoRE ¦ 2QU LoRE | 7.3124 |  |  | #DIV/0!
HFTD - Distribution - Tier 2 - 3QU CoRE ¦ 3QU LoRE | 5.7375 |  |  | #DIV/0!
HFTD - Distribution - Tier 2 - 3QU CoRE ¦ 4QU LoRE | 3.9845 |  |  | #DIV/0!
HFTD - Distribution - Tier 2 - 3QU CoRE ¦ 5QU LoRE | 2.6902 |  |  | #DIV/0!
HFTD - Distribution - Tier 2 - 4QU CoRE ¦ 1QU LoRE | 4.2752
HFTD - Distribution - Tier 2 - 4QU CoRE ¦ 2QU LoRE | 1.6863
HFTD - Distribution - Tier 2 - 4QU CoRE ¦ 3QU LoRE | 1.8922
HFTD - Distribution - Tier 2 - 4QU CoRE ¦ 4QU LoRE | 1.2823
HFTD - Distribution - Tier 2 - 4QU CoRE ¦ 5QU LoRE | 0.64068
HFTD - Distribution - Tier 2 - 5QU CoRE ¦ 1QU LoRE | 0.52651
HFTD - Distribution - Tier 2 - 5QU CoRE ¦ 2QU LoRE | 0.41382
HFTD - Distribution - Tier 2 - 5QU CoRE ¦ 3QU LoRE | 0.1622
HFTD - Distribution - Tier 2 - 5QU CoRE ¦ 4QU LoRE | 0.11282
HFTD - Distribution - Tier 2 - 5QU CoRE ¦ 5QU LoRE | 0.064577
Aggregated | 336.1483
(empty)
Total Result | 617.1294

## RSE Lite
Risk Data File Folder | P:\WMP2022\Test Run | [8 empty] | For PSPS
Risk Data File Name | EO_WLDFR_20220209_SplitByTier_192656_194748_Baseline_rselite_(add 2020).xlsx | [8 empty] | EO_WPSPS_20211011_20211015091238_Baseline_rselite_(add_2020).xlsx
Risk Data File Path | P:\WMP2022\Test Run\EO_WLDFR_20220209_SplitByTier_192656_194748_Baseline_rselite_(add 2020).xlsx
RSE Lite exe path | P:\WMP2022\Test Run\RSE_lite.exe
NPV Year | 2021
discount rate | 7%
Aggregation years | 2022 | 2022 | 2022-2022
Summary Results
Program Select a Program to Run RSE Lite | 2020 Program Risk Reduction NPV | 2021 Program Risk Reduction NPV | 2022 Program Risk Reduction NPV | 2023 Program Risk Reduction NPV | 2024 Program Risk Reduction NPV | 2025 Program Risk Reduction NPV | 2026 Program Risk Reduction NPV | 2022-2022 Program Risk Reduction NPV | 2020 Program RSE | 2021 Program RSE | 2022 Program RSE | 2023 Program RSE | 2024 Program RSE | 2025 Program RSE | 2026 Program RSE | 2022-2022 Program RSE | 2022-2022 Capital Cost NPV with PVRR ($M) | 2022-2022 Expense Cost NPV ($M) | 2022-2022 Total Cost NPV ($M) | 2022-2022 Program Freq Reduction NPV
7.3.3.17.5 (Remote Grid) Updates to grid topology to minimize risk of ignition in HFTDs, Remote Grid |  |  | 336.1483 | 317.2349 |  |  |  | 336.1483 |  |  | 34.1248 | 33.2682 |  |  |  | 34.1248 | 7.9439 | 1.9066 | 9.8505 | 1.7515
Run Complete for 7.3.3.17.5 (Remote Grid) Updates to grid topology to minimize risk of ignition in HFTDs Remote Grid. WARNING - PVRR multiplier for Capital Cost not specified. Defaulting to 1 | [34 empty] | Program Risk Reduction | [43 empty] | Risk Reduction per Unit Program Exposure | [40 empty] | LoRE Reduction per unit of work each year, by Tranche, Outcome, Driver, Subdriver and Year. | [28 empty] | CoRE Reduction per unit of work each year, by Tranche, Outcome, Driver and Attribute.
Summary Results by Tranche | [78 empty] | Freq Risk Reduction = LoRE Reduction x CoRE, Conseq Risk Reduction = LoRE x CoRE Reduction, Risk Reduction = Freq Risk Reduction + Conseq Risk Reduction +- LoRE Reduction x CoRE Reduction | [40 empty] | Purely based on effectiveness, regardless of program exposure. | [28 empty] | Purely based on effectiveness, regardless of program exposure.
index | 2022 Program Risk Reduction NPV | 2023 Program Risk Reduction NPV | 2022-2022 Program Freq Reduction NPV | 2022-2022 Program Freq Risk Reduction NPV | 2022-2022 Program Conseq Risk Reduction NPV | 2022-2022 Program Risk Reduction NPV | 2022 Program RSE | 2023 Program RSE | 2022-2022 Program RSE | CapEx USD 2022 | CapEx USD 2023 | PVRR Multiplier | 2022-2022 Capital Cost NPV with PVRR | OpEx USD 2022 | OpEx USD 2023 | 2022-2022 Expense Cost NPV | Column18 | Column19 | Column20 | Column21 | Column22 | Column23 | Column24 | Column25 | Column26 | Column27 | Column28 | Column29 | Column30 | Column31 | Column32 | Column33 | Column34 | Column35 | Risk ID | Tranche | Year | Discount Factor | 2022 Program Freq Reduction | 2022 Program Freq Risk Reduction | 2022 Program Conseq Risk Reduction | 2022 Program Risk Reduction | 2023 Program Freq Reduction | 2023 Program Freq Risk Reduction | 2023 Program Conseq Risk Reduction | 2023 Program Risk Reduction | 2022 Program Risk Reduction NPV | 2023 Program Risk Reduction NPV | 2022-2022 Program Freq Reduction | 2022-2022 Program Freq Reduction NPV | 2022-2022 Program Freq Risk Reduction | 2022-2022 Program Freq Risk Reduction NPV | 2022-2022 Program Conseq Risk Reduction | 2022-2022 Program Conseq Risk Reduction NPV | 2022-2022 Program Risk Reduction | 2022-2022 Program Risk Reduction NPV | Column23 | Column24 | Column25 | Column26 | Column27 | Column28 | Column29 | Column30 | Column31 | Column32 | Column33 | Column34 | Column35 | Column36 | Column37 | Column38 | Column39 | Column40 | Column41 | Column42 | Column43 | Column44 | Risk ID | Tranche | Outcome | Year | LoRE Reduction per Unit Tranche Exposure 2022 | LoRE Reduction per Unit Tranche Exposure 2023 | CoRE | Electric Reliability CoRE | Financial CoRE | Safety CoRE | CoRE Reduction per Unit Tranche Exposure 2022 | CoRE Reduction per Unit Tranche Exposure 2023 | LoRE | Freq Risk Reduction per Unit Tranche Exposure 2022 | Conseq Risk Reduction per Unit Tranche Exposure 2022 | Risk Reduction per Unit Tranche Exposure 2022 | Freq Risk Reduction per Unit Tranche Exposure 2023 | Conseq Risk Reduction per Unit Tranche Exposure 2023 | Risk Reduction per Unit Tranche Exposure 2023 | Column20 | Column21 | Column22 | Column23 | Column24 | Column25 | Column26 | Column27 | Column28 | Column29 | Column30 | Column31 | Column32 | Column33 | Column34 | Column35 | Column36 | Column37 | Column38 | Column39 | Column40 | Column41 | Index | Risk ID | Tranche | Outcome | Driver | Subdriver | Year | LoRE | Tranche Exposure | Freq | Yr | Type | Adjusted Effectiveness | Effectiveness Life | Effectiveness Degradation Rate | Effectiveness Degradation Method | 2022 Tranche Average Effectiveness | LoRE Reduction per Unit Tranche Exposure 2022 | 2023 Tranche Average Effectiveness | LoRE Reduction per Unit Tranche Exposure 2023 | Column21 | Column22 | Column23 | Column24 | Column25 | Column26 | Column27 | Column28 | Column29 | Index | Risk ID | Tranche | Outcome | Year | Attribute | CoRE | Tranche Exposure | Yr | Type | Adjusted Effectiveness | Effectiveness Life | Effectiveness Degradation Rate | Effectiveness Degradation Method | 2022 Tranche Average Effectiveness | CoRE Reduction per Unit Tranche Exposure 2022 | 2023 Tranche Average Effectiveness | CoRE Reduction per Unit Tranche Exposure 2023 | Column19 | Column20 | Column21 | Column22 | Column23 | Column24 | Column25 | Column26 | Column27 | Column28
HFTD - Distribution - Tier 2 - 1QU CoRE ¦ 1QU LoRE | 16.0479 | 15.1449 | 0.022314 | 16.0479 | 0 | 16.0479 | 253.4799 | 247.1166 | 253.4799 | 54630.162 | 54630.162 | 1 | 51056.2262 | 13111.7788 | 15536.7345 | 12253.9988 | [18 empty] | WLDFR | HFTD - Distribution - Tier 2 - 1QU CoRE ¦ 1QU LoRE | 2022 | 0.93458 | 0.00164 | 1.0409 | 0 | 1.0409 | 0 | 0 | 0 | 0 | 0.97276 | 0 | 0.00164 | 0.0015327 | 1.0409 | 0.97276 | 0 | 0 | 1.0409 | 0.97276 | [22 empty] | WLDFR | HFTD - Distribution - Tier 2 - 1QU CoRE ¦ 1QU LoRE | Non-Red Flag Warning - Catastrophic Fires | 2022 | 2.1947e-08 | 0 | 14146.1306 | 222.2294 | 8585.7228 | 5338.1784 | 0 | 0 | 3.1332e-05 | 0.00031047 | 0 | 0.00031047 | 0 | 0 | 0 | [22 empty] | 7.3.3.17.5 (Remote Grid) Updates to grid topology to minimize risk of ignition in HFTDs Remote GridWLDFRContact from objectAggregated | WLDFR | HFTD - Distribution - Tier 2 - 1QU CoRE ¦ 1QU LoRE | Non-Red Flag Warning - Catastrophic Fires | Contact from object | Aggregated | 2022 | 1.0438e-05 | 163.6441 | 0.0017081 | 2022 | Mitigation | 0.95 | 45 | 0 | esc | 0.00097009 | 1.0126e-08 | 0 | 0
HFTD - Distribution - Tier 2 - 1QU CoRE ¦ 2QU LoRE | 19.1646 | 18.0863 | 0.025977 | 19.1646 | 0 | 19.1646 | 140.1183 | 136.601 | 140.1183 | 118021.863 | 118021.863 | 1 | 110300.8066 | 28326.4135 | 33565.2373 | 26473.2836 | [18 empty] | WLDFR | HFTD - Distribution - Tier 2 - 1QU CoRE ¦ 1QU LoRE | 2023 | 0.87344 | 0.00164 | 1.079 | 0 | 1.079 | 0.00164 | 1.079 | 0 | 1.079 | 0.94243 | 0.94243 | 0.00164 | 0.0014325 | 1.079 | 0.94243 | 0 | 0 | 1.079 | 0.94243 | [22 empty] | WLDFR | HFTD - Distribution - Tier 2 - 1QU CoRE ¦ 1QU LoRE | Non-Red Flag Warning - Catastrophic Fires | 2023 | 2.1947e-08 | 2.1947e-08 | 14664.6376 | 233.2301 | 8896.516 | 5534.8915 | 0 | 0 | 3.1332e-05 | 0.00032185 | 0 | 0.00032185 | 0.00032185 | 0 | 0.00032185 | [22 empty] | 7.3.3.17.5 (Remote Grid) Updates to grid topology to minimize risk of ignition in HFTDs Remote GridWLDFRContact from objectAggregated | WLDFR | HFTD - Distribution - Tier 2 - 1QU CoRE ¦ 1QU LoRE | Non-Red Flag Warning - Catastrophic Fires | Contact from object | Aggregated | 2023 | 1.0438e-05 | 163.6441 | 0.0017081 | 2023 | Mitigation | 0.95 | 45 | 0 | esc | 0.00097009 | 1.0126e-08 | 0.00097009 | 1.0126e-08
HFTD - Distribution - Tier 2 - 1QU CoRE ¦ 3QU LoRE | 44.3931 | 41.8953 | 0.060048 | 44.3931 | 0 | 44.3931 | 113.1682 | 110.3275 | 113.1682 | 338493.1042 | 338493.1042 | 1 | 316348.6955 | 81241.6901 | 96266.9211 | 75926.8132 | [18 empty] | WLDFR | HFTD - Distribution - Tier 2 - 1QU CoRE ¦ 1QU LoRE | 2024 | 0.8163 | 0.00164 | 1.079 | 0 | 1.079 | 0.00164 | 1.079 | 0 | 1.079 | 0.88078 | 0.88078 | 0.00164 | 0.0013388 | 1.079 | 0.88078 | 0 | 0 | 1.079 | 0.88078 | [22 empty] | WLDFR | HFTD - Distribution - Tier 2 - 1QU CoRE ¦ 1QU LoRE | Non-Red Flag Warning - Catastrophic Fires | 2024 | 2.1947e-08 | 2.1947e-08 | 14664.6376 | 233.2301 | 8896.516 | 5534.8915 | 0 | 0 | 3.1332e-05 | 0.00032185 | 0 | 0.00032185 | 0.00032185 | 0 | 0.00032185 | [22 empty] | 7.3.3.17.5 (Remote Grid) Updates to grid topology to minimize risk of ignition in HFTDs Remote GridWLDFRContact from objectAggregated | WLDFR | HFTD - Distribution - Tier 2 - 1QU CoRE ¦ 1QU LoRE | Non-Red Flag Warning - Catastrophic Fires | Contact from object | Aggregated | 2024 | 1.0438e-05 | 163.6441 | 0.0017081 | 2024 | Mitigation | 0.95 | 45 | 0 | esc | 0.00097009 | 1.0126e-08 | 0.00097009 | 1.0126e-08
HFTD - Distribution - Tier 2 - 1QU CoRE ¦ 4QU LoRE | 57.6991 | 54.4527 | 0.06983 | 57.6991 | 0 | 57.6991 | 100.5667 | 98.0423 | 100.5667 | 495078.2474 | 495078.2474 | 1 | 462689.9509 | 118823.6719 | 140799.4964 | 111050.1607 | [18 empty] | WLDFR | HFTD - Distribution - Tier 2 - 1QU CoRE ¦ 1QU LoRE | 2025 | 0.7629 | 0.00164 | 1.079 | 0 | 1.079 | 0.00164 | 1.079 | 0 | 1.079 | 0.82316 | 0.82316 | 0.00164 | 0.0012512 | 1.079 | 0.82316 | 0 | 0 | 1.079 | 0.82316 | [22 empty] | WLDFR | HFTD - Distribution - Tier 2 - 1QU CoRE ¦ 1QU LoRE | Non-Red Flag Warning - Catastrophic Fires | 2025 | 2.1947e-08 | 2.1947e-08 | 14664.6376 | 233.2301 | 8896.516 | 5534.8915 | 0 | 0 | 3.1332e-05 | 0.00032185 | 0 | 0.00032185 | 0.00032185 | 0 | 0.00032185 | [22 empty] | 7.3.3.17.5 (Remote Grid) Updates to grid topology to minimize risk of ignition in HFTDs Remote GridWLDFRContact from objectAggregated | WLDFR | HFTD - Distribution - Tier 2 - 1QU CoRE ¦ 1QU LoRE | Non-Red Flag Warning - Catastrophic Fires | Contact from object | Aggregated | 2025 | 1.0438e-05 | 163.6441 | 0.0017081 | 2025 | Mitigation | 0.95 | 45 | 0 | esc | 0.00097009 | 1.0126e-08 | 0.00097009 | 1.0126e-08
HFTD - Distribution - Tier 2 - 1QU CoRE ¦ 5QU LoRE | 45.459 | 42.9012 | 0.048763 | 45.459 | 0 | 45.459 | 73.3667 | 71.525 | 73.3667 | 534662.3181 | 534662.3181 | 1 | 499684.4094 | 128324.2401 | 152057.1455 | 119929.1963 | [18 empty] | WLDFR | HFTD - Distribution - Tier 2 - 1QU CoRE ¦ 1QU LoRE | 2026 | 0.71299 | 0.00164 | 1.079 | 0 | 1.079 | 0.00164 | 1.079 | 0 | 1.079 | 0.76931 | 0.76931 | 0.00164 | 0.0011693 | 1.079 | 0.76931 | 0 | 0 | 1.079 | 0.76931 | [22 empty] | WLDFR | HFTD - Distribution - Tier 2 - 1QU CoRE ¦ 1QU LoRE | Non-Red Flag Warning - Catastrophic Fires | 2026 | 2.1947e-08 | 2.1947e-08 | 14664.6376 | 233.2301 | 8896.516 | 5534.8915 | 0 | 0 | 3.1332e-05 | 0.00032185 | 0 | 0.00032185 | 0.00032185 | 0 | 0.00032185 | [22 empty] | 7.3.3.17.5 (Remote Grid) Updates to grid topology to minimize risk of ignition in HFTDs Remote GridWLDFRContact from objectAggregated | WLDFR | HFTD - Distribution - Tier 2 - 1QU CoRE ¦ 1QU LoRE | Non-Red Flag Warning - Catastrophic Fires | Contact from object | Aggregated | 2026 | 1.0438e-05 | 163.6441 | 0.0017081 | 2026 | Mitigation | 0.95 | 45 | 0 | esc | 0.00097009 | 1.0126e-08 | 0.00097009 | 1.0126e-08
HFTD - Distribution - Tier 2 - 2QU CoRE ¦ 1QU LoRE | 6.4297 | 6.0679 | 0.023675 | 6.4297 | 0 | 6.4297 | 85.7695 | 83.6164 | 85.7695 | 64687.187 | 64687.187 | 1 | 60455.315 | 15525.5641 | 18396.9371 | 14509.873 | [18 empty] | WLDFR | HFTD - Distribution - Tier 2 - 1QU CoRE ¦ 1QU LoRE | 2027 | 0.66634 | 0.00164 | 1.079 | 0 | 1.079 | 0.00164 | 1.079 | 0 | 1.079 | 0.71898 | 0.71898 | 0.00164 | 0.0010928 | 1.079 | 0.71898 | 0 | 0 | 1.079 | 0.71898 | [22 empty] | WLDFR | HFTD - Distribution - Tier 2 - 1QU CoRE ¦ 1QU LoRE | Non-Red Flag Warning - Catastrophic Fires | 2027 | 2.1947e-08 | 2.1947e-08 | 14664.6376 | 233.2301 | 8896.516 | 5534.8915 | 0 | 0 | 3.1332e-05 | 0.00032185 | 0 | 0.00032185 | 0.00032185 | 0 | 0.00032185 | [22 empty] | 7.3.3.17.5 (Remote Grid) Updates to grid topology to minimize risk of ignition in HFTDs Remote GridWLDFRContact from objectAggregated | WLDFR | HFTD - Distribution - Tier 2 - 1QU CoRE ¦ 1QU LoRE | Non-Red Flag Warning - Catastrophic Fires | Contact from object | Aggregated | 2027 | 1.0438e-05 | 163.6441 | 0.0017081 | 2027 | Mitigation | 0.95 | 45 | 0 | esc | 0.00097009 | 1.0126e-08 | 0.00097009 | 1.0126e-08
HFTD - Distribution - Tier 2 - 2QU CoRE ¦ 2QU LoRE | 10.5645 | 9.9701 | 0.040342 | 10.5645 | 0 | 10.5645 | 50.2795 | 49.0174 | 50.2795 | 181307.1638 | 181307.1638 | 1 | 169445.9475 | 43515.5111 | 51563.4801 | 40668.7019 | [18 empty] | WLDFR | HFTD - Distribution - Tier 2 - 1QU CoRE ¦ 1QU LoRE | 2028 | 0.62275 | 0.00164 | 1.127 | 0 | 1.127 | 0.00164 | 1.127 | 0 | 1.127 | 0.70187 | 0.70187 | 0.00164 | 0.0010213 | 1.127 | 0.70187 | 0 | 0 | 1.127 | 0.70187 | [22 empty] | WLDFR | HFTD - Distribution - Tier 2 - 1QU CoRE ¦ 1QU LoRE | Non-Red Flag Warning - Catastrophic Fires | 2028 | 2.1947e-08 | 2.1947e-08 | 15317.9909 | 247.273 | 9287.6491 | 5783.0689 | 0 | 0 | 3.1332e-05 | 0.00033619 | 0 | 0.00033619 | 0.00033619 | 0 | 0.00033619 | [22 empty] | 7.3.3.17.5 (Remote Grid) Updates to grid topology to minimize risk of ignition in HFTDs Remote GridWLDFRContact from objectAggregated | WLDFR | HFTD - Distribution - Tier 2 - 1QU CoRE ¦ 1QU LoRE | Non-Red Flag Warning - Catastrophic Fires | Contact from object | Aggregated | 2028 | 1.0438e-05 | 163.6441 | 0.0017081 | 2028 | Mitigation | 0.95 | 45 | 0 | esc | 0.00097009 | 1.0126e-08 | 0.00097009 | 1.0126e-08
HFTD - Distribution - Tier 2 - 2QU CoRE ¦ 3QU LoRE | 15.5744 | 14.6981 | 0.055525 | 15.5744 | 0 | 15.5744 | 42.5287 | 41.4612 | 42.5287 | 316000.5065 | 316000.5065 | 1 | 295327.5761 | 75843.2444 | 89870.0607 | 70881.5368 | [18 empty] | WLDFR | HFTD - Distribution - Tier 2 - 1QU CoRE ¦ 1QU LoRE | 2029 | 0.58201 | 0.00164 | 1.127 | 0 | 1.127 | 0.00164 | 1.127 | 0 | 1.127 | 0.65595 | 0.65595 | 0.00164 | 0.00095451 | 1.127 | 0.65595 | 0 | 0 | 1.127 | 0.65595 | [22 empty] | WLDFR | HFTD - Distribution - Tier 2 - 1QU CoRE ¦ 1QU LoRE | Non-Red Flag Warning - Catastrophic Fires | 2029 | 2.1947e-08 | 2.1947e-08 | 15317.9909 | 247.273 | 9287.6491 | 5783.0689 | 0 | 0 | 3.1332e-05 | 0.00033619 | 0 | 0.00033619 | 0.00033619 | 0 | 0.00033619 | [22 empty] | 7.3.3.17.5 (Remote Grid) Updates to grid topology to minimize risk of ignition in HFTDs Remote GridWLDFRContact from objectAggregated | WLDFR | HFTD - Distribution - Tier 2 - 1QU CoRE ¦ 1QU LoRE | Non-Red Flag Warning - Catastrophic Fires | Contact from object | Aggregated | 2029 | 1.0438e-05 | 163.6441 | 0.0017081 | 2029 | Mitigation | 0.95 | 45 | 0 | esc | 0.00097009 | 1.0126e-08 | 0.00097009 | 1.0126e-08
HFTD - Distribution - Tier 2 - 2QU CoRE ¦ 4QU LoRE | 13.6095 | 12.8438 | 0.05036 | 13.6095 | 0 | 13.6095 | 32.6027 | 31.7843 | 32.6027 | 360202.2592 | 360202.2592 | 1 | 336637.6254 | 86452.1019 | 102440.9716 | 80796.3569 | [18 empty] | WLDFR | HFTD - Distribution - Tier 2 - 1QU CoRE ¦ 1QU LoRE | 2030 | 0.54393 | 0.00164 | 1.127 | 0 | 1.127 | 0.00164 | 1.127 | 0 | 1.127 | 0.61304 | 0.61304 | 0.00164 | 0.00089207 | 1.127 | 0.61304 | 0 | 0 | 1.127 | 0.61304 | [22 empty] | WLDFR | HFTD - Distribution - Tier 2 - 1QU CoRE ¦ 1QU LoRE | Non-Red Flag Warning - Catastrophic Fires | 2030 | 2.1947e-08 | 2.1947e-08 | 15317.9909 | 247.273 | 9287.6491 | 5783.0689 | 0 | 0 | 3.1332e-05 | 0.00033619 | 0 | 0.00033619 | 0.00033619 | 0 | 0.00033619 | [22 empty] | 7.3.3.17.5 (Remote Grid) Updates to grid topology to minimize risk of ignition in HFTDs Remote GridWLDFRContact from objectAggregated | WLDFR | HFTD - Distribution - Tier 2 - 1QU CoRE ¦ 1QU LoRE | Non-Red Flag Warning - Catastrophic Fires | Contact from object | Aggregated | 2030 | 1.0438e-05 | 163.6441 | 0.0017081 | 2030 | Mitigation | 0.95 | 45 | 0 | esc | 0.00097009 | 1.0126e-08 | 0.00097009 | 1.0126e-08
HFTD - Distribution - Tier 2 - 2QU CoRE ¦ 5QU LoRE | 14.3327 | 13.5263 | 0.046897 | 14.3327 | 0 | 14.3327 | 25.2896 | 24.6548 | 25.2896 | 489040.2086 | 489040.2086 | 1 | 457046.9239 | 117374.4829 | 139082.2874 | 109695.7784 | [18 empty] | WLDFR | HFTD - Distribution - Tier 2 - 1QU CoRE ¦ 1QU LoRE | 2031 | 0.50835 | 0.00164 | 1.127 | 0 | 1.127 | 0.00164 | 1.127 | 0 | 1.127 | 0.57293 | 0.57293 | 0.00164 | 0.00083371 | 1.127 | 0.57293 | 0 | 0 | 1.127 | 0.57293 | [22 empty] | WLDFR | HFTD - Distribution - Tier 2 - 1QU CoRE ¦ 1QU LoRE | Non-Red Flag Warning - Catastrophic Fires | 2031 | 2.1947e-08 | 2.1947e-08 | 15317.9909 | 247.273 | 9287.6491 | 5783.0689 | 0 | 0 | 3.1332e-05 | 0.00033619 | 0 | 0.00033619 | 0.00033619 | 0 | 0.00033619 | [22 empty] | 7.3.3.17.5 (Remote Grid) Updates to grid topology to minimize risk of ignition in HFTDs Remote GridWLDFRContact from objectAggregated | WLDFR | HFTD - Distribution - Tier 2 - 1QU CoRE ¦ 1QU LoRE | Non-Red Flag Warning - Catastrophic Fires | Contact from object | Aggregated | 2031 | 1.0438e-05 | 163.6441 | 0.0017081 | 2031 | Mitigation | 0.95 | 45 | 0 | esc | 0.00097009 | 1.0126e-08 | 0.00097009 | 1.0126e-08
HFTD - Distribution - Tier 2 - 3QU CoRE ¦ 1QU LoRE | 6.9254 | 6.5357 | 0.065424 | 6.9254 | 0 | 6.9254 | 36.56 | 35.6423 | 36.56 | 163454.7911 | 163454.7911 | 1 | 152761.487 | 39230.7652 | 46486.2926 | 36664.2665 | [18 empty] | WLDFR | HFTD - Distribution - Tier 2 - 1QU CoRE ¦ 1QU LoRE | 2032 | 0.47509 | 0.00164 | 1.127 | 0 | 1.127 | 0.00164 | 1.127 | 0 | 1.127 | 0.53545 | 0.53545 | 0.00164 | 0.00077917 | 1.127 | 0.53545 | 0 | 0 | 1.127 | 0.53545 | [22 empty] | WLDFR | HFTD - Distribution - Tier 2 - 1QU CoRE ¦ 1QU LoRE | Non-Red Flag Warning - Catastrophic Fires | 2032 | 2.1947e-08 | 2.1947e-08 | 15317.9909 | 247.273 | 9287.6491 | 5783.0689 | 0 | 0 | 3.1332e-05 | 0.00033619 | 0 | 0.00033619 | 0.00033619 | 0 | 0.00033619 | [22 empty] | 7.3.3.17.5 (Remote Grid) Updates to grid topology to minimize risk of ignition in HFTDs Remote GridWLDFRContact from objectAggregated | WLDFR | HFTD - Distribution - Tier 2 - 1QU CoRE ¦ 1QU LoRE | Non-Red Flag Warning - Catastrophic Fires | Contact from object | Aggregated | 2032 | 1.0438e-05 | 163.6441 | 0.0017081 | 2032 | Mitigation | 0.95 | 45 | 0 | esc | 0.00097009 | 1.0126e-08 | 0.00097009 | 1.0126e-08
HFTD - Distribution - Tier 2 - 3QU CoRE ¦ 2QU LoRE | 7.3124 | 6.901 | 0.059656 | 7.3124 | 0 | 7.3124 | 23.891 | 23.2912 | 23.891 | 264109.5623 | 264109.5623 | 1 | 246831.3666 | 63388.905 | 75112.3556 | 59241.9673 | [18 empty] | WLDFR | HFTD - Distribution - Tier 2 - 1QU CoRE ¦ 1QU LoRE | 2033 | 0.44401 | 0.00164 | 1.1804 | 0 | 1.1804 | 0.00164 | 1.1804 | 0 | 1.1804 | 0.52413 | 0.52413 | 0.00164 | 0.00072819 | 1.1804 | 0.52413 | 0 | 0 | 1.1804 | 0.52413 | [22 empty] | WLDFR | HFTD - Distribution - Tier 2 - 1QU CoRE ¦ 1QU LoRE | Non-Red Flag Warning - Catastrophic Fires | 2033 | 2.1947e-08 | 2.1947e-08 | 16044.1264 | 263.1074 | 9721.74 | 6059.2791 | 0 | 0 | 3.1332e-05 | 0.00035213 | 0 | 0.00035213 | 0.00035213 | 0 | 0.00035213 | [22 empty] | 7.3.3.17.5 (Remote Grid) Updates to grid topology to minimize risk of ignition in HFTDs Remote GridWLDFRContact from objectAggregated | WLDFR | HFTD - Distribution - Tier 2 - 1QU CoRE ¦ 1QU LoRE | Non-Red Flag Warning - Catastrophic Fires | Contact from object | Aggregated | 2033 | 1.0438e-05 | 163.6441 | 0.0017081 | 2033 | Mitigation | 0.95 | 45 | 0 | esc | 0.00097009 | 1.0126e-08 | 0.00097009 | 1.0126e-08
HFTD - Distribution - Tier 2 - 3QU CoRE ¦ 3QU LoRE | 5.7375 | 5.4147 | 0.047951 | 5.7375 | 0 | 5.7375 | 18.7444 | 18.2738 | 18.7444 | 264126.208 | 264126.208 | 1 | 246846.9233 | 63392.9001 | 75117.0896 | 59245.701 | [18 empty] | WLDFR | HFTD - Distribution - Tier 2 - 1QU CoRE ¦ 1QU LoRE | 2034 | 0.41496 | 0.00164 | 1.1804 | 0 | 1.1804 | 0.00164 | 1.1804 | 0 | 1.1804 | 0.48984 | 0.48984 | 0.00164 | 0.00068056 | 1.1804 | 0.48984 | 0 | 0 | 1.1804 | 0.48984 | [22 empty] | WLDFR | HFTD - Distribution - Tier 2 - 1QU CoRE ¦ 1QU LoRE | Non-Red Flag Warning - Catastrophic Fires | 2034 | 2.1947e-08 | 2.1947e-08 | 16044.1264 | 263.1074 | 9721.74 | 6059.2791 | 0 | 0 | 3.1332e-05 | 0.00035213 | 0 | 0.00035213 | 0.00035213 | 0 | 0.00035213 | [22 empty] | 7.3.3.17.5 (Remote Grid) Updates to grid topology to minimize risk of ignition in HFTDs Remote GridWLDFRContact from objectAggregated | WLDFR | HFTD - Distribution - Tier 2 - 1QU CoRE ¦ 1QU LoRE | Non-Red Flag Warning - Catastrophic Fires | Contact from object | Aggregated | 2034 | 1.0438e-05 | 163.6441 | 0.0017081 | 2034 | Mitigation | 0.95 | 45 | 0 | esc | 0.00097009 | 1.0126e-08 | 0.00097009 | 1.0126e-08
HFTD - Distribution - Tier 2 - 3QU CoRE ¦ 4QU LoRE | 3.9845 | 3.7603 | 0.03377 | 3.9845 | 0 | 3.9845 | 13.8879 | 13.5393 | 13.8879 | 247568.0934 | 247568.0934 | 1 | 231372.0499 | 59418.789 | 70407.9871 | 55531.5785 | [18 empty] | WLDFR | HFTD - Distribution - Tier 2 - 1QU CoRE ¦ 1QU LoRE | 2035 | 0.38782 | 0.00164 | 1.1804 | 0 | 1.1804 | 0.00164 | 1.1804 | 0 | 1.1804 | 0.45779 | 0.45779 | 0.00164 | 0.00063603 | 1.1804 | 0.45779 | 0 | 0 | 1.1804 | 0.45779 | [22 empty] | WLDFR | HFTD - Distribution - Tier 2 - 1QU CoRE ¦ 1QU LoRE | Non-Red Flag Warning - Catastrophic Fires | 2035 | 2.1947e-08 | 2.1947e-08 | 16044.1264 | 263.1074 | 9721.74 | 6059.2791 | 0 | 0 | 3.1332e-05 | 0.00035213 | 0 | 0.00035213 | 0.00035213 | 0 | 0.00035213 | [22 empty] | 7.3.3.17.5 (Remote Grid) Updates to grid topology to minimize risk of ignition in HFTDs Remote GridWLDFRContact from objectAggregated | WLDFR | HFTD - Distribution - Tier 2 - 1QU CoRE ¦ 1QU LoRE | Non-Red Flag Warning - Catastrophic Fires | Contact from object | Aggregated | 2035 | 1.0438e-05 | 163.6441 | 0.0017081 | 2035 | Mitigation | 0.95 | 45 | 0 | esc | 0.00097009 | 1.0126e-08 | 0.00097009 | 1.0126e-08
HFTD - Distribution - Tier 2 - 3QU CoRE ¦ 5QU LoRE | 2.6902 | 2.5389 | 0.021552 | 2.6902 | 0 | 2.6902 | 9.714 | 9.4702 | 9.714 | 238974.7209 | 238974.7209 | 1 | 223340.8606 | 57356.2946 | 67964.0451 | 53604.0137 | [18 empty] | WLDFR | HFTD - Distribution - Tier 2 - 1QU CoRE ¦ 1QU LoRE | 2036 | 0.36245 | 0.00164 | 1.1804 | 0 | 1.1804 | 0.00164 | 1.1804 | 0 | 1.1804 | 0.42785 | 0.42785 | 0.00164 | 0.00059442 | 1.1804 | 0.42785 | 0 | 0 | 1.1804 | 0.42785 | [22 empty] | WLDFR | HFTD - Distribution - Tier 2 - 1QU CoRE ¦ 1QU LoRE | Non-Red Flag Warning - Catastrophic Fires | 2036 | 2.1947e-08 | 2.1947e-08 | 16044.1264 | 263.1074 | 9721.74 | 6059.2791 | 0 | 0 | 3.1332e-05 | 0.00035213 | 0 | 0.00035213 | 0.00035213 | 0 | 0.00035213 | [22 empty] | 7.3.3.17.5 (Remote Grid) Updates to grid topology to minimize risk of ignition in HFTDs Remote GridWLDFRContact from objectAggregated | WLDFR | HFTD - Distribution - Tier 2 - 1QU CoRE ¦ 1QU LoRE | Non-Red Flag Warning - Catastrophic Fires | Contact from object | Aggregated | 2036 | 1.0438e-05 | 163.6441 | 0.0017081 | 2036 | Mitigation | 0.95 | 45 | 0 | esc | 0.00097009 | 1.0126e-08 | 0.00097009 | 1.0126e-08
HFTD - Distribution - Tier 2 - 4QU CoRE ¦ 1QU LoRE | 4.2752 | 4.0346 | 0.10976 | 4.2752 | 0 | 4.2752 | 14.3121 | 13.9528 | 14.3121 | 257756.3303 | 257756.3303 | 1 | 240893.7667 | 61864.0665 | 73305.5061 | 57816.8846 | [18 empty] | WLDFR | HFTD - Distribution - Tier 2 - 1QU CoRE ¦ 1QU LoRE | 2037 | 0.33873 | 0.00164 | 1.1804 | 0 | 1.1804 | 0.00164 | 1.1804 | 0 | 1.1804 | 0.39986 | 0.39986 | 0.00164 | 0.00055554 | 1.1804 | 0.39986 | 0 | 0 | 1.1804 | 0.39986 | [22 empty] | WLDFR | HFTD - Distribution - Tier 2 - 1QU CoRE ¦ 1QU LoRE | Non-Red Flag Warning - Catastrophic Fires | 2037 | 2.1947e-08 | 2.1947e-08 | 16044.1264 | 263.1074 | 9721.74 | 6059.2791 | 0 | 0 | 3.1332e-05 | 0.00035213 | 0 | 0.00035213 | 0.00035213 | 0 | 0.00035213 | [22 empty] | 7.3.3.17.5 (Remote Grid) Updates to grid topology to minimize risk of ignition in HFTDs Remote GridWLDFRContact from objectAggregated | WLDFR | HFTD - Distribution - Tier 2 - 1QU CoRE ¦ 1QU LoRE | Non-Red Flag Warning - Catastrophic Fires | Contact from object | Aggregated | 2037 | 1.0438e-05 | 163.6441 | 0.0017081 | 2037 | Mitigation | 0.95 | 45 | 0 | esc | 0.00097009 | 1.0126e-08 | 0.00097009 | 1.0126e-08
HFTD - Distribution - Tier 2 - 4QU CoRE ¦ 2QU LoRE | 1.6863 | 1.5914 | 0.040396 | 1.6863 | 0 | 1.6863 | 8.3466 | 8.137 | 8.3466 | 174334.6353 | 174334.6353 | 1 | 162929.5657 | 41842.0353 | 49580.5037 | 39104.7059 | [18 empty] | WLDFR | HFTD - Distribution - Tier 2 - 1QU CoRE ¦ 1QU LoRE | 2038 | 0.31657 | 0.00164 | 1.2384 | 0 | 1.2384 | 0.00164 | 1.2384 | 0 | 1.2384 | 0.39205 | 0.39205 | 0.00164 | 0.00051919 | 1.2384 | 0.39205 | 0 | 0 | 1.2384 | 0.39205 | [22 empty] | WLDFR | HFTD - Distribution - Tier 2 - 1QU CoRE ¦ 1QU LoRE | Non-Red Flag Warning - Catastrophic Fires | 2038 | 2.1947e-08 | 2.1947e-08 | 16832.3912 | 280.5544 | 10192.2718 | 6359.5651 | 0 | 0 | 3.1332e-05 | 0.00036943 | 0 | 0.00036943 | 0.00036943 | 0 | 0.00036943 | [22 empty] | 7.3.3.17.5 (Remote Grid) Updates to grid topology to minimize risk of ignition in HFTDs Remote GridWLDFRContact from objectAggregated | WLDFR | HFTD - Distribution - Tier 2 - 1QU CoRE ¦ 1QU LoRE | Non-Red Flag Warning - Catastrophic Fires | Contact from object | Aggregated | 2038 | 1.0438e-05 | 163.6441 | 0.0017081 | 2038 | Mitigation | 0.95 | 45 | 0 | esc | 0.00097009 | 1.0126e-08 | 0.00097009 | 1.0126e-08
HFTD - Distribution - Tier 2 - 4QU CoRE ¦ 3QU LoRE | 1.8922 | 1.7857 | 0.047304 | 1.8922 | 0 | 1.8922 | 6.5193 | 6.3557 | 6.5193 | 250452.6931 | 250452.6931 | 1 | 234067.9375 | 60111.1214 | 71228.3629 | 56178.6181 | [18 empty] | WLDFR | HFTD - Distribution - Tier 2 - 1QU CoRE ¦ 1QU LoRE | 2039 | 0.29586 | 0.00164 | 1.2384 | 0 | 1.2384 | 0.00164 | 1.2384 | 0 | 1.2384 | 0.3664 | 0.3664 | 0.00164 | 0.00048523 | 1.2384 | 0.3664 | 0 | 0 | 1.2384 | 0.3664 | [22 empty] | WLDFR | HFTD - Distribution - Tier 2 - 1QU CoRE ¦ 1QU LoRE | Non-Red Flag Warning - Catastrophic Fires | 2039 | 2.1947e-08 | 2.1947e-08 | 16832.3912 | 280.5544 | 10192.2718 | 6359.5651 | 0 | 0 | 3.1332e-05 | 0.00036943 | 0 | 0.00036943 | 0.00036943 | 0 | 0.00036943 | [22 empty] | 7.3.3.17.5 (Remote Grid) Updates to grid topology to minimize risk of ignition in HFTDs Remote GridWLDFRContact from objectAggregated | WLDFR | HFTD - Distribution - Tier 2 - 1QU CoRE ¦ 1QU LoRE | Non-Red Flag Warning - Catastrophic Fires | Contact from object | Aggregated | 2039 | 1.0438e-05 | 163.6441 | 0.0017081 | 2039 | Mitigation | 0.95 | 45 | 0 | esc | 0.00097009 | 1.0126e-08 | 0.00097009 | 1.0126e-08
HFTD - Distribution - Tier 2 - 4QU CoRE ¦ 4QU LoRE | 1.2823 | 1.2101 | 0.032437 | 1.2823 | 0 | 1.2823 | 4.761 | 4.6415 | 4.761 | 232398.4376 | 232398.4376 | 1 | 217194.8015 | 55777.9217 | 66093.7602 | 52128.8988 | [18 empty] | WLDFR | HFTD - Distribution - Tier 2 - 1QU CoRE ¦ 1QU LoRE | 2040 | 0.27651 | 0.00164 | 1.2384 | 0 | 1.2384 | 0.00164 | 1.2384 | 0 | 1.2384 | 0.34243 | 0.34243 | 0.00164 | 0.00045348 | 1.2384 | 0.34243 | 0 | 0 | 1.2384 | 0.34243 | [22 empty] | WLDFR | HFTD - Distribution - Tier 2 - 1QU CoRE ¦ 1QU LoRE | Non-Red Flag Warning - Catastrophic Fires | 2040 | 2.1947e-08 | 2.1947e-08 | 16832.3912 | 280.5544 | 10192.2718 | 6359.5651 | 0 | 0 | 3.1332e-05 | 0.00036943 | 0 | 0.00036943 | 0.00036943 | 0 | 0.00036943 | [22 empty] | 7.3.3.17.5 (Remote Grid) Updates to grid topology to minimize risk of ignition in HFTDs Remote GridWLDFRContact from objectAggregated | WLDFR | HFTD - Distribution - Tier 2 - 1QU CoRE ¦ 1QU LoRE | Non-Red Flag Warning - Catastrophic Fires | Contact from object | Aggregated | 2040 | 1.0438e-05 | 163.6441 | 0.0017081 | 2040 | Mitigation | 0.95 | 45 | 0 | esc | 0.00097009 | 1.0126e-08 | 0.00097009 | 1.0126e-08
HFTD - Distribution - Tier 2 - 4QU CoRE ¦ 5QU LoRE | 0.64068 | 0.60464 | 0.014146 | 0.64068 | 0 | 0.64068 | 3.5172 | 3.4289 | 3.5172 | 157181.5992 | 157181.5992 | 1 | 146898.6908 | 37725.1371 | 44702.2064 | 35257.1375 | [18 empty] | WLDFR | HFTD - Distribution - Tier 2 - 1QU CoRE ¦ 1QU LoRE | 2041 | 0.25842 | 0.00164 | 1.2384 | 0 | 1.2384 | 0.00164 | 1.2384 | 0 | 1.2384 | 0.32003 | 0.32003 | 0.00164 | 0.00042382 | 1.2384 | 0.32003 | 0 | 0 | 1.2384 | 0.32003 | [22 empty] | WLDFR | HFTD - Distribution - Tier 2 - 1QU CoRE ¦ 1QU LoRE | Non-Red Flag Warning - Catastrophic Fires | 2041 | 2.1947e-08 | 2.1947e-08 | 16832.3912 | 280.5544 | 10192.2718 | 6359.5651 | 0 | 0 | 3.1332e-05 | 0.00036943 | 0 | 0.00036943 | 0.00036943 | 0 | 0.00036943 | [22 empty] | 7.3.3.17.5 (Remote Grid) Updates to grid topology to minimize risk of ignition in HFTDs Remote GridWLDFRContact from objectAggregated | WLDFR | HFTD - Distribution - Tier 2 - 1QU CoRE ¦ 1QU LoRE | Non-Red Flag Warning - Catastrophic Fires | Contact from object | Aggregated | 2041 | 1.0438e-05 | 163.6441 | 0.0017081 | 2041 | Mitigation | 0.95 | 45 | 0 | esc | 0.00097009 | 1.0126e-08 | 0.00097009 | 1.0126e-08
HFTD - Distribution - Tier 2 - 5QU CoRE ¦ 1QU LoRE | 0.52651 | 0.49689 | 0.099677 | 0.52651 | 0 | 0.52651 | 1.8082 | 1.7628 | 1.8082 | 251257.7139 | 251257.7139 | 1 | 234820.2933 | 60304.3343 | 71457.3095 | 56359.191 | [18 empty] | WLDFR | HFTD - Distribution - Tier 2 - 1QU CoRE ¦ 1QU LoRE | 2042 | 0.24151 | 0.00164 | 1.2384 | 0 | 1.2384 | 0.00164 | 1.2384 | 0 | 1.2384 | 0.29909 | 0.29909 | 0.00164 | 0.00039609 | 1.2384 | 0.29909 | 0 | 0 | 1.2384 | 0.29909 | [22 empty] | WLDFR | HFTD - Distribution - Tier 2 - 1QU CoRE ¦ 1QU LoRE | Non-Red Flag Warning - Catastrophic Fires | 2042 | 2.1947e-08 | 2.1947e-08 | 16832.3912 | 280.5544 | 10192.2718 | 6359.5651 | 0 | 0 | 3.1332e-05 | 0.00036943 | 0 | 0.00036943 | 0.00036943 | 0 | 0.00036943 | [22 empty] | 7.3.3.17.5 (Remote Grid) Updates to grid topology to minimize risk of ignition in HFTDs Remote GridWLDFRContact from objectAggregated | WLDFR | HFTD - Distribution - Tier 2 - 1QU CoRE ¦ 1QU LoRE | Non-Red Flag Warning - Catastrophic Fires | Contact from object | Aggregated | 2042 | 1.0438e-05 | 163.6441 | 0.0017081 | 2042 | Mitigation | 0.95 | 45 | 0 | esc | 0.00097009 | 1.0126e-08 | 0.00097009 | 1.0126e-08
HFTD - Distribution - Tier 2 - 5QU CoRE ¦ 2QU LoRE | 0.41382 | 0.39053 | 0.060107 | 0.41382 | 0 | 0.41382 | 1.3919 | 1.357 | 1.3919 | 256541.2252 | 256541.2252 | 1 | 239758.1544 | 61572.4293 | 72959.9321 | 57544.3264 | [18 empty] | WLDFR | HFTD - Distribution - Tier 2 - 1QU CoRE ¦ 1QU LoRE | 2043 | 0.22571 | 0.00164 | 1.3001 | 0 | 1.3001 | 0.00164 | 1.3001 | 0 | 1.3001 | 0.29346 | 0.29346 | 0.00164 | 0.00037018 | 1.3001 | 0.29346 | 0 | 0 | 1.3001 | 0.29346 | [22 empty] | WLDFR | HFTD - Distribution - Tier 2 - 1QU CoRE ¦ 1QU LoRE | Non-Red Flag Warning - Catastrophic Fires | 2043 | 2.1947e-08 | 2.1947e-08 | 17672.0852 | 299.42 | 10692.7362 | 6679.929 | 0 | 0 | 3.1332e-05 | 0.00038786 | 0 | 0.00038786 | 0.00038786 | 0 | 0.00038786 | [22 empty] | 7.3.3.17.5 (Remote Grid) Updates to grid topology to minimize risk of ignition in HFTDs Remote GridWLDFRContact from objectAggregated | WLDFR | HFTD - Distribution - Tier 2 - 1QU CoRE ¦ 1QU LoRE | Non-Red Flag Warning - Catastrophic Fires | Contact from object | Aggregated | 2043 | 1.0438e-05 | 163.6441 | 0.0017081 | 2043 | Mitigation | 0.95 | 45 | 0 | esc | 0.00097009 | 1.0126e-08 | 0.00097009 | 1.0126e-08
HFTD - Distribution - Tier 2 - 5QU CoRE ¦ 3QU LoRE | 0.1622 | 0.15307 | 0.028796 | 0.1622 | 0 | 0.1622 | 0.89766 | 0.87513 | 0.89766 | 155917.738 | 155917.738 | 1 | 145717.5122 | 37421.798 | 44342.7662 | 34973.643 | [18 empty] | WLDFR | HFTD - Distribution - Tier 2 - 1QU CoRE ¦ 1QU LoRE | 2044 | 0.21095 | 0.00164 | 1.3001 | 0 | 1.3001 | 0.00164 | 1.3001 | 0 | 1.3001 | 0.27426 | 0.27426 | 0.00164 | 0.00034596 | 1.3001 | 0.27426 | 0 | 0 | 1.3001 | 0.27426 | [22 empty] | WLDFR | HFTD - Distribution - Tier 2 - 1QU CoRE ¦ 1QU LoRE | Non-Red Flag Warning - Catastrophic Fires | 2044 | 2.1947e-08 | 2.1947e-08 | 17672.0852 | 299.42 | 10692.7362 | 6679.929 | 0 | 0 | 3.1332e-05 | 0.00038786 | 0 | 0.00038786 | 0.00038786 | 0 | 0.00038786 | [22 empty] | 7.3.3.17.5 (Remote Grid) Updates to grid topology to minimize risk of ignition in HFTDs Remote GridWLDFRContact from objectAggregated | WLDFR | HFTD - Distribution - Tier 2 - 1QU CoRE ¦ 1QU LoRE | Non-Red Flag Warning - Catastrophic Fires | Contact from object | Aggregated | 2044 | 1.0438e-05 | 163.6441 | 0.0017081 | 2044 | Mitigation | 0.95 | 45 | 0 | esc | 0.00097009 | 1.0126e-08 | 0.00097009 | 1.0126e-08
HFTD - Distribution - Tier 2 - 5QU CoRE ¦ 4QU LoRE | 0.11282 | 0.10647 | 0.01621 | 0.11282 | 0 | 0.11282 | 0.83972 | 0.81864 | 0.83972 | 115929.5363 | 115929.5363 | 1 | 108345.361 | 27824.2344 | 32970.1828 | 26003.9573 | [18 empty] | WLDFR | HFTD - Distribution - Tier 2 - 1QU CoRE ¦ 1QU LoRE | 2045 | 0.19715 | 0.00164 | 1.3001 | 0 | 1.3001 | 0.00164 | 1.3001 | 0 | 1.3001 | 0.25632 | 0.25632 | 0.00164 | 0.00032333 | 1.3001 | 0.25632 | 0 | 0 | 1.3001 | 0.25632 | [22 empty] | WLDFR | HFTD - Distribution - Tier 2 - 1QU CoRE ¦ 1QU LoRE | Non-Red Flag Warning - Catastrophic Fires | 2045 | 2.1947e-08 | 2.1947e-08 | 17672.0852 | 299.42 | 10692.7362 | 6679.929 | 0 | 0 | 3.1332e-05 | 0.00038786 | 0 | 0.00038786 | 0.00038786 | 0 | 0.00038786 | [22 empty] | 7.3.3.17.5 (Remote Grid) Updates to grid topology to minimize risk of ignition in HFTDs Remote GridWLDFRContact from objectAggregated | WLDFR | HFTD - Distribution - Tier 2 - 1QU CoRE ¦ 1QU LoRE | Non-Red Flag Warning - Catastrophic Fires | Contact from object | Aggregated | 2045 | 1.0438e-05 | 163.6441 | 0.0017081 | 2045 | Mitigation | 0.95 | 45 | 0 | esc | 0.00097009 | 1.0126e-08 | 0.00097009 | 1.0126e-08
HFTD - Distribution - Tier 2 - 5QU CoRE ¦ 5QU LoRE | 0.064577 | 0.060944 | 0.011321 | 0.064577 | 0 | 0.064577 | 0.41022 | 0.39993 | 0.41022 | 135837.2778 | 135837.2778 | 1 | 126950.727 | 32602.2891 | 38631.9141 | 30469.429 | [18 empty] | WLDFR | HFTD - Distribution - Tier 2 - 1QU CoRE ¦ 1QU LoRE | 2046 | 0.18425 | 0.00164 | 1.3001 | 0 | 1.3001 | 0.00164 | 1.3001 | 0 | 1.3001 | 0.23955 | 0.23955 | 0.00164 | 0.00030217 | 1.3001 | 0.23955 | 0 | 0 | 1.3001 | 0.23955 | [22 empty] | WLDFR | HFTD - Distribution - Tier 2 - 1QU CoRE ¦ 1QU LoRE | Non-Red Flag Warning - Catastrophic Fires | 2046 | 2.1947e-08 | 2.1947e-08 | 17672.0852 | 299.42 | 10692.7362 | 6679.929 | 0 | 0 | 3.1332e-05 | 0.00038786 | 0 | 0.00038786 | 0.00038786 | 0 | 0.00038786 | [22 empty] | 7.3.3.17.5 (Remote Grid) Updates to grid topology to minimize risk of ignition in HFTDs Remote GridWLDFRContact from objectAggregated | WLDFR | HFTD - Distribution - Tier 2 - 1QU CoRE ¦ 1QU LoRE | Non-Red Flag Warning - Catastrophic Fires | Contact from object | Aggregated | 2046 | 1.0438e-05 | 163.6441 | 0.0017081 | 2046 | Mitigation | 0.95 | 45 | 0 | esc | 0.00097009 | 1.0126e-08 | 0.00097009 | 1.0126e-08
HFTD - Distribution - Tier 3 - 1QU CoRE ¦ 1QU LoRE | 4.4309 | 4.1816 | 0.0063033 | 4.4309 | 0 | 4.4309 | 195.0373 | 190.1415 | 195.0373 | 19603.5306 | 19603.5306 | 1 | 18321.0567 | 4705.0411 | 5575.2141 | 4397.2347 | [18 empty] | WLDFR | HFTD - Distribution - Tier 2 - 1QU CoRE ¦ 1QU LoRE | 2047 | 0.1722 | 0.00164 | 1.3001 | 0 | 1.3001 | 0.00164 | 1.3001 | 0 | 1.3001 | 0.22388 | 0.22388 | 0.00164 | 0.00028241 | 1.3001 | 0.22388 | 0 | 0 | 1.3001 | 0.22388 | [22 empty] | WLDFR | HFTD - Distribution - Tier 2 - 1QU CoRE ¦ 1QU LoRE | Non-Red Flag Warning - Catastrophic Fires | 2047 | 2.1947e-08 | 2.1947e-08 | 17672.0852 | 299.42 | 10692.7362 | 6679.929 | 0 | 0 | 3.1332e-05 | 0.00038786 | 0 | 0.00038786 | 0.00038786 | 0 | 0.00038786 | [22 empty] | 7.3.3.17.5 (Remote Grid) Updates to grid topology to minimize risk of ignition in HFTDs Remote GridWLDFRContact from objectAggregated | WLDFR | HFTD - Distribution - Tier 2 - 1QU CoRE ¦ 1QU LoRE | Non-Red Flag Warning - Catastrophic Fires | Contact from object | Aggregated | 2047 | 1.0438e-05 | 163.6441 | 0.0017081 | 2047 | Mitigation | 0.95 | 45 | 0 | esc | 0.00097009 | 1.0126e-08 | 0.00097009 | 1.0126e-08
HFTD - Distribution - Tier 3 - 1QU CoRE ¦ 2QU LoRE | 6.9243 | 6.5347 | 0.012593 | 6.9243 | 0 | 6.9243 | 114.3149 | 111.4454 | 114.3149 | 52267.2652 | 52267.2652 | 1 | 48847.9114 | 12544.6602 | 14864.7303 | 11723.9815 | [18 empty] | WLDFR | HFTD - Distribution - Tier 2 - 1QU CoRE ¦ 1QU LoRE | 2048 | 0.16093 | 0.00164 | 1.3648 | 0 | 1.3648 | 0.00164 | 1.3648 | 0 | 1.3648 | 0.21964 | 0.21964 | 0.00164 | 0.00026393 | 1.3648 | 0.21964 | 0 | 0 | 1.3648 | 0.21964 | [22 empty] | WLDFR | HFTD - Distribution - Tier 2 - 1QU CoRE ¦ 1QU LoRE | Non-Red Flag Warning - Catastrophic Fires | 2048 | 2.1947e-08 | 2.1947e-08 | 18552.3348 | 319.4911 | 11216.5626 | 7016.281 | 0 | 0 | 3.1332e-05 | 0.00040718 | 0 | 0.00040718 | 0.00040718 | 0 | 0.00040718 | [22 empty] | 7.3.3.17.5 (Remote Grid) Updates to grid topology to minimize risk of ignition in HFTDs Remote GridWLDFRContact from objectAggregated | WLDFR | HFTD - Distribution - Tier 2 - 1QU CoRE ¦ 1QU LoRE | Non-Red Flag Warning - Catastrophic Fires | Contact from object | Aggregated | 2048 | 1.0438e-05 | 163.6441 | 0.0017081 | 2048 | Mitigation | 0.95 | 45 | 0 | esc | 0.00097009 | 1.0126e-08 | 0.00097009 | 1.0126e-08
HFTD - Distribution - Tier 3 - 1QU CoRE ¦ 3QU LoRE | 1.6505 | 1.5576 | 0.0035663 | 1.6505 | 0 | 1.6505 | 75.8587 | 73.9545 | 75.8587 | 18774.6764 | 18774.6764 | 1 | 17546.4265 | 4506.1079 | 5339.4893 | 4211.3158 | [18 empty] | WLDFR | HFTD - Distribution - Tier 2 - 1QU CoRE ¦ 1QU LoRE | 2049 | 0.1504 | 0.00164 | 1.3648 | 0 | 1.3648 | 0.00164 | 1.3648 | 0 | 1.3648 | 0.20527 | 0.20527 | 0.00164 | 0.00024666 | 1.3648 | 0.20527 | 0 | 0 | 1.3648 | 0.20527 | [22 empty] | WLDFR | HFTD - Distribution - Tier 2 - 1QU CoRE ¦ 1QU LoRE | Non-Red Flag Warning - Catastrophic Fires | 2049 | 2.1947e-08 | 2.1947e-08 | 18552.3348 | 319.4911 | 11216.5626 | 7016.281 | 0 | 0 | 3.1332e-05 | 0.00040718 | 0 | 0.00040718 | 0.00040718 | 0 | 0.00040718 | [22 empty] | 7.3.3.17.5 (Remote Grid) Updates to grid topology to minimize risk of ignition in HFTDs Remote GridWLDFRContact from objectAggregated | WLDFR | HFTD - Distribution - Tier 2 - 1QU CoRE ¦ 1QU LoRE | Non-Red Flag Warning - Catastrophic Fires | Contact from object | Aggregated | 2049 | 1.0438e-05 | 163.6441 | 0.0017081 | 2049 | Mitigation | 0.95 | 45 | 0 | esc | 0.00097009 | 1.0126e-08 | 0.00097009 | 1.0126e-08
HFTD - Distribution - Tier 3 - 1QU CoRE ¦ 4QU LoRE | 2.5961 | 2.45 | 0.0049084 | 2.5961 | 0 | 2.5961 | 60.2986 | 58.785 | 60.2986 | 37151.1866 | 37151.1866 | 1 | 34720.7351 | 8916.6519 | 10565.7407 | 8333.3196 | [18 empty] | WLDFR | HFTD - Distribution - Tier 2 - 1QU CoRE ¦ 1QU LoRE | 2050 | 0.14056 | 0.00164 | 1.3648 | 0 | 1.3648 | 0.00164 | 1.3648 | 0 | 1.3648 | 0.19185 | 0.19185 | 0.00164 | 0.00023053 | 1.3648 | 0.19185 | 0 | 0 | 1.3648 | 0.19185 | [22 empty] | WLDFR | HFTD - Distribution - Tier 2 - 1QU CoRE ¦ 1QU LoRE | Non-Red Flag Warning - Catastrophic Fires | 2050 | 2.1947e-08 | 2.1947e-08 | 18552.3348 | 319.4911 | 11216.5626 | 7016.281 | 0 | 0 | 3.1332e-05 | 0.00040718 | 0 | 0.00040718 | 0.00040718 | 0 | 0.00040718 | [22 empty] | 7.3.3.17.5 (Remote Grid) Updates to grid topology to minimize risk of ignition in HFTDs Remote GridWLDFRContact from objectAggregated | WLDFR | HFTD - Distribution - Tier 2 - 1QU CoRE ¦ 1QU LoRE | Non-Red Flag Warning - Catastrophic Fires | Contact from object | Aggregated | 2050 | 1.0438e-05 | 163.6441 | 0.0017081 | 2050 | Mitigation | 0.95 | 45 | 0 | esc | 0.00097009 | 1.0126e-08 | 0.00097009 | 1.0126e-08
HFTD - Distribution - Tier 3 - 1QU CoRE ¦ 5QU LoRE | 1.4122 | 1.3327 | 0.0022897 | 1.4122 | 0 | 1.4122 | 55.4397 | 54.0481 | 55.4397 | 21979.9551 | 21979.9551 | 1 | 20542.0141 | 5275.4064 | 6251.0656 | 4930.2864 | [18 empty] | WLDFR | HFTD - Distribution - Tier 2 - 1QU CoRE ¦ 1QU LoRE | 2051 | 0.13137 | 0.00164 | 1.3648 | 0 | 1.3648 | 0.00164 | 1.3648 | 0 | 1.3648 | 0.17929 | 0.17929 | 0.00164 | 0.00021545 | 1.3648 | 0.17929 | 0 | 0 | 1.3648 | 0.17929 | [22 empty] | WLDFR | HFTD - Distribution - Tier 2 - 1QU CoRE ¦ 1QU LoRE | Non-Red Flag Warning - Catastrophic Fires | 2051 | 2.1947e-08 | 2.1947e-08 | 18552.3348 | 319.4911 | 11216.5626 | 7016.281 | 0 | 0 | 3.1332e-05 | 0.00040718 | 0 | 0.00040718 | 0.00040718 | 0 | 0.00040718 | [22 empty] | 7.3.3.17.5 (Remote Grid) Updates to grid topology to minimize risk of ignition in HFTDs Remote GridWLDFRContact from objectAggregated | WLDFR | HFTD - Distribution - Tier 2 - 1QU CoRE ¦ 1QU LoRE | Non-Red Flag Warning - Catastrophic Fires | Contact from object | Aggregated | 2051 | 1.0438e-05 | 163.6441 | 0.0017081 | 2051 | Mitigation | 0.95 | 45 | 0 | esc | 0.00097009 | 1.0126e-08 | 0.00097009 | 1.0126e-08
HFTD - Distribution - Tier 3 - 2QU CoRE ¦ 1QU LoRE | 5.4542 | 5.1473 | 0.020456 | 5.4542 | 0 | 5.4542 | 76.5666 | 74.6446 | 76.5666 | 61467.8956 | 61467.8956 | 1 | 57446.6314 | 14752.9024 | 17481.3755 | 13787.7592 | [18 empty] | WLDFR | HFTD - Distribution - Tier 2 - 1QU CoRE ¦ 1QU LoRE | 2052 | 0.12277 | 0.00164 | 1.3648 | 0 | 1.3648 | 0.00164 | 1.3648 | 0 | 1.3648 | 0.16757 | 0.16757 | 0.00164 | 0.00020135 | 1.3648 | 0.16757 | 0 | 0 | 1.3648 | 0.16757 | [22 empty] | WLDFR | HFTD - Distribution - Tier 2 - 1QU CoRE ¦ 1QU LoRE | Non-Red Flag Warning - Catastrophic Fires | 2052 | 2.1947e-08 | 2.1947e-08 | 18552.3348 | 319.4911 | 11216.5626 | 7016.281 | 0 | 0 | 3.1332e-05 | 0.00040718 | 0 | 0.00040718 | 0.00040718 | 0 | 0.00040718 | [22 empty] | 7.3.3.17.5 (Remote Grid) Updates to grid topology to minimize risk of ignition in HFTDs Remote GridWLDFRContact from objectAggregated | WLDFR | HFTD - Distribution - Tier 2 - 1QU CoRE ¦ 1QU LoRE | Non-Red Flag Warning - Catastrophic Fires | Contact from object | Aggregated | 2052 | 1.0438e-05 | 163.6441 | 0.0017081 | 2052 | Mitigation | 0.95 | 45 | 0 | esc | 0.00097009 | 1.0126e-08 | 0.00097009 | 1.0126e-08
HFTD - Distribution - Tier 3 - 2QU CoRE ¦ 2QU LoRE | 5.4266 | 5.1213 | 0.021257 | 5.4266 | 0 | 5.4266 | 53.0396 | 51.7082 | 53.0396 | 88285.1683 | 88285.1683 | 1 | 82509.5031 | 21189.3129 | 25108.1668 | 19803.0961 | [18 empty] | WLDFR | HFTD - Distribution - Tier 2 - 1QU CoRE ¦ 1QU LoRE | 2053 | 0.11474 | 0.00164 | 1.4317 | 0 | 1.4317 | 0.00164 | 1.4317 | 0 | 1.4317 | 0.16428 | 0.16428 | 0.00164 | 0.00018818 | 1.4317 | 0.16428 | 0 | 0 | 1.4317 | 0.16428 | [22 empty] | WLDFR | HFTD - Distribution - Tier 2 - 1QU CoRE ¦ 1QU LoRE | Non-Red Flag Warning - Catastrophic Fires | 2053 | 2.1947e-08 | 2.1947e-08 | 19462.1283 | 340.5356 | 11757.1413 | 7364.4514 | 0 | 0 | 3.1332e-05 | 0.00042714 | 0 | 0.00042714 | 0.00042714 | 0 | 0.00042714 | [22 empty] | 7.3.3.17.5 (Remote Grid) Updates to grid topology to minimize risk of ignition in HFTDs Remote GridWLDFRContact from objectAggregated | WLDFR | HFTD - Distribution - Tier 2 - 1QU CoRE ¦ 1QU LoRE | Non-Red Flag Warning - Catastrophic Fires | Contact from object | Aggregated | 2053 | 1.0438e-05 | 163.6441 | 0.0017081 | 2053 | Mitigation | 0.95 | 45 | 0 | esc | 0.00097009 | 1.0126e-08 | 0.00097009 | 1.0126e-08
HFTD - Distribution - Tier 3 - 2QU CoRE ¦ 3QU LoRE | 4.5283 | 4.2736 | 0.017699 | 4.5283 | 0 | 4.5283 | 41.9088 | 40.8568 | 41.9088 | 93237.857 | 93237.857 | 1 | 87138.1841 | 22378.0071 | 26516.7039 | 20914.0253 | [18 empty] | WLDFR | HFTD - Distribution - Tier 2 - 1QU CoRE ¦ 1QU LoRE | 2054 | 0.10723 | 0.00164 | 1.4317 | 0 | 1.4317 | 0.00164 | 1.4317 | 0 | 1.4317 | 0.15353 | 0.15353 | 0.00164 | 0.00017587 | 1.4317 | 0.15353 | 0 | 0 | 1.4317 | 0.15353 | [22 empty] | WLDFR | HFTD - Distribution - Tier 2 - 1QU CoRE ¦ 1QU LoRE | Non-Red Flag Warning - Catastrophic Fires | 2054 | 2.1947e-08 | 2.1947e-08 | 19462.1283 | 340.5356 | 11757.1413 | 7364.4514 | 0 | 0 | 3.1332e-05 | 0.00042714 | 0 | 0.00042714 | 0.00042714 | 0 | 0.00042714 | [22 empty] | 7.3.3.17.5 (Remote Grid) Updates to grid topology to minimize risk of ignition in HFTDs Remote GridWLDFRContact from objectAggregated | WLDFR | HFTD - Distribution - Tier 2 - 1QU CoRE ¦ 1QU LoRE | Non-Red Flag Warning - Catastrophic Fires | Contact from object | Aggregated | 2054 | 1.0438e-05 | 163.6441 | 0.0017081 | 2054 | Mitigation | 0.95 | 45 | 0 | esc | 0.00097009 | 1.0126e-08 | 0.00097009 | 1.0126e-08
HFTD - Distribution - Tier 3 - 2QU CoRE ¦ 4QU LoRE | 1.4468 | 1.3654 | 0.0053786 | 1.4468 | 0 | 1.4468 | 34.3913 | 33.528 | 34.3913 | 36302.1407 | 36302.1407 | 1 | 33927.2343 | 8712.8725 | 10324.2733 | 8142.8715 | [18 empty] | WLDFR | HFTD - Distribution - Tier 2 - 1QU CoRE ¦ 1QU LoRE | 2055 | 0.10022 | 0.00164 | 1.4317 | 0 | 1.4317 | 0.00164 | 1.4317 | 0 | 1.4317 | 0.14349 | 0.14349 | 0.00164 | 0.00016436 | 1.4317 | 0.14349 | 0 | 0 | 1.4317 | 0.14349 | [22 empty] | WLDFR | HFTD - Distribution - Tier 2 - 1QU CoRE ¦ 1QU LoRE | Non-Red Flag Warning - Catastrophic Fires | 2055 | 2.1947e-08 | 2.1947e-08 | 19462.1283 | 340.5356 | 11757.1413 | 7364.4514 | 0 | 0 | 3.1332e-05 | 0.00042714 | 0 | 0.00042714 | 0.00042714 | 0 | 0.00042714 | [22 empty] | 7.3.3.17.5 (Remote Grid) Updates to grid topology to minimize risk of ignition in HFTDs Remote GridWLDFRContact from objectAggregated | WLDFR | HFTD - Distribution - Tier 2 - 1QU CoRE ¦ 1QU LoRE | Non-Red Flag Warning - Catastrophic Fires | Contact from object | Aggregated | 2055 | 1.0438e-05 | 163.6441 | 0.0017081 | 2055 | Mitigation | 0.95 | 45 | 0 | esc | 0.00097009 | 1.0126e-08 | 0.00097009 | 1.0126e-08
HFTD - Distribution - Tier 3 - 2QU CoRE ¦ 5QU LoRE | 0.21622 | 0.20405 | 0.00070205 | 0.21622 | 0 | 0.21622 | 24.5958 | 23.9784 | 24.5958 | 7585.5326 | 7585.5326 | 1 | 7089.2828 | 1820.6028 | 2157.3139 | 1701.4979 | [18 empty] | WLDFR | HFTD - Distribution - Tier 2 - 1QU CoRE ¦ 1QU LoRE | 2056 | 0.093663 | 0.00164 | 1.4317 | 0 | 1.4317 | 0.00164 | 1.4317 | 0 | 1.4317 | 0.1341 | 0.1341 | 0.00164 | 0.00015361 | 1.4317 | 0.1341 | 0 | 0 | 1.4317 | 0.1341 | [22 empty] | WLDFR | HFTD - Distribution - Tier 2 - 1QU CoRE ¦ 1QU LoRE | Non-Red Flag Warning - Catastrophic Fires | 2056 | 2.1947e-08 | 2.1947e-08 | 19462.1283 | 340.5356 | 11757.1413 | 7364.4514 | 0 | 0 | 3.1332e-05 | 0.00042714 | 0 | 0.00042714 | 0.00042714 | 0 | 0.00042714 | [22 empty] | 7.3.3.17.5 (Remote Grid) Updates to grid topology to minimize risk of ignition in HFTDs Remote GridWLDFRContact from objectAggregated | WLDFR | HFTD - Distribution - Tier 2 - 1QU CoRE ¦ 1QU LoRE | Non-Red Flag Warning - Catastrophic Fires | Contact from object | Aggregated | 2056 | 1.0438e-05 | 163.6441 | 0.0017081 | 2056 | Mitigation | 0.95 | 45 | 0 | esc | 0.00097009 | 1.0126e-08 | 0.00097009 | 1.0126e-08
HFTD - Distribution - Tier 3 - 3QU CoRE ¦ 1QU LoRE | 5.356 | 5.0546 | 0.046932 | 5.356 | 0 | 5.356 | 32.7126 | 31.8915 | 32.7126 | 141279.8476 | 141279.8476 | 1 | 132037.2407 | 33908.5596 | 40179.7726 | 31690.2426 | [18 empty] | WLDFR | HFTD - Distribution - Tier 2 - 1QU CoRE ¦ 1QU LoRE | 2057 | 0.087535 | 0.00164 | 1.4317 | 0 | 1.4317 | 0.00164 | 1.4317 | 0 | 1.4317 | 0.12533 | 0.12533 | 0.00164 | 0.00014356 | 1.4317 | 0.12533 | 0 | 0 | 1.4317 | 0.12533 | [22 empty] | WLDFR | HFTD - Distribution - Tier 2 - 1QU CoRE ¦ 1QU LoRE | Non-Red Flag Warning - Catastrophic Fires | 2057 | 2.1947e-08 | 2.1947e-08 | 19462.1283 | 340.5356 | 11757.1413 | 7364.4514 | 0 | 0 | 3.1332e-05 | 0.00042714 | 0 | 0.00042714 | 0.00042714 | 0 | 0.00042714 | [22 empty] | 7.3.3.17.5 (Remote Grid) Updates to grid topology to minimize risk of ignition in HFTDs Remote GridWLDFRContact from objectAggregated | WLDFR | HFTD - Distribution - Tier 2 - 1QU CoRE ¦ 1QU LoRE | Non-Red Flag Warning - Catastrophic Fires | Contact from object | Aggregated | 2057 | 1.0438e-05 | 163.6441 | 0.0017081 | 2057 | Mitigation | 0.95 | 45 | 0 | esc | 0.00097009 | 1.0126e-08 | 0.00097009 | 1.0126e-08
HFTD - Distribution - Tier 3 - 3QU CoRE ¦ 2QU LoRE | 5.6791 | 5.3596 | 0.049099 | 5.6791 | 0 | 5.6791 | 24.6569 | 24.038 | 24.6569 | 198748.0506 | 198748.0506 | 1 | 185745.8417 | 47701.4963 | 56523.6416 | 44580.8376 | [18 empty] | WLDFR | HFTD - Distribution - Tier 2 - 1QU CoRE ¦ 1QU LoRE | 2058 | 0.081809 | 0.00164 | 1.4999 | 0 | 1.4999 | 0.00164 | 1.4999 | 0 | 1.4999 | 0.12271 | 0.12271 | 0.00164 | 0.00013417 | 1.4999 | 0.12271 | 0 | 0 | 1.4999 | 0.12271 | [22 empty] | WLDFR | HFTD - Distribution - Tier 2 - 1QU CoRE ¦ 1QU LoRE | Non-Red Flag Warning - Catastrophic Fires | 2058 | 2.1947e-08 | 2.1947e-08 | 20390.4035 | 362.3049 | 12307.8747 | 7720.2238 | 0 | 0 | 3.1332e-05 | 0.00044752 | 0 | 0.00044752 | 0.00044752 | 0 | 0.00044752 | [22 empty] | 7.3.3.17.5 (Remote Grid) Updates to grid topology to minimize risk of ignition in HFTDs Remote GridWLDFRContact from objectAggregated | WLDFR | HFTD - Distribution - Tier 2 - 1QU CoRE ¦ 1QU LoRE | Non-Red Flag Warning - Catastrophic Fires | Contact from object | Aggregated | 2058 | 1.0438e-05 | 163.6441 | 0.0017081 | 2058 | Mitigation | 0.95 | 45 | 0 | esc | 0.00097009 | 1.0126e-08 | 0.00097009 | 1.0126e-08
HFTD - Distribution - Tier 3 - 3QU CoRE ¦ 3QU LoRE | 1.4625 | 1.3802 | 0.013255 | 1.4625 | 0 | 1.4625 | 17.5392 | 17.0989 | 17.5392 | 71950.2212 | 71950.2212 | 1 | 67243.1974 | 17268.7641 | 20462.5329 | 16139.0319 | [18 empty] | WLDFR | HFTD - Distribution - Tier 2 - 1QU CoRE ¦ 1QU LoRE | 2059 | 0.076457 | 0.00164 | 1.4999 | 0 | 1.4999 | 0.00164 | 1.4999 | 0 | 1.4999 | 0.11468 | 0.11468 | 0.00164 | 0.00012539 | 1.4999 | 0.11468 | 0 | 0 | 1.4999 | 0.11468 | [22 empty] | WLDFR | HFTD - Distribution - Tier 2 - 1QU CoRE ¦ 1QU LoRE | Non-Red Flag Warning - Catastrophic Fires | 2059 | 2.1947e-08 | 2.1947e-08 | 20390.4035 | 362.3049 | 12307.8747 | 7720.2238 | 0 | 0 | 3.1332e-05 | 0.00044752 | 0 | 0.00044752 | 0.00044752 | 0 | 0.00044752 | [22 empty] | 7.3.3.17.5 (Remote Grid) Updates to grid topology to minimize risk of ignition in HFTDs Remote GridWLDFRContact from objectAggregated | WLDFR | HFTD - Distribution - Tier 2 - 1QU CoRE ¦ 1QU LoRE | Non-Red Flag Warning - Catastrophic Fires | Contact from object | Aggregated | 2059 | 1.0438e-05 | 163.6441 | 0.0017081 | 2059 | Mitigation | 0.95 | 45 | 0 | esc | 0.00097009 | 1.0126e-08 | 0.00097009 | 1.0126e-08
HFTD - Distribution - Tier 3 - 3QU CoRE ¦ 4QU LoRE | 1.2701 | 1.1987 | 0.010506 | 1.2701 | 0 | 1.2701 | 14.6994 | 14.3304 | 14.6994 | 74560.5376 | 74560.5376 | 1 | 69682.7454 | 17895.2659 | 21204.9029 | 16724.5475 | [18 empty] | WLDFR | HFTD - Distribution - Tier 2 - 1QU CoRE ¦ 1QU LoRE | 2060 | 0.071455 | 0.00164 | 1.4999 | 0 | 1.4999 | 0.00164 | 1.4999 | 0 | 1.4999 | 0.10718 | 0.10718 | 0.00164 | 0.00011719 | 1.4999 | 0.10718 | 0 | 0 | 1.4999 | 0.10718 | [22 empty] | WLDFR | HFTD - Distribution - Tier 2 - 1QU CoRE ¦ 1QU LoRE | Non-Red Flag Warning - Catastrophic Fires | 2060 | 2.1947e-08 | 2.1947e-08 | 20390.4035 | 362.3049 | 12307.8747 | 7720.2238 | 0 | 0 | 3.1332e-05 | 0.00044752 | 0 | 0.00044752 | 0.00044752 | 0 | 0.00044752 | [22 empty] | 7.3.3.17.5 (Remote Grid) Updates to grid topology to minimize risk of ignition in HFTDs Remote GridWLDFRContact from objectAggregated | WLDFR | HFTD - Distribution - Tier 2 - 1QU CoRE ¦ 1QU LoRE | Non-Red Flag Warning - Catastrophic Fires | Contact from object | Aggregated | 2060 | 1.0438e-05 | 163.6441 | 0.0017081 | 2060 | Mitigation | 0.95 | 45 | 0 | esc | 0.00097009 | 1.0126e-08 | 0.00097009 | 1.0126e-08
HFTD - Distribution - Tier 3 - 3QU CoRE ¦ 5QU LoRE | 0.46793 | 0.4416 | 0.0044362 | 0.46793 | 0 | 0.46793 | 9.0022 | 8.7762 | 9.0022 | 44852.8932 | 44852.8932 | 1 | 41918.5918 | 10765.1376 | 12756.0942 | 10060.8763 | [18 empty] | WLDFR | HFTD - Distribution - Tier 2 - 1QU CoRE ¦ 1QU LoRE | 2061 | 0.06678 | 0.00164 | 1.4999 | 0 | 1.4999 | 0.00164 | 1.4999 | 0 | 1.4999 | 0.10017 | 0.10017 | 0.00164 | 0.00010952 | 1.4999 | 0.10017 | 0 | 0 | 1.4999 | 0.10017 | [22 empty] | WLDFR | HFTD - Distribution - Tier 2 - 1QU CoRE ¦ 1QU LoRE | Non-Red Flag Warning - Catastrophic Fires | 2061 | 2.1947e-08 | 2.1947e-08 | 20390.4035 | 362.3049 | 12307.8747 | 7720.2238 | 0 | 0 | 3.1332e-05 | 0.00044752 | 0 | 0.00044752 | 0.00044752 | 0 | 0.00044752 | [22 empty] | 7.3.3.17.5 (Remote Grid) Updates to grid topology to minimize risk of ignition in HFTDs Remote GridWLDFRContact from objectAggregated | WLDFR | HFTD - Distribution - Tier 2 - 1QU CoRE ¦ 1QU LoRE | Non-Red Flag Warning - Catastrophic Fires | Contact from object | Aggregated | 2061 | 1.0438e-05 | 163.6441 | 0.0017081 | 2061 | Mitigation | 0.95 | 45 | 0 | esc | 0.00097009 | 1.0126e-08 | 0.00097009 | 1.0126e-08
HFTD - Distribution - Tier 3 - 4QU CoRE ¦ 1QU LoRE | 2.7048 | 2.5526 | 0.066558 | 2.7048 | 0 | 2.7048 | 11.5061 | 11.2173 | 11.5061 | 202842.7223 | 202842.7223 | 1 | 189572.6376 | 48684.2579 | 57688.16 | 45499.3065 | [18 empty] | WLDFR | HFTD - Distribution - Tier 2 - 1QU CoRE ¦ 1QU LoRE | 2062 | 0.062412 | 0.00164 | 1.4999 | 0 | 1.4999 | 0.00164 | 1.4999 | 0 | 1.4999 | 0.093613 | 0.093613 | 0.00164 | 0.00010236 | 1.4999 | 0.093613 | 0 | 0 | 1.4999 | 0.093613 | [22 empty] | WLDFR | HFTD - Distribution - Tier 2 - 1QU CoRE ¦ 1QU LoRE | Non-Red Flag Warning - Catastrophic Fires | 2062 | 2.1947e-08 | 2.1947e-08 | 20390.4035 | 362.3049 | 12307.8747 | 7720.2238 | 0 | 0 | 3.1332e-05 | 0.00044752 | 0 | 0.00044752 | 0.00044752 | 0 | 0.00044752 | [22 empty] | 7.3.3.17.5 (Remote Grid) Updates to grid topology to minimize risk of ignition in HFTDs Remote GridWLDFRContact from objectAggregated | WLDFR | HFTD - Distribution - Tier 2 - 1QU CoRE ¦ 1QU LoRE | Non-Red Flag Warning - Catastrophic Fires | Contact from object | Aggregated | 2062 | 1.0438e-05 | 163.6441 | 0.0017081 | 2062 | Mitigation | 0.95 | 45 | 0 | esc | 0.00097009 | 1.0126e-08 | 0.00097009 | 1.0126e-08
HFTD - Distribution - Tier 3 - 4QU CoRE ¦ 2QU LoRE | 1.5259 | 1.44 | 0.044687 | 1.5259 | 0 | 1.5259 | 6.8951 | 6.722 | 6.8951 | 190955.807 | 190955.807 | 1 | 178463.371 | 45831.2808 | 54307.5394 | 42832.9727 | [18 empty] | WLDFR | HFTD - Distribution - Tier 2 - 1QU CoRE ¦ 1QU LoRE | 2063 | 0.058329 | 0.00164 | 1.5687 | 0 | 1.5687 | 0.00164 | 1.5687 | 0 | 1.5687 | 0.091499 | 0.091499 | 0.00164 | 9.5661e-05 | 1.5687 | 0.091499 | 0 | 0 | 1.5687 | 0.091499 | [22 empty] | WLDFR | HFTD - Distribution - Tier 2 - 1QU CoRE ¦ 1QU LoRE | Non-Red Flag Warning - Catastrophic Fires | 2063 | 2.1947e-08 | 2.1947e-08 | 21325.9188 | 384.5316 | 12862.0997 | 8079.2876 | 0 | 0 | 3.1332e-05 | 0.00046805 | 0 | 0.00046805 | 0.00046805 | 0 | 0.00046805 | [22 empty] | 7.3.3.17.5 (Remote Grid) Updates to grid topology to minimize risk of ignition in HFTDs Remote GridWLDFRContact from objectAggregated | WLDFR | HFTD - Distribution - Tier 2 - 1QU CoRE ¦ 1QU LoRE | Non-Red Flag Warning - Catastrophic Fires | Contact from object | Aggregated | 2063 | 1.0438e-05 | 163.6441 | 0.0017081 | 2063 | Mitigation | 0.95 | 45 | 0 | esc | 0.00097009 | 1.0126e-08 | 0.00097009 | 1.0126e-08
HFTD - Distribution - Tier 3 - 4QU CoRE ¦ 3QU LoRE | 0.78863 | 0.74426 | 0.023615 | 0.78863 | 0 | 0.78863 | 5.2978 | 5.1649 | 5.2978 | 128449.9008 | 128449.9008 | 1 | 120046.6362 | 30829.2456 | 36530.9553 | 28812.379 | [18 empty] | WLDFR | HFTD - Distribution - Tier 2 - 1QU CoRE ¦ 1QU LoRE | 2064 | 0.054513 | 0.00164 | 1.5687 | 0 | 1.5687 | 0.00164 | 1.5687 | 0 | 1.5687 | 0.085513 | 0.085513 | 0.00164 | 8.9403e-05 | 1.5687 | 0.085513 | 0 | 0 | 1.5687 | 0.085513 | [22 empty] | WLDFR | HFTD - Distribution - Tier 2 - 1QU CoRE ¦ 1QU LoRE | Non-Red Flag Warning - Catastrophic Fires | 2064 | 2.1947e-08 | 2.1947e-08 | 21325.9188 | 384.5316 | 12862.0997 | 8079.2876 | 0 | 0 | 3.1332e-05 | 0.00046805 | 0 | 0.00046805 | 0.00046805 | 0 | 0.00046805 | [22 empty] | 7.3.3.17.5 (Remote Grid) Updates to grid topology to minimize risk of ignition in HFTDs Remote GridWLDFRContact from objectAggregated | WLDFR | HFTD - Distribution - Tier 2 - 1QU CoRE ¦ 1QU LoRE | Non-Red Flag Warning - Catastrophic Fires | Contact from object | Aggregated | 2064 | 1.0438e-05 | 163.6441 | 0.0017081 | 2064 | Mitigation | 0.95 | 45 | 0 | esc | 0.00097009 | 1.0126e-08 | 0.00097009 | 1.0126e-08
HFTD - Distribution - Tier 3 - 4QU CoRE ¦ 4QU LoRE | 0.4132 | 0.38995 | 0.0099893 | 0.4132 | 0 | 0.4132 | 5.2643 | 5.1321 | 5.2643 | 67729.8046 | 67729.8046 | 1 | 63298.8828 | 16255.8224 | 19262.2528 | 15192.3574 | [18 empty] | WLDFR | HFTD - Distribution - Tier 2 - 1QU CoRE ¦ 1QU LoRE | 2065 | 0.050946 | 0.00164 | 1.5687 | 0 | 1.5687 | 0.00164 | 1.5687 | 0 | 1.5687 | 0.079919 | 0.079919 | 0.00164 | 8.3554e-05 | 1.5687 | 0.079919 | 0 | 0 | 1.5687 | 0.079919 | [22 empty] | WLDFR | HFTD - Distribution - Tier 2 - 1QU CoRE ¦ 1QU LoRE | Non-Red Flag Warning - Catastrophic Fires | 2065 | 2.1947e-08 | 2.1947e-08 | 21325.9188 | 384.5316 | 12862.0997 | 8079.2876 | 0 | 0 | 3.1332e-05 | 0.00046805 | 0 | 0.00046805 | 0.00046805 | 0 | 0.00046805 | [22 empty] | 7.3.3.17.5 (Remote Grid) Updates to grid topology to minimize risk of ignition in HFTDs Remote GridWLDFRContact from objectAggregated | WLDFR | HFTD - Distribution - Tier 2 - 1QU CoRE ¦ 1QU LoRE | Non-Red Flag Warning - Catastrophic Fires | Contact from object | Aggregated | 2065 | 1.0438e-05 | 163.6441 | 0.0017081 | 2065 | Mitigation | 0.95 | 45 | 0 | esc | 0.00097009 | 1.0126e-08 | 0.00097009 | 1.0126e-08
HFTD - Distribution - Tier 3 - 4QU CoRE ¦ 5QU LoRE | 0.15355 | 0.14491 | 0.0039955 | 0.15355 | 0 | 0.15355 | 3.3829 | 3.298 | 3.3829 | 39168.1538 | 39168.1538 | 1 | 36605.7512 | 9400.744 | 11139.363 | 8785.742 | [18 empty] | WLDFR | HFTD - Distribution - Tier 2 - 1QU CoRE ¦ 1QU LoRE | 2066 | 0.047613 | 0.00164 | 1.5687 | 0 | 1.5687 | 0.00164 | 1.5687 | 0 | 1.5687 | 0.07469 | 0.07469 | 0.00164 | 7.8088e-05 | 1.5687 | 0.07469 | 0 | 0 | 1.5687 | 0.07469 | [22 empty] | WLDFR | HFTD - Distribution - Tier 2 - 1QU CoRE ¦ 1QU LoRE | Non-Red Flag Warning - Catastrophic Fires | 2066 | 2.1947e-08 | 2.1947e-08 | 21325.9188 | 384.5316 | 12862.0997 | 8079.2876 | 0 | 0 | 3.1332e-05 | 0.00046805 | 0 | 0.00046805 | 0.00046805 | 0 | 0.00046805 | [22 empty] | 7.3.3.17.5 (Remote Grid) Updates to grid topology to minimize risk of ignition in HFTDs Remote GridWLDFRContact from objectAggregated | WLDFR | HFTD - Distribution - Tier 2 - 1QU CoRE ¦ 1QU LoRE | Non-Red Flag Warning - Catastrophic Fires | Contact from object | Aggregated | 2066 | 1.0438e-05 | 163.6441 | 0.0017081 | 2066 | Mitigation | 0.95 | 45 | 0 | esc | 0.00097009 | 1.0126e-08 | 0.00097009 | 1.0126e-08
HFTD - Distribution - Tier 3 - 5QU CoRE ¦ 1QU LoRE | 0.87569 | 0.82643 | 0.18661 | 0.87569 | 0 | 0.87569 | 1.5828 | 1.5431 | 1.5828 | 477388.3727 | 477388.3727 | 1 | 446157.3576 | 114577.9272 | 135768.5231 | 107082.1749 | [18 empty] | WLDFR | HFTD - Distribution - Tier 2 - 1QU CoRE ¦ 1QU LoRE | 2067 | 0.044499 | 0 | 0 | 0 | 0 | 0.00164 | 1.5687 | 0 | 1.5687 | 0 | 0.069804 | 0 | 0 | 0 | 0 | 0 | 0 | 0 | 0 | [22 empty] | WLDFR | HFTD - Distribution - Tier 2 - 1QU CoRE ¦ 1QU LoRE | Non-Red Flag Warning - Catastrophic Fires | 2067 | 0 | 2.1947e-08 | 21325.9188 | 384.5316 | 12862.0997 | 8079.2876 | 0 | 0 | 3.1332e-05 | 0 | 0 | 0 | 0.00046805 | 0 | 0.00046805 | [22 empty] | 7.3.3.17.5 (Remote Grid) Updates to grid topology to minimize risk of ignition in HFTDs Remote GridWLDFRContact from objectAggregated | WLDFR | HFTD - Distribution - Tier 2 - 1QU CoRE ¦ 1QU LoRE | Non-Red Flag Warning - Catastrophic Fires | Contact from object | Aggregated | 2067 | 1.0438e-05 | 163.6441 | 0.0017081 | 2067 | Mitigation | 0.95 | 45 | 0 | esc | 0 | 0 | 0.00097009 | 1.0126e-08
HFTD - Distribution - Tier 3 - 5QU CoRE ¦ 2QU LoRE | 0.23653 | 0.22323 | 0.0421 | 0.23653 | 0 | 0.23653 | 1.1599 | 1.1307 | 1.1599 | 175973.6804 | 175973.6804 | 1 | 164461.3835 | 42235.4223 | 50046.6456 | 39472.3573 | [18 empty] | WLDFR | HFTD - Distribution - Tier 2 - 1QU CoRE ¦ 2QU LoRE | 2022 | 0.93458 | 0.0019093 | 1.243 | 0 | 1.243 | 0 | 0 | 0 | 0 | 1.1617 | 0 | 0.0019093 | 0.0017844 | 1.243 | 1.1617 | 0 | 0 | 1.243 | 1.1617 | [22 empty] | WLDFR | HFTD - Distribution - Tier 2 - 1QU CoRE ¦ 1QU LoRE | Non-Red Flag Warning - Destructive Fires | 2022 | 2.4313e-08 | 0 | 8807.9522 | 222.2294 | 8585.7228 | 0 | 0 | 0 | 3.3225e-05 | 0.00021415 | 0 | 0.00021415 | 0 | 0 | 0 | [22 empty] | 7.3.3.17.5 (Remote Grid) Updates to grid topology to minimize risk of ignition in HFTDs Remote GridWLDFRContaminationAggregated | WLDFR | HFTD - Distribution - Tier 2 - 1QU CoRE ¦ 1QU LoRE | Non-Red Flag Warning - Catastrophic Fires | Contamination | Aggregated | 2022 | 1.9607e-07 | 163.6441 | 3.2086e-05 | 2022 | Mitigation | 0.95 | 45 | 0 | esc | 0.00097009 | 1.902e-10 | 0 | 0
HFTD - Distribution - Tier 3 - 5QU CoRE ¦ 3QU LoRE | 0.091949 | 0.086776 | 0.011893 | 0.091949 | 0 | 0.091949 | 1.2462 | 1.2149 | 1.2462 | 63668.2804 | 63668.2804 | 1 | 59503.0658 | 15281.0165 | 18107.1616 | 14281.3238 | [18 empty] | WLDFR | HFTD - Distribution - Tier 2 - 1QU CoRE ¦ 2QU LoRE | 2023 | 0.87344 | 0.0019093 | 1.2885 | 0 | 1.2885 | 0.0019093 | 1.2885 | 0 | 1.2885 | 1.1255 | 1.1255 | 0.0019093 | 0.0016676 | 1.2885 | 1.1255 | 0 | 0 | 1.2885 | 1.1255 | [22 empty] | WLDFR | HFTD - Distribution - Tier 2 - 1QU CoRE ¦ 1QU LoRE | Non-Red Flag Warning - Destructive Fires | 2023 | 2.4313e-08 | 2.4313e-08 | 9129.7461 | 233.2301 | 8896.516 | 0 | 0 | 0 | 3.3225e-05 | 0.00022197 | 0 | 0.00022197 | 0.00022197 | 0 | 0.00022197 | [22 empty] | 7.3.3.17.5 (Remote Grid) Updates to grid topology to minimize risk of ignition in HFTDs Remote GridWLDFRContaminationAggregated | WLDFR | HFTD - Distribution - Tier 2 - 1QU CoRE ¦ 1QU LoRE | Non-Red Flag Warning - Catastrophic Fires | Contamination | Aggregated | 2023 | 1.9607e-07 | 163.6441 | 3.2086e-05 | 2023 | Mitigation | 0.95 | 45 | 0 | esc | 0.00097009 | 1.902e-10 | 0.00097009 | 1.902e-10
HFTD - Distribution - Tier 3 - 5QU CoRE ¦ 4QU LoRE | 0.032947 | 0.031093 | 0.0046457 | 0.032947 | 0 | 0.032947 | 0.89498 | 0.87251 | 0.89498 | 31765.9724 | 31765.9724 | 1 | 29687.8247 | 7624.1473 | 9034.194 | 7125.3713 | [18 empty] | WLDFR | HFTD - Distribution - Tier 2 - 1QU CoRE ¦ 2QU LoRE | 2024 | 0.8163 | 0.0019093 | 1.2885 | 0 | 1.2885 | 0.0019093 | 1.2885 | 0 | 1.2885 | 1.0518 | 1.0518 | 0.0019093 | 0.0015585 | 1.2885 | 1.0518 | 0 | 0 | 1.2885 | 1.0518 | [22 empty] | WLDFR | HFTD - Distribution - Tier 2 - 1QU CoRE ¦ 1QU LoRE | Non-Red Flag Warning - Destructive Fires | 2024 | 2.4313e-08 | 2.4313e-08 | 9129.7461 | 233.2301 | 8896.516 | 0 | 0 | 0 | 3.3225e-05 | 0.00022197 | 0 | 0.00022197 | 0.00022197 | 0 | 0.00022197 | [22 empty] | 7.3.3.17.5 (Remote Grid) Updates to grid topology to minimize risk of ignition in HFTDs Remote GridWLDFRContaminationAggregated | WLDFR | HFTD - Distribution - Tier 2 - 1QU CoRE ¦ 1QU LoRE | Non-Red Flag Warning - Catastrophic Fires | Contamination | Aggregated | 2024 | 1.9607e-07 | 163.6441 | 3.2086e-05 | 2024 | Mitigation | 0.95 | 45 | 0 | esc | 0.00097009 | 1.902e-10 | 0.00097009 | 1.902e-10
HFTD - Distribution - Tier 3 - 5QU CoRE ¦ 5QU LoRE | 0.019564 | 0.018464 | 0.0031186 | 0.019564 | 0 | 0.019564 | 0.5194 | 0.50636 | 0.5194 | 32503.018 | 32503.018 | 1 | 30376.6523 | 7801.0455 | 9243.8086 | 7290.6968 | [18 empty] | WLDFR | HFTD - Distribution - Tier 2 - 1QU CoRE ¦ 2QU LoRE | 2025 | 0.7629 | 0.0019093 | 1.2885 | 0 | 1.2885 | 0.0019093 | 1.2885 | 0 | 1.2885 | 0.98301 | 0.98301 | 0.0019093 | 0.0014566 | 1.2885 | 0.98301 | 0 | 0 | 1.2885 | 0.98301 | [22 empty] | WLDFR | HFTD - Distribution - Tier 2 - 1QU CoRE ¦ 1QU LoRE | Non-Red Flag Warning - Destructive Fires | 2025 | 2.4313e-08 | 2.4313e-08 | 9129.7461 | 233.2301 | 8896.516 | 0 | 0 | 0 | 3.3225e-05 | 0.00022197 | 0 | 0.00022197 | 0.00022197 | 0 | 0.00022197 | [22 empty] | 7.3.3.17.5 (Remote Grid) Updates to grid topology to minimize risk of ignition in HFTDs Remote GridWLDFRContaminationAggregated | WLDFR | HFTD - Distribution - Tier 2 - 1QU CoRE ¦ 1QU LoRE | Non-Red Flag Warning - Catastrophic Fires | Contamination | Aggregated | 2025 | 1.9607e-07 | 163.6441 | 3.2086e-05 | 2025 | Mitigation | 0.95 | 45 | 0 | esc | 0.00097009 | 1.902e-10 | 0.00097009 | 1.902e-10
HFTD - Distribution - Zone 1 - 4QU CoRE ¦ 1QU LoRE | 0.0012586 | 0.0011877 | 4.1885e-05 | 0.0012586 | 0 | 0.0012586 | 24.2018 | 23.5941 | 24.2018 | 44.8731 | 44.8731 | 1 | 41.9375 | 10.77 | 12.7618 | 10.0654 | [18 empty] | WLDFR | HFTD - Distribution - Tier 2 - 1QU CoRE ¦ 2QU LoRE | 2026 | 0.71299 | 0.0019093 | 1.2885 | 0 | 1.2885 | 0.0019093 | 1.2885 | 0 | 1.2885 | 0.91871 | 0.91871 | 0.0019093 | 0.0013613 | 1.2885 | 0.91871 | 0 | 0 | 1.2885 | 0.91871 | [22 empty] | WLDFR | HFTD - Distribution - Tier 2 - 1QU CoRE ¦ 1QU LoRE | Non-Red Flag Warning - Destructive Fires | 2026 | 2.4313e-08 | 2.4313e-08 | 9129.7461 | 233.2301 | 8896.516 | 0 | 0 | 0 | 3.3225e-05 | 0.00022197 | 0 | 0.00022197 | 0.00022197 | 0 | 0.00022197 | [22 empty] | 7.3.3.17.5 (Remote Grid) Updates to grid topology to minimize risk of ignition in HFTDs Remote GridWLDFRContaminationAggregated | WLDFR | HFTD - Distribution - Tier 2 - 1QU CoRE ¦ 1QU LoRE | Non-Red Flag Warning - Catastrophic Fires | Contamination | Aggregated | 2026 | 1.9607e-07 | 163.6441 | 3.2086e-05 | 2026 | Mitigation | 0.95 | 45 | 0 | esc | 0.00097009 | 1.902e-10 | 0.00097009 | 1.902e-10
HFTD - Distribution - Zone 1 - 5QU CoRE ¦ 1QU LoRE | 0.0015133 | 0.0014283 | 0.0026188 | 0.0015133 | 0 | 0.0015133 | 0.39056 | 0.3808 | 0.39056 | 3343.4901 | 3343.4901 | 1 | 3124.7571 | 802.4707 | 950.8835 | 749.9726 | [18 empty] | WLDFR | HFTD - Distribution - Tier 2 - 1QU CoRE ¦ 2QU LoRE | 2027 | 0.66634 | 0.0019093 | 1.2885 | 0 | 1.2885 | 0.0019093 | 1.2885 | 0 | 1.2885 | 0.8586 | 0.8586 | 0.0019093 | 0.0012722 | 1.2885 | 0.8586 | 0 | 0 | 1.2885 | 0.8586 | [22 empty] | WLDFR | HFTD - Distribution - Tier 2 - 1QU CoRE ¦ 1QU LoRE | Non-Red Flag Warning - Destructive Fires | 2027 | 2.4313e-08 | 2.4313e-08 | 9129.7461 | 233.2301 | 8896.516 | 0 | 0 | 0 | 3.3225e-05 | 0.00022197 | 0 | 0.00022197 | 0.00022197 | 0 | 0.00022197 | [22 empty] | 7.3.3.17.5 (Remote Grid) Updates to grid topology to minimize risk of ignition in HFTDs Remote GridWLDFRContaminationAggregated | WLDFR | HFTD - Distribution - Tier 2 - 1QU CoRE ¦ 1QU LoRE | Non-Red Flag Warning - Catastrophic Fires | Contamination | Aggregated | 2027 | 1.9607e-07 | 163.6441 | 3.2086e-05 | 2027 | Mitigation | 0.95 | 45 | 0 | esc | 0.00097009 | 1.902e-10 | 0.00097009 | 1.902e-10
HFTD - Distribution - Zone 1 - 5QU CoRE ¦ 4QU LoRE | 1.752e-06 | 1.6533e-06 | 1.582e-05 | 1.752e-06 | 0 | 1.752e-06 | 0.016277 | 0.015867 | 0.016277 | 92.8789 | 92.8789 | 1 | 86.8028 | 22.2919 | 26.4146 | 20.8335 | [18 empty] | WLDFR | HFTD - Distribution - Tier 2 - 1QU CoRE ¦ 2QU LoRE | 2028 | 0.62275 | 0.0019093 | 1.3459 | 0 | 1.3459 | 0.0019093 | 1.3459 | 0 | 1.3459 | 0.83817 | 0.83817 | 0.0019093 | 0.001189 | 1.3459 | 0.83817 | 0 | 0 | 1.3459 | 0.83817 | [22 empty] | WLDFR | HFTD - Distribution - Tier 2 - 1QU CoRE ¦ 1QU LoRE | Non-Red Flag Warning - Destructive Fires | 2028 | 2.4313e-08 | 2.4313e-08 | 9534.9221 | 247.273 | 9287.6491 | 0 | 0 | 0 | 3.3225e-05 | 0.00023183 | 0 | 0.00023183 | 0.00023183 | 0 | 0.00023183 | [22 empty] | 7.3.3.17.5 (Remote Grid) Updates to grid topology to minimize risk of ignition in HFTDs Remote GridWLDFRContaminationAggregated | WLDFR | HFTD - Distribution - Tier 2 - 1QU CoRE ¦ 1QU LoRE | Non-Red Flag Warning - Catastrophic Fires | Contamination | Aggregated | 2028 | 1.9607e-07 | 163.6441 | 3.2086e-05 | 2028 | Mitigation | 0.95 | 45 | 0 | esc | 0.00097009 | 1.902e-10 | 0.00097009 | 1.902e-10
Aggregated | 336.1483 | 317.2349 | 1.7515 | 336.1483 | 0 | 336.1483 | 34.1248 | 33.2682 | 34.1248 | 8500000 | 8500000 | 1 | 7943925.2336 | 2040084 | 2417387 | 1906620.5607 | [18 empty] | WLDFR | HFTD - Distribution - Tier 2 - 1QU CoRE ¦ 2QU LoRE | 2029 | 0.58201 | 0.0019093 | 1.3459 | 0 | 1.3459 | 0.0019093 | 1.3459 | 0 | 1.3459 | 0.78334 | 0.78334 | 0.0019093 | 0.0011112 | 1.3459 | 0.78334 | 0 | 0 | 1.3459 | 0.78334 | [22 empty] | WLDFR | HFTD - Distribution - Tier 2 - 1QU CoRE ¦ 1QU LoRE | Non-Red Flag Warning - Destructive Fires | 2029 | 2.4313e-08 | 2.4313e-08 | 9534.9221 | 247.273 | 9287.6491 | 0 | 0 | 0 | 3.3225e-05 | 0.00023183 | 0 | 0.00023183 | 0.00023183 | 0 | 0.00023183 | [22 empty] | 7.3.3.17.5 (Remote Grid) Updates to grid topology to minimize risk of ignition in HFTDs Remote GridWLDFRContaminationAggregated | WLDFR | HFTD - Distribution - Tier 2 - 1QU CoRE ¦ 1QU LoRE | Non-Red Flag Warning - Catastrophic Fires | Contamination | Aggregated | 2029 | 1.9607e-07 | 163.6441 | 3.2086e-05 | 2029 | Mitigation | 0.95 | 45 | 0 | esc | 0.00097009 | 1.902e-10 | 0.00097009 | 1.902e-10
[35 empty] | WLDFR | HFTD - Distribution - Tier 2 - 1QU CoRE ¦ 2QU LoRE | 2030 | 0.54393 | 0.0019093 | 1.3459 | 0 | 1.3459 | 0.0019093 | 1.3459 | 0 | 1.3459 | 0.73209 | 0.73209 | 0.0019093 | 0.0010385 | 1.3459 | 0.73209 | 0 | 0 | 1.3459 | 0.73209 | [22 empty] | WLDFR | HFTD - Distribution - Tier 2 - 1QU CoRE ¦ 1QU LoRE | Non-Red Flag Warning - Destructive Fires | 2030 | 2.4313e-08 | 2.4313e-08 | 9534.9221 | 247.273 | 9287.6491 | 0 | 0 | 0 | 3.3225e-05 | 0.00023183 | 0 | 0.00023183 | 0.00023183 | 0 | 0.00023183 | [22 empty] | 7.3.3.17.5 (Remote Grid) Updates to grid topology to minimize risk of ignition in HFTDs Remote GridWLDFRContaminationAggregated | WLDFR | HFTD - Distribution - Tier 2 - 1QU CoRE ¦ 1QU LoRE | Non-Red Flag Warning - Catastrophic Fires | Contamination | Aggregated | 2030 | 1.9607e-07 | 163.6441 | 3.2086e-05 | 2030 | Mitigation | 0.95 | 45 | 0 | esc | 0.00097009 | 1.902e-10 | 0.00097009 | 1.902e-10
[35 empty] | WLDFR | HFTD - Distribution - Tier 2 - 1QU CoRE ¦ 2QU LoRE | 2031 | 0.50835 | 0.0019093 | 1.3459 | 0 | 1.3459 | 0.0019093 | 1.3459 | 0 | 1.3459 | 0.6842 | 0.6842 | 0.0019093 | 0.00097057 | 1.3459 | 0.6842 | 0 | 0 | 1.3459 | 0.6842 | [22 empty] | WLDFR | HFTD - Distribution - Tier 2 - 1QU CoRE ¦ 1QU LoRE | Non-Red Flag Warning - Destructive Fires | 2031 | 2.4313e-08 | 2.4313e-08 | 9534.9221 | 247.273 | 9287.6491 | 0 | 0 | 0 | 3.3225e-05 | 0.00023183 | 0 | 0.00023183 | 0.00023183 | 0 | 0.00023183 | [22 empty] | 7.3.3.17.5 (Remote Grid) Updates to grid topology to minimize risk of ignition in HFTDs Remote GridWLDFRContaminationAggregated | WLDFR | HFTD - Distribution - Tier 2 - 1QU CoRE ¦ 1QU LoRE | Non-Red Flag Warning - Catastrophic Fires | Contamination | Aggregated | 2031 | 1.9607e-07 | 163.6441 | 3.2086e-05 | 2031 | Mitigation | 0.95 | 45 | 0 | esc | 0.00097009 | 1.902e-10 | 0.00097009 | 1.902e-10
[35 empty] | WLDFR | HFTD - Distribution - Tier 2 - 1QU CoRE ¦ 2QU LoRE | 2032 | 0.47509 | 0.0019093 | 1.3459 | 0 | 1.3459 | 0.0019093 | 1.3459 | 0 | 1.3459 | 0.63944 | 0.63944 | 0.0019093 | 0.00090708 | 1.3459 | 0.63944 | 0 | 0 | 1.3459 | 0.63944 | [22 empty] | WLDFR | HFTD - Distribution - Tier 2 - 1QU CoRE ¦ 1QU LoRE | Non-Red Flag Warning - Destructive Fires | 2032 | 2.4313e-08 | 2.4313e-08 | 9534.9221 | 247.273 | 9287.6491 | 0 | 0 | 0 | 3.3225e-05 | 0.00023183 | 0 | 0.00023183 | 0.00023183 | 0 | 0.00023183 | [22 empty] | 7.3.3.17.5 (Remote Grid) Updates to grid topology to minimize risk of ignition in HFTDs Remote GridWLDFRContaminationAggregated | WLDFR | HFTD - Distribution - Tier 2 - 1QU CoRE ¦ 1QU LoRE | Non-Red Flag Warning - Catastrophic Fires | Contamination | Aggregated | 2032 | 1.9607e-07 | 163.6441 | 3.2086e-05 | 2032 | Mitigation | 0.95 | 45 | 0 | esc | 0.00097009 | 1.902e-10 | 0.00097009 | 1.902e-10
[35 empty] | WLDFR | HFTD - Distribution - Tier 2 - 1QU CoRE ¦ 2QU LoRE | 2033 | 0.44401 | 0.0019093 | 1.4097 | 0 | 1.4097 | 0.0019093 | 1.4097 | 0 | 1.4097 | 0.62592 | 0.62592 | 0.0019093 | 0.00084774 | 1.4097 | 0.62592 | 0 | 0 | 1.4097 | 0.62592 | [22 empty] | WLDFR | HFTD - Distribution - Tier 2 - 1QU CoRE ¦ 1QU LoRE | Non-Red Flag Warning - Destructive Fires | 2033 | 2.4313e-08 | 2.4313e-08 | 9984.8474 | 263.1074 | 9721.74 | 0 | 0 | 0 | 3.3225e-05 | 0.00024276 | 0 | 0.00024276 | 0.00024276 | 0 | 0.00024276 | [22 empty] | 7.3.3.17.5 (Remote Grid) Updates to grid topology to minimize risk of ignition in HFTDs Remote GridWLDFRContaminationAggregated | WLDFR | HFTD - Distribution - Tier 2 - 1QU CoRE ¦ 1QU LoRE | Non-Red Flag Warning - Catastrophic Fires | Contamination | Aggregated | 2033 | 1.9607e-07 | 163.6441 | 3.2086e-05 | 2033 | Mitigation | 0.95 | 45 | 0 | esc | 0.00097009 | 1.902e-10 | 0.00097009 | 1.902e-10
[35 empty] | WLDFR | HFTD - Distribution - Tier 2 - 1QU CoRE ¦ 2QU LoRE | 2034 | 0.41496 | 0.0019093 | 1.4097 | 0 | 1.4097 | 0.0019093 | 1.4097 | 0 | 1.4097 | 0.58497 | 0.58497 | 0.0019093 | 0.00079228 | 1.4097 | 0.58497 | 0 | 0 | 1.4097 | 0.58497 | [22 empty] | WLDFR | HFTD - Distribution - Tier 2 - 1QU CoRE ¦ 1QU LoRE | Non-Red Flag Warning - Destructive Fires | 2034 | 2.4313e-08 | 2.4313e-08 | 9984.8474 | 263.1074 | 9721.74 | 0 | 0 | 0 | 3.3225e-05 | 0.00024276 | 0 | 0.00024276 | 0.00024276 | 0 | 0.00024276 | [22 empty] | 7.3.3.17.5 (Remote Grid) Updates to grid topology to minimize risk of ignition in HFTDs Remote GridWLDFRContaminationAggregated | WLDFR | HFTD - Distribution - Tier 2 - 1QU CoRE ¦ 1QU LoRE | Non-Red Flag Warning - Catastrophic Fires | Contamination | Aggregated | 2034 | 1.9607e-07 | 163.6441 | 3.2086e-05 | 2034 | Mitigation | 0.95 | 45 | 0 | esc | 0.00097009 | 1.902e-10 | 0.00097009 | 1.902e-10
[35 empty] | WLDFR | HFTD - Distribution - Tier 2 - 1QU CoRE ¦ 2QU LoRE | 2035 | 0.38782 | 0.0019093 | 1.4097 | 0 | 1.4097 | 0.0019093 | 1.4097 | 0 | 1.4097 | 0.5467 | 0.5467 | 0.0019093 | 0.00074045 | 1.4097 | 0.5467 | 0 | 0 | 1.4097 | 0.5467 | [22 empty] | WLDFR | HFTD - Distribution - Tier 2 - 1QU CoRE ¦ 1QU LoRE | Non-Red Flag Warning - Destructive Fires | 2035 | 2.4313e-08 | 2.4313e-08 | 9984.8474 | 263.1074 | 9721.74 | 0 | 0 | 0 | 3.3225e-05 | 0.00024276 | 0 | 0.00024276 | 0.00024276 | 0 | 0.00024276 | [22 empty] | 7.3.3.17.5 (Remote Grid) Updates to grid topology to minimize risk of ignition in HFTDs Remote GridWLDFRContaminationAggregated | WLDFR | HFTD - Distribution - Tier 2 - 1QU CoRE ¦ 1QU LoRE | Non-Red Flag Warning - Catastrophic Fires | Contamination | Aggregated | 2035 | 1.9607e-07 | 163.6441 | 3.2086e-05 | 2035 | Mitigation | 0.95 | 45 | 0 | esc | 0.00097009 | 1.902e-10 | 0.00097009 | 1.902e-10
[35 empty] | WLDFR | HFTD - Distribution - Tier 2 - 1QU CoRE ¦ 2QU LoRE | 2036 | 0.36245 | 0.0019093 | 1.4097 | 0 | 1.4097 | 0.0019093 | 1.4097 | 0 | 1.4097 | 0.51094 | 0.51094 | 0.0019093 | 0.00069201 | 1.4097 | 0.51094 | 0 | 0 | 1.4097 | 0.51094 | [22 empty] | WLDFR | HFTD - Distribution - Tier 2 - 1QU CoRE ¦ 1QU LoRE | Non-Red Flag Warning - Destructive Fires | 2036 | 2.4313e-08 | 2.4313e-08 | 9984.8474 | 263.1074 | 9721.74 | 0 | 0 | 0 | 3.3225e-05 | 0.00024276 | 0 | 0.00024276 | 0.00024276 | 0 | 0.00024276 | [22 empty] | 7.3.3.17.5 (Remote Grid) Updates to grid topology to minimize risk of ignition in HFTDs Remote GridWLDFRContaminationAggregated | WLDFR | HFTD - Distribution - Tier 2 - 1QU CoRE ¦ 1QU LoRE | Non-Red Flag Warning - Catastrophic Fires | Contamination | Aggregated | 2036 | 1.9607e-07 | 163.6441 | 3.2086e-05 | 2036 | Mitigation | 0.95 | 45 | 0 | esc | 0.00097009 | 1.902e-10 | 0.00097009 | 1.902e-10
[35 empty] | WLDFR | HFTD - Distribution - Tier 2 - 1QU CoRE ¦ 2QU LoRE | 2037 | 0.33873 | 0.0019093 | 1.4097 | 0 | 1.4097 | 0.0019093 | 1.4097 | 0 | 1.4097 | 0.47751 | 0.47751 | 0.0019093 | 0.00064673 | 1.4097 | 0.47751 | 0 | 0 | 1.4097 | 0.47751 | [22 empty] | WLDFR | HFTD - Distribution - Tier 2 - 1QU CoRE ¦ 1QU LoRE | Non-Red Flag Warning - Destructive Fires | 2037 | 2.4313e-08 | 2.4313e-08 | 9984.8474 | 263.1074 | 9721.74 | 0 | 0 | 0 | 3.3225e-05 | 0.00024276 | 0 | 0.00024276 | 0.00024276 | 0 | 0.00024276 | [22 empty] | 7.3.3.17.5 (Remote Grid) Updates to grid topology to minimize risk of ignition in HFTDs Remote GridWLDFRContaminationAggregated | WLDFR | HFTD - Distribution - Tier 2 - 1QU CoRE ¦ 1QU LoRE | Non-Red Flag Warning - Catastrophic Fires | Contamination | Aggregated | 2037 | 1.9607e-07 | 163.6441 | 3.2086e-05 | 2037 | Mitigation | 0.95 | 45 | 0 | esc | 0.00097009 | 1.902e-10 | 0.00097009 | 1.902e-10
[35 empty] | WLDFR | HFTD - Distribution - Tier 2 - 1QU CoRE ¦ 2QU LoRE | 2038 | 0.31657 | 0.0019093 | 1.4789 | 0 | 1.4789 | 0.0019093 | 1.4789 | 0 | 1.4789 | 0.46819 | 0.46819 | 0.0019093 | 0.00060443 | 1.4789 | 0.46819 | 0 | 0 | 1.4789 | 0.46819 | [22 empty] | WLDFR | HFTD - Distribution - Tier 2 - 1QU CoRE ¦ 1QU LoRE | Non-Red Flag Warning - Destructive Fires | 2038 | 2.4313e-08 | 2.4313e-08 | 10472.8261 | 280.5544 | 10192.2718 | 0 | 0 | 0 | 3.3225e-05 | 0.00025463 | 0 | 0.00025463 | 0.00025463 | 0 | 0.00025463 | [22 empty] | 7.3.3.17.5 (Remote Grid) Updates to grid topology to minimize risk of ignition in HFTDs Remote GridWLDFRContaminationAggregated | WLDFR | HFTD - Distribution - Tier 2 - 1QU CoRE ¦ 1QU LoRE | Non-Red Flag Warning - Catastrophic Fires | Contamination | Aggregated | 2038 | 1.9607e-07 | 163.6441 | 3.2086e-05 | 2038 | Mitigation | 0.95 | 45 | 0 | esc | 0.00097009 | 1.902e-10 | 0.00097009 | 1.902e-10
[35 empty] | WLDFR | HFTD - Distribution - Tier 2 - 1QU CoRE ¦ 2QU LoRE | 2039 | 0.29586 | 0.0019093 | 1.4789 | 0 | 1.4789 | 0.0019093 | 1.4789 | 0 | 1.4789 | 0.43756 | 0.43756 | 0.0019093 | 0.00056488 | 1.4789 | 0.43756 | 0 | 0 | 1.4789 | 0.43756 | [22 empty] | WLDFR | HFTD - Distribution - Tier 2 - 1QU CoRE ¦ 1QU LoRE | Non-Red Flag Warning - Destructive Fires | 2039 | 2.4313e-08 | 2.4313e-08 | 10472.8261 | 280.5544 | 10192.2718 | 0 | 0 | 0 | 3.3225e-05 | 0.00025463 | 0 | 0.00025463 | 0.00025463 | 0 | 0.00025463 | [22 empty] | 7.3.3.17.5 (Remote Grid) Updates to grid topology to minimize risk of ignition in HFTDs Remote GridWLDFRContaminationAggregated | WLDFR | HFTD - Distribution - Tier 2 - 1QU CoRE ¦ 1QU LoRE | Non-Red Flag Warning - Catastrophic Fires | Contamination | Aggregated | 2039 | 1.9607e-07 | 163.6441 | 3.2086e-05 | 2039 | Mitigation | 0.95 | 45 | 0 | esc | 0.00097009 | 1.902e-10 | 0.00097009 | 1.902e-10
[35 empty] | WLDFR | HFTD - Distribution - Tier 2 - 1QU CoRE ¦ 2QU LoRE | 2040 | 0.27651 | 0.0019093 | 1.4789 | 0 | 1.4789 | 0.0019093 | 1.4789 | 0 | 1.4789 | 0.40893 | 0.40893 | 0.0019093 | 0.00052793 | 1.4789 | 0.40893 | 0 | 0 | 1.4789 | 0.40893 | [22 empty] | WLDFR | HFTD - Distribution - Tier 2 - 1QU CoRE ¦ 1QU LoRE | Non-Red Flag Warning - Destructive Fires | 2040 | 2.4313e-08 | 2.4313e-08 | 10472.8261 | 280.5544 | 10192.2718 | 0 | 0 | 0 | 3.3225e-05 | 0.00025463 | 0 | 0.00025463 | 0.00025463 | 0 | 0.00025463 | [22 empty] | 7.3.3.17.5 (Remote Grid) Updates to grid topology to minimize risk of ignition in HFTDs Remote GridWLDFRContaminationAggregated | WLDFR | HFTD - Distribution - Tier 2 - 1QU CoRE ¦ 1QU LoRE | Non-Red Flag Warning - Catastrophic Fires | Contamination | Aggregated | 2040 | 1.9607e-07 | 163.6441 | 3.2086e-05 | 2040 | Mitigation | 0.95 | 45 | 0 | esc | 0.00097009 | 1.902e-10 | 0.00097009 | 1.902e-10
[35 empty] | WLDFR | HFTD - Distribution - Tier 2 - 1QU CoRE ¦ 2QU LoRE | 2041 | 0.25842 | 0.0019093 | 1.4789 | 0 | 1.4789 | 0.0019093 | 1.4789 | 0 | 1.4789 | 0.38218 | 0.38218 | 0.0019093 | 0.00049339 | 1.4789 | 0.38218 | 0 | 0 | 1.4789 | 0.38218 | [22 empty] | WLDFR | HFTD - Distribution - Tier 2 - 1QU CoRE ¦ 1QU LoRE | Non-Red Flag Warning - Destructive Fires | 2041 | 2.4313e-08 | 2.4313e-08 | 10472.8261 | 280.5544 | 10192.2718 | 0 | 0 | 0 | 3.3225e-05 | 0.00025463 | 0 | 0.00025463 | 0.00025463 | 0 | 0.00025463 | [22 empty] | 7.3.3.17.5 (Remote Grid) Updates to grid topology to minimize risk of ignition in HFTDs Remote GridWLDFRContaminationAggregated | WLDFR | HFTD - Distribution - Tier 2 - 1QU CoRE ¦ 1QU LoRE | Non-Red Flag Warning - Catastrophic Fires | Contamination | Aggregated | 2041 | 1.9607e-07 | 163.6441 | 3.2086e-05 | 2041 | Mitigation | 0.95 | 45 | 0 | esc | 0.00097009 | 1.902e-10 | 0.00097009 | 1.902e-10
[35 empty] | WLDFR | HFTD - Distribution - Tier 2 - 1QU CoRE ¦ 2QU LoRE | 2042 | 0.24151 | 0.0019093 | 1.4789 | 0 | 1.4789 | 0.0019093 | 1.4789 | 0 | 1.4789 | 0.35718 | 0.35718 | 0.0019093 | 0.00046111 | 1.4789 | 0.35718 | 0 | 0 | 1.4789 | 0.35718 | [22 empty] | WLDFR | HFTD - Distribution - Tier 2 - 1QU CoRE ¦ 1QU LoRE | Non-Red Flag Warning - Destructive Fires | 2042 | 2.4313e-08 | 2.4313e-08 | 10472.8261 | 280.5544 | 10192.2718 | 0 | 0 | 0 | 3.3225e-05 | 0.00025463 | 0 | 0.00025463 | 0.00025463 | 0 | 0.00025463 | [22 empty] | 7.3.3.17.5 (Remote Grid) Updates to grid topology to minimize risk of ignition in HFTDs Remote GridWLDFRContaminationAggregated | WLDFR | HFTD - Distribution - Tier 2 - 1QU CoRE ¦ 1QU LoRE | Non-Red Flag Warning - Catastrophic Fires | Contamination | Aggregated | 2042 | 1.9607e-07 | 163.6441 | 3.2086e-05 | 2042 | Mitigation | 0.95 | 45 | 0 | esc | 0.00097009 | 1.902e-10 | 0.00097009 | 1.902e-10
[35 empty] | WLDFR | HFTD - Distribution - Tier 2 - 1QU CoRE ¦ 2QU LoRE | 2043 | 0.22571 | 0.0019093 | 1.5526 | 0 | 1.5526 | 0.0019093 | 1.5526 | 0 | 1.5526 | 0.35045 | 0.35045 | 0.0019093 | 0.00043095 | 1.5526 | 0.35045 | 0 | 0 | 1.5526 | 0.35045 | [22 empty] | WLDFR | HFTD - Distribution - Tier 2 - 1QU CoRE ¦ 1QU LoRE | Non-Red Flag Warning - Destructive Fires | 2043 | 2.4313e-08 | 2.4313e-08 | 10992.1562 | 299.42 | 10692.7362 | 0 | 0 | 0 | 3.3225e-05 | 0.00026726 | 0 | 0.00026726 | 0.00026726 | 0 | 0.00026726 | [22 empty] | 7.3.3.17.5 (Remote Grid) Updates to grid topology to minimize risk of ignition in HFTDs Remote GridWLDFRContaminationAggregated | WLDFR | HFTD - Distribution - Tier 2 - 1QU CoRE ¦ 1QU LoRE | Non-Red Flag Warning - Catastrophic Fires | Contamination | Aggregated | 2043 | 1.9607e-07 | 163.6441 | 3.2086e-05 | 2043 | Mitigation | 0.95 | 45 | 0 | esc | 0.00097009 | 1.902e-10 | 0.00097009 | 1.902e-10
[35 empty] | WLDFR | HFTD - Distribution - Tier 2 - 1QU CoRE ¦ 2QU LoRE | 2044 | 0.21095 | 0.0019093 | 1.5526 | 0 | 1.5526 | 0.0019093 | 1.5526 | 0 | 1.5526 | 0.32753 | 0.32753 | 0.0019093 | 0.00040275 | 1.5526 | 0.32753 | 0 | 0 | 1.5526 | 0.32753 | [22 empty] | WLDFR | HFTD - Distribution - Tier 2 - 1QU CoRE ¦ 1QU LoRE | Non-Red Flag Warning - Destructive Fires | 2044 | 2.4313e-08 | 2.4313e-08 | 10992.1562 | 299.42 | 10692.7362 | 0 | 0 | 0 | 3.3225e-05 | 0.00026726 | 0 | 0.00026726 | 0.00026726 | 0 | 0.00026726 | [22 empty] | 7.3.3.17.5 (Remote Grid) Updates to grid topology to minimize risk of ignition in HFTDs Remote GridWLDFRContaminationAggregated | WLDFR | HFTD - Distribution - Tier 2 - 1QU CoRE ¦ 1QU LoRE | Non-Red Flag Warning - Catastrophic Fires | Contamination | Aggregated | 2044 | 1.9607e-07 | 163.6441 | 3.2086e-05 | 2044 | Mitigation | 0.95 | 45 | 0 | esc | 0.00097009 | 1.902e-10 | 0.00097009 | 1.902e-10
[35 empty] | WLDFR | HFTD - Distribution - Tier 2 - 1QU CoRE ¦ 2QU LoRE | 2045 | 0.19715 | 0.0019093 | 1.5526 | 0 | 1.5526 | 0.0019093 | 1.5526 | 0 | 1.5526 | 0.3061 | 0.3061 | 0.0019093 | 0.00037641 | 1.5526 | 0.3061 | 0 | 0 | 1.5526 | 0.3061 | [22 empty] | WLDFR | HFTD - Distribution - Tier 2 - 1QU CoRE ¦ 1QU LoRE | Non-Red Flag Warning - Destructive Fires | 2045 | 2.4313e-08 | 2.4313e-08 | 10992.1562 | 299.42 | 10692.7362 | 0 | 0 | 0 | 3.3225e-05 | 0.00026726 | 0 | 0.00026726 | 0.00026726 | 0 | 0.00026726 | [22 empty] | 7.3.3.17.5 (Remote Grid) Updates to grid topology to minimize risk of ignition in HFTDs Remote GridWLDFRContaminationAggregated | WLDFR | HFTD - Distribution - Tier 2 - 1QU CoRE ¦ 1QU LoRE | Non-Red Flag Warning - Catastrophic Fires | Contamination | Aggregated | 2045 | 1.9607e-07 | 163.6441 | 3.2086e-05 | 2045 | Mitigation | 0.95 | 45 | 0 | esc | 0.00097009 | 1.902e-10 | 0.00097009 | 1.902e-10
[35 empty] | WLDFR | HFTD - Distribution - Tier 2 - 1QU CoRE ¦ 2QU LoRE | 2046 | 0.18425 | 0.0019093 | 1.5526 | 0 | 1.5526 | 0.0019093 | 1.5526 | 0 | 1.5526 | 0.28607 | 0.28607 | 0.0019093 | 0.00035178 | 1.5526 | 0.28607 | 0 | 0 | 1.5526 | 0.28607 | [22 empty] | WLDFR | HFTD - Distribution - Tier 2 - 1QU CoRE ¦ 1QU LoRE | Non-Red Flag Warning - Destructive Fires | 2046 | 2.4313e-08 | 2.4313e-08 | 10992.1562 | 299.42 | 10692.7362 | 0 | 0 | 0 | 3.3225e-05 | 0.00026726 | 0 | 0.00026726 | 0.00026726 | 0 | 0.00026726 | [22 empty] | 7.3.3.17.5 (Remote Grid) Updates to grid topology to minimize risk of ignition in HFTDs Remote GridWLDFRContaminationAggregated | WLDFR | HFTD - Distribution - Tier 2 - 1QU CoRE ¦ 1QU LoRE | Non-Red Flag Warning - Catastrophic Fires | Contamination | Aggregated | 2046 | 1.9607e-07 | 163.6441 | 3.2086e-05 | 2046 | Mitigation | 0.95 | 45 | 0 | esc | 0.00097009 | 1.902e-10 | 0.00097009 | 1.902e-10
[35 empty] | WLDFR | HFTD - Distribution - Tier 2 - 1QU CoRE ¦ 2QU LoRE | 2047 | 0.1722 | 0.0019093 | 1.5526 | 0 | 1.5526 | 0.0019093 | 1.5526 | 0 | 1.5526 | 0.26736 | 0.26736 | 0.0019093 | 0.00032877 | 1.5526 | 0.26736 | 0 | 0 | 1.5526 | 0.26736 | [22 empty] | WLDFR | HFTD - Distribution - Tier 2 - 1QU CoRE ¦ 1QU LoRE | Non-Red Flag Warning - Destructive Fires | 2047 | 2.4313e-08 | 2.4313e-08 | 10992.1562 | 299.42 | 10692.7362 | 0 | 0 | 0 | 3.3225e-05 | 0.00026726 | 0 | 0.00026726 | 0.00026726 | 0 | 0.00026726 | [22 empty] | 7.3.3.17.5 (Remote Grid) Updates to grid topology to minimize risk of ignition in HFTDs Remote GridWLDFRContaminationAggregated | WLDFR | HFTD - Distribution - Tier 2 - 1QU CoRE ¦ 1QU LoRE | Non-Red Flag Warning - Catastrophic Fires | Contamination | Aggregated | 2047 | 1.9607e-07 | 163.6441 | 3.2086e-05 | 2047 | Mitigation | 0.95 | 45 | 0 | esc | 0.00097009 | 1.902e-10 | 0.00097009 | 1.902e-10
[35 empty] | WLDFR | HFTD - Distribution - Tier 2 - 1QU CoRE ¦ 2QU LoRE | 2048 | 0.16093 | 0.0019093 | 1.6299 | 0 | 1.6299 | 0.0019093 | 1.6299 | 0 | 1.6299 | 0.26231 | 0.26231 | 0.0019093 | 0.00030726 | 1.6299 | 0.26231 | 0 | 0 | 1.6299 | 0.26231 | [22 empty] | WLDFR | HFTD - Distribution - Tier 2 - 1QU CoRE ¦ 1QU LoRE | Non-Red Flag Warning - Destructive Fires | 2048 | 2.4313e-08 | 2.4313e-08 | 11536.0538 | 319.4911 | 11216.5626 | 0 | 0 | 0 | 3.3225e-05 | 0.00028048 | 0 | 0.00028048 | 0.00028048 | 0 | 0.00028048 | [22 empty] | 7.3.3.17.5 (Remote Grid) Updates to grid topology to minimize risk of ignition in HFTDs Remote GridWLDFRContaminationAggregated | WLDFR | HFTD - Distribution - Tier 2 - 1QU CoRE ¦ 1QU LoRE | Non-Red Flag Warning - Catastrophic Fires | Contamination | Aggregated | 2048 | 1.9607e-07 | 163.6441 | 3.2086e-05 | 2048 | Mitigation | 0.95 | 45 | 0 | esc | 0.00097009 | 1.902e-10 | 0.00097009 | 1.902e-10
[35 empty] | WLDFR | HFTD - Distribution - Tier 2 - 1QU CoRE ¦ 2QU LoRE | 2049 | 0.1504 | 0.0019093 | 1.6299 | 0 | 1.6299 | 0.0019093 | 1.6299 | 0 | 1.6299 | 0.24515 | 0.24515 | 0.0019093 | 0.00028716 | 1.6299 | 0.24515 | 0 | 0 | 1.6299 | 0.24515 | [22 empty] | WLDFR | HFTD - Distribution - Tier 2 - 1QU CoRE ¦ 1QU LoRE | Non-Red Flag Warning - Destructive Fires | 2049 | 2.4313e-08 | 2.4313e-08 | 11536.0538 | 319.4911 | 11216.5626 | 0 | 0 | 0 | 3.3225e-05 | 0.00028048 | 0 | 0.00028048 | 0.00028048 | 0 | 0.00028048 | [22 empty] | 7.3.3.17.5 (Remote Grid) Updates to grid topology to minimize risk of ignition in HFTDs Remote GridWLDFRContaminationAggregated | WLDFR | HFTD - Distribution - Tier 2 - 1QU CoRE ¦ 1QU LoRE | Non-Red Flag Warning - Catastrophic Fires | Contamination | Aggregated | 2049 | 1.9607e-07 | 163.6441 | 3.2086e-05 | 2049 | Mitigation | 0.95 | 45 | 0 | esc | 0.00097009 | 1.902e-10 | 0.00097009 | 1.902e-10
[35 empty] | WLDFR | HFTD - Distribution - Tier 2 - 1QU CoRE ¦ 2QU LoRE | 2050 | 0.14056 | 0.0019093 | 1.6299 | 0 | 1.6299 | 0.0019093 | 1.6299 | 0 | 1.6299 | 0.22911 | 0.22911 | 0.0019093 | 0.00026837 | 1.6299 | 0.22911 | 0 | 0 | 1.6299 | 0.22911 | [22 empty] | WLDFR | HFTD - Distribution - Tier 2 - 1QU CoRE ¦ 1QU LoRE | Non-Red Flag Warning - Destructive Fires | 2050 | 2.4313e-08 | 2.4313e-08 | 11536.0538 | 319.4911 | 11216.5626 | 0 | 0 | 0 | 3.3225e-05 | 0.00028048 | 0 | 0.00028048 | 0.00028048 | 0 | 0.00028048 | [22 empty] | 7.3.3.17.5 (Remote Grid) Updates to grid topology to minimize risk of ignition in HFTDs Remote GridWLDFRContaminationAggregated | WLDFR | HFTD - Distribution - Tier 2 - 1QU CoRE ¦ 1QU LoRE | Non-Red Flag Warning - Catastrophic Fires | Contamination | Aggregated | 2050 | 1.9607e-07 | 163.6441 | 3.2086e-05 | 2050 | Mitigation | 0.95 | 45 | 0 | esc | 0.00097009 | 1.902e-10 | 0.00097009 | 1.902e-10
[35 empty] | WLDFR | HFTD - Distribution - Tier 2 - 1QU CoRE ¦ 2QU LoRE | 2051 | 0.13137 | 0.0019093 | 1.6299 | 0 | 1.6299 | 0.0019093 | 1.6299 | 0 | 1.6299 | 0.21412 | 0.21412 | 0.0019093 | 0.00025081 | 1.6299 | 0.21412 | 0 | 0 | 1.6299 | 0.21412 | [22 empty] | WLDFR | HFTD - Distribution - Tier 2 - 1QU CoRE ¦ 1QU LoRE | Non-Red Flag Warning - Destructive Fires | 2051 | 2.4313e-08 | 2.4313e-08 | 11536.0538 | 319.4911 | 11216.5626 | 0 | 0 | 0 | 3.3225e-05 | 0.00028048 | 0 | 0.00028048 | 0.00028048 | 0 | 0.00028048 | [22 empty] | 7.3.3.17.5 (Remote Grid) Updates to grid topology to minimize risk of ignition in HFTDs Remote GridWLDFRContaminationAggregated | WLDFR | HFTD - Distribution - Tier 2 - 1QU CoRE ¦ 1QU LoRE | Non-Red Flag Warning - Catastrophic Fires | Contamination | Aggregated | 2051 | 1.9607e-07 | 163.6441 | 3.2086e-05 | 2051 | Mitigation | 0.95 | 45 | 0 | esc | 0.00097009 | 1.902e-10 | 0.00097009 | 1.902e-10
[35 empty] | WLDFR | HFTD - Distribution - Tier 2 - 1QU CoRE ¦ 2QU LoRE | 2052 | 0.12277 | 0.0019093 | 1.6299 | 0 | 1.6299 | 0.0019093 | 1.6299 | 0 | 1.6299 | 0.20011 | 0.20011 | 0.0019093 | 0.00023441 | 1.6299 | 0.20011 | 0 | 0 | 1.6299 | 0.20011 | [22 empty] | WLDFR | HFTD - Distribution - Tier 2 - 1QU CoRE ¦ 1QU LoRE | Non-Red Flag Warning - Destructive Fires | 2052 | 2.4313e-08 | 2.4313e-08 | 11536.0538 | 319.4911 | 11216.5626 | 0 | 0 | 0 | 3.3225e-05 | 0.00028048 | 0 | 0.00028048 | 0.00028048 | 0 | 0.00028048 | [22 empty] | 7.3.3.17.5 (Remote Grid) Updates to grid topology to minimize risk of ignition in HFTDs Remote GridWLDFRContaminationAggregated | WLDFR | HFTD - Distribution - Tier 2 - 1QU CoRE ¦ 1QU LoRE | Non-Red Flag Warning - Catastrophic Fires | Contamination | Aggregated | 2052 | 1.9607e-07 | 163.6441 | 3.2086e-05 | 2052 | Mitigation | 0.95 | 45 | 0 | esc | 0.00097009 | 1.902e-10 | 0.00097009 | 1.902e-10
[35 empty] | WLDFR | HFTD - Distribution - Tier 2 - 1QU CoRE ¦ 2QU LoRE | 2053 | 0.11474 | 0.0019093 | 1.7098 | 0 | 1.7098 | 0.0019093 | 1.7098 | 0 | 1.7098 | 0.19619 | 0.19619 | 0.0019093 | 0.00021907 | 1.7098 | 0.19619 | 0 | 0 | 1.7098 | 0.19619 | [22 empty] | WLDFR | HFTD - Distribution - Tier 2 - 1QU CoRE ¦ 1QU LoRE | Non-Red Flag Warning - Destructive Fires | 2053 | 2.4313e-08 | 2.4313e-08 | 12097.6769 | 340.5356 | 11757.1413 | 0 | 0 | 0 | 3.3225e-05 | 0.00029413 | 0 | 0.00029413 | 0.00029413 | 0 | 0.00029413 | [22 empty] | 7.3.3.17.5 (Remote Grid) Updates to grid topology to minimize risk of ignition in HFTDs Remote GridWLDFRContaminationAggregated | WLDFR | HFTD - Distribution - Tier 2 - 1QU CoRE ¦ 1QU LoRE | Non-Red Flag Warning - Catastrophic Fires | Contamination | Aggregated | 2053 | 1.9607e-07 | 163.6441 | 3.2086e-05 | 2053 | Mitigation | 0.95 | 45 | 0 | esc | 0.00097009 | 1.902e-10 | 0.00097009 | 1.902e-10
[35 empty] | WLDFR | HFTD - Distribution - Tier 2 - 1QU CoRE ¦ 2QU LoRE | 2054 | 0.10723 | 0.0019093 | 1.7098 | 0 | 1.7098 | 0.0019093 | 1.7098 | 0 | 1.7098 | 0.18335 | 0.18335 | 0.0019093 | 0.00020474 | 1.7098 | 0.18335 | 0 | 0 | 1.7098 | 0.18335 | [22 empty] | WLDFR | HFTD - Distribution - Tier 2 - 1QU CoRE ¦ 1QU LoRE | Non-Red Flag Warning - Destructive Fires | 2054 | 2.4313e-08 | 2.4313e-08 | 12097.6769 | 340.5356 | 11757.1413 | 0 | 0 | 0 | 3.3225e-05 | 0.00029413 | 0 | 0.00029413 | 0.00029413 | 0 | 0.00029413 | [22 empty] | 7.3.3.17.5 (Remote Grid) Updates to grid topology to minimize risk of ignition in HFTDs Remote GridWLDFRContaminationAggregated | WLDFR | HFTD - Distribution - Tier 2 - 1QU CoRE ¦ 1QU LoRE | Non-Red Flag Warning - Catastrophic Fires | Contamination | Aggregated | 2054 | 1.9607e-07 | 163.6441 | 3.2086e-05 | 2054 | Mitigation | 0.95 | 45 | 0 | esc | 0.00097009 | 1.902e-10 | 0.00097009 | 1.902e-10
[35 empty] | WLDFR | HFTD - Distribution - Tier 2 - 1QU CoRE ¦ 2QU LoRE | 2055 | 0.10022 | 0.0019093 | 1.7098 | 0 | 1.7098 | 0.0019093 | 1.7098 | 0 | 1.7098 | 0.17136 | 0.17136 | 0.0019093 | 0.00019135 | 1.7098 | 0.17136 | 0 | 0 | 1.7098 | 0.17136 | [22 empty] | WLDFR | HFTD - Distribution - Tier 2 - 1QU CoRE ¦ 1QU LoRE | Non-Red Flag Warning - Destructive Fires | 2055 | 2.4313e-08 | 2.4313e-08 | 12097.6769 | 340.5356 | 11757.1413 | 0 | 0 | 0 | 3.3225e-05 | 0.00029413 | 0 | 0.00029413 | 0.00029413 | 0 | 0.00029413 | [22 empty] | 7.3.3.17.5 (Remote Grid) Updates to grid topology to minimize risk of ignition in HFTDs Remote GridWLDFRContaminationAggregated | WLDFR | HFTD - Distribution - Tier 2 - 1QU CoRE ¦ 1QU LoRE | Non-Red Flag Warning - Catastrophic Fires | Contamination | Aggregated | 2055 | 1.9607e-07 | 163.6441 | 3.2086e-05 | 2055 | Mitigation | 0.95 | 45 | 0 | esc | 0.00097009 | 1.902e-10 | 0.00097009 | 1.902e-10
[35 empty] | WLDFR | HFTD - Distribution - Tier 2 - 1QU CoRE ¦ 2QU LoRE | 2056 | 0.093663 | 0.0019093 | 1.7098 | 0 | 1.7098 | 0.0019093 | 1.7098 | 0 | 1.7098 | 0.16015 | 0.16015 | 0.0019093 | 0.00017883 | 1.7098 | 0.16015 | 0 | 0 | 1.7098 | 0.16015 | [22 empty] | WLDFR | HFTD - Distribution - Tier 2 - 1QU CoRE ¦ 1QU LoRE | Non-Red Flag Warning - Destructive Fires | 2056 | 2.4313e-08 | 2.4313e-08 | 12097.6769 | 340.5356 | 11757.1413 | 0 | 0 | 0 | 3.3225e-05 | 0.00029413 | 0 | 0.00029413 | 0.00029413 | 0 | 0.00029413 | [22 empty] | 7.3.3.17.5 (Remote Grid) Updates to grid topology to minimize risk of ignition in HFTDs Remote GridWLDFRContaminationAggregated | WLDFR | HFTD - Distribution - Tier 2 - 1QU CoRE ¦ 1QU LoRE | Non-Red Flag Warning - Catastrophic Fires | Contamination | Aggregated | 2056 | 1.9607e-07 | 163.6441 | 3.2086e-05 | 2056 | Mitigation | 0.95 | 45 | 0 | esc | 0.00097009 | 1.902e-10 | 0.00097009 | 1.902e-10
[35 empty] | WLDFR | HFTD - Distribution - Tier 2 - 1QU CoRE ¦ 2QU LoRE | 2057 | 0.087535 | 0.0019093 | 1.7098 | 0 | 1.7098 | 0.0019093 | 1.7098 | 0 | 1.7098 | 0.14967 | 0.14967 | 0.0019093 | 0.00016713 | 1.7098 | 0.14967 | 0 | 0 | 1.7098 | 0.14967 | [22 empty] | WLDFR | HFTD - Distribution - Tier 2 - 1QU CoRE ¦ 1QU LoRE | Non-Red Flag Warning - Destructive Fires | 2057 | 2.4313e-08 | 2.4313e-08 | 12097.6769 | 340.5356 | 11757.1413 | 0 | 0 | 0 | 3.3225e-05 | 0.00029413 | 0 | 0.00029413 | 0.00029413 | 0 | 0.00029413 | [22 empty] | 7.3.3.17.5 (Remote Grid) Updates to grid topology to minimize risk of ignition in HFTDs Remote GridWLDFRContaminationAggregated | WLDFR | HFTD - Distribution - Tier 2 - 1QU CoRE ¦ 1QU LoRE | Non-Red Flag Warning - Catastrophic Fires | Contamination | Aggregated | 2057 | 1.9607e-07 | 163.6441 | 3.2086e-05 | 2057 | Mitigation | 0.95 | 45 | 0 | esc | 0.00097009 | 1.902e-10 | 0.00097009 | 1.902e-10
[35 empty] | WLDFR | HFTD - Distribution - Tier 2 - 1QU CoRE ¦ 2QU LoRE | 2058 | 0.081809 | 0.0019093 | 1.7913 | 0 | 1.7913 | 0.0019093 | 1.7913 | 0 | 1.7913 | 0.14654 | 0.14654 | 0.0019093 | 0.00015619 | 1.7913 | 0.14654 | 0 | 0 | 1.7913 | 0.14654 | [22 empty] | WLDFR | HFTD - Distribution - Tier 2 - 1QU CoRE ¦ 1QU LoRE | Non-Red Flag Warning - Destructive Fires | 2058 | 2.4313e-08 | 2.4313e-08 | 12670.1796 | 362.3049 | 12307.8747 | 0 | 0 | 0 | 3.3225e-05 | 0.00030805 | 0 | 0.00030805 | 0.00030805 | 0 | 0.00030805 | [22 empty] | 7.3.3.17.5 (Remote Grid) Updates to grid topology to minimize risk of ignition in HFTDs Remote GridWLDFRContaminationAggregated | WLDFR | HFTD - Distribution - Tier 2 - 1QU CoRE ¦ 1QU LoRE | Non-Red Flag Warning - Catastrophic Fires | Contamination | Aggregated | 2058 | 1.9607e-07 | 163.6441 | 3.2086e-05 | 2058 | Mitigation | 0.95 | 45 | 0 | esc | 0.00097009 | 1.902e-10 | 0.00097009 | 1.902e-10
[35 empty] | WLDFR | HFTD - Distribution - Tier 2 - 1QU CoRE ¦ 2QU LoRE | 2059 | 0.076457 | 0.0019093 | 1.7913 | 0 | 1.7913 | 0.0019093 | 1.7913 | 0 | 1.7913 | 0.13696 | 0.13696 | 0.0019093 | 0.00014598 | 1.7913 | 0.13696 | 0 | 0 | 1.7913 | 0.13696 | [22 empty] | WLDFR | HFTD - Distribution - Tier 2 - 1QU CoRE ¦ 1QU LoRE | Non-Red Flag Warning - Destructive Fires | 2059 | 2.4313e-08 | 2.4313e-08 | 12670.1796 | 362.3049 | 12307.8747 | 0 | 0 | 0 | 3.3225e-05 | 0.00030805 | 0 | 0.00030805 | 0.00030805 | 0 | 0.00030805 | [22 empty] | 7.3.3.17.5 (Remote Grid) Updates to grid topology to minimize risk of ignition in HFTDs Remote GridWLDFRContaminationAggregated | WLDFR | HFTD - Distribution - Tier 2 - 1QU CoRE ¦ 1QU LoRE | Non-Red Flag Warning - Catastrophic Fires | Contamination | Aggregated | 2059 | 1.9607e-07 | 163.6441 | 3.2086e-05 | 2059 | Mitigation | 0.95 | 45 | 0 | esc | 0.00097009 | 1.902e-10 | 0.00097009 | 1.902e-10
[35 empty] | WLDFR | HFTD - Distribution - Tier 2 - 1QU CoRE ¦ 2QU LoRE | 2060 | 0.071455 | 0.0019093 | 1.7913 | 0 | 1.7913 | 0.0019093 | 1.7913 | 0 | 1.7913 | 0.128 | 0.128 | 0.0019093 | 0.00013643 | 1.7913 | 0.128 | 0 | 0 | 1.7913 | 0.128 | [22 empty] | WLDFR | HFTD - Distribution - Tier 2 - 1QU CoRE ¦ 1QU LoRE | Non-Red Flag Warning - Destructive Fires | 2060 | 2.4313e-08 | 2.4313e-08 | 12670.1796 | 362.3049 | 12307.8747 | 0 | 0 | 0 | 3.3225e-05 | 0.00030805 | 0 | 0.00030805 | 0.00030805 | 0 | 0.00030805 | [22 empty] | 7.3.3.17.5 (Remote Grid) Updates to grid topology to minimize risk of ignition in HFTDs Remote GridWLDFRContaminationAggregated | WLDFR | HFTD - Distribution - Tier 2 - 1QU CoRE ¦ 1QU LoRE | Non-Red Flag Warning - Catastrophic Fires | Contamination | Aggregated | 2060 | 1.9607e-07 | 163.6441 | 3.2086e-05 | 2060 | Mitigation | 0.95 | 45 | 0 | esc | 0.00097009 | 1.902e-10 | 0.00097009 | 1.902e-10
[35 empty] | WLDFR | HFTD - Distribution - Tier 2 - 1QU CoRE ¦ 2QU LoRE | 2061 | 0.06678 | 0.0019093 | 1.7913 | 0 | 1.7913 | 0.0019093 | 1.7913 | 0 | 1.7913 | 0.11962 | 0.11962 | 0.0019093 | 0.0001275 | 1.7913 | 0.11962 | 0 | 0 | 1.7913 | 0.11962 | [22 empty] | WLDFR | HFTD - Distribution - Tier 2 - 1QU CoRE ¦ 1QU LoRE | Non-Red Flag Warning - Destructive Fires | 2061 | 2.4313e-08 | 2.4313e-08 | 12670.1796 | 362.3049 | 12307.8747 | 0 | 0 | 0 | 3.3225e-05 | 0.00030805 | 0 | 0.00030805 | 0.00030805 | 0 | 0.00030805 | [22 empty] | 7.3.3.17.5 (Remote Grid) Updates to grid topology to minimize risk of ignition in HFTDs Remote GridWLDFRContaminationAggregated | WLDFR | HFTD - Distribution - Tier 2 - 1QU CoRE ¦ 1QU LoRE | Non-Red Flag Warning - Catastrophic Fires | Contamination | Aggregated | 2061 | 1.9607e-07 | 163.6441 | 3.2086e-05 | 2061 | Mitigation | 0.95 | 45 | 0 | esc | 0.00097009 | 1.902e-10 | 0.00097009 | 1.902e-10
[35 empty] | WLDFR | HFTD - Distribution - Tier 2 - 1QU CoRE ¦ 2QU LoRE | 2062 | 0.062412 | 0.0019093 | 1.7913 | 0 | 1.7913 | 0.0019093 | 1.7913 | 0 | 1.7913 | 0.1118 | 0.1118 | 0.0019093 | 0.00011916 | 1.7913 | 0.1118 | 0 | 0 | 1.7913 | 0.1118 | [22 empty] | WLDFR | HFTD - Distribution - Tier 2 - 1QU CoRE ¦ 1QU LoRE | Non-Red Flag Warning - Destructive Fires | 2062 | 2.4313e-08 | 2.4313e-08 | 12670.1796 | 362.3049 | 12307.8747 | 0 | 0 | 0 | 3.3225e-05 | 0.00030805 | 0 | 0.00030805 | 0.00030805 | 0 | 0.00030805 | [22 empty] | 7.3.3.17.5 (Remote Grid) Updates to grid topology to minimize risk of ignition in HFTDs Remote GridWLDFRContaminationAggregated | WLDFR | HFTD - Distribution - Tier 2 - 1QU CoRE ¦ 1QU LoRE | Non-Red Flag Warning - Catastrophic Fires | Contamination | Aggregated | 2062 | 1.9607e-07 | 163.6441 | 3.2086e-05 | 2062 | Mitigation | 0.95 | 45 | 0 | esc | 0.00097009 | 1.902e-10 | 0.00097009 | 1.902e-10
[35 empty] | WLDFR | HFTD - Distribution - Tier 2 - 1QU CoRE ¦ 2QU LoRE | 2063 | 0.058329 | 0.0019093 | 1.8734 | 0 | 1.8734 | 0.0019093 | 1.8734 | 0 | 1.8734 | 0.10927 | 0.10927 | 0.0019093 | 0.00011136 | 1.8734 | 0.10927 | 0 | 0 | 1.8734 | 0.10927 | [22 empty] | WLDFR | HFTD - Distribution - Tier 2 - 1QU CoRE ¦ 1QU LoRE | Non-Red Flag Warning - Destructive Fires | 2063 | 2.4313e-08 | 2.4313e-08 | 13246.6313 | 384.5316 | 12862.0997 | 0 | 0 | 0 | 3.3225e-05 | 0.00032207 | 0 | 0.00032207 | 0.00032207 | 0 | 0.00032207 | [22 empty] | 7.3.3.17.5 (Remote Grid) Updates to grid topology to minimize risk of ignition in HFTDs Remote GridWLDFRContaminationAggregated | WLDFR | HFTD - Distribution - Tier 2 - 1QU CoRE ¦ 1QU LoRE | Non-Red Flag Warning - Catastrophic Fires | Contamination | Aggregated | 2063 | 1.9607e-07 | 163.6441 | 3.2086e-05 | 2063 | Mitigation | 0.95 | 45 | 0 | esc | 0.00097009 | 1.902e-10 | 0.00097009 | 1.902e-10
[35 empty] | WLDFR | HFTD - Distribution - Tier 2 - 1QU CoRE ¦ 2QU LoRE | 2064 | 0.054513 | 0.0019093 | 1.8734 | 0 | 1.8734 | 0.0019093 | 1.8734 | 0 | 1.8734 | 0.10213 | 0.10213 | 0.0019093 | 0.00010408 | 1.8734 | 0.10213 | 0 | 0 | 1.8734 | 0.10213 | [22 empty] | WLDFR | HFTD - Distribution - Tier 2 - 1QU CoRE ¦ 1QU LoRE | Non-Red Flag Warning - Destructive Fires | 2064 | 2.4313e-08 | 2.4313e-08 | 13246.6313 | 384.5316 | 12862.0997 | 0 | 0 | 0 | 3.3225e-05 | 0.00032207 | 0 | 0.00032207 | 0.00032207 | 0 | 0.00032207 | [22 empty] | 7.3.3.17.5 (Remote Grid) Updates to grid topology to minimize risk of ignition in HFTDs Remote GridWLDFRContaminationAggregated | WLDFR | HFTD - Distribution - Tier 2 - 1QU CoRE ¦ 1QU LoRE | Non-Red Flag Warning - Catastrophic Fires | Contamination | Aggregated | 2064 | 1.9607e-07 | 163.6441 | 3.2086e-05 | 2064 | Mitigation | 0.95 | 45 | 0 | esc | 0.00097009 | 1.902e-10 | 0.00097009 | 1.902e-10
[35 empty] | WLDFR | HFTD - Distribution - Tier 2 - 1QU CoRE ¦ 2QU LoRE | 2065 | 0.050946 | 0.0019093 | 1.8734 | 0 | 1.8734 | 0.0019093 | 1.8734 | 0 | 1.8734 | 0.095444 | 0.095444 | 0.0019093 | 9.727e-05 | 1.8734 | 0.095444 | 0 | 0 | 1.8734 | 0.095444 | [22 empty] | WLDFR | HFTD - Distribution - Tier 2 - 1QU CoRE ¦ 1QU LoRE | Non-Red Flag Warning - Destructive Fires | 2065 | 2.4313e-08 | 2.4313e-08 | 13246.6313 | 384.5316 | 12862.0997 | 0 | 0 | 0 | 3.3225e-05 | 0.00032207 | 0 | 0.00032207 | 0.00032207 | 0 | 0.00032207 | [22 empty] | 7.3.3.17.5 (Remote Grid) Updates to grid topology to minimize risk of ignition in HFTDs Remote GridWLDFRContaminationAggregated | WLDFR | HFTD - Distribution - Tier 2 - 1QU CoRE ¦ 1QU LoRE | Non-Red Flag Warning - Catastrophic Fires | Contamination | Aggregated | 2065 | 1.9607e-07 | 163.6441 | 3.2086e-05 | 2065 | Mitigation | 0.95 | 45 | 0 | esc | 0.00097009 | 1.902e-10 | 0.00097009 | 1.902e-10
[35 empty] | WLDFR | HFTD - Distribution - Tier 2 - 1QU CoRE ¦ 2QU LoRE | 2066 | 0.047613 | 0.0019093 | 1.8734 | 0 | 1.8734 | 0.0019093 | 1.8734 | 0 | 1.8734 | 0.0892 | 0.0892 | 0.0019093 | 9.0907e-05 | 1.8734 | 0.0892 | 0 | 0 | 1.8734 | 0.0892 | [22 empty] | WLDFR | HFTD - Distribution - Tier 2 - 1QU CoRE ¦ 1QU LoRE | Non-Red Flag Warning - Destructive Fires | 2066 | 2.4313e-08 | 2.4313e-08 | 13246.6313 | 384.5316 | 12862.0997 | 0 | 0 | 0 | 3.3225e-05 | 0.00032207 | 0 | 0.00032207 | 0.00032207 | 0 | 0.00032207 | [22 empty] | 7.3.3.17.5 (Remote Grid) Updates to grid topology to minimize risk of ignition in HFTDs Remote GridWLDFRContaminationAggregated | WLDFR | HFTD - Distribution - Tier 2 - 1QU CoRE ¦ 1QU LoRE | Non-Red Flag Warning - Catastrophic Fires | Contamination | Aggregated | 2066 | 1.9607e-07 | 163.6441 | 3.2086e-05 | 2066 | Mitigation | 0.95 | 45 | 0 | esc | 0.00097009 | 1.902e-10 | 0.00097009 | 1.902e-10
[35 empty] | WLDFR | HFTD - Distribution - Tier 2 - 1QU CoRE ¦ 2QU LoRE | 2067 | 0.044499 | 0 | 0 | 0 | 0 | 0.0019093 | 1.8734 | 0 | 1.8734 | 0 | 0.083365 | 0 | 0 | 0 | 0 | 0 | 0 | 0 | 0 | [22 empty] | WLDFR | HFTD - Distribution - Tier 2 - 1QU CoRE ¦ 1QU LoRE | Non-Red Flag Warning - Destructive Fires | 2067 | 0 | 2.4313e-08 | 13246.6313 | 384.5316 | 12862.0997 | 0 | 0 | 0 | 3.3225e-05 | 0 | 0 | 0 | 0.00032207 | 0 | 0.00032207 | [22 empty] | 7.3.3.17.5 (Remote Grid) Updates to grid topology to minimize risk of ignition in HFTDs Remote GridWLDFRContaminationAggregated | WLDFR | HFTD - Distribution - Tier 2 - 1QU CoRE ¦ 1QU LoRE | Non-Red Flag Warning - Catastrophic Fires | Contamination | Aggregated | 2067 | 1.9607e-07 | 163.6441 | 3.2086e-05 | 2067 | Mitigation | 0.95 | 45 | 0 | esc | 0 | 0 | 0.00097009 | 1.902e-10
[35 empty] | WLDFR | HFTD - Distribution - Tier 2 - 1QU CoRE ¦ 3QU LoRE | 2022 | 0.93458 | 0.0044135 | 2.8793 | 0 | 2.8793 | 0 | 0 | 0 | 0 | 2.6909 | 0 | 0.0044135 | 0.0041248 | 2.8793 | 2.6909 | 0 | 0 | 2.8793 | 2.6909 | [22 empty] | WLDFR | HFTD - Distribution - Tier 2 - 1QU CoRE ¦ 1QU LoRE | Non-Red Flag Warning - Large Fires | 2022 | 9.1282e-08 | 0 | 5.2406 | 0.69642 | 2.942 | 1.6022 | 0 | 0 | 0.00011612 | 4.7837e-07 | 0 | 4.7837e-07 | 0 | 0 | 0 | [22 empty] | 7.3.3.17.5 (Remote Grid) Updates to grid topology to minimize risk of ignition in HFTDs Remote GridWLDFREquipment / facility failureAggregated | WLDFR | HFTD - Distribution - Tier 2 - 1QU CoRE ¦ 1QU LoRE | Non-Red Flag Warning - Catastrophic Fires | Equipment / facility failure | Aggregated | 2022 | 7.891e-07 | 163.6441 | 0.00012913 | 2022 | Mitigation | 0.95 | 45 | 0 | esc | 0.00097009 | 7.655e-10 | 0 | 0
[35 empty] | WLDFR | HFTD - Distribution - Tier 2 - 1QU CoRE ¦ 3QU LoRE | 2023 | 0.87344 | 0.0044135 | 2.9848 | 0 | 2.9848 | 0.0044135 | 2.9848 | 0 | 2.9848 | 2.607 | 2.607 | 0.0044135 | 0.0038549 | 2.9848 | 2.607 | 0 | 0 | 2.9848 | 2.607 | [22 empty] | WLDFR | HFTD - Distribution - Tier 2 - 1QU CoRE ¦ 1QU LoRE | Non-Red Flag Warning - Large Fires | 2023 | 9.1282e-08 | 9.1282e-08 | 5.475 | 0.71896 | 3.0715 | 1.6846 | 0 | 0 | 0.00011612 | 4.9977e-07 | 0 | 4.9977e-07 | 4.9977e-07 | 0 | 4.9977e-07 | [22 empty] | 7.3.3.17.5 (Remote Grid) Updates to grid topology to minimize risk of ignition in HFTDs Remote GridWLDFREquipment / facility failureAggregated | WLDFR | HFTD - Distribution - Tier 2 - 1QU CoRE ¦ 1QU LoRE | Non-Red Flag Warning - Catastrophic Fires | Equipment / facility failure | Aggregated | 2023 | 7.891e-07 | 163.6441 | 0.00012913 | 2023 | Mitigation | 0.95 | 45 | 0 | esc | 0.00097009 | 7.655e-10 | 0.00097009 | 7.655e-10
[35 empty] | WLDFR | HFTD - Distribution - Tier 2 - 1QU CoRE ¦ 3QU LoRE | 2024 | 0.8163 | 0.0044135 | 2.9848 | 0 | 2.9848 | 0.0044135 | 2.9848 | 0 | 2.9848 | 2.4365 | 2.4365 | 0.0044135 | 0.0036027 | 2.9848 | 2.4365 | 0 | 0 | 2.9848 | 2.4365 | [22 empty] | WLDFR | HFTD - Distribution - Tier 2 - 1QU CoRE ¦ 1QU LoRE | Non-Red Flag Warning - Large Fires | 2024 | 9.1282e-08 | 9.1282e-08 | 5.475 | 0.71896 | 3.0715 | 1.6846 | 0 | 0 | 0.00011612 | 4.9977e-07 | 0 | 4.9977e-07 | 4.9977e-07 | 0 | 4.9977e-07 | [22 empty] | 7.3.3.17.5 (Remote Grid) Updates to grid topology to minimize risk of ignition in HFTDs Remote GridWLDFREquipment / facility failureAggregated | WLDFR | HFTD - Distribution - Tier 2 - 1QU CoRE ¦ 1QU LoRE | Non-Red Flag Warning - Catastrophic Fires | Equipment / facility failure | Aggregated | 2024 | 7.891e-07 | 163.6441 | 0.00012913 | 2024 | Mitigation | 0.95 | 45 | 0 | esc | 0.00097009 | 7.655e-10 | 0.00097009 | 7.655e-10
[35 empty] | WLDFR | HFTD - Distribution - Tier 2 - 1QU CoRE ¦ 3QU LoRE | 2025 | 0.7629 | 0.0044135 | 2.9848 | 0 | 2.9848 | 0.0044135 | 2.9848 | 0 | 2.9848 | 2.2771 | 2.2771 | 0.0044135 | 0.0033671 | 2.9848 | 2.2771 | 0 | 0 | 2.9848 | 2.2771 | [22 empty] | WLDFR | HFTD - Distribution - Tier 2 - 1QU CoRE ¦ 1QU LoRE | Non-Red Flag Warning - Large Fires | 2025 | 9.1282e-08 | 9.1282e-08 | 5.475 | 0.71896 | 3.0715 | 1.6846 | 0 | 0 | 0.00011612 | 4.9977e-07 | 0 | 4.9977e-07 | 4.9977e-07 | 0 | 4.9977e-07 | [22 empty] | 7.3.3.17.5 (Remote Grid) Updates to grid topology to minimize risk of ignition in HFTDs Remote GridWLDFREquipment / facility failureAggregated | WLDFR | HFTD - Distribution - Tier 2 - 1QU CoRE ¦ 1QU LoRE | Non-Red Flag Warning - Catastrophic Fires | Equipment / facility failure | Aggregated | 2025 | 7.891e-07 | 163.6441 | 0.00012913 | 2025 | Mitigation | 0.95 | 45 | 0 | esc | 0.00097009 | 7.655e-10 | 0.00097009 | 7.655e-10
[35 empty] | WLDFR | HFTD - Distribution - Tier 2 - 1QU CoRE ¦ 3QU LoRE | 2026 | 0.71299 | 0.0044135 | 2.9848 | 0 | 2.9848 | 0.0044135 | 2.9848 | 0 | 2.9848 | 2.1281 | 2.1281 | 0.0044135 | 0.0031468 | 2.9848 | 2.1281 | 0 | 0 | 2.9848 | 2.1281 | [22 empty] | WLDFR | HFTD - Distribution - Tier 2 - 1QU CoRE ¦ 1QU LoRE | Non-Red Flag Warning - Large Fires | 2026 | 9.1282e-08 | 9.1282e-08 | 5.475 | 0.71896 | 3.0715 | 1.6846 | 0 | 0 | 0.00011612 | 4.9977e-07 | 0 | 4.9977e-07 | 4.9977e-07 | 0 | 4.9977e-07 | [22 empty] | 7.3.3.17.5 (Remote Grid) Updates to grid topology to minimize risk of ignition in HFTDs Remote GridWLDFREquipment / facility failureAggregated | WLDFR | HFTD - Distribution - Tier 2 - 1QU CoRE ¦ 1QU LoRE | Non-Red Flag Warning - Catastrophic Fires | Equipment / facility failure | Aggregated | 2026 | 7.891e-07 | 163.6441 | 0.00012913 | 2026 | Mitigation | 0.95 | 45 | 0 | esc | 0.00097009 | 7.655e-10 | 0.00097009 | 7.655e-10
[35 empty] | WLDFR | HFTD - Distribution - Tier 2 - 1QU CoRE ¦ 3QU LoRE | 2027 | 0.66634 | 0.0044135 | 2.9848 | 0 | 2.9848 | 0.0044135 | 2.9848 | 0 | 2.9848 | 1.9889 | 1.9889 | 0.0044135 | 0.0029409 | 2.9848 | 1.9889 | 0 | 0 | 2.9848 | 1.9889 | [22 empty] | WLDFR | HFTD - Distribution - Tier 2 - 1QU CoRE ¦ 1QU LoRE | Non-Red Flag Warning - Large Fires | 2027 | 9.1282e-08 | 9.1282e-08 | 5.475 | 0.71896 | 3.0715 | 1.6846 | 0 | 0 | 0.00011612 | 4.9977e-07 | 0 | 4.9977e-07 | 4.9977e-07 | 0 | 4.9977e-07 | [22 empty] | 7.3.3.17.5 (Remote Grid) Updates to grid topology to minimize risk of ignition in HFTDs Remote GridWLDFREquipment / facility failureAggregated | WLDFR | HFTD - Distribution - Tier 2 - 1QU CoRE ¦ 1QU LoRE | Non-Red Flag Warning - Catastrophic Fires | Equipment / facility failure | Aggregated | 2027 | 7.891e-07 | 163.6441 | 0.00012913 | 2027 | Mitigation | 0.95 | 45 | 0 | esc | 0.00097009 | 7.655e-10 | 0.00097009 | 7.655e-10
[35 empty] | WLDFR | HFTD - Distribution - Tier 2 - 1QU CoRE ¦ 3QU LoRE | 2028 | 0.62275 | 0.0044135 | 3.1177 | 0 | 3.1177 | 0.0044135 | 3.1177 | 0 | 3.1177 | 1.9415 | 1.9415 | 0.0044135 | 0.0027485 | 3.1177 | 1.9415 | 0 | 0 | 3.1177 | 1.9415 | [22 empty] | WLDFR | HFTD - Distribution - Tier 2 - 1QU CoRE ¦ 1QU LoRE | Non-Red Flag Warning - Large Fires | 2028 | 9.1282e-08 | 9.1282e-08 | 5.777 | 0.74734 | 3.238 | 1.7917 | 0 | 0 | 0.00011612 | 5.2734e-07 | 0 | 5.2734e-07 | 5.2734e-07 | 0 | 5.2734e-07 | [22 empty] | 7.3.3.17.5 (Remote Grid) Updates to grid topology to minimize risk of ignition in HFTDs Remote GridWLDFREquipment / facility failureAggregated | WLDFR | HFTD - Distribution - Tier 2 - 1QU CoRE ¦ 1QU LoRE | Non-Red Flag Warning - Catastrophic Fires | Equipment / facility failure | Aggregated | 2028 | 7.891e-07 | 163.6441 | 0.00012913 | 2028 | Mitigation | 0.95 | 45 | 0 | esc | 0.00097009 | 7.655e-10 | 0.00097009 | 7.655e-10
[35 empty] | WLDFR | HFTD - Distribution - Tier 2 - 1QU CoRE ¦ 3QU LoRE | 2029 | 0.58201 | 0.0044135 | 3.1177 | 0 | 3.1177 | 0.0044135 | 3.1177 | 0 | 3.1177 | 1.8145 | 1.8145 | 0.0044135 | 0.0025687 | 3.1177 | 1.8145 | 0 | 0 | 3.1177 | 1.8145 | [22 empty] | WLDFR | HFTD - Distribution - Tier 2 - 1QU CoRE ¦ 1QU LoRE | Non-Red Flag Warning - Large Fires | 2029 | 9.1282e-08 | 9.1282e-08 | 5.777 | 0.74734 | 3.238 | 1.7917 | 0 | 0 | 0.00011612 | 5.2734e-07 | 0 | 5.2734e-07 | 5.2734e-07 | 0 | 5.2734e-07 | [22 empty] | 7.3.3.17.5 (Remote Grid) Updates to grid topology to minimize risk of ignition in HFTDs Remote GridWLDFREquipment / facility failureAggregated | WLDFR | HFTD - Distribution - Tier 2 - 1QU CoRE ¦ 1QU LoRE | Non-Red Flag Warning - Catastrophic Fires | Equipment / facility failure | Aggregated | 2029 | 7.891e-07 | 163.6441 | 0.00012913 | 2029 | Mitigation | 0.95 | 45 | 0 | esc | 0.00097009 | 7.655e-10 | 0.00097009 | 7.655e-10
[35 empty] | WLDFR | HFTD - Distribution - Tier 2 - 1QU CoRE ¦ 3QU LoRE | 2030 | 0.54393 | 0.0044135 | 3.1177 | 0 | 3.1177 | 0.0044135 | 3.1177 | 0 | 3.1177 | 1.6958 | 1.6958 | 0.0044135 | 0.0024007 | 3.1177 | 1.6958 | 0 | 0 | 3.1177 | 1.6958 | [22 empty] | WLDFR | HFTD - Distribution - Tier 2 - 1QU CoRE ¦ 1QU LoRE | Non-Red Flag Warning - Large Fires | 2030 | 9.1282e-08 | 9.1282e-08 | 5.777 | 0.74734 | 3.238 | 1.7917 | 0 | 0 | 0.00011612 | 5.2734e-07 | 0 | 5.2734e-07 | 5.2734e-07 | 0 | 5.2734e-07 | [22 empty] | 7.3.3.17.5 (Remote Grid) Updates to grid topology to minimize risk of ignition in HFTDs Remote GridWLDFREquipment / facility failureAggregated | WLDFR | HFTD - Distribution - Tier 2 - 1QU CoRE ¦ 1QU LoRE | Non-Red Flag Warning - Catastrophic Fires | Equipment / facility failure | Aggregated | 2030 | 7.891e-07 | 163.6441 | 0.00012913 | 2030 | Mitigation | 0.95 | 45 | 0 | esc | 0.00097009 | 7.655e-10 | 0.00097009 | 7.655e-10
[35 empty] | WLDFR | HFTD - Distribution - Tier 2 - 1QU CoRE ¦ 3QU LoRE | 2031 | 0.50835 | 0.0044135 | 3.1177 | 0 | 3.1177 | 0.0044135 | 3.1177 | 0 | 3.1177 | 1.5849 | 1.5849 | 0.0044135 | 0.0022436 | 3.1177 | 1.5849 | 0 | 0 | 3.1177 | 1.5849 | [22 empty] | WLDFR | HFTD - Distribution - Tier 2 - 1QU CoRE ¦ 1QU LoRE | Non-Red Flag Warning - Large Fires | 2031 | 9.1282e-08 | 9.1282e-08 | 5.777 | 0.74734 | 3.238 | 1.7917 | 0 | 0 | 0.00011612 | 5.2734e-07 | 0 | 5.2734e-07 | 5.2734e-07 | 0 | 5.2734e-07 | [22 empty] | 7.3.3.17.5 (Remote Grid) Updates to grid topology to minimize risk of ignition in HFTDs Remote GridWLDFREquipment / facility failureAggregated | WLDFR | HFTD - Distribution - Tier 2 - 1QU CoRE ¦ 1QU LoRE | Non-Red Flag Warning - Catastrophic Fires | Equipment / facility failure | Aggregated | 2031 | 7.891e-07 | 163.6441 | 0.00012913 | 2031 | Mitigation | 0.95 | 45 | 0 | esc | 0.00097009 | 7.655e-10 | 0.00097009 | 7.655e-10
[35 empty] | WLDFR | HFTD - Distribution - Tier 2 - 1QU CoRE ¦ 3QU LoRE | 2032 | 0.47509 | 0.0044135 | 3.1177 | 0 | 3.1177 | 0.0044135 | 3.1177 | 0 | 3.1177 | 1.4812 | 1.4812 | 0.0044135 | 0.0020968 | 3.1177 | 1.4812 | 0 | 0 | 3.1177 | 1.4812 | [22 empty] | WLDFR | HFTD - Distribution - Tier 2 - 1QU CoRE ¦ 1QU LoRE | Non-Red Flag Warning - Large Fires | 2032 | 9.1282e-08 | 9.1282e-08 | 5.777 | 0.74734 | 3.238 | 1.7917 | 0 | 0 | 0.00011612 | 5.2734e-07 | 0 | 5.2734e-07 | 5.2734e-07 | 0 | 5.2734e-07 | [22 empty] | 7.3.3.17.5 (Remote Grid) Updates to grid topology to minimize risk of ignition in HFTDs Remote GridWLDFREquipment / facility failureAggregated | WLDFR | HFTD - Distribution - Tier 2 - 1QU CoRE ¦ 1QU LoRE | Non-Red Flag Warning - Catastrophic Fires | Equipment / facility failure | Aggregated | 2032 | 7.891e-07 | 163.6441 | 0.00012913 | 2032 | Mitigation | 0.95 | 45 | 0 | esc | 0.00097009 | 7.655e-10 | 0.00097009 | 7.655e-10
[35 empty] | WLDFR | HFTD - Distribution - Tier 2 - 1QU CoRE ¦ 3QU LoRE | 2033 | 0.44401 | 0.0044135 | 3.2654 | 0 | 3.2654 | 0.0044135 | 3.2654 | 0 | 3.2654 | 1.4499 | 1.4499 | 0.0044135 | 0.0019597 | 3.2654 | 1.4499 | 0 | 0 | 3.2654 | 1.4499 | [22 empty] | WLDFR | HFTD - Distribution - Tier 2 - 1QU CoRE ¦ 1QU LoRE | Non-Red Flag Warning - Large Fires | 2033 | 9.1282e-08 | 9.1282e-08 | 6.1205 | 0.77885 | 3.4265 | 1.9151 | 0 | 0 | 0.00011612 | 5.5869e-07 | 0 | 5.5869e-07 | 5.5869e-07 | 0 | 5.5869e-07 | [22 empty] | 7.3.3.17.5 (Remote Grid) Updates to grid topology to minimize risk of ignition in HFTDs Remote GridWLDFREquipment / facility failureAggregated | WLDFR | HFTD - Distribution - Tier 2 - 1QU CoRE ¦ 1QU LoRE | Non-Red Flag Warning - Catastrophic Fires | Equipment / facility failure | Aggregated | 2033 | 7.891e-07 | 163.6441 | 0.00012913 | 2033 | Mitigation | 0.95 | 45 | 0 | esc | 0.00097009 | 7.655e-10 | 0.00097009 | 7.655e-10
[35 empty] | WLDFR | HFTD - Distribution - Tier 2 - 1QU CoRE ¦ 3QU LoRE | 2034 | 0.41496 | 0.0044135 | 3.2654 | 0 | 3.2654 | 0.0044135 | 3.2654 | 0 | 3.2654 | 1.355 | 1.355 | 0.0044135 | 0.0018315 | 3.2654 | 1.355 | 0 | 0 | 3.2654 | 1.355 | [22 empty] | WLDFR | HFTD - Distribution - Tier 2 - 1QU CoRE ¦ 1QU LoRE | Non-Red Flag Warning - Large Fires | 2034 | 9.1282e-08 | 9.1282e-08 | 6.1205 | 0.77885 | 3.4265 | 1.9151 | 0 | 0 | 0.00011612 | 5.5869e-07 | 0 | 5.5869e-07 | 5.5869e-07 | 0 | 5.5869e-07 | [22 empty] | 7.3.3.17.5 (Remote Grid) Updates to grid topology to minimize risk of ignition in HFTDs Remote GridWLDFREquipment / facility failureAggregated | WLDFR | HFTD - Distribution - Tier 2 - 1QU CoRE ¦ 1QU LoRE | Non-Red Flag Warning - Catastrophic Fires | Equipment / facility failure | Aggregated | 2034 | 7.891e-07 | 163.6441 | 0.00012913 | 2034 | Mitigation | 0.95 | 45 | 0 | esc | 0.00097009 | 7.655e-10 | 0.00097009 | 7.655e-10
[35 empty] | WLDFR | HFTD - Distribution - Tier 2 - 1QU CoRE ¦ 3QU LoRE | 2035 | 0.38782 | 0.0044135 | 3.2654 | 0 | 3.2654 | 0.0044135 | 3.2654 | 0 | 3.2654 | 1.2664 | 1.2664 | 0.0044135 | 0.0017116 | 3.2654 | 1.2664 | 0 | 0 | 3.2654 | 1.2664 | [22 empty] | WLDFR | HFTD - Distribution - Tier 2 - 1QU CoRE ¦ 1QU LoRE | Non-Red Flag Warning - Large Fires | 2035 | 9.1282e-08 | 9.1282e-08 | 6.1205 | 0.77885 | 3.4265 | 1.9151 | 0 | 0 | 0.00011612 | 5.5869e-07 | 0 | 5.5869e-07 | 5.5869e-07 | 0 | 5.5869e-07 | [22 empty] | 7.3.3.17.5 (Remote Grid) Updates to grid topology to minimize risk of ignition in HFTDs Remote GridWLDFREquipment / facility failureAggregated | WLDFR | HFTD - Distribution - Tier 2 - 1QU CoRE ¦ 1QU LoRE | Non-Red Flag Warning - Catastrophic Fires | Equipment / facility failure | Aggregated | 2035 | 7.891e-07 | 163.6441 | 0.00012913 | 2035 | Mitigation | 0.95 | 45 | 0 | esc | 0.00097009 | 7.655e-10 | 0.00097009 | 7.655e-10
[35 empty] | WLDFR | HFTD - Distribution - Tier 2 - 1QU CoRE ¦ 3QU LoRE | 2036 | 0.36245 | 0.0044135 | 3.2654 | 0 | 3.2654 | 0.0044135 | 3.2654 | 0 | 3.2654 | 1.1835 | 1.1835 | 0.0044135 | 0.0015997 | 3.2654 | 1.1835 | 0 | 0 | 3.2654 | 1.1835 | [22 empty] | WLDFR | HFTD - Distribution - Tier 2 - 1QU CoRE ¦ 1QU LoRE | Non-Red Flag Warning - Large Fires | 2036 | 9.1282e-08 | 9.1282e-08 | 6.1205 | 0.77885 | 3.4265 | 1.9151 | 0 | 0 | 0.00011612 | 5.5869e-07 | 0 | 5.5869e-07 | 5.5869e-07 | 0 | 5.5869e-07 | [22 empty] | 7.3.3.17.5 (Remote Grid) Updates to grid topology to minimize risk of ignition in HFTDs Remote GridWLDFREquipment / facility failureAggregated | WLDFR | HFTD - Distribution - Tier 2 - 1QU CoRE ¦ 1QU LoRE | Non-Red Flag Warning - Catastrophic Fires | Equipment / facility failure | Aggregated | 2036 | 7.891e-07 | 163.6441 | 0.00012913 | 2036 | Mitigation | 0.95 | 45 | 0 | esc | 0.00097009 | 7.655e-10 | 0.00097009 | 7.655e-10
[35 empty] | WLDFR | HFTD - Distribution - Tier 2 - 1QU CoRE ¦ 3QU LoRE | 2037 | 0.33873 | 0.0044135 | 3.2654 | 0 | 3.2654 | 0.0044135 | 3.2654 | 0 | 3.2654 | 1.1061 | 1.1061 | 0.0044135 | 0.001495 | 3.2654 | 1.1061 | 0 | 0 | 3.2654 | 1.1061 | [22 empty] | WLDFR | HFTD - Distribution - Tier 2 - 1QU CoRE ¦ 1QU LoRE | Non-Red Flag Warning - Large Fires | 2037 | 9.1282e-08 | 9.1282e-08 | 6.1205 | 0.77885 | 3.4265 | 1.9151 | 0 | 0 | 0.00011612 | 5.5869e-07 | 0 | 5.5869e-07 | 5.5869e-07 | 0 | 5.5869e-07 | [22 empty] | 7.3.3.17.5 (Remote Grid) Updates to grid topology to minimize risk of ignition in HFTDs Remote GridWLDFREquipment / facility failureAggregated | WLDFR | HFTD - Distribution - Tier 2 - 1QU CoRE ¦ 1QU LoRE | Non-Red Flag Warning - Catastrophic Fires | Equipment / facility failure | Aggregated | 2037 | 7.891e-07 | 163.6441 | 0.00012913 | 2037 | Mitigation | 0.95 | 45 | 0 | esc | 0.00097009 | 7.655e-10 | 0.00097009 | 7.655e-10
[35 empty] | WLDFR | HFTD - Distribution - Tier 2 - 1QU CoRE ¦ 3QU LoRE | 2038 | 0.31657 | 0.0044135 | 3.4258 | 0 | 3.4258 | 0.0044135 | 3.4258 | 0 | 3.4258 | 1.0845 | 1.0845 | 0.0044135 | 0.0013972 | 3.4258 | 1.0845 | 0 | 0 | 3.4258 | 1.0845 | [22 empty] | WLDFR | HFTD - Distribution - Tier 2 - 1QU CoRE ¦ 1QU LoRE | Non-Red Flag Warning - Large Fires | 2038 | 9.1282e-08 | 9.1282e-08 | 6.5028 | 0.81304 | 3.6355 | 2.0543 | 0 | 0 | 0.00011612 | 5.9359e-07 | 0 | 5.9359e-07 | 5.9359e-07 | 0 | 5.9359e-07 | [22 empty] | 7.3.3.17.5 (Remote Grid) Updates to grid topology to minimize risk of ignition in HFTDs Remote GridWLDFREquipment / facility failureAggregated | WLDFR | HFTD - Distribution - Tier 2 - 1QU CoRE ¦ 1QU LoRE | Non-Red Flag Warning - Catastrophic Fires | Equipment / facility failure | Aggregated | 2038 | 7.891e-07 | 163.6441 | 0.00012913 | 2038 | Mitigation | 0.95 | 45 | 0 | esc | 0.00097009 | 7.655e-10 | 0.00097009 | 7.655e-10
[35 empty] | WLDFR | HFTD - Distribution - Tier 2 - 1QU CoRE ¦ 3QU LoRE | 2039 | 0.29586 | 0.0044135 | 3.4258 | 0 | 3.4258 | 0.0044135 | 3.4258 | 0 | 3.4258 | 1.0136 | 1.0136 | 0.0044135 | 0.0013058 | 3.4258 | 1.0136 | 0 | 0 | 3.4258 | 1.0136 | [22 empty] | WLDFR | HFTD - Distribution - Tier 2 - 1QU CoRE ¦ 1QU LoRE | Non-Red Flag Warning - Large Fires | 2039 | 9.1282e-08 | 9.1282e-08 | 6.5028 | 0.81304 | 3.6355 | 2.0543 | 0 | 0 | 0.00011612 | 5.9359e-07 | 0 | 5.9359e-07 | 5.9359e-07 | 0 | 5.9359e-07 | [22 empty] | 7.3.3.17.5 (Remote Grid) Updates to grid topology to minimize risk of ignition in HFTDs Remote GridWLDFREquipment / facility failureAggregated | WLDFR | HFTD - Distribution - Tier 2 - 1QU CoRE ¦ 1QU LoRE | Non-Red Flag Warning - Catastrophic Fires | Equipment / facility failure | Aggregated | 2039 | 7.891e-07 | 163.6441 | 0.00012913 | 2039 | Mitigation | 0.95 | 45 | 0 | esc | 0.00097009 | 7.655e-10 | 0.00097009 | 7.655e-10
[35 empty] | WLDFR | HFTD - Distribution - Tier 2 - 1QU CoRE ¦ 3QU LoRE | 2040 | 0.27651 | 0.0044135 | 3.4258 | 0 | 3.4258 | 0.0044135 | 3.4258 | 0 | 3.4258 | 0.94726 | 0.94726 | 0.0044135 | 0.0012204 | 3.4258 | 0.94726 | 0 | 0 | 3.4258 | 0.94726 | [22 empty] | WLDFR | HFTD - Distribution - Tier 2 - 1QU CoRE ¦ 1QU LoRE | Non-Red Flag Warning - Large Fires | 2040 | 9.1282e-08 | 9.1282e-08 | 6.5028 | 0.81304 | 3.6355 | 2.0543 | 0 | 0 | 0.00011612 | 5.9359e-07 | 0 | 5.9359e-07 | 5.9359e-07 | 0 | 5.9359e-07 | [22 empty] | 7.3.3.17.5 (Remote Grid) Updates to grid topology to minimize risk of ignition in HFTDs Remote GridWLDFREquipment / facility failureAggregated | WLDFR | HFTD - Distribution - Tier 2 - 1QU CoRE ¦ 1QU LoRE | Non-Red Flag Warning - Catastrophic Fires | Equipment / facility failure | Aggregated | 2040 | 7.891e-07 | 163.6441 | 0.00012913 | 2040 | Mitigation | 0.95 | 45 | 0 | esc | 0.00097009 | 7.655e-10 | 0.00097009 | 7.655e-10
[35 empty] | WLDFR | HFTD - Distribution - Tier 2 - 1QU CoRE ¦ 3QU LoRE | 2041 | 0.25842 | 0.0044135 | 3.4258 | 0 | 3.4258 | 0.0044135 | 3.4258 | 0 | 3.4258 | 0.88529 | 0.88529 | 0.0044135 | 0.0011405 | 3.4258 | 0.88529 | 0 | 0 | 3.4258 | 0.88529 | [22 empty] | WLDFR | HFTD - Distribution - Tier 2 - 1QU CoRE ¦ 1QU LoRE | Non-Red Flag Warning - Large Fires | 2041 | 9.1282e-08 | 9.1282e-08 | 6.5028 | 0.81304 | 3.6355 | 2.0543 | 0 | 0 | 0.00011612 | 5.9359e-07 | 0 | 5.9359e-07 | 5.9359e-07 | 0 | 5.9359e-07 | [22 empty] | 7.3.3.17.5 (Remote Grid) Updates to grid topology to minimize risk of ignition in HFTDs Remote GridWLDFREquipment / facility failureAggregated | WLDFR | HFTD - Distribution - Tier 2 - 1QU CoRE ¦ 1QU LoRE | Non-Red Flag Warning - Catastrophic Fires | Equipment / facility failure | Aggregated | 2041 | 7.891e-07 | 163.6441 | 0.00012913 | 2041 | Mitigation | 0.95 | 45 | 0 | esc | 0.00097009 | 7.655e-10 | 0.00097009 | 7.655e-10
[35 empty] | WLDFR | HFTD - Distribution - Tier 2 - 1QU CoRE ¦ 3QU LoRE | 2042 | 0.24151 | 0.0044135 | 3.4258 | 0 | 3.4258 | 0.0044135 | 3.4258 | 0 | 3.4258 | 0.82737 | 0.82737 | 0.0044135 | 0.0010659 | 3.4258 | 0.82737 | 0 | 0 | 3.4258 | 0.82737 | [22 empty] | WLDFR | HFTD - Distribution - Tier 2 - 1QU CoRE ¦ 1QU LoRE | Non-Red Flag Warning - Large Fires | 2042 | 9.1282e-08 | 9.1282e-08 | 6.5028 | 0.81304 | 3.6355 | 2.0543 | 0 | 0 | 0.00011612 | 5.9359e-07 | 0 | 5.9359e-07 | 5.9359e-07 | 0 | 5.9359e-07 | [22 empty] | 7.3.3.17.5 (Remote Grid) Updates to grid topology to minimize risk of ignition in HFTDs Remote GridWLDFREquipment / facility failureAggregated | WLDFR | HFTD - Distribution - Tier 2 - 1QU CoRE ¦ 1QU LoRE | Non-Red Flag Warning - Catastrophic Fires | Equipment / facility failure | Aggregated | 2042 | 7.891e-07 | 163.6441 | 0.00012913 | 2042 | Mitigation | 0.95 | 45 | 0 | esc | 0.00097009 | 7.655e-10 | 0.00097009 | 7.655e-10
[35 empty] | WLDFR | HFTD - Distribution - Tier 2 - 1QU CoRE ¦ 3QU LoRE | 2043 | 0.22571 | 0.0044135 | 3.5966 | 0 | 3.5966 | 0.0044135 | 3.5966 | 0 | 3.5966 | 0.8118 | 0.8118 | 0.0044135 | 0.00099619 | 3.5966 | 0.8118 | 0 | 0 | 3.5966 | 0.8118 | [22 empty] | WLDFR | HFTD - Distribution - Tier 2 - 1QU CoRE ¦ 1QU LoRE | Non-Red Flag Warning - Large Fires | 2043 | 9.1282e-08 | 9.1282e-08 | 6.9209 | 0.84944 | 3.8632 | 2.2083 | 0 | 0 | 0.00011612 | 6.3176e-07 | 0 | 6.3176e-07 | 6.3176e-07 | 0 | 6.3176e-07 | [22 empty] | 7.3.3.17.5 (Remote Grid) Updates to grid topology to minimize risk of ignition in HFTDs Remote GridWLDFREquipment / facility failureAggregated | WLDFR | HFTD - Distribution - Tier 2 - 1QU CoRE ¦ 1QU LoRE | Non-Red Flag Warning - Catastrophic Fires | Equipment / facility failure | Aggregated | 2043 | 7.891e-07 | 163.6441 | 0.00012913 | 2043 | Mitigation | 0.95 | 45 | 0 | esc | 0.00097009 | 7.655e-10 | 0.00097009 | 7.655e-10
[35 empty] | WLDFR | HFTD - Distribution - Tier 2 - 1QU CoRE ¦ 3QU LoRE | 2044 | 0.21095 | 0.0044135 | 3.5966 | 0 | 3.5966 | 0.0044135 | 3.5966 | 0 | 3.5966 | 0.75869 | 0.75869 | 0.0044135 | 0.00093102 | 3.5966 | 0.75869 | 0 | 0 | 3.5966 | 0.75869 | [22 empty] | WLDFR | HFTD - Distribution - Tier 2 - 1QU CoRE ¦ 1QU LoRE | Non-Red Flag Warning - Large Fires | 2044 | 9.1282e-08 | 9.1282e-08 | 6.9209 | 0.84944 | 3.8632 | 2.2083 | 0 | 0 | 0.00011612 | 6.3176e-07 | 0 | 6.3176e-07 | 6.3176e-07 | 0 | 6.3176e-07 | [22 empty] | 7.3.3.17.5 (Remote Grid) Updates to grid topology to minimize risk of ignition in HFTDs Remote GridWLDFREquipment / facility failureAggregated | WLDFR | HFTD - Distribution - Tier 2 - 1QU CoRE ¦ 1QU LoRE | Non-Red Flag Warning - Catastrophic Fires | Equipment / facility failure | Aggregated | 2044 | 7.891e-07 | 163.6441 | 0.00012913 | 2044 | Mitigation | 0.95 | 45 | 0 | esc | 0.00097009 | 7.655e-10 | 0.00097009 | 7.655e-10
[35 empty] | WLDFR | HFTD - Distribution - Tier 2 - 1QU CoRE ¦ 3QU LoRE | 2045 | 0.19715 | 0.0044135 | 3.5966 | 0 | 3.5966 | 0.0044135 | 3.5966 | 0 | 3.5966 | 0.70906 | 0.70906 | 0.0044135 | 0.00087011 | 3.5966 | 0.70906 | 0 | 0 | 3.5966 | 0.70906 | [22 empty] | WLDFR | HFTD - Distribution - Tier 2 - 1QU CoRE ¦ 1QU LoRE | Non-Red Flag Warning - Large Fires | 2045 | 9.1282e-08 | 9.1282e-08 | 6.9209 | 0.84944 | 3.8632 | 2.2083 | 0 | 0 | 0.00011612 | 6.3176e-07 | 0 | 6.3176e-07 | 6.3176e-07 | 0 | 6.3176e-07 | [22 empty] | 7.3.3.17.5 (Remote Grid) Updates to grid topology to minimize risk of ignition in HFTDs Remote GridWLDFREquipment / facility failureAggregated | WLDFR | HFTD - Distribution - Tier 2 - 1QU CoRE ¦ 1QU LoRE | Non-Red Flag Warning - Catastrophic Fires | Equipment / facility failure | Aggregated | 2045 | 7.891e-07 | 163.6441 | 0.00012913 | 2045 | Mitigation | 0.95 | 45 | 0 | esc | 0.00097009 | 7.655e-10 | 0.00097009 | 7.655e-10
[35 empty] | WLDFR | HFTD - Distribution - Tier 2 - 1QU CoRE ¦ 3QU LoRE | 2046 | 0.18425 | 0.0044135 | 3.5966 | 0 | 3.5966 | 0.0044135 | 3.5966 | 0 | 3.5966 | 0.66267 | 0.66267 | 0.0044135 | 0.00081319 | 3.5966 | 0.66267 | 0 | 0 | 3.5966 | 0.66267 | [22 empty] | WLDFR | HFTD - Distribution - Tier 2 - 1QU CoRE ¦ 1QU LoRE | Non-Red Flag Warning - Large Fires | 2046 | 9.1282e-08 | 9.1282e-08 | 6.9209 | 0.84944 | 3.8632 | 2.2083 | 0 | 0 | 0.00011612 | 6.3176e-07 | 0 | 6.3176e-07 | 6.3176e-07 | 0 | 6.3176e-07 | [22 empty] | 7.3.3.17.5 (Remote Grid) Updates to grid topology to minimize risk of ignition in HFTDs Remote GridWLDFREquipment / facility failureAggregated | WLDFR | HFTD - Distribution - Tier 2 - 1QU CoRE ¦ 1QU LoRE | Non-Red Flag Warning - Catastrophic Fires | Equipment / facility failure | Aggregated | 2046 | 7.891e-07 | 163.6441 | 0.00012913 | 2046 | Mitigation | 0.95 | 45 | 0 | esc | 0.00097009 | 7.655e-10 | 0.00097009 | 7.655e-10
[35 empty] | WLDFR | HFTD - Distribution - Tier 2 - 1QU CoRE ¦ 3QU LoRE | 2047 | 0.1722 | 0.0044135 | 3.5966 | 0 | 3.5966 | 0.0044135 | 3.5966 | 0 | 3.5966 | 0.61932 | 0.61932 | 0.0044135 | 0.00075999 | 3.5966 | 0.61932 | 0 | 0 | 3.5966 | 0.61932 | [22 empty] | WLDFR | HFTD - Distribution - Tier 2 - 1QU CoRE ¦ 1QU LoRE | Non-Red Flag Warning - Large Fires | 2047 | 9.1282e-08 | 9.1282e-08 | 6.9209 | 0.84944 | 3.8632 | 2.2083 | 0 | 0 | 0.00011612 | 6.3176e-07 | 0 | 6.3176e-07 | 6.3176e-07 | 0 | 6.3176e-07 | [22 empty] | 7.3.3.17.5 (Remote Grid) Updates to grid topology to minimize risk of ignition in HFTDs Remote GridWLDFREquipment / facility failureAggregated | WLDFR | HFTD - Distribution - Tier 2 - 1QU CoRE ¦ 1QU LoRE | Non-Red Flag Warning - Catastrophic Fires | Equipment / facility failure | Aggregated | 2047 | 7.891e-07 | 163.6441 | 0.00012913 | 2047 | Mitigation | 0.95 | 45 | 0 | esc | 0.00097009 | 7.655e-10 | 0.00097009 | 7.655e-10
[35 empty] | WLDFR | HFTD - Distribution - Tier 2 - 1QU CoRE ¦ 3QU LoRE | 2048 | 0.16093 | 0.0044135 | 3.7756 | 0 | 3.7756 | 0.0044135 | 3.7756 | 0 | 3.7756 | 0.60762 | 0.60762 | 0.0044135 | 0.00071027 | 3.7756 | 0.60762 | 0 | 0 | 3.7756 | 0.60762 | [22 empty] | WLDFR | HFTD - Distribution - Tier 2 - 1QU CoRE ¦ 1QU LoRE | Non-Red Flag Warning - Large Fires | 2048 | 9.1282e-08 | 9.1282e-08 | 7.3713 | 0.88759 | 4.1075 | 2.3763 | 0 | 0 | 0.00011612 | 6.7287e-07 | 0 | 6.7287e-07 | 6.7287e-07 | 0 | 6.7287e-07 | [22 empty] | 7.3.3.17.5 (Remote Grid) Updates to grid topology to minimize risk of ignition in HFTDs Remote GridWLDFREquipment / facility failureAggregated | WLDFR | HFTD - Distribution - Tier 2 - 1QU CoRE ¦ 1QU LoRE | Non-Red Flag Warning - Catastrophic Fires | Equipment / facility failure | Aggregated | 2048 | 7.891e-07 | 163.6441 | 0.00012913 | 2048 | Mitigation | 0.95 | 45 | 0 | esc | 0.00097009 | 7.655e-10 | 0.00097009 | 7.655e-10
[35 empty] | WLDFR | HFTD - Distribution - Tier 2 - 1QU CoRE ¦ 3QU LoRE | 2049 | 0.1504 | 0.0044135 | 3.7756 | 0 | 3.7756 | 0.0044135 | 3.7756 | 0 | 3.7756 | 0.56787 | 0.56787 | 0.0044135 | 0.0006638 | 3.7756 | 0.56787 | 0 | 0 | 3.7756 | 0.56787 | [22 empty] | WLDFR | HFTD - Distribution - Tier 2 - 1QU CoRE ¦ 1QU LoRE | Non-Red Flag Warning - Large Fires | 2049 | 9.1282e-08 | 9.1282e-08 | 7.3713 | 0.88759 | 4.1075 | 2.3763 | 0 | 0 | 0.00011612 | 6.7287e-07 | 0 | 6.7287e-07 | 6.7287e-07 | 0 | 6.7287e-07 | [22 empty] | 7.3.3.17.5 (Remote Grid) Updates to grid topology to minimize risk of ignition in HFTDs Remote GridWLDFREquipment / facility failureAggregated | WLDFR | HFTD - Distribution - Tier 2 - 1QU CoRE ¦ 1QU LoRE | Non-Red Flag Warning - Catastrophic Fires | Equipment / facility failure | Aggregated | 2049 | 7.891e-07 | 163.6441 | 0.00012913 | 2049 | Mitigation | 0.95 | 45 | 0 | esc | 0.00097009 | 7.655e-10 | 0.00097009 | 7.655e-10
[35 empty] | WLDFR | HFTD - Distribution - Tier 2 - 1QU CoRE ¦ 3QU LoRE | 2050 | 0.14056 | 0.0044135 | 3.7756 | 0 | 3.7756 | 0.0044135 | 3.7756 | 0 | 3.7756 | 0.53072 | 0.53072 | 0.0044135 | 0.00062038 | 3.7756 | 0.53072 | 0 | 0 | 3.7756 | 0.53072 | [22 empty] | WLDFR | HFTD - Distribution - Tier 2 - 1QU CoRE ¦ 1QU LoRE | Non-Red Flag Warning - Large Fires | 2050 | 9.1282e-08 | 9.1282e-08 | 7.3713 | 0.88759 | 4.1075 | 2.3763 | 0 | 0 | 0.00011612 | 6.7287e-07 | 0 | 6.7287e-07 | 6.7287e-07 | 0 | 6.7287e-07 | [22 empty] | 7.3.3.17.5 (Remote Grid) Updates to grid topology to minimize risk of ignition in HFTDs Remote GridWLDFREquipment / facility failureAggregated | WLDFR | HFTD - Distribution - Tier 2 - 1QU CoRE ¦ 1QU LoRE | Non-Red Flag Warning - Catastrophic Fires | Equipment / facility failure | Aggregated | 2050 | 7.891e-07 | 163.6441 | 0.00012913 | 2050 | Mitigation | 0.95 | 45 | 0 | esc | 0.00097009 | 7.655e-10 | 0.00097009 | 7.655e-10
[35 empty] | WLDFR | HFTD - Distribution - Tier 2 - 1QU CoRE ¦ 3QU LoRE | 2051 | 0.13137 | 0.0044135 | 3.7756 | 0 | 3.7756 | 0.0044135 | 3.7756 | 0 | 3.7756 | 0.496 | 0.496 | 0.0044135 | 0.00057979 | 3.7756 | 0.496 | 0 | 0 | 3.7756 | 0.496 | [22 empty] | WLDFR | HFTD - Distribution - Tier 2 - 1QU CoRE ¦ 1QU LoRE | Non-Red Flag Warning - Large Fires | 2051 | 9.1282e-08 | 9.1282e-08 | 7.3713 | 0.88759 | 4.1075 | 2.3763 | 0 | 0 | 0.00011612 | 6.7287e-07 | 0 | 6.7287e-07 | 6.7287e-07 | 0 | 6.7287e-07 | [22 empty] | 7.3.3.17.5 (Remote Grid) Updates to grid topology to minimize risk of ignition in HFTDs Remote GridWLDFREquipment / facility failureAggregated | WLDFR | HFTD - Distribution - Tier 2 - 1QU CoRE ¦ 1QU LoRE | Non-Red Flag Warning - Catastrophic Fires | Equipment / facility failure | Aggregated | 2051 | 7.891e-07 | 163.6441 | 0.00012913 | 2051 | Mitigation | 0.95 | 45 | 0 | esc | 0.00097009 | 7.655e-10 | 0.00097009 | 7.655e-10
[35 empty] | WLDFR | HFTD - Distribution - Tier 2 - 1QU CoRE ¦ 3QU LoRE | 2052 | 0.12277 | 0.0044135 | 3.7756 | 0 | 3.7756 | 0.0044135 | 3.7756 | 0 | 3.7756 | 0.46355 | 0.46355 | 0.0044135 | 0.00054186 | 3.7756 | 0.46355 | 0 | 0 | 3.7756 | 0.46355 | [22 empty] | WLDFR | HFTD - Distribution - Tier 2 - 1QU CoRE ¦ 1QU LoRE | Non-Red Flag Warning - Large Fires | 2052 | 9.1282e-08 | 9.1282e-08 | 7.3713 | 0.88759 | 4.1075 | 2.3763 | 0 | 0 | 0.00011612 | 6.7287e-07 | 0 | 6.7287e-07 | 6.7287e-07 | 0 | 6.7287e-07 | [22 empty] | 7.3.3.17.5 (Remote Grid) Updates to grid topology to minimize risk of ignition in HFTDs Remote GridWLDFREquipment / facility failureAggregated | WLDFR | HFTD - Distribution - Tier 2 - 1QU CoRE ¦ 1QU LoRE | Non-Red Flag Warning - Catastrophic Fires | Equipment / facility failure | Aggregated | 2052 | 7.891e-07 | 163.6441 | 0.00012913 | 2052 | Mitigation | 0.95 | 45 | 0 | esc | 0.00097009 | 7.655e-10 | 0.00097009 | 7.655e-10
[35 empty] | WLDFR | HFTD - Distribution - Tier 2 - 1QU CoRE ¦ 3QU LoRE | 2053 | 0.11474 | 0.0044135 | 3.9607 | 0 | 3.9607 | 0.0044135 | 3.9607 | 0 | 3.9607 | 0.45445 | 0.45445 | 0.0044135 | 0.00050641 | 3.9607 | 0.45445 | 0 | 0 | 3.9607 | 0.45445 | [22 empty] | WLDFR | HFTD - Distribution - Tier 2 - 1QU CoRE ¦ 1QU LoRE | Non-Red Flag Warning - Large Fires | 2053 | 9.1282e-08 | 9.1282e-08 | 7.8503 | 0.92702 | 4.3664 | 2.5569 | 0 | 0 | 0.00011612 | 7.1659e-07 | 0 | 7.1659e-07 | 7.1659e-07 | 0 | 7.1659e-07 | [22 empty] | 7.3.3.17.5 (Remote Grid) Updates to grid topology to minimize risk of ignition in HFTDs Remote GridWLDFREquipment / facility failureAggregated | WLDFR | HFTD - Distribution - Tier 2 - 1QU CoRE ¦ 1QU LoRE | Non-Red Flag Warning - Catastrophic Fires | Equipment / facility failure | Aggregated | 2053 | 7.891e-07 | 163.6441 | 0.00012913 | 2053 | Mitigation | 0.95 | 45 | 0 | esc | 0.00097009 | 7.655e-10 | 0.00097009 | 7.655e-10
[35 empty] | WLDFR | HFTD - Distribution - Tier 2 - 1QU CoRE ¦ 3QU LoRE | 2054 | 0.10723 | 0.0044135 | 3.9607 | 0 | 3.9607 | 0.0044135 | 3.9607 | 0 | 3.9607 | 0.42472 | 0.42472 | 0.0044135 | 0.00047328 | 3.9607 | 0.42472 | 0 | 0 | 3.9607 | 0.42472 | [22 empty] | WLDFR | HFTD - Distribution - Tier 2 - 1QU CoRE ¦ 1QU LoRE | Non-Red Flag Warning - Large Fires | 2054 | 9.1282e-08 | 9.1282e-08 | 7.8503 | 0.92702 | 4.3664 | 2.5569 | 0 | 0 | 0.00011612 | 7.1659e-07 | 0 | 7.1659e-07 | 7.1659e-07 | 0 | 7.1659e-07 | [22 empty] | 7.3.3.17.5 (Remote Grid) Updates to grid topology to minimize risk of ignition in HFTDs Remote GridWLDFREquipment / facility failureAggregated | WLDFR | HFTD - Distribution - Tier 2 - 1QU CoRE ¦ 1QU LoRE | Non-Red Flag Warning - Catastrophic Fires | Equipment / facility failure | Aggregated | 2054 | 7.891e-07 | 163.6441 | 0.00012913 | 2054 | Mitigation | 0.95 | 45 | 0 | esc | 0.00097009 | 7.655e-10 | 0.00097009 | 7.655e-10
[35 empty] | WLDFR | HFTD - Distribution - Tier 2 - 1QU CoRE ¦ 3QU LoRE | 2055 | 0.10022 | 0.0044135 | 3.9607 | 0 | 3.9607 | 0.0044135 | 3.9607 | 0 | 3.9607 | 0.39694 | 0.39694 | 0.0044135 | 0.00044232 | 3.9607 | 0.39694 | 0 | 0 | 3.9607 | 0.39694 | [22 empty] | WLDFR | HFTD - Distribution - Tier 2 - 1QU CoRE ¦ 1QU LoRE | Non-Red Flag Warning - Large Fires | 2055 | 9.1282e-08 | 9.1282e-08 | 7.8503 | 0.92702 | 4.3664 | 2.5569 | 0 | 0 | 0.00011612 | 7.1659e-07 | 0 | 7.1659e-07 | 7.1659e-07 | 0 | 7.1659e-07 | [22 empty] | 7.3.3.17.5 (Remote Grid) Updates to grid topology to minimize risk of ignition in HFTDs Remote GridWLDFREquipment / facility failureAggregated | WLDFR | HFTD - Distribution - Tier 2 - 1QU CoRE ¦ 1QU LoRE | Non-Red Flag Warning - Catastrophic Fires | Equipment / facility failure | Aggregated | 2055 | 7.891e-07 | 163.6441 | 0.00012913 | 2055 | Mitigation | 0.95 | 45 | 0 | esc | 0.00097009 | 7.655e-10 | 0.00097009 | 7.655e-10
[35 empty] | WLDFR | HFTD - Distribution - Tier 2 - 1QU CoRE ¦ 3QU LoRE | 2056 | 0.093663 | 0.0044135 | 3.9607 | 0 | 3.9607 | 0.0044135 | 3.9607 | 0 | 3.9607 | 0.37097 | 0.37097 | 0.0044135 | 0.00041338 | 3.9607 | 0.37097 | 0 | 0 | 3.9607 | 0.37097 | [22 empty] | WLDFR | HFTD - Distribution - Tier 2 - 1QU CoRE ¦ 1QU LoRE | Non-Red Flag Warning - Large Fires | 2056 | 9.1282e-08 | 9.1282e-08 | 7.8503 | 0.92702 | 4.3664 | 2.5569 | 0 | 0 | 0.00011612 | 7.1659e-07 | 0 | 7.1659e-07 | 7.1659e-07 | 0 | 7.1659e-07 | [22 empty] | 7.3.3.17.5 (Remote Grid) Updates to grid topology to minimize risk of ignition in HFTDs Remote GridWLDFREquipment / facility failureAggregated | WLDFR | HFTD - Distribution - Tier 2 - 1QU CoRE ¦ 1QU LoRE | Non-Red Flag Warning - Catastrophic Fires | Equipment / facility failure | Aggregated | 2056 | 7.891e-07 | 163.6441 | 0.00012913 | 2056 | Mitigation | 0.95 | 45 | 0 | esc | 0.00097009 | 7.655e-10 | 0.00097009 | 7.655e-10
[35 empty] | WLDFR | HFTD - Distribution - Tier 2 - 1QU CoRE ¦ 3QU LoRE | 2057 | 0.087535 | 0.0044135 | 3.9607 | 0 | 3.9607 | 0.0044135 | 3.9607 | 0 | 3.9607 | 0.3467 | 0.3467 | 0.0044135 | 0.00038634 | 3.9607 | 0.3467 | 0 | 0 | 3.9607 | 0.3467 | [22 empty] | WLDFR | HFTD - Distribution - Tier 2 - 1QU CoRE ¦ 1QU LoRE | Non-Red Flag Warning - Large Fires | 2057 | 9.1282e-08 | 9.1282e-08 | 7.8503 | 0.92702 | 4.3664 | 2.5569 | 0 | 0 | 0.00011612 | 7.1659e-07 | 0 | 7.1659e-07 | 7.1659e-07 | 0 | 7.1659e-07 | [22 empty] | 7.3.3.17.5 (Remote Grid) Updates to grid topology to minimize risk of ignition in HFTDs Remote GridWLDFREquipment / facility failureAggregated | WLDFR | HFTD - Distribution - Tier 2 - 1QU CoRE ¦ 1QU LoRE | Non-Red Flag Warning - Catastrophic Fires | Equipment / facility failure | Aggregated | 2057 | 7.891e-07 | 163.6441 | 0.00012913 | 2057 | Mitigation | 0.95 | 45 | 0 | esc | 0.00097009 | 7.655e-10 | 0.00097009 | 7.655e-10
[35 empty] | WLDFR | HFTD - Distribution - Tier 2 - 1QU CoRE ¦ 3QU LoRE | 2058 | 0.081809 | 0.0044135 | 4.1495 | 0 | 4.1495 | 0.0044135 | 4.1495 | 0 | 4.1495 | 0.33946 | 0.33946 | 0.0044135 | 0.00036106 | 4.1495 | 0.33946 | 0 | 0 | 4.1495 | 0.33946 | [22 empty] | WLDFR | HFTD - Distribution - Tier 2 - 1QU CoRE ¦ 1QU LoRE | Non-Red Flag Warning - Large Fires | 2058 | 9.1282e-08 | 9.1282e-08 | 8.3524 | 0.96727 | 4.6367 | 2.7484 | 0 | 0 | 0.00011612 | 7.6242e-07 | 0 | 7.6242e-07 | 7.6242e-07 | 0 | 7.6242e-07 | [22 empty] | 7.3.3.17.5 (Remote Grid) Updates to grid topology to minimize risk of ignition in HFTDs Remote GridWLDFREquipment / facility failureAggregated | WLDFR | HFTD - Distribution - Tier 2 - 1QU CoRE ¦ 1QU LoRE | Non-Red Flag Warning - Catastrophic Fires | Equipment / facility failure | Aggregated | 2058 | 7.891e-07 | 163.6441 | 0.00012913 | 2058 | Mitigation | 0.95 | 45 | 0 | esc | 0.00097009 | 7.655e-10 | 0.00097009 | 7.655e-10
[35 empty] | WLDFR | HFTD - Distribution - Tier 2 - 1QU CoRE ¦ 3QU LoRE | 2059 | 0.076457 | 0.0044135 | 4.1495 | 0 | 4.1495 | 0.0044135 | 4.1495 | 0 | 4.1495 | 0.31725 | 0.31725 | 0.0044135 | 0.00033744 | 4.1495 | 0.31725 | 0 | 0 | 4.1495 | 0.31725 | [22 empty] | WLDFR | HFTD - Distribution - Tier 2 - 1QU CoRE ¦ 1QU LoRE | Non-Red Flag Warning - Large Fires | 2059 | 9.1282e-08 | 9.1282e-08 | 8.3524 | 0.96727 | 4.6367 | 2.7484 | 0 | 0 | 0.00011612 | 7.6242e-07 | 0 | 7.6242e-07 | 7.6242e-07 | 0 | 7.6242e-07 | [22 empty] | 7.3.3.17.5 (Remote Grid) Updates to grid topology to minimize risk of ignition in HFTDs Remote GridWLDFREquipment / facility failureAggregated | WLDFR | HFTD - Distribution - Tier 2 - 1QU CoRE ¦ 1QU LoRE | Non-Red Flag Warning - Catastrophic Fires | Equipment / facility failure | Aggregated | 2059 | 7.891e-07 | 163.6441 | 0.00012913 | 2059 | Mitigation | 0.95 | 45 | 0 | esc | 0.00097009 | 7.655e-10 | 0.00097009 | 7.655e-10
[35 empty] | WLDFR | HFTD - Distribution - Tier 2 - 1QU CoRE ¦ 3QU LoRE | 2060 | 0.071455 | 0.0044135 | 4.1495 | 0 | 4.1495 | 0.0044135 | 4.1495 | 0 | 4.1495 | 0.2965 | 0.2965 | 0.0044135 | 0.00031537 | 4.1495 | 0.2965 | 0 | 0 | 4.1495 | 0.2965 | [22 empty] | WLDFR | HFTD - Distribution - Tier 2 - 1QU CoRE ¦ 1QU LoRE | Non-Red Flag Warning - Large Fires | 2060 | 9.1282e-08 | 9.1282e-08 | 8.3524 | 0.96727 | 4.6367 | 2.7484 | 0 | 0 | 0.00011612 | 7.6242e-07 | 0 | 7.6242e-07 | 7.6242e-07 | 0 | 7.6242e-07 | [22 empty] | 7.3.3.17.5 (Remote Grid) Updates to grid topology to minimize risk of ignition in HFTDs Remote GridWLDFREquipment / facility failureAggregated | WLDFR | HFTD - Distribution - Tier 2 - 1QU CoRE ¦ 1QU LoRE | Non-Red Flag Warning - Catastrophic Fires | Equipment / facility failure | Aggregated | 2060 | 7.891e-07 | 163.6441 | 0.00012913 | 2060 | Mitigation | 0.95 | 45 | 0 | esc | 0.00097009 | 7.655e-10 | 0.00097009 | 7.655e-10
[35 empty] | WLDFR | HFTD - Distribution - Tier 2 - 1QU CoRE ¦ 3QU LoRE | 2061 | 0.06678 | 0.0044135 | 4.1495 | 0 | 4.1495 | 0.0044135 | 4.1495 | 0 | 4.1495 | 0.2771 | 0.2771 | 0.0044135 | 0.00029474 | 4.1495 | 0.2771 | 0 | 0 | 4.1495 | 0.2771 | [22 empty] | WLDFR | HFTD - Distribution - Tier 2 - 1QU CoRE ¦ 1QU LoRE | Non-Red Flag Warning - Large Fires | 2061 | 9.1282e-08 | 9.1282e-08 | 8.3524 | 0.96727 | 4.6367 | 2.7484 | 0 | 0 | 0.00011612 | 7.6242e-07 | 0 | 7.6242e-07 | 7.6242e-07 | 0 | 7.6242e-07 | [22 empty] | 7.3.3.17.5 (Remote Grid) Updates to grid topology to minimize risk of ignition in HFTDs Remote GridWLDFREquipment / facility failureAggregated | WLDFR | HFTD - Distribution - Tier 2 - 1QU CoRE ¦ 1QU LoRE | Non-Red Flag Warning - Catastrophic Fires | Equipment / facility failure | Aggregated | 2061 | 7.891e-07 | 163.6441 | 0.00012913 | 2061 | Mitigation | 0.95 | 45 | 0 | esc | 0.00097009 | 7.655e-10 | 0.00097009 | 7.655e-10
[35 empty] | WLDFR | HFTD - Distribution - Tier 2 - 1QU CoRE ¦ 3QU LoRE | 2062 | 0.062412 | 0.0044135 | 4.1495 | 0 | 4.1495 | 0.0044135 | 4.1495 | 0 | 4.1495 | 0.25897 | 0.25897 | 0.0044135 | 0.00027545 | 4.1495 | 0.25897 | 0 | 0 | 4.1495 | 0.25897 | [22 empty] | WLDFR | HFTD - Distribution - Tier 2 - 1QU CoRE ¦ 1QU LoRE | Non-Red Flag Warning - Large Fires | 2062 | 9.1282e-08 | 9.1282e-08 | 8.3524 | 0.96727 | 4.6367 | 2.7484 | 0 | 0 | 0.00011612 | 7.6242e-07 | 0 | 7.6242e-07 | 7.6242e-07 | 0 | 7.6242e-07 | [22 empty] | 7.3.3.17.5 (Remote Grid) Updates to grid topology to minimize risk of ignition in HFTDs Remote GridWLDFREquipment / facility failureAggregated | WLDFR | HFTD - Distribution - Tier 2 - 1QU CoRE ¦ 1QU LoRE | Non-Red Flag Warning - Catastrophic Fires | Equipment / facility failure | Aggregated | 2062 | 7.891e-07 | 163.6441 | 0.00012913 | 2062 | Mitigation | 0.95 | 45 | 0 | esc | 0.00097009 | 7.655e-10 | 0.00097009 | 7.655e-10
[35 empty] | WLDFR | HFTD - Distribution - Tier 2 - 1QU CoRE ¦ 3QU LoRE | 2063 | 0.058329 | 0.0044135 | 4.3397 | 0 | 4.3397 | 0.0044135 | 4.3397 | 0 | 4.3397 | 0.25313 | 0.25313 | 0.0044135 | 0.00025743 | 4.3397 | 0.25313 | 0 | 0 | 4.3397 | 0.25313 | [22 empty] | WLDFR | HFTD - Distribution - Tier 2 - 1QU CoRE ¦ 1QU LoRE | Non-Red Flag Warning - Large Fires | 2063 | 9.1282e-08 | 9.1282e-08 | 8.872 | 1.0079 | 4.9153 | 2.9488 | 0 | 0 | 0.00011612 | 8.0985e-07 | 0 | 8.0985e-07 | 8.0985e-07 | 0 | 8.0985e-07 | [22 empty] | 7.3.3.17.5 (Remote Grid) Updates to grid topology to minimize risk of ignition in HFTDs Remote GridWLDFREquipment / facility failureAggregated | WLDFR | HFTD - Distribution - Tier 2 - 1QU CoRE ¦ 1QU LoRE | Non-Red Flag Warning - Catastrophic Fires | Equipment / facility failure | Aggregated | 2063 | 7.891e-07 | 163.6441 | 0.00012913 | 2063 | Mitigation | 0.95 | 45 | 0 | esc | 0.00097009 | 7.655e-10 | 0.00097009 | 7.655e-10
[35 empty] | WLDFR | HFTD - Distribution - Tier 2 - 1QU CoRE ¦ 3QU LoRE | 2064 | 0.054513 | 0.0044135 | 4.3397 | 0 | 4.3397 | 0.0044135 | 4.3397 | 0 | 4.3397 | 0.23657 | 0.23657 | 0.0044135 | 0.00024059 | 4.3397 | 0.23657 | 0 | 0 | 4.3397 | 0.23657 | [22 empty] | WLDFR | HFTD - Distribution - Tier 2 - 1QU CoRE ¦ 1QU LoRE | Non-Red Flag Warning - Large Fires | 2064 | 9.1282e-08 | 9.1282e-08 | 8.872 | 1.0079 | 4.9153 | 2.9488 | 0 | 0 | 0.00011612 | 8.0985e-07 | 0 | 8.0985e-07 | 8.0985e-07 | 0 | 8.0985e-07 | [22 empty] | 7.3.3.17.5 (Remote Grid) Updates to grid topology to minimize risk of ignition in HFTDs Remote GridWLDFREquipment / facility failureAggregated | WLDFR | HFTD - Distribution - Tier 2 - 1QU CoRE ¦ 1QU LoRE | Non-Red Flag Warning - Catastrophic Fires | Equipment / facility failure | Aggregated | 2064 | 7.891e-07 | 163.6441 | 0.00012913 | 2064 | Mitigation | 0.95 | 45 | 0 | esc | 0.00097009 | 7.655e-10 | 0.00097009 | 7.655e-10
[35 empty] | WLDFR | HFTD - Distribution - Tier 2 - 1QU CoRE ¦ 3QU LoRE | 2065 | 0.050946 | 0.0044135 | 4.3397 | 0 | 4.3397 | 0.0044135 | 4.3397 | 0 | 4.3397 | 0.22109 | 0.22109 | 0.0044135 | 0.00022485 | 4.3397 | 0.22109 | 0 | 0 | 4.3397 | 0.22109 | [22 empty] | WLDFR | HFTD - Distribution - Tier 2 - 1QU CoRE ¦ 1QU LoRE | Non-Red Flag Warning - Large Fires | 2065 | 9.1282e-08 | 9.1282e-08 | 8.872 | 1.0079 | 4.9153 | 2.9488 | 0 | 0 | 0.00011612 | 8.0985e-07 | 0 | 8.0985e-07 | 8.0985e-07 | 0 | 8.0985e-07 | [22 empty] | 7.3.3.17.5 (Remote Grid) Updates to grid topology to minimize risk of ignition in HFTDs Remote GridWLDFREquipment / facility failureAggregated | WLDFR | HFTD - Distribution - Tier 2 - 1QU CoRE ¦ 1QU LoRE | Non-Red Flag Warning - Catastrophic Fires | Equipment / facility failure | Aggregated | 2065 | 7.891e-07 | 163.6441 | 0.00012913 | 2065 | Mitigation | 0.95 | 45 | 0 | esc | 0.00097009 | 7.655e-10 | 0.00097009 | 7.655e-10
[35 empty] | WLDFR | HFTD - Distribution - Tier 2 - 1QU CoRE ¦ 3QU LoRE | 2066 | 0.047613 | 0.0044135 | 4.3397 | 0 | 4.3397 | 0.0044135 | 4.3397 | 0 | 4.3397 | 0.20663 | 0.20663 | 0.0044135 | 0.00021014 | 4.3397 | 0.20663 | 0 | 0 | 4.3397 | 0.20663 | [22 empty] | WLDFR | HFTD - Distribution - Tier 2 - 1QU CoRE ¦ 1QU LoRE | Non-Red Flag Warning - Large Fires | 2066 | 9.1282e-08 | 9.1282e-08 | 8.872 | 1.0079 | 4.9153 | 2.9488 | 0 | 0 | 0.00011612 | 8.0985e-07 | 0 | 8.0985e-07 | 8.0985e-07 | 0 | 8.0985e-07 | [22 empty] | 7.3.3.17.5 (Remote Grid) Updates to grid topology to minimize risk of ignition in HFTDs Remote GridWLDFREquipment / facility failureAggregated | WLDFR | HFTD - Distribution - Tier 2 - 1QU CoRE ¦ 1QU LoRE | Non-Red Flag Warning - Catastrophic Fires | Equipment / facility failure | Aggregated | 2066 | 7.891e-07 | 163.6441 | 0.00012913 | 2066 | Mitigation | 0.95 | 45 | 0 | esc | 0.00097009 | 7.655e-10 | 0.00097009 | 7.655e-10
[35 empty] | WLDFR | HFTD - Distribution - Tier 2 - 1QU CoRE ¦ 3QU LoRE | 2067 | 0.044499 | 0 | 0 | 0 | 0 | 0.0044135 | 4.3397 | 0 | 4.3397 | 0 | 0.19311 | 0 | 0 | 0 | 0 | 0 | 0 | 0 | 0 | [22 empty] | WLDFR | HFTD - Distribution - Tier 2 - 1QU CoRE ¦ 1QU LoRE | Non-Red Flag Warning - Large Fires | 2067 | 0 | 9.1282e-08 | 8.872 | 1.0079 | 4.9153 | 2.9488 | 0 | 0 | 0.00011612 | 0 | 0 | 0 | 8.0985e-07 | 0 | 8.0985e-07 | [22 empty] | 7.3.3.17.5 (Remote Grid) Updates to grid topology to minimize risk of ignition in HFTDs Remote GridWLDFREquipment / facility failureAggregated | WLDFR | HFTD - Distribution - Tier 2 - 1QU CoRE ¦ 1QU LoRE | Non-Red Flag Warning - Catastrophic Fires | Equipment / facility failure | Aggregated | 2067 | 7.891e-07 | 163.6441 | 0.00012913 | 2067 | Mitigation | 0.95 | 45 | 0 | esc | 0 | 0 | 0.00097009 | 7.655e-10
[35 empty] | WLDFR | HFTD - Distribution - Tier 2 - 1QU CoRE ¦ 4QU LoRE | 2022 | 0.93458 | 0.0051324 | 3.7423 | 0 | 3.7423 | 0 | 0 | 0 | 0 | 3.4974 | 0 | 0.0051324 | 0.0047967 | 3.7423 | 3.4974 | 0 | 0 | 3.7423 | 3.4974 | [22 empty] | WLDFR | HFTD - Distribution - Tier 2 - 1QU CoRE ¦ 1QU LoRE | Non-Red Flag Warning - Small Fires | 2022 | 8.2896e-06 | 0 | 0.077901 | 0.036425 | 0.0015809 | 0.039895 | 0 | 0 | 0.010115 | 6.4577e-07 | 0 | 6.4577e-07 | 0 | 0 | 0 | [22 empty] | 7.3.3.17.5 (Remote Grid) Updates to grid topology to minimize risk of ignition in HFTDs Remote GridWLDFRVegetation ContactAggregated | WLDFR | HFTD - Distribution - Tier 2 - 1QU CoRE ¦ 1QU LoRE | Non-Red Flag Warning - Catastrophic Fires | Vegetation Contact | Aggregated | 2022 | 1.7934e-06 | 163.6441 | 0.00029348 | 2022 | Mitigation | 0.95 | 45 | 0 | esc | 0.00097009 | 1.7398e-09 | 0 | 0
[35 empty] | WLDFR | HFTD - Distribution - Tier 2 - 1QU CoRE ¦ 4QU LoRE | 2023 | 0.87344 | 0.0051324 | 3.8794 | 0 | 3.8794 | 0.0051324 | 3.8794 | 0 | 3.8794 | 3.3884 | 3.3884 | 0.0051324 | 0.0044829 | 3.8794 | 3.3884 | 0 | 0 | 3.8794 | 3.3884 | [22 empty] | WLDFR | HFTD - Distribution - Tier 2 - 1QU CoRE ¦ 1QU LoRE | Non-Red Flag Warning - Small Fires | 2023 | 8.2896e-06 | 8.2896e-06 | 0.080408 | 0.03759 | 0.0016314 | 0.041187 | 0 | 0 | 0.010115 | 6.6655e-07 | 0 | 6.6655e-07 | 6.6655e-07 | 0 | 6.6655e-07 | [22 empty] | 7.3.3.17.5 (Remote Grid) Updates to grid topology to minimize risk of ignition in HFTDs Remote GridWLDFRVegetation ContactAggregated | WLDFR | HFTD - Distribution - Tier 2 - 1QU CoRE ¦ 1QU LoRE | Non-Red Flag Warning - Catastrophic Fires | Vegetation Contact | Aggregated | 2023 | 1.7934e-06 | 163.6441 | 0.00029348 | 2023 | Mitigation | 0.95 | 45 | 0 | esc | 0.00097009 | 1.7398e-09 | 0.00097009 | 1.7398e-09
[35 empty] | WLDFR | HFTD - Distribution - Tier 2 - 1QU CoRE ¦ 4QU LoRE | 2024 | 0.8163 | 0.0051324 | 3.8794 | 0 | 3.8794 | 0.0051324 | 3.8794 | 0 | 3.8794 | 3.1667 | 3.1667 | 0.0051324 | 0.0041896 | 3.8794 | 3.1667 | 0 | 0 | 3.8794 | 3.1667 | [22 empty] | WLDFR | HFTD - Distribution - Tier 2 - 1QU CoRE ¦ 1QU LoRE | Non-Red Flag Warning - Small Fires | 2024 | 8.2896e-06 | 8.2896e-06 | 0.080408 | 0.03759 | 0.0016314 | 0.041187 | 0 | 0 | 0.010115 | 6.6655e-07 | 0 | 6.6655e-07 | 6.6655e-07 | 0 | 6.6655e-07 | [22 empty] | 7.3.3.17.5 (Remote Grid) Updates to grid topology to minimize risk of ignition in HFTDs Remote GridWLDFRVegetation ContactAggregated | WLDFR | HFTD - Distribution - Tier 2 - 1QU CoRE ¦ 1QU LoRE | Non-Red Flag Warning - Catastrophic Fires | Vegetation Contact | Aggregated | 2024 | 1.7934e-06 | 163.6441 | 0.00029348 | 2024 | Mitigation | 0.95 | 45 | 0 | esc | 0.00097009 | 1.7398e-09 | 0.00097009 | 1.7398e-09
[35 empty] | WLDFR | HFTD - Distribution - Tier 2 - 1QU CoRE ¦ 4QU LoRE | 2025 | 0.7629 | 0.0051324 | 3.8794 | 0 | 3.8794 | 0.0051324 | 3.8794 | 0 | 3.8794 | 2.9596 | 2.9596 | 0.0051324 | 0.0039155 | 3.8794 | 2.9596 | 0 | 0 | 3.8794 | 2.9596 | [22 empty] | WLDFR | HFTD - Distribution - Tier 2 - 1QU CoRE ¦ 1QU LoRE | Non-Red Flag Warning - Small Fires | 2025 | 8.2896e-06 | 8.2896e-06 | 0.080408 | 0.03759 | 0.0016314 | 0.041187 | 0 | 0 | 0.010115 | 6.6655e-07 | 0 | 6.6655e-07 | 6.6655e-07 | 0 | 6.6655e-07 | [22 empty] | 7.3.3.17.5 (Remote Grid) Updates to grid topology to minimize risk of ignition in HFTDs Remote GridWLDFRVegetation ContactAggregated | WLDFR | HFTD - Distribution - Tier 2 - 1QU CoRE ¦ 1QU LoRE | Non-Red Flag Warning - Catastrophic Fires | Vegetation Contact | Aggregated | 2025 | 1.7934e-06 | 163.6441 | 0.00029348 | 2025 | Mitigation | 0.95 | 45 | 0 | esc | 0.00097009 | 1.7398e-09 | 0.00097009 | 1.7398e-09
[35 empty] | WLDFR | HFTD - Distribution - Tier 2 - 1QU CoRE ¦ 4QU LoRE | 2026 | 0.71299 | 0.0051324 | 3.8794 | 0 | 3.8794 | 0.0051324 | 3.8794 | 0 | 3.8794 | 2.7659 | 2.7659 | 0.0051324 | 0.0036594 | 3.8794 | 2.7659 | 0 | 0 | 3.8794 | 2.7659 | [22 empty] | WLDFR | HFTD - Distribution - Tier 2 - 1QU CoRE ¦ 1QU LoRE | Non-Red Flag Warning - Small Fires | 2026 | 8.2896e-06 | 8.2896e-06 | 0.080408 | 0.03759 | 0.0016314 | 0.041187 | 0 | 0 | 0.010115 | 6.6655e-07 | 0 | 6.6655e-07 | 6.6655e-07 | 0 | 6.6655e-07 | [22 empty] | 7.3.3.17.5 (Remote Grid) Updates to grid topology to minimize risk of ignition in HFTDs Remote GridWLDFRVegetation ContactAggregated | WLDFR | HFTD - Distribution - Tier 2 - 1QU CoRE ¦ 1QU LoRE | Non-Red Flag Warning - Catastrophic Fires | Vegetation Contact | Aggregated | 2026 | 1.7934e-06 | 163.6441 | 0.00029348 | 2026 | Mitigation | 0.95 | 45 | 0 | esc | 0.00097009 | 1.7398e-09 | 0.00097009 | 1.7398e-09
[35 empty] | WLDFR | HFTD - Distribution - Tier 2 - 1QU CoRE ¦ 4QU LoRE | 2027 | 0.66634 | 0.0051324 | 3.8794 | 0 | 3.8794 | 0.0051324 | 3.8794 | 0 | 3.8794 | 2.585 | 2.585 | 0.0051324 | 0.00342 | 3.8794 | 2.585 | 0 | 0 | 3.8794 | 2.585 | [22 empty] | WLDFR | HFTD - Distribution - Tier 2 - 1QU CoRE ¦ 1QU LoRE | Non-Red Flag Warning - Small Fires | 2027 | 8.2896e-06 | 8.2896e-06 | 0.080408 | 0.03759 | 0.0016314 | 0.041187 | 0 | 0 | 0.010115 | 6.6655e-07 | 0 | 6.6655e-07 | 6.6655e-07 | 0 | 6.6655e-07 | [22 empty] | 7.3.3.17.5 (Remote Grid) Updates to grid topology to minimize risk of ignition in HFTDs Remote GridWLDFRVegetation ContactAggregated | WLDFR | HFTD - Distribution - Tier 2 - 1QU CoRE ¦ 1QU LoRE | Non-Red Flag Warning - Catastrophic Fires | Vegetation Contact | Aggregated | 2027 | 1.7934e-06 | 163.6441 | 0.00029348 | 2027 | Mitigation | 0.95 | 45 | 0 | esc | 0.00097009 | 1.7398e-09 | 0.00097009 | 1.7398e-09
[35 empty] | WLDFR | HFTD - Distribution - Tier 2 - 1QU CoRE ¦ 4QU LoRE | 2028 | 0.62275 | 0.0051324 | 4.0522 | 0 | 4.0522 | 0.0051324 | 4.0522 | 0 | 4.0522 | 2.5235 | 2.5235 | 0.0051324 | 0.0031962 | 4.0522 | 2.5235 | 0 | 0 | 4.0522 | 2.5235 | [22 empty] | WLDFR | HFTD - Distribution - Tier 2 - 1QU CoRE ¦ 1QU LoRE | Non-Red Flag Warning - Small Fires | 2028 | 8.2896e-06 | 8.2896e-06 | 0.083606 | 0.039055 | 0.001695 | 0.042856 | 0 | 0 | 0.010115 | 6.9307e-07 | 0 | 6.9307e-07 | 6.9307e-07 | 0 | 6.9307e-07 | [22 empty] | 7.3.3.17.5 (Remote Grid) Updates to grid topology to minimize risk of ignition in HFTDs Remote GridWLDFRVegetation ContactAggregated | WLDFR | HFTD - Distribution - Tier 2 - 1QU CoRE ¦ 1QU LoRE | Non-Red Flag Warning - Catastrophic Fires | Vegetation Contact | Aggregated | 2028 | 1.7934e-06 | 163.6441 | 0.00029348 | 2028 | Mitigation | 0.95 | 45 | 0 | esc | 0.00097009 | 1.7398e-09 | 0.00097009 | 1.7398e-09
[35 empty] | WLDFR | HFTD - Distribution - Tier 2 - 1QU CoRE ¦ 4QU LoRE | 2029 | 0.58201 | 0.0051324 | 4.0522 | 0 | 4.0522 | 0.0051324 | 4.0522 | 0 | 4.0522 | 2.3584 | 2.3584 | 0.0051324 | 0.0029871 | 4.0522 | 2.3584 | 0 | 0 | 4.0522 | 2.3584 | [22 empty] | WLDFR | HFTD - Distribution - Tier 2 - 1QU CoRE ¦ 1QU LoRE | Non-Red Flag Warning - Small Fires | 2029 | 8.2896e-06 | 8.2896e-06 | 0.083606 | 0.039055 | 0.001695 | 0.042856 | 0 | 0 | 0.010115 | 6.9307e-07 | 0 | 6.9307e-07 | 6.9307e-07 | 0 | 6.9307e-07 | [22 empty] | 7.3.3.17.5 (Remote Grid) Updates to grid topology to minimize risk of ignition in HFTDs Remote GridWLDFRVegetation ContactAggregated | WLDFR | HFTD - Distribution - Tier 2 - 1QU CoRE ¦ 1QU LoRE | Non-Red Flag Warning - Catastrophic Fires | Vegetation Contact | Aggregated | 2029 | 1.7934e-06 | 163.6441 | 0.00029348 | 2029 | Mitigation | 0.95 | 45 | 0 | esc | 0.00097009 | 1.7398e-09 | 0.00097009 | 1.7398e-09
[35 empty] | WLDFR | HFTD - Distribution - Tier 2 - 1QU CoRE ¦ 4QU LoRE | 2030 | 0.54393 | 0.0051324 | 4.0522 | 0 | 4.0522 | 0.0051324 | 4.0522 | 0 | 4.0522 | 2.2041 | 2.2041 | 0.0051324 | 0.0027917 | 4.0522 | 2.2041 | 0 | 0 | 4.0522 | 2.2041 | [22 empty] | WLDFR | HFTD - Distribution - Tier 2 - 1QU CoRE ¦ 1QU LoRE | Non-Red Flag Warning - Small Fires | 2030 | 8.2896e-06 | 8.2896e-06 | 0.083606 | 0.039055 | 0.001695 | 0.042856 | 0 | 0 | 0.010115 | 6.9307e-07 | 0 | 6.9307e-07 | 6.9307e-07 | 0 | 6.9307e-07 | [22 empty] | 7.3.3.17.5 (Remote Grid) Updates to grid topology to minimize risk of ignition in HFTDs Remote GridWLDFRVegetation ContactAggregated | WLDFR | HFTD - Distribution - Tier 2 - 1QU CoRE ¦ 1QU LoRE | Non-Red Flag Warning - Catastrophic Fires | Vegetation Contact | Aggregated | 2030 | 1.7934e-06 | 163.6441 | 0.00029348 | 2030 | Mitigation | 0.95 | 45 | 0 | esc | 0.00097009 | 1.7398e-09 | 0.00097009 | 1.7398e-09
[35 empty] | WLDFR | HFTD - Distribution - Tier 2 - 1QU CoRE ¦ 4QU LoRE | 2031 | 0.50835 | 0.0051324 | 4.0522 | 0 | 4.0522 | 0.0051324 | 4.0522 | 0 | 4.0522 | 2.0599 | 2.0599 | 0.0051324 | 0.0026091 | 4.0522 | 2.0599 | 0 | 0 | 4.0522 | 2.0599 | [22 empty] | WLDFR | HFTD - Distribution - Tier 2 - 1QU CoRE ¦ 1QU LoRE | Non-Red Flag Warning - Small Fires | 2031 | 8.2896e-06 | 8.2896e-06 | 0.083606 | 0.039055 | 0.001695 | 0.042856 | 0 | 0 | 0.010115 | 6.9307e-07 | 0 | 6.9307e-07 | 6.9307e-07 | 0 | 6.9307e-07 | [22 empty] | 7.3.3.17.5 (Remote Grid) Updates to grid topology to minimize risk of ignition in HFTDs Remote GridWLDFRVegetation ContactAggregated | WLDFR | HFTD - Distribution - Tier 2 - 1QU CoRE ¦ 1QU LoRE | Non-Red Flag Warning - Catastrophic Fires | Vegetation Contact | Aggregated | 2031 | 1.7934e-06 | 163.6441 | 0.00029348 | 2031 | Mitigation | 0.95 | 45 | 0 | esc | 0.00097009 | 1.7398e-09 | 0.00097009 | 1.7398e-09
[35 empty] | WLDFR | HFTD - Distribution - Tier 2 - 1QU CoRE ¦ 4QU LoRE | 2032 | 0.47509 | 0.0051324 | 4.0522 | 0 | 4.0522 | 0.0051324 | 4.0522 | 0 | 4.0522 | 1.9252 | 1.9252 | 0.0051324 | 0.0024384 | 4.0522 | 1.9252 | 0 | 0 | 4.0522 | 1.9252 | [22 empty] | WLDFR | HFTD - Distribution - Tier 2 - 1QU CoRE ¦ 1QU LoRE | Non-Red Flag Warning - Small Fires | 2032 | 8.2896e-06 | 8.2896e-06 | 0.083606 | 0.039055 | 0.001695 | 0.042856 | 0 | 0 | 0.010115 | 6.9307e-07 | 0 | 6.9307e-07 | 6.9307e-07 | 0 | 6.9307e-07 | [22 empty] | 7.3.3.17.5 (Remote Grid) Updates to grid topology to minimize risk of ignition in HFTDs Remote GridWLDFRVegetation ContactAggregated | WLDFR | HFTD - Distribution - Tier 2 - 1QU CoRE ¦ 1QU LoRE | Non-Red Flag Warning - Catastrophic Fires | Vegetation Contact | Aggregated | 2032 | 1.7934e-06 | 163.6441 | 0.00029348 | 2032 | Mitigation | 0.95 | 45 | 0 | esc | 0.00097009 | 1.7398e-09 | 0.00097009 | 1.7398e-09
[35 empty] | WLDFR | HFTD - Distribution - Tier 2 - 1QU CoRE ¦ 4QU LoRE | 2033 | 0.44401 | 0.0051324 | 4.2442 | 0 | 4.2442 | 0.0051324 | 4.2442 | 0 | 4.2442 | 1.8845 | 1.8845 | 0.0051324 | 0.0022789 | 4.2442 | 1.8845 | 0 | 0 | 4.2442 | 1.8845 | [22 empty] | WLDFR | HFTD - Distribution - Tier 2 - 1QU CoRE ¦ 1QU LoRE | Non-Red Flag Warning - Small Fires | 2033 | 8.2896e-06 | 8.2896e-06 | 0.087211 | 0.040679 | 0.0017655 | 0.044766 | 0 | 0 | 0.010115 | 7.2295e-07 | 0 | 7.2295e-07 | 7.2295e-07 | 0 | 7.2295e-07 | [22 empty] | 7.3.3.17.5 (Remote Grid) Updates to grid topology to minimize risk of ignition in HFTDs Remote GridWLDFRVegetation ContactAggregated | WLDFR | HFTD - Distribution - Tier 2 - 1QU CoRE ¦ 1QU LoRE | Non-Red Flag Warning - Catastrophic Fires | Vegetation Contact | Aggregated | 2033 | 1.7934e-06 | 163.6441 | 0.00029348 | 2033 | Mitigation | 0.95 | 45 | 0 | esc | 0.00097009 | 1.7398e-09 | 0.00097009 | 1.7398e-09
[35 empty] | WLDFR | HFTD - Distribution - Tier 2 - 1QU CoRE ¦ 4QU LoRE | 2034 | 0.41496 | 0.0051324 | 4.2442 | 0 | 4.2442 | 0.0051324 | 4.2442 | 0 | 4.2442 | 1.7612 | 1.7612 | 0.0051324 | 0.0021298 | 4.2442 | 1.7612 | 0 | 0 | 4.2442 | 1.7612 | [22 empty] | WLDFR | HFTD - Distribution - Tier 2 - 1QU CoRE ¦ 1QU LoRE | Non-Red Flag Warning - Small Fires | 2034 | 8.2896e-06 | 8.2896e-06 | 0.087211 | 0.040679 | 0.0017655 | 0.044766 | 0 | 0 | 0.010115 | 7.2295e-07 | 0 | 7.2295e-07 | 7.2295e-07 | 0 | 7.2295e-07 | [22 empty] | 7.3.3.17.5 (Remote Grid) Updates to grid topology to minimize risk of ignition in HFTDs Remote GridWLDFRVegetation ContactAggregated | WLDFR | HFTD - Distribution - Tier 2 - 1QU CoRE ¦ 1QU LoRE | Non-Red Flag Warning - Catastrophic Fires | Vegetation Contact | Aggregated | 2034 | 1.7934e-06 | 163.6441 | 0.00029348 | 2034 | Mitigation | 0.95 | 45 | 0 | esc | 0.00097009 | 1.7398e-09 | 0.00097009 | 1.7398e-09
[35 empty] | WLDFR | HFTD - Distribution - Tier 2 - 1QU CoRE ¦ 4QU LoRE | 2035 | 0.38782 | 0.0051324 | 4.2442 | 0 | 4.2442 | 0.0051324 | 4.2442 | 0 | 4.2442 | 1.646 | 1.646 | 0.0051324 | 0.0019905 | 4.2442 | 1.646 | 0 | 0 | 4.2442 | 1.646 | [22 empty] | WLDFR | HFTD - Distribution - Tier 2 - 1QU CoRE ¦ 1QU LoRE | Non-Red Flag Warning - Small Fires | 2035 | 8.2896e-06 | 8.2896e-06 | 0.087211 | 0.040679 | 0.0017655 | 0.044766 | 0 | 0 | 0.010115 | 7.2295e-07 | 0 | 7.2295e-07 | 7.2295e-07 | 0 | 7.2295e-07 | [22 empty] | 7.3.3.17.5 (Remote Grid) Updates to grid topology to minimize risk of ignition in HFTDs Remote GridWLDFRVegetation ContactAggregated | WLDFR | HFTD - Distribution - Tier 2 - 1QU CoRE ¦ 1QU LoRE | Non-Red Flag Warning - Catastrophic Fires | Vegetation Contact | Aggregated | 2035 | 1.7934e-06 | 163.6441 | 0.00029348 | 2035 | Mitigation | 0.95 | 45 | 0 | esc | 0.00097009 | 1.7398e-09 | 0.00097009 | 1.7398e-09
[35 empty] | WLDFR | HFTD - Distribution - Tier 2 - 1QU CoRE ¦ 4QU LoRE | 2036 | 0.36245 | 0.0051324 | 4.2442 | 0 | 4.2442 | 0.0051324 | 4.2442 | 0 | 4.2442 | 1.5383 | 1.5383 | 0.0051324 | 0.0018602 | 4.2442 | 1.5383 | 0 | 0 | 4.2442 | 1.5383 | [22 empty] | WLDFR | HFTD - Distribution - Tier 2 - 1QU CoRE ¦ 1QU LoRE | Non-Red Flag Warning - Small Fires | 2036 | 8.2896e-06 | 8.2896e-06 | 0.087211 | 0.040679 | 0.0017655 | 0.044766 | 0 | 0 | 0.010115 | 7.2295e-07 | 0 | 7.2295e-07 | 7.2295e-07 | 0 | 7.2295e-07 | [22 empty] | 7.3.3.17.5 (Remote Grid) Updates to grid topology to minimize risk of ignition in HFTDs Remote GridWLDFRVegetation ContactAggregated | WLDFR | HFTD - Distribution - Tier 2 - 1QU CoRE ¦ 1QU LoRE | Non-Red Flag Warning - Catastrophic Fires | Vegetation Contact | Aggregated | 2036 | 1.7934e-06 | 163.6441 | 0.00029348 | 2036 | Mitigation | 0.95 | 45 | 0 | esc | 0.00097009 | 1.7398e-09 | 0.00097009 | 1.7398e-09
[35 empty] | WLDFR | HFTD - Distribution - Tier 2 - 1QU CoRE ¦ 4QU LoRE | 2037 | 0.33873 | 0.0051324 | 4.2442 | 0 | 4.2442 | 0.0051324 | 4.2442 | 0 | 4.2442 | 1.4377 | 1.4377 | 0.0051324 | 0.0017385 | 4.2442 | 1.4377 | 0 | 0 | 4.2442 | 1.4377 | [22 empty] | WLDFR | HFTD - Distribution - Tier 2 - 1QU CoRE ¦ 1QU LoRE | Non-Red Flag Warning - Small Fires | 2037 | 8.2896e-06 | 8.2896e-06 | 0.087211 | 0.040679 | 0.0017655 | 0.044766 | 0 | 0 | 0.010115 | 7.2295e-07 | 0 | 7.2295e-07 | 7.2295e-07 | 0 | 7.2295e-07 | [22 empty] | 7.3.3.17.5 (Remote Grid) Updates to grid topology to minimize risk of ignition in HFTDs Remote GridWLDFRVegetation ContactAggregated | WLDFR | HFTD - Distribution - Tier 2 - 1QU CoRE ¦ 1QU LoRE | Non-Red Flag Warning - Catastrophic Fires | Vegetation Contact | Aggregated | 2037 | 1.7934e-06 | 163.6441 | 0.00029348 | 2037 | Mitigation | 0.95 | 45 | 0 | esc | 0.00097009 | 1.7398e-09 | 0.00097009 | 1.7398e-09
[35 empty] | WLDFR | HFTD - Distribution - Tier 2 - 1QU CoRE ¦ 4QU LoRE | 2038 | 0.31657 | 0.0051324 | 4.4526 | 0 | 4.4526 | 0.0051324 | 4.4526 | 0 | 4.4526 | 1.4096 | 1.4096 | 0.0051324 | 0.0016248 | 4.4526 | 1.4096 | 0 | 0 | 4.4526 | 1.4096 | [22 empty] | WLDFR | HFTD - Distribution - Tier 2 - 1QU CoRE ¦ 1QU LoRE | Non-Red Flag Warning - Small Fires | 2038 | 8.2896e-06 | 8.2896e-06 | 0.091184 | 0.042438 | 0.0018418 | 0.046905 | 0 | 0 | 0.010115 | 7.5588e-07 | 0 | 7.5588e-07 | 7.5588e-07 | 0 | 7.5588e-07 | [22 empty] | 7.3.3.17.5 (Remote Grid) Updates to grid topology to minimize risk of ignition in HFTDs Remote GridWLDFRVegetation ContactAggregated | WLDFR | HFTD - Distribution - Tier 2 - 1QU CoRE ¦ 1QU LoRE | Non-Red Flag Warning - Catastrophic Fires | Vegetation Contact | Aggregated | 2038 | 1.7934e-06 | 163.6441 | 0.00029348 | 2038 | Mitigation | 0.95 | 45 | 0 | esc | 0.00097009 | 1.7398e-09 | 0.00097009 | 1.7398e-09
[35 empty] | WLDFR | HFTD - Distribution - Tier 2 - 1QU CoRE ¦ 4QU LoRE | 2039 | 0.29586 | 0.0051324 | 4.4526 | 0 | 4.4526 | 0.0051324 | 4.4526 | 0 | 4.4526 | 1.3174 | 1.3174 | 0.0051324 | 0.0015185 | 4.4526 | 1.3174 | 0 | 0 | 4.4526 | 1.3174 | [22 empty] | WLDFR | HFTD - Distribution - Tier 2 - 1QU CoRE ¦ 1QU LoRE | Non-Red Flag Warning - Small Fires | 2039 | 8.2896e-06 | 8.2896e-06 | 0.091184 | 0.042438 | 0.0018418 | 0.046905 | 0 | 0 | 0.010115 | 7.5588e-07 | 0 | 7.5588e-07 | 7.5588e-07 | 0 | 7.5588e-07 | [22 empty] | 7.3.3.17.5 (Remote Grid) Updates to grid topology to minimize risk of ignition in HFTDs Remote GridWLDFRVegetation ContactAggregated | WLDFR | HFTD - Distribution - Tier 2 - 1QU CoRE ¦ 1QU LoRE | Non-Red Flag Warning - Catastrophic Fires | Vegetation Contact | Aggregated | 2039 | 1.7934e-06 | 163.6441 | 0.00029348 | 2039 | Mitigation | 0.95 | 45 | 0 | esc | 0.00097009 | 1.7398e-09 | 0.00097009 | 1.7398e-09
[35 empty] | WLDFR | HFTD - Distribution - Tier 2 - 1QU CoRE ¦ 4QU LoRE | 2040 | 0.27651 | 0.0051324 | 4.4526 | 0 | 4.4526 | 0.0051324 | 4.4526 | 0 | 4.4526 | 1.2312 | 1.2312 | 0.0051324 | 0.0014192 | 4.4526 | 1.2312 | 0 | 0 | 4.4526 | 1.2312 | [22 empty] | WLDFR | HFTD - Distribution - Tier 2 - 1QU CoRE ¦ 1QU LoRE | Non-Red Flag Warning - Small Fires | 2040 | 8.2896e-06 | 8.2896e-06 | 0.091184 | 0.042438 | 0.0018418 | 0.046905 | 0 | 0 | 0.010115 | 7.5588e-07 | 0 | 7.5588e-07 | 7.5588e-07 | 0 | 7.5588e-07 | [22 empty] | 7.3.3.17.5 (Remote Grid) Updates to grid topology to minimize risk of ignition in HFTDs Remote GridWLDFRVegetation ContactAggregated | WLDFR | HFTD - Distribution - Tier 2 - 1QU CoRE ¦ 1QU LoRE | Non-Red Flag Warning - Catastrophic Fires | Vegetation Contact | Aggregated | 2040 | 1.7934e-06 | 163.6441 | 0.00029348 | 2040 | Mitigation | 0.95 | 45 | 0 | esc | 0.00097009 | 1.7398e-09 | 0.00097009 | 1.7398e-09
[35 empty] | WLDFR | HFTD - Distribution - Tier 2 - 1QU CoRE ¦ 4QU LoRE | 2041 | 0.25842 | 0.0051324 | 4.4526 | 0 | 4.4526 | 0.0051324 | 4.4526 | 0 | 4.4526 | 1.1506 | 1.1506 | 0.0051324 | 0.0013263 | 4.4526 | 1.1506 | 0 | 0 | 4.4526 | 1.1506 | [22 empty] | WLDFR | HFTD - Distribution - Tier 2 - 1QU CoRE ¦ 1QU LoRE | Non-Red Flag Warning - Small Fires | 2041 | 8.2896e-06 | 8.2896e-06 | 0.091184 | 0.042438 | 0.0018418 | 0.046905 | 0 | 0 | 0.010115 | 7.5588e-07 | 0 | 7.5588e-07 | 7.5588e-07 | 0 | 7.5588e-07 | [22 empty] | 7.3.3.17.5 (Remote Grid) Updates to grid topology to minimize risk of ignition in HFTDs Remote GridWLDFRVegetation ContactAggregated | WLDFR | HFTD - Distribution - Tier 2 - 1QU CoRE ¦ 1QU LoRE | Non-Red Flag Warning - Catastrophic Fires | Vegetation Contact | Aggregated | 2041 | 1.7934e-06 | 163.6441 | 0.00029348 | 2041 | Mitigation | 0.95 | 45 | 0 | esc | 0.00097009 | 1.7398e-09 | 0.00097009 | 1.7398e-09
[35 empty] | WLDFR | HFTD - Distribution - Tier 2 - 1QU CoRE ¦ 4QU LoRE | 2042 | 0.24151 | 0.0051324 | 4.4526 | 0 | 4.4526 | 0.0051324 | 4.4526 | 0 | 4.4526 | 1.0754 | 1.0754 | 0.0051324 | 0.0012396 | 4.4526 | 1.0754 | 0 | 0 | 4.4526 | 1.0754 | [22 empty] | WLDFR | HFTD - Distribution - Tier 2 - 1QU CoRE ¦ 1QU LoRE | Non-Red Flag Warning - Small Fires | 2042 | 8.2896e-06 | 8.2896e-06 | 0.091184 | 0.042438 | 0.0018418 | 0.046905 | 0 | 0 | 0.010115 | 7.5588e-07 | 0 | 7.5588e-07 | 7.5588e-07 | 0 | 7.5588e-07 | [22 empty] | 7.3.3.17.5 (Remote Grid) Updates to grid topology to minimize risk of ignition in HFTDs Remote GridWLDFRVegetation ContactAggregated | WLDFR | HFTD - Distribution - Tier 2 - 1QU CoRE ¦ 1QU LoRE | Non-Red Flag Warning - Catastrophic Fires | Vegetation Contact | Aggregated | 2042 | 1.7934e-06 | 163.6441 | 0.00029348 | 2042 | Mitigation | 0.95 | 45 | 0 | esc | 0.00097009 | 1.7398e-09 | 0.00097009 | 1.7398e-09
[35 empty] | WLDFR | HFTD - Distribution - Tier 2 - 1QU CoRE ¦ 4QU LoRE | 2043 | 0.22571 | 0.0051324 | 4.6746 | 0 | 4.6746 | 0.0051324 | 4.6746 | 0 | 4.6746 | 1.0551 | 1.0551 | 0.0051324 | 0.0011585 | 4.6746 | 1.0551 | 0 | 0 | 4.6746 | 1.0551 | [22 empty] | WLDFR | HFTD - Distribution - Tier 2 - 1QU CoRE ¦ 1QU LoRE | Non-Red Flag Warning - Small Fires | 2043 | 8.2896e-06 | 8.2896e-06 | 0.095486 | 0.044306 | 0.0019228 | 0.049257 | 0 | 0 | 0.010115 | 7.9154e-07 | 0 | 7.9154e-07 | 7.9154e-07 | 0 | 7.9154e-07 | [22 empty] | 7.3.3.17.5 (Remote Grid) Updates to grid topology to minimize risk of ignition in HFTDs Remote GridWLDFRVegetation ContactAggregated | WLDFR | HFTD - Distribution - Tier 2 - 1QU CoRE ¦ 1QU LoRE | Non-Red Flag Warning - Catastrophic Fires | Vegetation Contact | Aggregated | 2043 | 1.7934e-06 | 163.6441 | 0.00029348 | 2043 | Mitigation | 0.95 | 45 | 0 | esc | 0.00097009 | 1.7398e-09 | 0.00097009 | 1.7398e-09
[35 empty] | WLDFR | HFTD - Distribution - Tier 2 - 1QU CoRE ¦ 4QU LoRE | 2044 | 0.21095 | 0.0051324 | 4.6746 | 0 | 4.6746 | 0.0051324 | 4.6746 | 0 | 4.6746 | 0.9861 | 0.9861 | 0.0051324 | 0.0010827 | 4.6746 | 0.9861 | 0 | 0 | 4.6746 | 0.9861 | [22 empty] | WLDFR | HFTD - Distribution - Tier 2 - 1QU CoRE ¦ 1QU LoRE | Non-Red Flag Warning - Small Fires | 2044 | 8.2896e-06 | 8.2896e-06 | 0.095486 | 0.044306 | 0.0019228 | 0.049257 | 0 | 0 | 0.010115 | 7.9154e-07 | 0 | 7.9154e-07 | 7.9154e-07 | 0 | 7.9154e-07 | [22 empty] | 7.3.3.17.5 (Remote Grid) Updates to grid topology to minimize risk of ignition in HFTDs Remote GridWLDFRVegetation ContactAggregated | WLDFR | HFTD - Distribution - Tier 2 - 1QU CoRE ¦ 1QU LoRE | Non-Red Flag Warning - Catastrophic Fires | Vegetation Contact | Aggregated | 2044 | 1.7934e-06 | 163.6441 | 0.00029348 | 2044 | Mitigation | 0.95 | 45 | 0 | esc | 0.00097009 | 1.7398e-09 | 0.00097009 | 1.7398e-09
[35 empty] | WLDFR | HFTD - Distribution - Tier 2 - 1QU CoRE ¦ 4QU LoRE | 2045 | 0.19715 | 0.0051324 | 4.6746 | 0 | 4.6746 | 0.0051324 | 4.6746 | 0 | 4.6746 | 0.92159 | 0.92159 | 0.0051324 | 0.0010118 | 4.6746 | 0.92159 | 0 | 0 | 4.6746 | 0.92159 | [22 empty] | WLDFR | HFTD - Distribution - Tier 2 - 1QU CoRE ¦ 1QU LoRE | Non-Red Flag Warning - Small Fires | 2045 | 8.2896e-06 | 8.2896e-06 | 0.095486 | 0.044306 | 0.0019228 | 0.049257 | 0 | 0 | 0.010115 | 7.9154e-07 | 0 | 7.9154e-07 | 7.9154e-07 | 0 | 7.9154e-07 | [22 empty] | 7.3.3.17.5 (Remote Grid) Updates to grid topology to minimize risk of ignition in HFTDs Remote GridWLDFRVegetation ContactAggregated | WLDFR | HFTD - Distribution - Tier 2 - 1QU CoRE ¦ 1QU LoRE | Non-Red Flag Warning - Catastrophic Fires | Vegetation Contact | Aggregated | 2045 | 1.7934e-06 | 163.6441 | 0.00029348 | 2045 | Mitigation | 0.95 | 45 | 0 | esc | 0.00097009 | 1.7398e-09 | 0.00097009 | 1.7398e-09
[35 empty] | WLDFR | HFTD - Distribution - Tier 2 - 1QU CoRE ¦ 4QU LoRE | 2046 | 0.18425 | 0.0051324 | 4.6746 | 0 | 4.6746 | 0.0051324 | 4.6746 | 0 | 4.6746 | 0.8613 | 0.8613 | 0.0051324 | 0.00094565 | 4.6746 | 0.8613 | 0 | 0 | 4.6746 | 0.8613 | [22 empty] | WLDFR | HFTD - Distribution - Tier 2 - 1QU CoRE ¦ 1QU LoRE | Non-Red Flag Warning - Small Fires | 2046 | 8.2896e-06 | 8.2896e-06 | 0.095486 | 0.044306 | 0.0019228 | 0.049257 | 0 | 0 | 0.010115 | 7.9154e-07 | 0 | 7.9154e-07 | 7.9154e-07 | 0 | 7.9154e-07 | [22 empty] | 7.3.3.17.5 (Remote Grid) Updates to grid topology to minimize risk of ignition in HFTDs Remote GridWLDFRVegetation ContactAggregated | WLDFR | HFTD - Distribution - Tier 2 - 1QU CoRE ¦ 1QU LoRE | Non-Red Flag Warning - Catastrophic Fires | Vegetation Contact | Aggregated | 2046 | 1.7934e-06 | 163.6441 | 0.00029348 | 2046 | Mitigation | 0.95 | 45 | 0 | esc | 0.00097009 | 1.7398e-09 | 0.00097009 | 1.7398e-09
[35 empty] | WLDFR | HFTD - Distribution - Tier 2 - 1QU CoRE ¦ 4QU LoRE | 2047 | 0.1722 | 0.0051324 | 4.6746 | 0 | 4.6746 | 0.0051324 | 4.6746 | 0 | 4.6746 | 0.80495 | 0.80495 | 0.0051324 | 0.00088378 | 4.6746 | 0.80495 | 0 | 0 | 4.6746 | 0.80495 | [22 empty] | WLDFR | HFTD - Distribution - Tier 2 - 1QU CoRE ¦ 1QU LoRE | Non-Red Flag Warning - Small Fires | 2047 | 8.2896e-06 | 8.2896e-06 | 0.095486 | 0.044306 | 0.0019228 | 0.049257 | 0 | 0 | 0.010115 | 7.9154e-07 | 0 | 7.9154e-07 | 7.9154e-07 | 0 | 7.9154e-07 | [22 empty] | 7.3.3.17.5 (Remote Grid) Updates to grid topology to minimize risk of ignition in HFTDs Remote GridWLDFRVegetation ContactAggregated | WLDFR | HFTD - Distribution - Tier 2 - 1QU CoRE ¦ 1QU LoRE | Non-Red Flag Warning - Catastrophic Fires | Vegetation Contact | Aggregated | 2047 | 1.7934e-06 | 163.6441 | 0.00029348 | 2047 | Mitigation | 0.95 | 45 | 0 | esc | 0.00097009 | 1.7398e-09 | 0.00097009 | 1.7398e-09
[35 empty] | WLDFR | HFTD - Distribution - Tier 2 - 1QU CoRE ¦ 4QU LoRE | 2048 | 0.16093 | 0.0051324 | 4.9073 | 0 | 4.9073 | 0.0051324 | 4.9073 | 0 | 4.9073 | 0.78974 | 0.78974 | 0.0051324 | 0.00082597 | 4.9073 | 0.78974 | 0 | 0 | 4.9073 | 0.78974 | [22 empty] | WLDFR | HFTD - Distribution - Tier 2 - 1QU CoRE ¦ 1QU LoRE | Non-Red Flag Warning - Small Fires | 2048 | 8.2896e-06 | 8.2896e-06 | 0.10007 | 0.04626 | 0.0020076 | 0.051804 | 0 | 0 | 0.010115 | 8.2956e-07 | 0 | 8.2956e-07 | 8.2956e-07 | 0 | 8.2956e-07 | [22 empty] | 7.3.3.17.5 (Remote Grid) Updates to grid topology to minimize risk of ignition in HFTDs Remote GridWLDFRVegetation ContactAggregated | WLDFR | HFTD - Distribution - Tier 2 - 1QU CoRE ¦ 1QU LoRE | Non-Red Flag Warning - Catastrophic Fires | Vegetation Contact | Aggregated | 2048 | 1.7934e-06 | 163.6441 | 0.00029348 | 2048 | Mitigation | 0.95 | 45 | 0 | esc | 0.00097009 | 1.7398e-09 | 0.00097009 | 1.7398e-09
[35 empty] | WLDFR | HFTD - Distribution - Tier 2 - 1QU CoRE ¦ 4QU LoRE | 2049 | 0.1504 | 0.0051324 | 4.9073 | 0 | 4.9073 | 0.0051324 | 4.9073 | 0 | 4.9073 | 0.73807 | 0.73807 | 0.0051324 | 0.00077193 | 4.9073 | 0.73807 | 0 | 0 | 4.9073 | 0.73807 | [22 empty] | WLDFR | HFTD - Distribution - Tier 2 - 1QU CoRE ¦ 1QU LoRE | Non-Red Flag Warning - Small Fires | 2049 | 8.2896e-06 | 8.2896e-06 | 0.10007 | 0.04626 | 0.0020076 | 0.051804 | 0 | 0 | 0.010115 | 8.2956e-07 | 0 | 8.2956e-07 | 8.2956e-07 | 0 | 8.2956e-07 | [22 empty] | 7.3.3.17.5 (Remote Grid) Updates to grid topology to minimize risk of ignition in HFTDs Remote GridWLDFRVegetation ContactAggregated | WLDFR | HFTD - Distribution - Tier 2 - 1QU CoRE ¦ 1QU LoRE | Non-Red Flag Warning - Catastrophic Fires | Vegetation Contact | Aggregated | 2049 | 1.7934e-06 | 163.6441 | 0.00029348 | 2049 | Mitigation | 0.95 | 45 | 0 | esc | 0.00097009 | 1.7398e-09 | 0.00097009 | 1.7398e-09
[35 empty] | WLDFR | HFTD - Distribution - Tier 2 - 1QU CoRE ¦ 4QU LoRE | 2050 | 0.14056 | 0.0051324 | 4.9073 | 0 | 4.9073 | 0.0051324 | 4.9073 | 0 | 4.9073 | 0.68979 | 0.68979 | 0.0051324 | 0.00072143 | 4.9073 | 0.68979 | 0 | 0 | 4.9073 | 0.68979 | [22 empty] | WLDFR | HFTD - Distribution - Tier 2 - 1QU CoRE ¦ 1QU LoRE | Non-Red Flag Warning - Small Fires | 2050 | 8.2896e-06 | 8.2896e-06 | 0.10007 | 0.04626 | 0.0020076 | 0.051804 | 0 | 0 | 0.010115 | 8.2956e-07 | 0 | 8.2956e-07 | 8.2956e-07 | 0 | 8.2956e-07 | [22 empty] | 7.3.3.17.5 (Remote Grid) Updates to grid topology to minimize risk of ignition in HFTDs Remote GridWLDFRVegetation ContactAggregated | WLDFR | HFTD - Distribution - Tier 2 - 1QU CoRE ¦ 1QU LoRE | Non-Red Flag Warning - Catastrophic Fires | Vegetation Contact | Aggregated | 2050 | 1.7934e-06 | 163.6441 | 0.00029348 | 2050 | Mitigation | 0.95 | 45 | 0 | esc | 0.00097009 | 1.7398e-09 | 0.00097009 | 1.7398e-09
[35 empty] | WLDFR | HFTD - Distribution - Tier 2 - 1QU CoRE ¦ 4QU LoRE | 2051 | 0.13137 | 0.0051324 | 4.9073 | 0 | 4.9073 | 0.0051324 | 4.9073 | 0 | 4.9073 | 0.64466 | 0.64466 | 0.0051324 | 0.00067423 | 4.9073 | 0.64466 | 0 | 0 | 4.9073 | 0.64466 | [22 empty] | WLDFR | HFTD - Distribution - Tier 2 - 1QU CoRE ¦ 1QU LoRE | Non-Red Flag Warning - Small Fires | 2051 | 8.2896e-06 | 8.2896e-06 | 0.10007 | 0.04626 | 0.0020076 | 0.051804 | 0 | 0 | 0.010115 | 8.2956e-07 | 0 | 8.2956e-07 | 8.2956e-07 | 0 | 8.2956e-07 | [22 empty] | 7.3.3.17.5 (Remote Grid) Updates to grid topology to minimize risk of ignition in HFTDs Remote GridWLDFRVegetation ContactAggregated | WLDFR | HFTD - Distribution - Tier 2 - 1QU CoRE ¦ 1QU LoRE | Non-Red Flag Warning - Catastrophic Fires | Vegetation Contact | Aggregated | 2051 | 1.7934e-06 | 163.6441 | 0.00029348 | 2051 | Mitigation | 0.95 | 45 | 0 | esc | 0.00097009 | 1.7398e-09 | 0.00097009 | 1.7398e-09
[35 empty] | WLDFR | HFTD - Distribution - Tier 2 - 1QU CoRE ¦ 4QU LoRE | 2052 | 0.12277 | 0.0051324 | 4.9073 | 0 | 4.9073 | 0.0051324 | 4.9073 | 0 | 4.9073 | 0.60249 | 0.60249 | 0.0051324 | 0.00063013 | 4.9073 | 0.60249 | 0 | 0 | 4.9073 | 0.60249 | [22 empty] | WLDFR | HFTD - Distribution - Tier 2 - 1QU CoRE ¦ 1QU LoRE | Non-Red Flag Warning - Small Fires | 2052 | 8.2896e-06 | 8.2896e-06 | 0.10007 | 0.04626 | 0.0020076 | 0.051804 | 0 | 0 | 0.010115 | 8.2956e-07 | 0 | 8.2956e-07 | 8.2956e-07 | 0 | 8.2956e-07 | [22 empty] | 7.3.3.17.5 (Remote Grid) Updates to grid topology to minimize risk of ignition in HFTDs Remote GridWLDFRVegetation ContactAggregated | WLDFR | HFTD - Distribution - Tier 2 - 1QU CoRE ¦ 1QU LoRE | Non-Red Flag Warning - Catastrophic Fires | Vegetation Contact | Aggregated | 2052 | 1.7934e-06 | 163.6441 | 0.00029348 | 2052 | Mitigation | 0.95 | 45 | 0 | esc | 0.00097009 | 1.7398e-09 | 0.00097009 | 1.7398e-09
[35 empty] | WLDFR | HFTD - Distribution - Tier 2 - 1QU CoRE ¦ 4QU LoRE | 2053 | 0.11474 | 0.0051324 | 5.1478 | 0 | 5.1478 | 0.0051324 | 5.1478 | 0 | 5.1478 | 0.59067 | 0.59067 | 0.0051324 | 0.0005889 | 5.1478 | 0.59067 | 0 | 0 | 5.1478 | 0.59067 | [22 empty] | WLDFR | HFTD - Distribution - Tier 2 - 1QU CoRE ¦ 1QU LoRE | Non-Red Flag Warning - Small Fires | 2053 | 8.2896e-06 | 8.2896e-06 | 0.10489 | 0.048274 | 0.002095 | 0.054525 | 0 | 0 | 0.010115 | 8.6954e-07 | 0 | 8.6954e-07 | 8.6954e-07 | 0 | 8.6954e-07 | [22 empty] | 7.3.3.17.5 (Remote Grid) Updates to grid topology to minimize risk of ignition in HFTDs Remote GridWLDFRVegetation ContactAggregated | WLDFR | HFTD - Distribution - Tier 2 - 1QU CoRE ¦ 1QU LoRE | Non-Red Flag Warning - Catastrophic Fires | Vegetation Contact | Aggregated | 2053 | 1.7934e-06 | 163.6441 | 0.00029348 | 2053 | Mitigation | 0.95 | 45 | 0 | esc | 0.00097009 | 1.7398e-09 | 0.00097009 | 1.7398e-09
[35 empty] | WLDFR | HFTD - Distribution - Tier 2 - 1QU CoRE ¦ 4QU LoRE | 2054 | 0.10723 | 0.0051324 | 5.1478 | 0 | 5.1478 | 0.0051324 | 5.1478 | 0 | 5.1478 | 0.55203 | 0.55203 | 0.0051324 | 0.00055038 | 5.1478 | 0.55203 | 0 | 0 | 5.1478 | 0.55203 | [22 empty] | WLDFR | HFTD - Distribution - Tier 2 - 1QU CoRE ¦ 1QU LoRE | Non-Red Flag Warning - Small Fires | 2054 | 8.2896e-06 | 8.2896e-06 | 0.10489 | 0.048274 | 0.002095 | 0.054525 | 0 | 0 | 0.010115 | 8.6954e-07 | 0 | 8.6954e-07 | 8.6954e-07 | 0 | 8.6954e-07 | [22 empty] | 7.3.3.17.5 (Remote Grid) Updates to grid topology to minimize risk of ignition in HFTDs Remote GridWLDFRVegetation ContactAggregated | WLDFR | HFTD - Distribution - Tier 2 - 1QU CoRE ¦ 1QU LoRE | Non-Red Flag Warning - Catastrophic Fires | Vegetation Contact | Aggregated | 2054 | 1.7934e-06 | 163.6441 | 0.00029348 | 2054 | Mitigation | 0.95 | 45 | 0 | esc | 0.00097009 | 1.7398e-09 | 0.00097009 | 1.7398e-09
[35 empty] | WLDFR | HFTD - Distribution - Tier 2 - 1QU CoRE ¦ 4QU LoRE | 2055 | 0.10022 | 0.0051324 | 5.1478 | 0 | 5.1478 | 0.0051324 | 5.1478 | 0 | 5.1478 | 0.51591 | 0.51591 | 0.0051324 | 0.00051437 | 5.1478 | 0.51591 | 0 | 0 | 5.1478 | 0.51591 | [22 empty] | WLDFR | HFTD - Distribution - Tier 2 - 1QU CoRE ¦ 1QU LoRE | Non-Red Flag Warning - Small Fires | 2055 | 8.2896e-06 | 8.2896e-06 | 0.10489 | 0.048274 | 0.002095 | 0.054525 | 0 | 0 | 0.010115 | 8.6954e-07 | 0 | 8.6954e-07 | 8.6954e-07 | 0 | 8.6954e-07 | [22 empty] | 7.3.3.17.5 (Remote Grid) Updates to grid topology to minimize risk of ignition in HFTDs Remote GridWLDFRVegetation ContactAggregated | WLDFR | HFTD - Distribution - Tier 2 - 1QU CoRE ¦ 1QU LoRE | Non-Red Flag Warning - Catastrophic Fires | Vegetation Contact | Aggregated | 2055 | 1.7934e-06 | 163.6441 | 0.00029348 | 2055 | Mitigation | 0.95 | 45 | 0 | esc | 0.00097009 | 1.7398e-09 | 0.00097009 | 1.7398e-09
[35 empty] | WLDFR | HFTD - Distribution - Tier 2 - 1QU CoRE ¦ 4QU LoRE | 2056 | 0.093663 | 0.0051324 | 5.1478 | 0 | 5.1478 | 0.0051324 | 5.1478 | 0 | 5.1478 | 0.48216 | 0.48216 | 0.0051324 | 0.00048072 | 5.1478 | 0.48216 | 0 | 0 | 5.1478 | 0.48216 | [22 empty] | WLDFR | HFTD - Distribution - Tier 2 - 1QU CoRE ¦ 1QU LoRE | Non-Red Flag Warning - Small Fires | 2056 | 8.2896e-06 | 8.2896e-06 | 0.10489 | 0.048274 | 0.002095 | 0.054525 | 0 | 0 | 0.010115 | 8.6954e-07 | 0 | 8.6954e-07 | 8.6954e-07 | 0 | 8.6954e-07 | [22 empty] | 7.3.3.17.5 (Remote Grid) Updates to grid topology to minimize risk of ignition in HFTDs Remote GridWLDFRVegetation ContactAggregated | WLDFR | HFTD - Distribution - Tier 2 - 1QU CoRE ¦ 1QU LoRE | Non-Red Flag Warning - Catastrophic Fires | Vegetation Contact | Aggregated | 2056 | 1.7934e-06 | 163.6441 | 0.00029348 | 2056 | Mitigation | 0.95 | 45 | 0 | esc | 0.00097009 | 1.7398e-09 | 0.00097009 | 1.7398e-09
[35 empty] | WLDFR | HFTD - Distribution - Tier 2 - 1QU CoRE ¦ 4QU LoRE | 2057 | 0.087535 | 0.0051324 | 5.1478 | 0 | 5.1478 | 0.0051324 | 5.1478 | 0 | 5.1478 | 0.45062 | 0.45062 | 0.0051324 | 0.00044927 | 5.1478 | 0.45062 | 0 | 0 | 5.1478 | 0.45062 | [22 empty] | WLDFR | HFTD - Distribution - Tier 2 - 1QU CoRE ¦ 1QU LoRE | Non-Red Flag Warning - Small Fires | 2057 | 8.2896e-06 | 8.2896e-06 | 0.10489 | 0.048274 | 0.002095 | 0.054525 | 0 | 0 | 0.010115 | 8.6954e-07 | 0 | 8.6954e-07 | 8.6954e-07 | 0 | 8.6954e-07 | [22 empty] | 7.3.3.17.5 (Remote Grid) Updates to grid topology to minimize risk of ignition in HFTDs Remote GridWLDFRVegetation ContactAggregated | WLDFR | HFTD - Distribution - Tier 2 - 1QU CoRE ¦ 1QU LoRE | Non-Red Flag Warning - Catastrophic Fires | Vegetation Contact | Aggregated | 2057 | 1.7934e-06 | 163.6441 | 0.00029348 | 2057 | Mitigation | 0.95 | 45 | 0 | esc | 0.00097009 | 1.7398e-09 | 0.00097009 | 1.7398e-09
[35 empty] | WLDFR | HFTD - Distribution - Tier 2 - 1QU CoRE ¦ 4QU LoRE | 2058 | 0.081809 | 0.0051324 | 5.3932 | 0 | 5.3932 | 0.0051324 | 5.3932 | 0 | 5.3932 | 0.44121 | 0.44121 | 0.0051324 | 0.00041988 | 5.3932 | 0.44121 | 0 | 0 | 5.3932 | 0.44121 | [22 empty] | WLDFR | HFTD - Distribution - Tier 2 - 1QU CoRE ¦ 1QU LoRE | Non-Red Flag Warning - Small Fires | 2058 | 8.2896e-06 | 8.2896e-06 | 0.1099 | 0.050325 | 0.0021839 | 0.057393 | 0 | 0 | 0.010115 | 9.1105e-07 | 0 | 9.1105e-07 | 9.1105e-07 | 0 | 9.1105e-07 | [22 empty] | 7.3.3.17.5 (Remote Grid) Updates to grid topology to minimize risk of ignition in HFTDs Remote GridWLDFRVegetation ContactAggregated | WLDFR | HFTD - Distribution - Tier 2 - 1QU CoRE ¦ 1QU LoRE | Non-Red Flag Warning - Catastrophic Fires | Vegetation Contact | Aggregated | 2058 | 1.7934e-06 | 163.6441 | 0.00029348 | 2058 | Mitigation | 0.95 | 45 | 0 | esc | 0.00097009 | 1.7398e-09 | 0.00097009 | 1.7398e-09
[35 empty] | WLDFR | HFTD - Distribution - Tier 2 - 1QU CoRE ¦ 4QU LoRE | 2059 | 0.076457 | 0.0051324 | 5.3932 | 0 | 5.3932 | 0.0051324 | 5.3932 | 0 | 5.3932 | 0.41235 | 0.41235 | 0.0051324 | 0.00039241 | 5.3932 | 0.41235 | 0 | 0 | 5.3932 | 0.41235 | [22 empty] | WLDFR | HFTD - Distribution - Tier 2 - 1QU CoRE ¦ 1QU LoRE | Non-Red Flag Warning - Small Fires | 2059 | 8.2896e-06 | 8.2896e-06 | 0.1099 | 0.050325 | 0.0021839 | 0.057393 | 0 | 0 | 0.010115 | 9.1105e-07 | 0 | 9.1105e-07 | 9.1105e-07 | 0 | 9.1105e-07 | [22 empty] | 7.3.3.17.5 (Remote Grid) Updates to grid topology to minimize risk of ignition in HFTDs Remote GridWLDFRVegetation ContactAggregated | WLDFR | HFTD - Distribution - Tier 2 - 1QU CoRE ¦ 1QU LoRE | Non-Red Flag Warning - Catastrophic Fires | Vegetation Contact | Aggregated | 2059 | 1.7934e-06 | 163.6441 | 0.00029348 | 2059 | Mitigation | 0.95 | 45 | 0 | esc | 0.00097009 | 1.7398e-09 | 0.00097009 | 1.7398e-09
[35 empty] | WLDFR | HFTD - Distribution - Tier 2 - 1QU CoRE ¦ 4QU LoRE | 2060 | 0.071455 | 0.0051324 | 5.3932 | 0 | 5.3932 | 0.0051324 | 5.3932 | 0 | 5.3932 | 0.38537 | 0.38537 | 0.0051324 | 0.00036674 | 5.3932 | 0.38537 | 0 | 0 | 5.3932 | 0.38537 | [22 empty] | WLDFR | HFTD - Distribution - Tier 2 - 1QU CoRE ¦ 1QU LoRE | Non-Red Flag Warning - Small Fires | 2060 | 8.2896e-06 | 8.2896e-06 | 0.1099 | 0.050325 | 0.0021839 | 0.057393 | 0 | 0 | 0.010115 | 9.1105e-07 | 0 | 9.1105e-07 | 9.1105e-07 | 0 | 9.1105e-07 | [22 empty] | 7.3.3.17.5 (Remote Grid) Updates to grid topology to minimize risk of ignition in HFTDs Remote GridWLDFRVegetation ContactAggregated | WLDFR | HFTD - Distribution - Tier 2 - 1QU CoRE ¦ 1QU LoRE | Non-Red Flag Warning - Catastrophic Fires | Vegetation Contact | Aggregated | 2060 | 1.7934e-06 | 163.6441 | 0.00029348 | 2060 | Mitigation | 0.95 | 45 | 0 | esc | 0.00097009 | 1.7398e-09 | 0.00097009 | 1.7398e-09
[35 empty] | WLDFR | HFTD - Distribution - Tier 2 - 1QU CoRE ¦ 4QU LoRE | 2061 | 0.06678 | 0.0051324 | 5.3932 | 0 | 5.3932 | 0.0051324 | 5.3932 | 0 | 5.3932 | 0.36016 | 0.36016 | 0.0051324 | 0.00034275 | 5.3932 | 0.36016 | 0 | 0 | 5.3932 | 0.36016 | [22 empty] | WLDFR | HFTD - Distribution - Tier 2 - 1QU CoRE ¦ 1QU LoRE | Non-Red Flag Warning - Small Fires | 2061 | 8.2896e-06 | 8.2896e-06 | 0.1099 | 0.050325 | 0.0021839 | 0.057393 | 0 | 0 | 0.010115 | 9.1105e-07 | 0 | 9.1105e-07 | 9.1105e-07 | 0 | 9.1105e-07 | [22 empty] | 7.3.3.17.5 (Remote Grid) Updates to grid topology to minimize risk of ignition in HFTDs Remote GridWLDFRVegetation ContactAggregated | WLDFR | HFTD - Distribution - Tier 2 - 1QU CoRE ¦ 1QU LoRE | Non-Red Flag Warning - Catastrophic Fires | Vegetation Contact | Aggregated | 2061 | 1.7934e-06 | 163.6441 | 0.00029348 | 2061 | Mitigation | 0.95 | 45 | 0 | esc | 0.00097009 | 1.7398e-09 | 0.00097009 | 1.7398e-09
[35 empty] | WLDFR | HFTD - Distribution - Tier 2 - 1QU CoRE ¦ 4QU LoRE | 2062 | 0.062412 | 0.0051324 | 5.3932 | 0 | 5.3932 | 0.0051324 | 5.3932 | 0 | 5.3932 | 0.3366 | 0.3366 | 0.0051324 | 0.00032032 | 5.3932 | 0.3366 | 0 | 0 | 5.3932 | 0.3366 | [22 empty] | WLDFR | HFTD - Distribution - Tier 2 - 1QU CoRE ¦ 1QU LoRE | Non-Red Flag Warning - Small Fires | 2062 | 8.2896e-06 | 8.2896e-06 | 0.1099 | 0.050325 | 0.0021839 | 0.057393 | 0 | 0 | 0.010115 | 9.1105e-07 | 0 | 9.1105e-07 | 9.1105e-07 | 0 | 9.1105e-07 | [22 empty] | 7.3.3.17.5 (Remote Grid) Updates to grid topology to minimize risk of ignition in HFTDs Remote GridWLDFRVegetation ContactAggregated | WLDFR | HFTD - Distribution - Tier 2 - 1QU CoRE ¦ 1QU LoRE | Non-Red Flag Warning - Catastrophic Fires | Vegetation Contact | Aggregated | 2062 | 1.7934e-06 | 163.6441 | 0.00029348 | 2062 | Mitigation | 0.95 | 45 | 0 | esc | 0.00097009 | 1.7398e-09 | 0.00097009 | 1.7398e-09
[35 empty] | WLDFR | HFTD - Distribution - Tier 2 - 1QU CoRE ¦ 4QU LoRE | 2063 | 0.058329 | 0.0051324 | 5.6405 | 0 | 5.6405 | 0.0051324 | 5.6405 | 0 | 5.6405 | 0.329 | 0.329 | 0.0051324 | 0.00029937 | 5.6405 | 0.329 | 0 | 0 | 5.6405 | 0.329 | [22 empty] | WLDFR | HFTD - Distribution - Tier 2 - 1QU CoRE ¦ 1QU LoRE | Non-Red Flag Warning - Small Fires | 2063 | 8.2896e-06 | 8.2896e-06 | 0.11504 | 0.052388 | 0.0022734 | 0.060377 | 0 | 0 | 0.010115 | 9.5362e-07 | 0 | 9.5362e-07 | 9.5362e-07 | 0 | 9.5362e-07 | [22 empty] | 7.3.3.17.5 (Remote Grid) Updates to grid topology to minimize risk of ignition in HFTDs Remote GridWLDFRVegetation ContactAggregated | WLDFR | HFTD - Distribution - Tier 2 - 1QU CoRE ¦ 1QU LoRE | Non-Red Flag Warning - Catastrophic Fires | Vegetation Contact | Aggregated | 2063 | 1.7934e-06 | 163.6441 | 0.00029348 | 2063 | Mitigation | 0.95 | 45 | 0 | esc | 0.00097009 | 1.7398e-09 | 0.00097009 | 1.7398e-09
[35 empty] | WLDFR | HFTD - Distribution - Tier 2 - 1QU CoRE ¦ 4QU LoRE | 2064 | 0.054513 | 0.0051324 | 5.6405 | 0 | 5.6405 | 0.0051324 | 5.6405 | 0 | 5.6405 | 0.30748 | 0.30748 | 0.0051324 | 0.00027978 | 5.6405 | 0.30748 | 0 | 0 | 5.6405 | 0.30748 | [22 empty] | WLDFR | HFTD - Distribution - Tier 2 - 1QU CoRE ¦ 1QU LoRE | Non-Red Flag Warning - Small Fires | 2064 | 8.2896e-06 | 8.2896e-06 | 0.11504 | 0.052388 | 0.0022734 | 0.060377 | 0 | 0 | 0.010115 | 9.5362e-07 | 0 | 9.5362e-07 | 9.5362e-07 | 0 | 9.5362e-07 | [22 empty] | 7.3.3.17.5 (Remote Grid) Updates to grid topology to minimize risk of ignition in HFTDs Remote GridWLDFRVegetation ContactAggregated | WLDFR | HFTD - Distribution - Tier 2 - 1QU CoRE ¦ 1QU LoRE | Non-Red Flag Warning - Catastrophic Fires | Vegetation Contact | Aggregated | 2064 | 1.7934e-06 | 163.6441 | 0.00029348 | 2064 | Mitigation | 0.95 | 45 | 0 | esc | 0.00097009 | 1.7398e-09 | 0.00097009 | 1.7398e-09
[35 empty] | WLDFR | HFTD - Distribution - Tier 2 - 1QU CoRE ¦ 4QU LoRE | 2065 | 0.050946 | 0.0051324 | 5.6405 | 0 | 5.6405 | 0.0051324 | 5.6405 | 0 | 5.6405 | 0.28736 | 0.28736 | 0.0051324 | 0.00026148 | 5.6405 | 0.28736 | 0 | 0 | 5.6405 | 0.28736 | [22 empty] | WLDFR | HFTD - Distribution - Tier 2 - 1QU CoRE ¦ 1QU LoRE | Non-Red Flag Warning - Small Fires | 2065 | 8.2896e-06 | 8.2896e-06 | 0.11504 | 0.052388 | 0.0022734 | 0.060377 | 0 | 0 | 0.010115 | 9.5362e-07 | 0 | 9.5362e-07 | 9.5362e-07 | 0 | 9.5362e-07 | [22 empty] | 7.3.3.17.5 (Remote Grid) Updates to grid topology to minimize risk of ignition in HFTDs Remote GridWLDFRVegetation ContactAggregated | WLDFR | HFTD - Distribution - Tier 2 - 1QU CoRE ¦ 1QU LoRE | Non-Red Flag Warning - Catastrophic Fires | Vegetation Contact | Aggregated | 2065 | 1.7934e-06 | 163.6441 | 0.00029348 | 2065 | Mitigation | 0.95 | 45 | 0 | esc | 0.00097009 | 1.7398e-09 | 0.00097009 | 1.7398e-09
[35 empty] | WLDFR | HFTD - Distribution - Tier 2 - 1QU CoRE ¦ 4QU LoRE | 2066 | 0.047613 | 0.0051324 | 5.6405 | 0 | 5.6405 | 0.0051324 | 5.6405 | 0 | 5.6405 | 0.26856 | 0.26856 | 0.0051324 | 0.00024437 | 5.6405 | 0.26856 | 0 | 0 | 5.6405 | 0.26856 | [22 empty] | WLDFR | HFTD - Distribution - Tier 2 - 1QU CoRE ¦ 1QU LoRE | Non-Red Flag Warning - Small Fires | 2066 | 8.2896e-06 | 8.2896e-06 | 0.11504 | 0.052388 | 0.0022734 | 0.060377 | 0 | 0 | 0.010115 | 9.5362e-07 | 0 | 9.5362e-07 | 9.5362e-07 | 0 | 9.5362e-07 | [22 empty] | 7.3.3.17.5 (Remote Grid) Updates to grid topology to minimize risk of ignition in HFTDs Remote GridWLDFRVegetation ContactAggregated | WLDFR | HFTD - Distribution - Tier 2 - 1QU CoRE ¦ 1QU LoRE | Non-Red Flag Warning - Catastrophic Fires | Vegetation Contact | Aggregated | 2066 | 1.7934e-06 | 163.6441 | 0.00029348 | 2066 | Mitigation | 0.95 | 45 | 0 | esc | 0.00097009 | 1.7398e-09 | 0.00097009 | 1.7398e-09
[35 empty] | WLDFR | HFTD - Distribution - Tier 2 - 1QU CoRE ¦ 4QU LoRE | 2067 | 0.044499 | 0 | 0 | 0 | 0 | 0.0051324 | 5.6405 | 0 | 5.6405 | 0 | 0.25099 | 0 | 0 | 0 | 0 | 0 | 0 | 0 | 0 | [22 empty] | WLDFR | HFTD - Distribution - Tier 2 - 1QU CoRE ¦ 1QU LoRE | Non-Red Flag Warning - Small Fires | 2067 | 0 | 8.2896e-06 | 0.11504 | 0.052388 | 0.0022734 | 0.060377 | 0 | 0 | 0.010115 | 0 | 0 | 0 | 9.5362e-07 | 0 | 9.5362e-07 | [22 empty] | 7.3.3.17.5 (Remote Grid) Updates to grid topology to minimize risk of ignition in HFTDs Remote GridWLDFRVegetation ContactAggregated | WLDFR | HFTD - Distribution - Tier 2 - 1QU CoRE ¦ 1QU LoRE | Non-Red Flag Warning - Catastrophic Fires | Vegetation Contact | Aggregated | 2067 | 1.7934e-06 | 163.6441 | 0.00029348 | 2067 | Mitigation | 0.95 | 45 | 0 | esc | 0 | 0 | 0.00097009 | 1.7398e-09
[35 empty] | WLDFR | HFTD - Distribution - Tier 2 - 1QU CoRE ¦ 5QU LoRE | 2022 | 0.93458 | 0.0035841 | 2.9484 | 0 | 2.9484 | 0 | 0 | 0 | 0 | 2.7555 | 0 | 0.0035841 | 0.0033496 | 2.9484 | 2.7555 | 0 | 0 | 2.9484 | 2.7555 | [22 empty] | WLDFR | HFTD - Distribution - Tier 2 - 1QU CoRE ¦ 1QU LoRE | Red Flag Warning - Catastrophic Fires | 2022 | 3.6724e-07 | 0 | 14146.1306 | 222.2294 | 8585.7228 | 5338.1784 | 0 | 0 | 0.00037856 | 0.005195 | 0 | 0.005195 | 0 | 0 | 0 | [22 empty] | 7.3.3.17.5 (Remote Grid) Updates to grid topology to minimize risk of ignition in HFTDs Remote GridWLDFRWire-to-wire contactAggregated | WLDFR | HFTD - Distribution - Tier 2 - 1QU CoRE ¦ 1QU LoRE | Non-Red Flag Warning - Catastrophic Fires | Wire-to-wire contact | Aggregated | 2022 | 9.4075e-06 | 163.6441 | 0.0015395 | 2022 | Mitigation | 0.95 | 45 | 0 | esc | 0.00097009 | 9.1261e-09 | 0 | 0
[35 empty] | WLDFR | HFTD - Distribution - Tier 2 - 1QU CoRE ¦ 5QU LoRE | 2023 | 0.87344 | 0.0035841 | 3.0564 | 0 | 3.0564 | 0.0035841 | 3.0564 | 0 | 3.0564 | 2.6696 | 2.6696 | 0.0035841 | 0.0031305 | 3.0564 | 2.6696 | 0 | 0 | 3.0564 | 2.6696 | [22 empty] | WLDFR | HFTD - Distribution - Tier 2 - 1QU CoRE ¦ 1QU LoRE | Red Flag Warning - Catastrophic Fires | 2023 | 3.6724e-07 | 3.6724e-07 | 14664.6376 | 233.2301 | 8896.516 | 5534.8915 | 0 | 0 | 0.00037856 | 0.0053854 | 0 | 0.0053854 | 0.0053854 | 0 | 0.0053854 | [22 empty] | 7.3.3.17.5 (Remote Grid) Updates to grid topology to minimize risk of ignition in HFTDs Remote GridWLDFRWire-to-wire contactAggregated | WLDFR | HFTD - Distribution - Tier 2 - 1QU CoRE ¦ 1QU LoRE | Non-Red Flag Warning - Catastrophic Fires | Wire-to-wire contact | Aggregated | 2023 | 9.4075e-06 | 163.6441 | 0.0015395 | 2023 | Mitigation | 0.95 | 45 | 0 | esc | 0.00097009 | 9.1261e-09 | 0.00097009 | 9.1261e-09
[35 empty] | WLDFR | HFTD - Distribution - Tier 2 - 1QU CoRE ¦ 5QU LoRE | 2024 | 0.8163 | 0.0035841 | 3.0564 | 0 | 3.0564 | 0.0035841 | 3.0564 | 0 | 3.0564 | 2.495 | 2.495 | 0.0035841 | 0.0029257 | 3.0564 | 2.495 | 0 | 0 | 3.0564 | 2.495 | [22 empty] | WLDFR | HFTD - Distribution - Tier 2 - 1QU CoRE ¦ 1QU LoRE | Red Flag Warning - Catastrophic Fires | 2024 | 3.6724e-07 | 3.6724e-07 | 14664.6376 | 233.2301 | 8896.516 | 5534.8915 | 0 | 0 | 0.00037856 | 0.0053854 | 0 | 0.0053854 | 0.0053854 | 0 | 0.0053854 | [22 empty] | 7.3.3.17.5 (Remote Grid) Updates to grid topology to minimize risk of ignition in HFTDs Remote GridWLDFRWire-to-wire contactAggregated | WLDFR | HFTD - Distribution - Tier 2 - 1QU CoRE ¦ 1QU LoRE | Non-Red Flag Warning - Catastrophic Fires | Wire-to-wire contact | Aggregated | 2024 | 9.4075e-06 | 163.6441 | 0.0015395 | 2024 | Mitigation | 0.95 | 45 | 0 | esc | 0.00097009 | 9.1261e-09 | 0.00097009 | 9.1261e-09
[35 empty] | WLDFR | HFTD - Distribution - Tier 2 - 1QU CoRE ¦ 5QU LoRE | 2025 | 0.7629 | 0.0035841 | 3.0564 | 0 | 3.0564 | 0.0035841 | 3.0564 | 0 | 3.0564 | 2.3317 | 2.3317 | 0.0035841 | 0.0027343 | 3.0564 | 2.3317 | 0 | 0 | 3.0564 | 2.3317 | [22 empty] | WLDFR | HFTD - Distribution - Tier 2 - 1QU CoRE ¦ 1QU LoRE | Red Flag Warning - Catastrophic Fires | 2025 | 3.6724e-07 | 3.6724e-07 | 14664.6376 | 233.2301 | 8896.516 | 5534.8915 | 0 | 0 | 0.00037856 | 0.0053854 | 0 | 0.0053854 | 0.0053854 | 0 | 0.0053854 | [22 empty] | 7.3.3.17.5 (Remote Grid) Updates to grid topology to minimize risk of ignition in HFTDs Remote GridWLDFRWire-to-wire contactAggregated | WLDFR | HFTD - Distribution - Tier 2 - 1QU CoRE ¦ 1QU LoRE | Non-Red Flag Warning - Catastrophic Fires | Wire-to-wire contact | Aggregated | 2025 | 9.4075e-06 | 163.6441 | 0.0015395 | 2025 | Mitigation | 0.95 | 45 | 0 | esc | 0.00097009 | 9.1261e-09 | 0.00097009 | 9.1261e-09
[35 empty] | WLDFR | HFTD - Distribution - Tier 2 - 1QU CoRE ¦ 5QU LoRE | 2026 | 0.71299 | 0.0035841 | 3.0564 | 0 | 3.0564 | 0.0035841 | 3.0564 | 0 | 3.0564 | 2.1792 | 2.1792 | 0.0035841 | 0.0025554 | 3.0564 | 2.1792 | 0 | 0 | 3.0564 | 2.1792 | [22 empty] | WLDFR | HFTD - Distribution - Tier 2 - 1QU CoRE ¦ 1QU LoRE | Red Flag Warning - Catastrophic Fires | 2026 | 3.6724e-07 | 3.6724e-07 | 14664.6376 | 233.2301 | 8896.516 | 5534.8915 | 0 | 0 | 0.00037856 | 0.0053854 | 0 | 0.0053854 | 0.0053854 | 0 | 0.0053854 | [22 empty] | 7.3.3.17.5 (Remote Grid) Updates to grid topology to minimize risk of ignition in HFTDs Remote GridWLDFRWire-to-wire contactAggregated | WLDFR | HFTD - Distribution - Tier 2 - 1QU CoRE ¦ 1QU LoRE | Non-Red Flag Warning - Catastrophic Fires | Wire-to-wire contact | Aggregated | 2026 | 9.4075e-06 | 163.6441 | 0.0015395 | 2026 | Mitigation | 0.95 | 45 | 0 | esc | 0.00097009 | 9.1261e-09 | 0.00097009 | 9.1261e-09
[35 empty] | WLDFR | HFTD - Distribution - Tier 2 - 1QU CoRE ¦ 5QU LoRE | 2027 | 0.66634 | 0.0035841 | 3.0564 | 0 | 3.0564 | 0.0035841 | 3.0564 | 0 | 3.0564 | 2.0366 | 2.0366 | 0.0035841 | 0.0023882 | 3.0564 | 2.0366 | 0 | 0 | 3.0564 | 2.0366 | [22 empty] | WLDFR | HFTD - Distribution - Tier 2 - 1QU CoRE ¦ 1QU LoRE | Red Flag Warning - Catastrophic Fires | 2027 | 3.6724e-07 | 3.6724e-07 | 14664.6376 | 233.2301 | 8896.516 | 5534.8915 | 0 | 0 | 0.00037856 | 0.0053854 | 0 | 0.0053854 | 0.0053854 | 0 | 0.0053854 | [22 empty] | 7.3.3.17.5 (Remote Grid) Updates to grid topology to minimize risk of ignition in HFTDs Remote GridWLDFRWire-to-wire contactAggregated | WLDFR | HFTD - Distribution - Tier 2 - 1QU CoRE ¦ 1QU LoRE | Non-Red Flag Warning - Catastrophic Fires | Wire-to-wire contact | Aggregated | 2027 | 9.4075e-06 | 163.6441 | 0.0015395 | 2027 | Mitigation | 0.95 | 45 | 0 | esc | 0.00097009 | 9.1261e-09 | 0.00097009 | 9.1261e-09
[35 empty] | WLDFR | HFTD - Distribution - Tier 2 - 1QU CoRE ¦ 5QU LoRE | 2028 | 0.62275 | 0.0035841 | 3.1926 | 0 | 3.1926 | 0.0035841 | 3.1926 | 0 | 3.1926 | 1.9882 | 1.9882 | 0.0035841 | 0.002232 | 3.1926 | 1.9882 | 0 | 0 | 3.1926 | 1.9882 | [22 empty] | WLDFR | HFTD - Distribution - Tier 2 - 1QU CoRE ¦ 1QU LoRE | Red Flag Warning - Catastrophic Fires | 2028 | 3.6724e-07 | 3.6724e-07 | 15317.9909 | 247.273 | 9287.6491 | 5783.0689 | 0 | 0 | 0.00037856 | 0.0056253 | 0 | 0.0056253 | 0.0056253 | 0 | 0.0056253 | [22 empty] | 7.3.3.17.5 (Remote Grid) Updates to grid topology to minimize risk of ignition in HFTDs Remote GridWLDFRWire-to-wire contactAggregated | WLDFR | HFTD - Distribution - Tier 2 - 1QU CoRE ¦ 1QU LoRE | Non-Red Flag Warning - Catastrophic Fires | Wire-to-wire contact | Aggregated | 2028 | 9.4075e-06 | 163.6441 | 0.0015395 | 2028 | Mitigation | 0.95 | 45 | 0 | esc | 0.00097009 | 9.1261e-09 | 0.00097009 | 9.1261e-09
[35 empty] | WLDFR | HFTD - Distribution - Tier 2 - 1QU CoRE ¦ 5QU LoRE | 2029 | 0.58201 | 0.0035841 | 3.1926 | 0 | 3.1926 | 0.0035841 | 3.1926 | 0 | 3.1926 | 1.8581 | 1.8581 | 0.0035841 | 0.002086 | 3.1926 | 1.8581 | 0 | 0 | 3.1926 | 1.8581 | [22 empty] | WLDFR | HFTD - Distribution - Tier 2 - 1QU CoRE ¦ 1QU LoRE | Red Flag Warning - Catastrophic Fires | 2029 | 3.6724e-07 | 3.6724e-07 | 15317.9909 | 247.273 | 9287.6491 | 5783.0689 | 0 | 0 | 0.00037856 | 0.0056253 | 0 | 0.0056253 | 0.0056253 | 0 | 0.0056253 | [22 empty] | 7.3.3.17.5 (Remote Grid) Updates to grid topology to minimize risk of ignition in HFTDs Remote GridWLDFRWire-to-wire contactAggregated | WLDFR | HFTD - Distribution - Tier 2 - 1QU CoRE ¦ 1QU LoRE | Non-Red Flag Warning - Catastrophic Fires | Wire-to-wire contact | Aggregated | 2029 | 9.4075e-06 | 163.6441 | 0.0015395 | 2029 | Mitigation | 0.95 | 45 | 0 | esc | 0.00097009 | 9.1261e-09 | 0.00097009 | 9.1261e-09
[35 empty] | WLDFR | HFTD - Distribution - Tier 2 - 1QU CoRE ¦ 5QU LoRE | 2030 | 0.54393 | 0.0035841 | 3.1926 | 0 | 3.1926 | 0.0035841 | 3.1926 | 0 | 3.1926 | 1.7365 | 1.7365 | 0.0035841 | 0.0019495 | 3.1926 | 1.7365 | 0 | 0 | 3.1926 | 1.7365 | [22 empty] | WLDFR | HFTD - Distribution - Tier 2 - 1QU CoRE ¦ 1QU LoRE | Red Flag Warning - Catastrophic Fires | 2030 | 3.6724e-07 | 3.6724e-07 | 15317.9909 | 247.273 | 9287.6491 | 5783.0689 | 0 | 0 | 0.00037856 | 0.0056253 | 0 | 0.0056253 | 0.0056253 | 0 | 0.0056253 | [22 empty] | 7.3.3.17.5 (Remote Grid) Updates to grid topology to minimize risk of ignition in HFTDs Remote GridWLDFRWire-to-wire contactAggregated | WLDFR | HFTD - Distribution - Tier 2 - 1QU CoRE ¦ 1QU LoRE | Non-Red Flag Warning - Catastrophic Fires | Wire-to-wire contact | Aggregated | 2030 | 9.4075e-06 | 163.6441 | 0.0015395 | 2030 | Mitigation | 0.95 | 45 | 0 | esc | 0.00097009 | 9.1261e-09 | 0.00097009 | 9.1261e-09
[35 empty] | WLDFR | HFTD - Distribution - Tier 2 - 1QU CoRE ¦ 5QU LoRE | 2031 | 0.50835 | 0.0035841 | 3.1926 | 0 | 3.1926 | 0.0035841 | 3.1926 | 0 | 3.1926 | 1.6229 | 1.6229 | 0.0035841 | 0.001822 | 3.1926 | 1.6229 | 0 | 0 | 3.1926 | 1.6229 | [22 empty] | WLDFR | HFTD - Distribution - Tier 2 - 1QU CoRE ¦ 1QU LoRE | Red Flag Warning - Catastrophic Fires | 2031 | 3.6724e-07 | 3.6724e-07 | 15317.9909 | 247.273 | 9287.6491 | 5783.0689 | 0 | 0 | 0.00037856 | 0.0056253 | 0 | 0.0056253 | 0.0056253 | 0 | 0.0056253 | [22 empty] | 7.3.3.17.5 (Remote Grid) Updates to grid topology to minimize risk of ignition in HFTDs Remote GridWLDFRWire-to-wire contactAggregated | WLDFR | HFTD - Distribution - Tier 2 - 1QU CoRE ¦ 1QU LoRE | Non-Red Flag Warning - Catastrophic Fires | Wire-to-wire contact | Aggregated | 2031 | 9.4075e-06 | 163.6441 | 0.0015395 | 2031 | Mitigation | 0.95 | 45 | 0 | esc | 0.00097009 | 9.1261e-09 | 0.00097009 | 9.1261e-09
[35 empty] | WLDFR | HFTD - Distribution - Tier 2 - 1QU CoRE ¦ 5QU LoRE | 2032 | 0.47509 | 0.0035841 | 3.1926 | 0 | 3.1926 | 0.0035841 | 3.1926 | 0 | 3.1926 | 1.5168 | 1.5168 | 0.0035841 | 0.0017028 | 3.1926 | 1.5168 | 0 | 0 | 3.1926 | 1.5168 | [22 empty] | WLDFR | HFTD - Distribution - Tier 2 - 1QU CoRE ¦ 1QU LoRE | Red Flag Warning - Catastrophic Fires | 2032 | 3.6724e-07 | 3.6724e-07 | 15317.9909 | 247.273 | 9287.6491 | 5783.0689 | 0 | 0 | 0.00037856 | 0.0056253 | 0 | 0.0056253 | 0.0056253 | 0 | 0.0056253 | [22 empty] | 7.3.3.17.5 (Remote Grid) Updates to grid topology to minimize risk of ignition in HFTDs Remote GridWLDFRWire-to-wire contactAggregated | WLDFR | HFTD - Distribution - Tier 2 - 1QU CoRE ¦ 1QU LoRE | Non-Red Flag Warning - Catastrophic Fires | Wire-to-wire contact | Aggregated | 2032 | 9.4075e-06 | 163.6441 | 0.0015395 | 2032 | Mitigation | 0.95 | 45 | 0 | esc | 0.00097009 | 9.1261e-09 | 0.00097009 | 9.1261e-09
[35 empty] | WLDFR | HFTD - Distribution - Tier 2 - 1QU CoRE ¦ 5QU LoRE | 2033 | 0.44401 | 0.0035841 | 3.3438 | 0 | 3.3438 | 0.0035841 | 3.3438 | 0 | 3.3438 | 1.4847 | 1.4847 | 0.0035841 | 0.0015914 | 3.3438 | 1.4847 | 0 | 0 | 3.3438 | 1.4847 | [22 empty] | WLDFR | HFTD - Distribution - Tier 2 - 1QU CoRE ¦ 1QU LoRE | Red Flag Warning - Catastrophic Fires | 2033 | 3.6724e-07 | 3.6724e-07 | 16044.1264 | 263.1074 | 9721.74 | 6059.2791 | 0 | 0 | 0.00037856 | 0.005892 | 0 | 0.005892 | 0.005892 | 0 | 0.005892 | [22 empty] | 7.3.3.17.5 (Remote Grid) Updates to grid topology to minimize risk of ignition in HFTDs Remote GridWLDFRWire-to-wire contactAggregated | WLDFR | HFTD - Distribution - Tier 2 - 1QU CoRE ¦ 1QU LoRE | Non-Red Flag Warning - Catastrophic Fires | Wire-to-wire contact | Aggregated | 2033 | 9.4075e-06 | 163.6441 | 0.0015395 | 2033 | Mitigation | 0.95 | 45 | 0 | esc | 0.00097009 | 9.1261e-09 | 0.00097009 | 9.1261e-09
[35 empty] | WLDFR | HFTD - Distribution - Tier 2 - 1QU CoRE ¦ 5QU LoRE | 2034 | 0.41496 | 0.0035841 | 3.3438 | 0 | 3.3438 | 0.0035841 | 3.3438 | 0 | 3.3438 | 1.3876 | 1.3876 | 0.0035841 | 0.0014873 | 3.3438 | 1.3876 | 0 | 0 | 3.3438 | 1.3876 | [22 empty] | WLDFR | HFTD - Distribution - Tier 2 - 1QU CoRE ¦ 1QU LoRE | Red Flag Warning - Catastrophic Fires | 2034 | 3.6724e-07 | 3.6724e-07 | 16044.1264 | 263.1074 | 9721.74 | 6059.2791 | 0 | 0 | 0.00037856 | 0.005892 | 0 | 0.005892 | 0.005892 | 0 | 0.005892 | [22 empty] | 7.3.3.17.5 (Remote Grid) Updates to grid topology to minimize risk of ignition in HFTDs Remote GridWLDFRWire-to-wire contactAggregated | WLDFR | HFTD - Distribution - Tier 2 - 1QU CoRE ¦ 1QU LoRE | Non-Red Flag Warning - Catastrophic Fires | Wire-to-wire contact | Aggregated | 2034 | 9.4075e-06 | 163.6441 | 0.0015395 | 2034 | Mitigation | 0.95 | 45 | 0 | esc | 0.00097009 | 9.1261e-09 | 0.00097009 | 9.1261e-09
[35 empty] | WLDFR | HFTD - Distribution - Tier 2 - 1QU CoRE ¦ 5QU LoRE | 2035 | 0.38782 | 0.0035841 | 3.3438 | 0 | 3.3438 | 0.0035841 | 3.3438 | 0 | 3.3438 | 1.2968 | 1.2968 | 0.0035841 | 0.00139 | 3.3438 | 1.2968 | 0 | 0 | 3.3438 | 1.2968 | [22 empty] | WLDFR | HFTD - Distribution - Tier 2 - 1QU CoRE ¦ 1QU LoRE | Red Flag Warning - Catastrophic Fires | 2035 | 3.6724e-07 | 3.6724e-07 | 16044.1264 | 263.1074 | 9721.74 | 6059.2791 | 0 | 0 | 0.00037856 | 0.005892 | 0 | 0.005892 | 0.005892 | 0 | 0.005892 | [22 empty] | 7.3.3.17.5 (Remote Grid) Updates to grid topology to minimize risk of ignition in HFTDs Remote GridWLDFRWire-to-wire contactAggregated | WLDFR | HFTD - Distribution - Tier 2 - 1QU CoRE ¦ 1QU LoRE | Non-Red Flag Warning - Catastrophic Fires | Wire-to-wire contact | Aggregated | 2035 | 9.4075e-06 | 163.6441 | 0.0015395 | 2035 | Mitigation | 0.95 | 45 | 0 | esc | 0.00097009 | 9.1261e-09 | 0.00097009 | 9.1261e-09
[35 empty] | WLDFR | HFTD - Distribution - Tier 2 - 1QU CoRE ¦ 5QU LoRE | 2036 | 0.36245 | 0.0035841 | 3.3438 | 0 | 3.3438 | 0.0035841 | 3.3438 | 0 | 3.3438 | 1.212 | 1.212 | 0.0035841 | 0.001299 | 3.3438 | 1.212 | 0 | 0 | 3.3438 | 1.212 | [22 empty] | WLDFR | HFTD - Distribution - Tier 2 - 1QU CoRE ¦ 1QU LoRE | Red Flag Warning - Catastrophic Fires | 2036 | 3.6724e-07 | 3.6724e-07 | 16044.1264 | 263.1074 | 9721.74 | 6059.2791 | 0 | 0 | 0.00037856 | 0.005892 | 0 | 0.005892 | 0.005892 | 0 | 0.005892 | [22 empty] | 7.3.3.17.5 (Remote Grid) Updates to grid topology to minimize risk of ignition in HFTDs Remote GridWLDFRWire-to-wire contactAggregated | WLDFR | HFTD - Distribution - Tier 2 - 1QU CoRE ¦ 1QU LoRE | Non-Red Flag Warning - Catastrophic Fires | Wire-to-wire contact | Aggregated | 2036 | 9.4075e-06 | 163.6441 | 0.0015395 | 2036 | Mitigation | 0.95 | 45 | 0 | esc | 0.00097009 | 9.1261e-09 | 0.00097009 | 9.1261e-09
[35 empty] | WLDFR | HFTD - Distribution - Tier 2 - 1QU CoRE ¦ 5QU LoRE | 2037 | 0.33873 | 0.0035841 | 3.3438 | 0 | 3.3438 | 0.0035841 | 3.3438 | 0 | 3.3438 | 1.1327 | 1.1327 | 0.0035841 | 0.0012141 | 3.3438 | 1.1327 | 0 | 0 | 3.3438 | 1.1327 | [22 empty] | WLDFR | HFTD - Distribution - Tier 2 - 1QU CoRE ¦ 1QU LoRE | Red Flag Warning - Catastrophic Fires | 2037 | 3.6724e-07 | 3.6724e-07 | 16044.1264 | 263.1074 | 9721.74 | 6059.2791 | 0 | 0 | 0.00037856 | 0.005892 | 0 | 0.005892 | 0.005892 | 0 | 0.005892 | [22 empty] | 7.3.3.17.5 (Remote Grid) Updates to grid topology to minimize risk of ignition in HFTDs Remote GridWLDFRWire-to-wire contactAggregated | WLDFR | HFTD - Distribution - Tier 2 - 1QU CoRE ¦ 1QU LoRE | Non-Red Flag Warning - Catastrophic Fires | Wire-to-wire contact | Aggregated | 2037 | 9.4075e-06 | 163.6441 | 0.0015395 | 2037 | Mitigation | 0.95 | 45 | 0 | esc | 0.00097009 | 9.1261e-09 | 0.00097009 | 9.1261e-09
[35 empty] | WLDFR | HFTD - Distribution - Tier 2 - 1QU CoRE ¦ 5QU LoRE | 2038 | 0.31657 | 0.0035841 | 3.508 | 0 | 3.508 | 0.0035841 | 3.508 | 0 | 3.508 | 1.1106 | 1.1106 | 0.0035841 | 0.0011346 | 3.508 | 1.1106 | 0 | 0 | 3.508 | 1.1106 | [22 empty] | WLDFR | HFTD - Distribution - Tier 2 - 1QU CoRE ¦ 1QU LoRE | Red Flag Warning - Catastrophic Fires | 2038 | 3.6724e-07 | 3.6724e-07 | 16832.3912 | 280.5544 | 10192.2718 | 6359.5651 | 0 | 0 | 0.00037856 | 0.0061815 | 0 | 0.0061815 | 0.0061815 | 0 | 0.0061815 | [22 empty] | 7.3.3.17.5 (Remote Grid) Updates to grid topology to minimize risk of ignition in HFTDs Remote GridWLDFRWire-to-wire contactAggregated | WLDFR | HFTD - Distribution - Tier 2 - 1QU CoRE ¦ 1QU LoRE | Non-Red Flag Warning - Catastrophic Fires | Wire-to-wire contact | Aggregated | 2038 | 9.4075e-06 | 163.6441 | 0.0015395 | 2038 | Mitigation | 0.95 | 45 | 0 | esc | 0.00097009 | 9.1261e-09 | 0.00097009 | 9.1261e-09
[35 empty] | WLDFR | HFTD - Distribution - Tier 2 - 1QU CoRE ¦ 5QU LoRE | 2039 | 0.29586 | 0.0035841 | 3.508 | 0 | 3.508 | 0.0035841 | 3.508 | 0 | 3.508 | 1.0379 | 1.0379 | 0.0035841 | 0.0010604 | 3.508 | 1.0379 | 0 | 0 | 3.508 | 1.0379 | [22 empty] | WLDFR | HFTD - Distribution - Tier 2 - 1QU CoRE ¦ 1QU LoRE | Red Flag Warning - Catastrophic Fires | 2039 | 3.6724e-07 | 3.6724e-07 | 16832.3912 | 280.5544 | 10192.2718 | 6359.5651 | 0 | 0 | 0.00037856 | 0.0061815 | 0 | 0.0061815 | 0.0061815 | 0 | 0.0061815 | [22 empty] | 7.3.3.17.5 (Remote Grid) Updates to grid topology to minimize risk of ignition in HFTDs Remote GridWLDFRWire-to-wire contactAggregated | WLDFR | HFTD - Distribution - Tier 2 - 1QU CoRE ¦ 1QU LoRE | Non-Red Flag Warning - Catastrophic Fires | Wire-to-wire contact | Aggregated | 2039 | 9.4075e-06 | 163.6441 | 0.0015395 | 2039 | Mitigation | 0.95 | 45 | 0 | esc | 0.00097009 | 9.1261e-09 | 0.00097009 | 9.1261e-09
[35 empty] | WLDFR | HFTD - Distribution - Tier 2 - 1QU CoRE ¦ 5QU LoRE | 2040 | 0.27651 | 0.0035841 | 3.508 | 0 | 3.508 | 0.0035841 | 3.508 | 0 | 3.508 | 0.97 | 0.97 | 0.0035841 | 0.00099103 | 3.508 | 0.97 | 0 | 0 | 3.508 | 0.97 | [22 empty] | WLDFR | HFTD - Distribution - Tier 2 - 1QU CoRE ¦ 1QU LoRE | Red Flag Warning - Catastrophic Fires | 2040 | 3.6724e-07 | 3.6724e-07 | 16832.3912 | 280.5544 | 10192.2718 | 6359.5651 | 0 | 0 | 0.00037856 | 0.0061815 | 0 | 0.0061815 | 0.0061815 | 0 | 0.0061815 | [22 empty] | 7.3.3.17.5 (Remote Grid) Updates to grid topology to minimize risk of ignition in HFTDs Remote GridWLDFRWire-to-wire contactAggregated | WLDFR | HFTD - Distribution - Tier 2 - 1QU CoRE ¦ 1QU LoRE | Non-Red Flag Warning - Catastrophic Fires | Wire-to-wire contact | Aggregated | 2040 | 9.4075e-06 | 163.6441 | 0.0015395 | 2040 | Mitigation | 0.95 | 45 | 0 | esc | 0.00097009 | 9.1261e-09 | 0.00097009 | 9.1261e-09
[35 empty] | WLDFR | HFTD - Distribution - Tier 2 - 1QU CoRE ¦ 5QU LoRE | 2041 | 0.25842 | 0.0035841 | 3.508 | 0 | 3.508 | 0.0035841 | 3.508 | 0 | 3.508 | 0.90655 | 0.90655 | 0.0035841 | 0.00092619 | 3.508 | 0.90655 | 0 | 0 | 3.508 | 0.90655 | [22 empty] | WLDFR | HFTD - Distribution - Tier 2 - 1QU CoRE ¦ 1QU LoRE | Red Flag Warning - Catastrophic Fires | 2041 | 3.6724e-07 | 3.6724e-07 | 16832.3912 | 280.5544 | 10192.2718 | 6359.5651 | 0 | 0 | 0.00037856 | 0.0061815 | 0 | 0.0061815 | 0.0061815 | 0 | 0.0061815 | [22 empty] | 7.3.3.17.5 (Remote Grid) Updates to grid topology to minimize risk of ignition in HFTDs Remote GridWLDFRWire-to-wire contactAggregated | WLDFR | HFTD - Distribution - Tier 2 - 1QU CoRE ¦ 1QU LoRE | Non-Red Flag Warning - Catastrophic Fires | Wire-to-wire contact | Aggregated | 2041 | 9.4075e-06 | 163.6441 | 0.0015395 | 2041 | Mitigation | 0.95 | 45 | 0 | esc | 0.00097009 | 9.1261e-09 | 0.00097009 | 9.1261e-09
[35 empty] | WLDFR | HFTD - Distribution - Tier 2 - 1QU CoRE ¦ 5QU LoRE | 2042 | 0.24151 | 0.0035841 | 3.508 | 0 | 3.508 | 0.0035841 | 3.508 | 0 | 3.508 | 0.84724 | 0.84724 | 0.0035841 | 0.0008656 | 3.508 | 0.84724 | 0 | 0 | 3.508 | 0.84724 | [22 empty] | WLDFR | HFTD - Distribution - Tier 2 - 1QU CoRE ¦ 1QU LoRE | Red Flag Warning - Catastrophic Fires | 2042 | 3.6724e-07 | 3.6724e-07 | 16832.3912 | 280.5544 | 10192.2718 | 6359.5651 | 0 | 0 | 0.00037856 | 0.0061815 | 0 | 0.0061815 | 0.0061815 | 0 | 0.0061815 | [22 empty] | 7.3.3.17.5 (Remote Grid) Updates to grid topology to minimize risk of ignition in HFTDs Remote GridWLDFRWire-to-wire contactAggregated | WLDFR | HFTD - Distribution - Tier 2 - 1QU CoRE ¦ 1QU LoRE | Non-Red Flag Warning - Catastrophic Fires | Wire-to-wire contact | Aggregated | 2042 | 9.4075e-06 | 163.6441 | 0.0015395 | 2042 | Mitigation | 0.95 | 45 | 0 | esc | 0.00097009 | 9.1261e-09 | 0.00097009 | 9.1261e-09
[35 empty] | WLDFR | HFTD - Distribution - Tier 2 - 1QU CoRE ¦ 5QU LoRE | 2043 | 0.22571 | 0.0035841 | 3.683 | 0 | 3.683 | 0.0035841 | 3.683 | 0 | 3.683 | 0.83129 | 0.83129 | 0.0035841 | 0.00080897 | 3.683 | 0.83129 | 0 | 0 | 3.683 | 0.83129 | [22 empty] | WLDFR | HFTD - Distribution - Tier 2 - 1QU CoRE ¦ 1QU LoRE | Red Flag Warning - Catastrophic Fires | 2043 | 3.6724e-07 | 3.6724e-07 | 17672.0852 | 299.42 | 10692.7362 | 6679.929 | 0 | 0 | 0.00037856 | 0.0064899 | 0 | 0.0064899 | 0.0064899 | 0 | 0.0064899 | [22 empty] | 7.3.3.17.5 (Remote Grid) Updates to grid topology to minimize risk of ignition in HFTDs Remote GridWLDFRWire-to-wire contactAggregated | WLDFR | HFTD - Distribution - Tier 2 - 1QU CoRE ¦ 1QU LoRE | Non-Red Flag Warning - Catastrophic Fires | Wire-to-wire contact | Aggregated | 2043 | 9.4075e-06 | 163.6441 | 0.0015395 | 2043 | Mitigation | 0.95 | 45 | 0 | esc | 0.00097009 | 9.1261e-09 | 0.00097009 | 9.1261e-09
[35 empty] | WLDFR | HFTD - Distribution - Tier 2 - 1QU CoRE ¦ 5QU LoRE | 2044 | 0.21095 | 0.0035841 | 3.683 | 0 | 3.683 | 0.0035841 | 3.683 | 0 | 3.683 | 0.77691 | 0.77691 | 0.0035841 | 0.00075605 | 3.683 | 0.77691 | 0 | 0 | 3.683 | 0.77691 | [22 empty] | WLDFR | HFTD - Distribution - Tier 2 - 1QU CoRE ¦ 1QU LoRE | Red Flag Warning - Catastrophic Fires | 2044 | 3.6724e-07 | 3.6724e-07 | 17672.0852 | 299.42 | 10692.7362 | 6679.929 | 0 | 0 | 0.00037856 | 0.0064899 | 0 | 0.0064899 | 0.0064899 | 0 | 0.0064899 | [22 empty] | 7.3.3.17.5 (Remote Grid) Updates to grid topology to minimize risk of ignition in HFTDs Remote GridWLDFRWire-to-wire contactAggregated | WLDFR | HFTD - Distribution - Tier 2 - 1QU CoRE ¦ 1QU LoRE | Non-Red Flag Warning - Catastrophic Fires | Wire-to-wire contact | Aggregated | 2044 | 9.4075e-06 | 163.6441 | 0.0015395 | 2044 | Mitigation | 0.95 | 45 | 0 | esc | 0.00097009 | 9.1261e-09 | 0.00097009 | 9.1261e-09
[35 empty] | WLDFR | HFTD - Distribution - Tier 2 - 1QU CoRE ¦ 5QU LoRE | 2045 | 0.19715 | 0.0035841 | 3.683 | 0 | 3.683 | 0.0035841 | 3.683 | 0 | 3.683 | 0.72608 | 0.72608 | 0.0035841 | 0.00070659 | 3.683 | 0.72608 | 0 | 0 | 3.683 | 0.72608 | [22 empty] | WLDFR | HFTD - Distribution - Tier 2 - 1QU CoRE ¦ 1QU LoRE | Red Flag Warning - Catastrophic Fires | 2045 | 3.6724e-07 | 3.6724e-07 | 17672.0852 | 299.42 | 10692.7362 | 6679.929 | 0 | 0 | 0.00037856 | 0.0064899 | 0 | 0.0064899 | 0.0064899 | 0 | 0.0064899 | [22 empty] | 7.3.3.17.5 (Remote Grid) Updates to grid topology to minimize risk of ignition in HFTDs Remote GridWLDFRWire-to-wire contactAggregated | WLDFR | HFTD - Distribution - Tier 2 - 1QU CoRE ¦ 1QU LoRE | Non-Red Flag Warning - Catastrophic Fires | Wire-to-wire contact | Aggregated | 2045 | 9.4075e-06 | 163.6441 | 0.0015395 | 2045 | Mitigation | 0.95 | 45 | 0 | esc | 0.00097009 | 9.1261e-09 | 0.00097009 | 9.1261e-09
[35 empty] | WLDFR | HFTD - Distribution - Tier 2 - 1QU CoRE ¦ 5QU LoRE | 2046 | 0.18425 | 0.0035841 | 3.683 | 0 | 3.683 | 0.0035841 | 3.683 | 0 | 3.683 | 0.67858 | 0.67858 | 0.0035841 | 0.00066036 | 3.683 | 0.67858 | 0 | 0 | 3.683 | 0.67858 | [22 empty] | WLDFR | HFTD - Distribution - Tier 2 - 1QU CoRE ¦ 1QU LoRE | Red Flag Warning - Catastrophic Fires | 2046 | 3.6724e-07 | 3.6724e-07 | 17672.0852 | 299.42 | 10692.7362 | 6679.929 | 0 | 0 | 0.00037856 | 0.0064899 | 0 | 0.0064899 | 0.0064899 | 0 | 0.0064899 | [22 empty] | 7.3.3.17.5 (Remote Grid) Updates to grid topology to minimize risk of ignition in HFTDs Remote GridWLDFRWire-to-wire contactAggregated | WLDFR | HFTD - Distribution - Tier 2 - 1QU CoRE ¦ 1QU LoRE | Non-Red Flag Warning - Catastrophic Fires | Wire-to-wire contact | Aggregated | 2046 | 9.4075e-06 | 163.6441 | 0.0015395 | 2046 | Mitigation | 0.95 | 45 | 0 | esc | 0.00097009 | 9.1261e-09 | 0.00097009 | 9.1261e-09
[35 empty] | WLDFR | HFTD - Distribution - Tier 2 - 1QU CoRE ¦ 5QU LoRE | 2047 | 0.1722 | 0.0035841 | 3.683 | 0 | 3.683 | 0.0035841 | 3.683 | 0 | 3.683 | 0.63419 | 0.63419 | 0.0035841 | 0.00061716 | 3.683 | 0.63419 | 0 | 0 | 3.683 | 0.63419 | [22 empty] | WLDFR | HFTD - Distribution - Tier 2 - 1QU CoRE ¦ 1QU LoRE | Red Flag Warning - Catastrophic Fires | 2047 | 3.6724e-07 | 3.6724e-07 | 17672.0852 | 299.42 | 10692.7362 | 6679.929 | 0 | 0 | 0.00037856 | 0.0064899 | 0 | 0.0064899 | 0.0064899 | 0 | 0.0064899 | [22 empty] | 7.3.3.17.5 (Remote Grid) Updates to grid topology to minimize risk of ignition in HFTDs Remote GridWLDFRWire-to-wire contactAggregated | WLDFR | HFTD - Distribution - Tier 2 - 1QU CoRE ¦ 1QU LoRE | Non-Red Flag Warning - Catastrophic Fires | Wire-to-wire contact | Aggregated | 2047 | 9.4075e-06 | 163.6441 | 0.0015395 | 2047 | Mitigation | 0.95 | 45 | 0 | esc | 0.00097009 | 9.1261e-09 | 0.00097009 | 9.1261e-09
[35 empty] | WLDFR | HFTD - Distribution - Tier 2 - 1QU CoRE ¦ 5QU LoRE | 2048 | 0.16093 | 0.0035841 | 3.8663 | 0 | 3.8663 | 0.0035841 | 3.8663 | 0 | 3.8663 | 0.62221 | 0.62221 | 0.0035841 | 0.00057679 | 3.8663 | 0.62221 | 0 | 0 | 3.8663 | 0.62221 | [22 empty] | WLDFR | HFTD - Distribution - Tier 2 - 1QU CoRE ¦ 1QU LoRE | Red Flag Warning - Catastrophic Fires | 2048 | 3.6724e-07 | 3.6724e-07 | 18552.3348 | 319.4911 | 11216.5626 | 7016.281 | 0 | 0 | 0.00037856 | 0.0068131 | 0 | 0.0068131 | 0.0068131 | 0 | 0.0068131 | [22 empty] | 7.3.3.17.5 (Remote Grid) Updates to grid topology to minimize risk of ignition in HFTDs Remote GridWLDFRWire-to-wire contactAggregated | WLDFR | HFTD - Distribution - Tier 2 - 1QU CoRE ¦ 1QU LoRE | Non-Red Flag Warning - Catastrophic Fires | Wire-to-wire contact | Aggregated | 2048 | 9.4075e-06 | 163.6441 | 0.0015395 | 2048 | Mitigation | 0.95 | 45 | 0 | esc | 0.00097009 | 9.1261e-09 | 0.00097009 | 9.1261e-09
[35 empty] | WLDFR | HFTD - Distribution - Tier 2 - 1QU CoRE ¦ 5QU LoRE | 2049 | 0.1504 | 0.0035841 | 3.8663 | 0 | 3.8663 | 0.0035841 | 3.8663 | 0 | 3.8663 | 0.5815 | 0.5815 | 0.0035841 | 0.00053905 | 3.8663 | 0.5815 | 0 | 0 | 3.8663 | 0.5815 | [22 empty] | WLDFR | HFTD - Distribution - Tier 2 - 1QU CoRE ¦ 1QU LoRE | Red Flag Warning - Catastrophic Fires | 2049 | 3.6724e-07 | 3.6724e-07 | 18552.3348 | 319.4911 | 11216.5626 | 7016.281 | 0 | 0 | 0.00037856 | 0.0068131 | 0 | 0.0068131 | 0.0068131 | 0 | 0.0068131 | [22 empty] | 7.3.3.17.5 (Remote Grid) Updates to grid topology to minimize risk of ignition in HFTDs Remote GridWLDFRWire-to-wire contactAggregated | WLDFR | HFTD - Distribution - Tier 2 - 1QU CoRE ¦ 1QU LoRE | Non-Red Flag Warning - Catastrophic Fires | Wire-to-wire contact | Aggregated | 2049 | 9.4075e-06 | 163.6441 | 0.0015395 | 2049 | Mitigation | 0.95 | 45 | 0 | esc | 0.00097009 | 9.1261e-09 | 0.00097009 | 9.1261e-09
[35 empty] | WLDFR | HFTD - Distribution - Tier 2 - 1QU CoRE ¦ 5QU LoRE | 2050 | 0.14056 | 0.0035841 | 3.8663 | 0 | 3.8663 | 0.0035841 | 3.8663 | 0 | 3.8663 | 0.54346 | 0.54346 | 0.0035841 | 0.00050379 | 3.8663 | 0.54346 | 0 | 0 | 3.8663 | 0.54346 | [22 empty] | WLDFR | HFTD - Distribution - Tier 2 - 1QU CoRE ¦ 1QU LoRE | Red Flag Warning - Catastrophic Fires | 2050 | 3.6724e-07 | 3.6724e-07 | 18552.3348 | 319.4911 | 11216.5626 | 7016.281 | 0 | 0 | 0.00037856 | 0.0068131 | 0 | 0.0068131 | 0.0068131 | 0 | 0.0068131 | [22 empty] | 7.3.3.17.5 (Remote Grid) Updates to grid topology to minimize risk of ignition in HFTDs Remote GridWLDFRWire-to-wire contactAggregated | WLDFR | HFTD - Distribution - Tier 2 - 1QU CoRE ¦ 1QU LoRE | Non-Red Flag Warning - Catastrophic Fires | Wire-to-wire contact | Aggregated | 2050 | 9.4075e-06 | 163.6441 | 0.0015395 | 2050 | Mitigation | 0.95 | 45 | 0 | esc | 0.00097009 | 9.1261e-09 | 0.00097009 | 9.1261e-09
[35 empty] | WLDFR | HFTD - Distribution - Tier 2 - 1QU CoRE ¦ 5QU LoRE | 2051 | 0.13137 | 0.0035841 | 3.8663 | 0 | 3.8663 | 0.0035841 | 3.8663 | 0 | 3.8663 | 0.50791 | 0.50791 | 0.0035841 | 0.00047083 | 3.8663 | 0.50791 | 0 | 0 | 3.8663 | 0.50791 | [22 empty] | WLDFR | HFTD - Distribution - Tier 2 - 1QU CoRE ¦ 1QU LoRE | Red Flag Warning - Catastrophic Fires | 2051 | 3.6724e-07 | 3.6724e-07 | 18552.3348 | 319.4911 | 11216.5626 | 7016.281 | 0 | 0 | 0.00037856 | 0.0068131 | 0 | 0.0068131 | 0.0068131 | 0 | 0.0068131 | [22 empty] | 7.3.3.17.5 (Remote Grid) Updates to grid topology to minimize risk of ignition in HFTDs Remote GridWLDFRWire-to-wire contactAggregated | WLDFR | HFTD - Distribution - Tier 2 - 1QU CoRE ¦ 1QU LoRE | Non-Red Flag Warning - Catastrophic Fires | Wire-to-wire contact | Aggregated | 2051 | 9.4075e-06 | 163.6441 | 0.0015395 | 2051 | Mitigation | 0.95 | 45 | 0 | esc | 0.00097009 | 9.1261e-09 | 0.00097009 | 9.1261e-09
[35 empty] | WLDFR | HFTD - Distribution - Tier 2 - 1QU CoRE ¦ 5QU LoRE | 2052 | 0.12277 | 0.0035841 | 3.8663 | 0 | 3.8663 | 0.0035841 | 3.8663 | 0 | 3.8663 | 0.47468 | 0.47468 | 0.0035841 | 0.00044003 | 3.8663 | 0.47468 | 0 | 0 | 3.8663 | 0.47468 | [22 empty] | WLDFR | HFTD - Distribution - Tier 2 - 1QU CoRE ¦ 1QU LoRE | Red Flag Warning - Catastrophic Fires | 2052 | 3.6724e-07 | 3.6724e-07 | 18552.3348 | 319.4911 | 11216.5626 | 7016.281 | 0 | 0 | 0.00037856 | 0.0068131 | 0 | 0.0068131 | 0.0068131 | 0 | 0.0068131 | [22 empty] | 7.3.3.17.5 (Remote Grid) Updates to grid topology to minimize risk of ignition in HFTDs Remote GridWLDFRWire-to-wire contactAggregated | WLDFR | HFTD - Distribution - Tier 2 - 1QU CoRE ¦ 1QU LoRE | Non-Red Flag Warning - Catastrophic Fires | Wire-to-wire contact | Aggregated | 2052 | 9.4075e-06 | 163.6441 | 0.0015395 | 2052 | Mitigation | 0.95 | 45 | 0 | esc | 0.00097009 | 9.1261e-09 | 0.00097009 | 9.1261e-09
[35 empty] | WLDFR | HFTD - Distribution - Tier 2 - 1QU CoRE ¦ 5QU LoRE | 2053 | 0.11474 | 0.0035841 | 4.0558 | 0 | 4.0558 | 0.0035841 | 4.0558 | 0 | 4.0558 | 0.46537 | 0.46537 | 0.0035841 | 0.00041124 | 4.0558 | 0.46537 | 0 | 0 | 4.0558 | 0.46537 | [22 empty] | WLDFR | HFTD - Distribution - Tier 2 - 1QU CoRE ¦ 1QU LoRE | Red Flag Warning - Catastrophic Fires | 2053 | 3.6724e-07 | 3.6724e-07 | 19462.1283 | 340.5356 | 11757.1413 | 7364.4514 | 0 | 0 | 0.00037856 | 0.0071472 | 0 | 0.0071472 | 0.0071472 | 0 | 0.0071472 | [22 empty] | 7.3.3.17.5 (Remote Grid) Updates to grid topology to minimize risk of ignition in HFTDs Remote GridWLDFRWire-to-wire contactAggregated | WLDFR | HFTD - Distribution - Tier 2 - 1QU CoRE ¦ 1QU LoRE | Non-Red Flag Warning - Catastrophic Fires | Wire-to-wire contact | Aggregated | 2053 | 9.4075e-06 | 163.6441 | 0.0015395 | 2053 | Mitigation | 0.95 | 45 | 0 | esc | 0.00097009 | 9.1261e-09 | 0.00097009 | 9.1261e-09
[35 empty] | WLDFR | HFTD - Distribution - Tier 2 - 1QU CoRE ¦ 5QU LoRE | 2054 | 0.10723 | 0.0035841 | 4.0558 | 0 | 4.0558 | 0.0035841 | 4.0558 | 0 | 4.0558 | 0.43492 | 0.43492 | 0.0035841 | 0.00038434 | 4.0558 | 0.43492 | 0 | 0 | 4.0558 | 0.43492 | [22 empty] | WLDFR | HFTD - Distribution - Tier 2 - 1QU CoRE ¦ 1QU LoRE | Red Flag Warning - Catastrophic Fires | 2054 | 3.6724e-07 | 3.6724e-07 | 19462.1283 | 340.5356 | 11757.1413 | 7364.4514 | 0 | 0 | 0.00037856 | 0.0071472 | 0 | 0.0071472 | 0.0071472 | 0 | 0.0071472 | [22 empty] | 7.3.3.17.5 (Remote Grid) Updates to grid topology to minimize risk of ignition in HFTDs Remote GridWLDFRWire-to-wire contactAggregated | WLDFR | HFTD - Distribution - Tier 2 - 1QU CoRE ¦ 1QU LoRE | Non-Red Flag Warning - Catastrophic Fires | Wire-to-wire contact | Aggregated | 2054 | 9.4075e-06 | 163.6441 | 0.0015395 | 2054 | Mitigation | 0.95 | 45 | 0 | esc | 0.00097009 | 9.1261e-09 | 0.00097009 | 9.1261e-09
[35 empty] | WLDFR | HFTD - Distribution - Tier 2 - 1QU CoRE ¦ 5QU LoRE | 2055 | 0.10022 | 0.0035841 | 4.0558 | 0 | 4.0558 | 0.0035841 | 4.0558 | 0 | 4.0558 | 0.40647 | 0.40647 | 0.0035841 | 0.00035919 | 4.0558 | 0.40647 | 0 | 0 | 4.0558 | 0.40647 | [22 empty] | WLDFR | HFTD - Distribution - Tier 2 - 1QU CoRE ¦ 1QU LoRE | Red Flag Warning - Catastrophic Fires | 2055 | 3.6724e-07 | 3.6724e-07 | 19462.1283 | 340.5356 | 11757.1413 | 7364.4514 | 0 | 0 | 0.00037856 | 0.0071472 | 0 | 0.0071472 | 0.0071472 | 0 | 0.0071472 | [22 empty] | 7.3.3.17.5 (Remote Grid) Updates to grid topology to minimize risk of ignition in HFTDs Remote GridWLDFRWire-to-wire contactAggregated | WLDFR | HFTD - Distribution - Tier 2 - 1QU CoRE ¦ 1QU LoRE | Non-Red Flag Warning - Catastrophic Fires | Wire-to-wire contact | Aggregated | 2055 | 9.4075e-06 | 163.6441 | 0.0015395 | 2055 | Mitigation | 0.95 | 45 | 0 | esc | 0.00097009 | 9.1261e-09 | 0.00097009 | 9.1261e-09
[35 empty] | WLDFR | HFTD - Distribution - Tier 2 - 1QU CoRE ¦ 5QU LoRE | 2056 | 0.093663 | 0.0035841 | 4.0558 | 0 | 4.0558 | 0.0035841 | 4.0558 | 0 | 4.0558 | 0.37988 | 0.37988 | 0.0035841 | 0.0003357 | 4.0558 | 0.37988 | 0 | 0 | 4.0558 | 0.37988 | [22 empty] | WLDFR | HFTD - Distribution - Tier 2 - 1QU CoRE ¦ 1QU LoRE | Red Flag Warning - Catastrophic Fires | 2056 | 3.6724e-07 | 3.6724e-07 | 19462.1283 | 340.5356 | 11757.1413 | 7364.4514 | 0 | 0 | 0.00037856 | 0.0071472 | 0 | 0.0071472 | 0.0071472 | 0 | 0.0071472 | [22 empty] | 7.3.3.17.5 (Remote Grid) Updates to grid topology to minimize risk of ignition in HFTDs Remote GridWLDFRWire-to-wire contactAggregated | WLDFR | HFTD - Distribution - Tier 2 - 1QU CoRE ¦ 1QU LoRE | Non-Red Flag Warning - Catastrophic Fires | Wire-to-wire contact | Aggregated | 2056 | 9.4075e-06 | 163.6441 | 0.0015395 | 2056 | Mitigation | 0.95 | 45 | 0 | esc | 0.00097009 | 9.1261e-09 | 0.00097009 | 9.1261e-09
[35 empty] | WLDFR | HFTD - Distribution - Tier 2 - 1QU CoRE ¦ 5QU LoRE | 2057 | 0.087535 | 0.0035841 | 4.0558 | 0 | 4.0558 | 0.0035841 | 4.0558 | 0 | 4.0558 | 0.35503 | 0.35503 | 0.0035841 | 0.00031373 | 4.0558 | 0.35503 | 0 | 0 | 4.0558 | 0.35503 | [22 empty] | WLDFR | HFTD - Distribution - Tier 2 - 1QU CoRE ¦ 1QU LoRE | Red Flag Warning - Catastrophic Fires | 2057 | 3.6724e-07 | 3.6724e-07 | 19462.1283 | 340.5356 | 11757.1413 | 7364.4514 | 0 | 0 | 0.00037856 | 0.0071472 | 0 | 0.0071472 | 0.0071472 | 0 | 0.0071472 | [22 empty] | 7.3.3.17.5 (Remote Grid) Updates to grid topology to minimize risk of ignition in HFTDs Remote GridWLDFRWire-to-wire contactAggregated | WLDFR | HFTD - Distribution - Tier 2 - 1QU CoRE ¦ 1QU LoRE | Non-Red Flag Warning - Catastrophic Fires | Wire-to-wire contact | Aggregated | 2057 | 9.4075e-06 | 163.6441 | 0.0015395 | 2057 | Mitigation | 0.95 | 45 | 0 | esc | 0.00097009 | 9.1261e-09 | 0.00097009 | 9.1261e-09
[35 empty] | WLDFR | HFTD - Distribution - Tier 2 - 1QU CoRE ¦ 5QU LoRE | 2058 | 0.081809 | 0.0035841 | 4.2491 | 0 | 4.2491 | 0.0035841 | 4.2491 | 0 | 4.2491 | 0.34761 | 0.34761 | 0.0035841 | 0.00029321 | 4.2491 | 0.34761 | 0 | 0 | 4.2491 | 0.34761 | [22 empty] | WLDFR | HFTD - Distribution - Tier 2 - 1QU CoRE ¦ 1QU LoRE | Red Flag Warning - Catastrophic Fires | 2058 | 3.6724e-07 | 3.6724e-07 | 20390.4035 | 362.3049 | 12307.8747 | 7720.2238 | 0 | 0 | 0.00037856 | 0.0074881 | 0 | 0.0074881 | 0.0074881 | 0 | 0.0074881 | [22 empty] | 7.3.3.17.5 (Remote Grid) Updates to grid topology to minimize risk of ignition in HFTDs Remote GridWLDFRWire-to-wire contactAggregated | WLDFR | HFTD - Distribution - Tier 2 - 1QU CoRE ¦ 1QU LoRE | Non-Red Flag Warning - Catastrophic Fires | Wire-to-wire contact | Aggregated | 2058 | 9.4075e-06 | 163.6441 | 0.0015395 | 2058 | Mitigation | 0.95 | 45 | 0 | esc | 0.00097009 | 9.1261e-09 | 0.00097009 | 9.1261e-09
[35 empty] | WLDFR | HFTD - Distribution - Tier 2 - 1QU CoRE ¦ 5QU LoRE | 2059 | 0.076457 | 0.0035841 | 4.2491 | 0 | 4.2491 | 0.0035841 | 4.2491 | 0 | 4.2491 | 0.32487 | 0.32487 | 0.0035841 | 0.00027403 | 4.2491 | 0.32487 | 0 | 0 | 4.2491 | 0.32487 | [22 empty] | WLDFR | HFTD - Distribution - Tier 2 - 1QU CoRE ¦ 1QU LoRE | Red Flag Warning - Catastrophic Fires | 2059 | 3.6724e-07 | 3.6724e-07 | 20390.4035 | 362.3049 | 12307.8747 | 7720.2238 | 0 | 0 | 0.00037856 | 0.0074881 | 0 | 0.0074881 | 0.0074881 | 0 | 0.0074881 | [22 empty] | 7.3.3.17.5 (Remote Grid) Updates to grid topology to minimize risk of ignition in HFTDs Remote GridWLDFRWire-to-wire contactAggregated | WLDFR | HFTD - Distribution - Tier 2 - 1QU CoRE ¦ 1QU LoRE | Non-Red Flag Warning - Catastrophic Fires | Wire-to-wire contact | Aggregated | 2059 | 9.4075e-06 | 163.6441 | 0.0015395 | 2059 | Mitigation | 0.95 | 45 | 0 | esc | 0.00097009 | 9.1261e-09 | 0.00097009 | 9.1261e-09
[35 empty] | WLDFR | HFTD - Distribution - Tier 2 - 1QU CoRE ¦ 5QU LoRE | 2060 | 0.071455 | 0.0035841 | 4.2491 | 0 | 4.2491 | 0.0035841 | 4.2491 | 0 | 4.2491 | 0.30362 | 0.30362 | 0.0035841 | 0.0002561 | 4.2491 | 0.30362 | 0 | 0 | 4.2491 | 0.30362 | [22 empty] | WLDFR | HFTD - Distribution - Tier 2 - 1QU CoRE ¦ 1QU LoRE | Red Flag Warning - Catastrophic Fires | 2060 | 3.6724e-07 | 3.6724e-07 | 20390.4035 | 362.3049 | 12307.8747 | 7720.2238 | 0 | 0 | 0.00037856 | 0.0074881 | 0 | 0.0074881 | 0.0074881 | 0 | 0.0074881 | [22 empty] | 7.3.3.17.5 (Remote Grid) Updates to grid topology to minimize risk of ignition in HFTDs Remote GridWLDFRWire-to-wire contactAggregated | WLDFR | HFTD - Distribution - Tier 2 - 1QU CoRE ¦ 1QU LoRE | Non-Red Flag Warning - Catastrophic Fires | Wire-to-wire contact | Aggregated | 2060 | 9.4075e-06 | 163.6441 | 0.0015395 | 2060 | Mitigation | 0.95 | 45 | 0 | esc | 0.00097009 | 9.1261e-09 | 0.00097009 | 9.1261e-09
[35 empty] | WLDFR | HFTD - Distribution - Tier 2 - 1QU CoRE ¦ 5QU LoRE | 2061 | 0.06678 | 0.0035841 | 4.2491 | 0 | 4.2491 | 0.0035841 | 4.2491 | 0 | 4.2491 | 0.28376 | 0.28376 | 0.0035841 | 0.00023935 | 4.2491 | 0.28376 | 0 | 0 | 4.2491 | 0.28376 | [22 empty] | WLDFR | HFTD - Distribution - Tier 2 - 1QU CoRE ¦ 1QU LoRE | Red Flag Warning - Catastrophic Fires | 2061 | 3.6724e-07 | 3.6724e-07 | 20390.4035 | 362.3049 | 12307.8747 | 7720.2238 | 0 | 0 | 0.00037856 | 0.0074881 | 0 | 0.0074881 | 0.0074881 | 0 | 0.0074881 | [22 empty] | 7.3.3.17.5 (Remote Grid) Updates to grid topology to minimize risk of ignition in HFTDs Remote GridWLDFRWire-to-wire contactAggregated | WLDFR | HFTD - Distribution - Tier 2 - 1QU CoRE ¦ 1QU LoRE | Non-Red Flag Warning - Catastrophic Fires | Wire-to-wire contact | Aggregated | 2061 | 9.4075e-06 | 163.6441 | 0.0015395 | 2061 | Mitigation | 0.95 | 45 | 0 | esc | 0.00097009 | 9.1261e-09 | 0.00097009 | 9.1261e-09
[35 empty] | WLDFR | HFTD - Distribution - Tier 2 - 1QU CoRE ¦ 5QU LoRE | 2062 | 0.062412 | 0.0035841 | 4.2491 | 0 | 4.2491 | 0.0035841 | 4.2491 | 0 | 4.2491 | 0.26519 | 0.26519 | 0.0035841 | 0.00022369 | 4.2491 | 0.26519 | 0 | 0 | 4.2491 | 0.26519 | [22 empty] | WLDFR | HFTD - Distribution - Tier 2 - 1QU CoRE ¦ 1QU LoRE | Red Flag Warning - Catastrophic Fires | 2062 | 3.6724e-07 | 3.6724e-07 | 20390.4035 | 362.3049 | 12307.8747 | 7720.2238 | 0 | 0 | 0.00037856 | 0.0074881 | 0 | 0.0074881 | 0.0074881 | 0 | 0.0074881 | [22 empty] | 7.3.3.17.5 (Remote Grid) Updates to grid topology to minimize risk of ignition in HFTDs Remote GridWLDFRWire-to-wire contactAggregated | WLDFR | HFTD - Distribution - Tier 2 - 1QU CoRE ¦ 1QU LoRE | Non-Red Flag Warning - Catastrophic Fires | Wire-to-wire contact | Aggregated | 2062 | 9.4075e-06 | 163.6441 | 0.0015395 | 2062 | Mitigation | 0.95 | 45 | 0 | esc | 0.00097009 | 9.1261e-09 | 0.00097009 | 9.1261e-09
[35 empty] | WLDFR | HFTD - Distribution - Tier 2 - 1QU CoRE ¦ 5QU LoRE | 2063 | 0.058329 | 0.0035841 | 4.4439 | 0 | 4.4439 | 0.0035841 | 4.4439 | 0 | 4.4439 | 0.25921 | 0.25921 | 0.0035841 | 0.00020905 | 4.4439 | 0.25921 | 0 | 0 | 4.4439 | 0.25921 | [22 empty] | WLDFR | HFTD - Distribution - Tier 2 - 1QU CoRE ¦ 1QU LoRE | Red Flag Warning - Catastrophic Fires | 2063 | 3.6724e-07 | 3.6724e-07 | 21325.9188 | 384.5316 | 12862.0997 | 8079.2876 | 0 | 0 | 0.00037856 | 0.0078317 | 0 | 0.0078317 | 0.0078317 | 0 | 0.0078317 | [22 empty] | 7.3.3.17.5 (Remote Grid) Updates to grid topology to minimize risk of ignition in HFTDs Remote GridWLDFRWire-to-wire contactAggregated | WLDFR | HFTD - Distribution - Tier 2 - 1QU CoRE ¦ 1QU LoRE | Non-Red Flag Warning - Catastrophic Fires | Wire-to-wire contact | Aggregated | 2063 | 9.4075e-06 | 163.6441 | 0.0015395 | 2063 | Mitigation | 0.95 | 45 | 0 | esc | 0.00097009 | 9.1261e-09 | 0.00097009 | 9.1261e-09
[35 empty] | WLDFR | HFTD - Distribution - Tier 2 - 1QU CoRE ¦ 5QU LoRE | 2064 | 0.054513 | 0.0035841 | 4.4439 | 0 | 4.4439 | 0.0035841 | 4.4439 | 0 | 4.4439 | 0.24225 | 0.24225 | 0.0035841 | 0.00019538 | 4.4439 | 0.24225 | 0 | 0 | 4.4439 | 0.24225 | [22 empty] | WLDFR | HFTD - Distribution - Tier 2 - 1QU CoRE ¦ 1QU LoRE | Red Flag Warning - Catastrophic Fires | 2064 | 3.6724e-07 | 3.6724e-07 | 21325.9188 | 384.5316 | 12862.0997 | 8079.2876 | 0 | 0 | 0.00037856 | 0.0078317 | 0 | 0.0078317 | 0.0078317 | 0 | 0.0078317 | [22 empty] | 7.3.3.17.5 (Remote Grid) Updates to grid topology to minimize risk of ignition in HFTDs Remote GridWLDFRWire-to-wire contactAggregated | WLDFR | HFTD - Distribution - Tier 2 - 1QU CoRE ¦ 1QU LoRE | Non-Red Flag Warning - Catastrophic Fires | Wire-to-wire contact | Aggregated | 2064 | 9.4075e-06 | 163.6441 | 0.0015395 | 2064 | Mitigation | 0.95 | 45 | 0 | esc | 0.00097009 | 9.1261e-09 | 0.00097009 | 9.1261e-09
[35 empty] | WLDFR | HFTD - Distribution - Tier 2 - 1QU CoRE ¦ 5QU LoRE | 2065 | 0.050946 | 0.0035841 | 4.4439 | 0 | 4.4439 | 0.0035841 | 4.4439 | 0 | 4.4439 | 0.2264 | 0.2264 | 0.0035841 | 0.0001826 | 4.4439 | 0.2264 | 0 | 0 | 4.4439 | 0.2264 | [22 empty] | WLDFR | HFTD - Distribution - Tier 2 - 1QU CoRE ¦ 1QU LoRE | Red Flag Warning - Catastrophic Fires | 2065 | 3.6724e-07 | 3.6724e-07 | 21325.9188 | 384.5316 | 12862.0997 | 8079.2876 | 0 | 0 | 0.00037856 | 0.0078317 | 0 | 0.0078317 | 0.0078317 | 0 | 0.0078317 | [22 empty] | 7.3.3.17.5 (Remote Grid) Updates to grid topology to minimize risk of ignition in HFTDs Remote GridWLDFRWire-to-wire contactAggregated | WLDFR | HFTD - Distribution - Tier 2 - 1QU CoRE ¦ 1QU LoRE | Non-Red Flag Warning - Catastrophic Fires | Wire-to-wire contact | Aggregated | 2065 | 9.4075e-06 | 163.6441 | 0.0015395 | 2065 | Mitigation | 0.95 | 45 | 0 | esc | 0.00097009 | 9.1261e-09 | 0.00097009 | 9.1261e-09
[35 empty] | WLDFR | HFTD - Distribution - Tier 2 - 1QU CoRE ¦ 5QU LoRE | 2066 | 0.047613 | 0.0035841 | 4.4439 | 0 | 4.4439 | 0.0035841 | 4.4439 | 0 | 4.4439 | 0.21159 | 0.21159 | 0.0035841 | 0.00017065 | 4.4439 | 0.21159 | 0 | 0 | 4.4439 | 0.21159 | [22 empty] | WLDFR | HFTD - Distribution - Tier 2 - 1QU CoRE ¦ 1QU LoRE | Red Flag Warning - Catastrophic Fires | 2066 | 3.6724e-07 | 3.6724e-07 | 21325.9188 | 384.5316 | 12862.0997 | 8079.2876 | 0 | 0 | 0.00037856 | 0.0078317 | 0 | 0.0078317 | 0.0078317 | 0 | 0.0078317 | [22 empty] | 7.3.3.17.5 (Remote Grid) Updates to grid topology to minimize risk of ignition in HFTDs Remote GridWLDFRWire-to-wire contactAggregated | WLDFR | HFTD - Distribution - Tier 2 - 1QU CoRE ¦ 1QU LoRE | Non-Red Flag Warning - Catastrophic Fires | Wire-to-wire contact | Aggregated | 2066 | 9.4075e-06 | 163.6441 | 0.0015395 | 2066 | Mitigation | 0.95 | 45 | 0 | esc | 0.00097009 | 9.1261e-09 | 0.00097009 | 9.1261e-09
[35 empty] | WLDFR | HFTD - Distribution - Tier 2 - 1QU CoRE ¦ 5QU LoRE | 2067 | 0.044499 | 0 | 0 | 0 | 0 | 0.0035841 | 4.4439 | 0 | 4.4439 | 0 | 0.19775 | 0 | 0 | 0 | 0 | 0 | 0 | 0 | 0 | [22 empty] | WLDFR | HFTD - Distribution - Tier 2 - 1QU CoRE ¦ 1QU LoRE | Red Flag Warning - Catastrophic Fires | 2067 | 0 | 3.6724e-07 | 21325.9188 | 384.5316 | 12862.0997 | 8079.2876 | 0 | 0 | 0.00037856 | 0 | 0 | 0 | 0.0078317 | 0 | 0.0078317 | [22 empty] | 7.3.3.17.5 (Remote Grid) Updates to grid topology to minimize risk of ignition in HFTDs Remote GridWLDFRWire-to-wire contactAggregated | WLDFR | HFTD - Distribution - Tier 2 - 1QU CoRE ¦ 1QU LoRE | Non-Red Flag Warning - Catastrophic Fires | Wire-to-wire contact | Aggregated | 2067 | 9.4075e-06 | 163.6441 | 0.0015395 | 2067 | Mitigation | 0.95 | 45 | 0 | esc | 0 | 0 | 0.00097009 | 9.1261e-09
[35 empty] | WLDFR | HFTD - Distribution - Tier 2 - 2QU CoRE ¦ 1QU LoRE | 2022 | 0.93458 | 0.0017401 | 0.41703 | 0 | 0.41703 | 0 | 0 | 0 | 0 | 0.38974 | 0 | 0.0017401 | 0.0016262 | 0.41703 | 0.38974 | 0 | 0 | 0.41703 | 0.38974 | [22 empty] | WLDFR | HFTD - Distribution - Tier 2 - 1QU CoRE ¦ 1QU LoRE | Red Flag Warning - Destructive Fires | 2022 | 7.2497e-08 | 0 | 8807.9522 | 222.2294 | 8585.7228 | 0 | 0 | 0 | 7.4733e-05 | 0.00063855 | 0 | 0.00063855 | 0 | 0 | 0 | [22 empty] | 7.3.3.17.5 (Remote Grid) Updates to grid topology to minimize risk of ignition in HFTDs Remote GridWLDFRContact from objectAggregated | WLDFR | HFTD - Distribution - Tier 2 - 1QU CoRE ¦ 1QU LoRE | Non-Red Flag Warning - Destructive Fires | Contact from object | Aggregated | 2022 | 7.8666e-06 | 163.6441 | 0.0012873 | 2022 | Mitigation | 0.95 | 45 | 0 | esc | 0.00097009 | 7.6312e-09 | 0 | 0
[35 empty] | WLDFR | HFTD - Distribution - Tier 2 - 2QU CoRE ¦ 1QU LoRE | 2023 | 0.87344 | 0.0017401 | 0.43231 | 0 | 0.43231 | 0.0017401 | 0.43231 | 0 | 0.43231 | 0.37759 | 0.37759 | 0.0017401 | 0.0015199 | 0.43231 | 0.37759 | 0 | 0 | 0.43231 | 0.37759 | [22 empty] | WLDFR | HFTD - Distribution - Tier 2 - 1QU CoRE ¦ 1QU LoRE | Red Flag Warning - Destructive Fires | 2023 | 7.2497e-08 | 7.2497e-08 | 9129.7461 | 233.2301 | 8896.516 | 0 | 0 | 0 | 7.4733e-05 | 0.00066188 | 0 | 0.00066188 | 0.00066188 | 0 | 0.00066188 | [22 empty] | 7.3.3.17.5 (Remote Grid) Updates to grid topology to minimize risk of ignition in HFTDs Remote GridWLDFRContact from objectAggregated | WLDFR | HFTD - Distribution - Tier 2 - 1QU CoRE ¦ 1QU LoRE | Non-Red Flag Warning - Destructive Fires | Contact from object | Aggregated | 2023 | 7.8666e-06 | 163.6441 | 0.0012873 | 2023 | Mitigation | 0.95 | 45 | 0 | esc | 0.00097009 | 7.6312e-09 | 0.00097009 | 7.6312e-09
[35 empty] | WLDFR | HFTD - Distribution - Tier 2 - 2QU CoRE ¦ 1QU LoRE | 2024 | 0.8163 | 0.0017401 | 0.43231 | 0 | 0.43231 | 0.0017401 | 0.43231 | 0 | 0.43231 | 0.35289 | 0.35289 | 0.0017401 | 0.0014204 | 0.43231 | 0.35289 | 0 | 0 | 0.43231 | 0.35289 | [22 empty] | WLDFR | HFTD - Distribution - Tier 2 - 1QU CoRE ¦ 1QU LoRE | Red Flag Warning - Destructive Fires | 2024 | 7.2497e-08 | 7.2497e-08 | 9129.7461 | 233.2301 | 8896.516 | 0 | 0 | 0 | 7.4733e-05 | 0.00066188 | 0 | 0.00066188 | 0.00066188 | 0 | 0.00066188 | [22 empty] | 7.3.3.17.5 (Remote Grid) Updates to grid topology to minimize risk of ignition in HFTDs Remote GridWLDFRContact from objectAggregated | WLDFR | HFTD - Distribution - Tier 2 - 1QU CoRE ¦ 1QU LoRE | Non-Red Flag Warning - Destructive Fires | Contact from object | Aggregated | 2024 | 7.8666e-06 | 163.6441 | 0.0012873 | 2024 | Mitigation | 0.95 | 45 | 0 | esc | 0.00097009 | 7.6312e-09 | 0.00097009 | 7.6312e-09
[35 empty] | WLDFR | HFTD - Distribution - Tier 2 - 2QU CoRE ¦ 1QU LoRE | 2025 | 0.7629 | 0.0017401 | 0.43231 | 0 | 0.43231 | 0.0017401 | 0.43231 | 0 | 0.43231 | 0.3298 | 0.3298 | 0.0017401 | 0.0013275 | 0.43231 | 0.3298 | 0 | 0 | 0.43231 | 0.3298 | [22 empty] | WLDFR | HFTD - Distribution - Tier 2 - 1QU CoRE ¦ 1QU LoRE | Red Flag Warning - Destructive Fires | 2025 | 7.2497e-08 | 7.2497e-08 | 9129.7461 | 233.2301 | 8896.516 | 0 | 0 | 0 | 7.4733e-05 | 0.00066188 | 0 | 0.00066188 | 0.00066188 | 0 | 0.00066188 | [22 empty] | 7.3.3.17.5 (Remote Grid) Updates to grid topology to minimize risk of ignition in HFTDs Remote GridWLDFRContact from objectAggregated | WLDFR | HFTD - Distribution - Tier 2 - 1QU CoRE ¦ 1QU LoRE | Non-Red Flag Warning - Destructive Fires | Contact from object | Aggregated | 2025 | 7.8666e-06 | 163.6441 | 0.0012873 | 2025 | Mitigation | 0.95 | 45 | 0 | esc | 0.00097009 | 7.6312e-09 | 0.00097009 | 7.6312e-09
[35 empty] | WLDFR | HFTD - Distribution - Tier 2 - 2QU CoRE ¦ 1QU LoRE | 2026 | 0.71299 | 0.0017401 | 0.43231 | 0 | 0.43231 | 0.0017401 | 0.43231 | 0 | 0.43231 | 0.30823 | 0.30823 | 0.0017401 | 0.0012407 | 0.43231 | 0.30823 | 0 | 0 | 0.43231 | 0.30823 | [22 empty] | WLDFR | HFTD - Distribution - Tier 2 - 1QU CoRE ¦ 1QU LoRE | Red Flag Warning - Destructive Fires | 2026 | 7.2497e-08 | 7.2497e-08 | 9129.7461 | 233.2301 | 8896.516 | 0 | 0 | 0 | 7.4733e-05 | 0.00066188 | 0 | 0.00066188 | 0.00066188 | 0 | 0.00066188 | [22 empty] | 7.3.3.17.5 (Remote Grid) Updates to grid topology to minimize risk of ignition in HFTDs Remote GridWLDFRContact from objectAggregated | WLDFR | HFTD - Distribution - Tier 2 - 1QU CoRE ¦ 1QU LoRE | Non-Red Flag Warning - Destructive Fires | Contact from object | Aggregated | 2026 | 7.8666e-06 | 163.6441 | 0.0012873 | 2026 | Mitigation | 0.95 | 45 | 0 | esc | 0.00097009 | 7.6312e-09 | 0.00097009 | 7.6312e-09
[35 empty] | WLDFR | HFTD - Distribution - Tier 2 - 2QU CoRE ¦ 1QU LoRE | 2027 | 0.66634 | 0.0017401 | 0.43231 | 0 | 0.43231 | 0.0017401 | 0.43231 | 0 | 0.43231 | 0.28806 | 0.28806 | 0.0017401 | 0.0011595 | 0.43231 | 0.28806 | 0 | 0 | 0.43231 | 0.28806 | [22 empty] | WLDFR | HFTD - Distribution - Tier 2 - 1QU CoRE ¦ 1QU LoRE | Red Flag Warning - Destructive Fires | 2027 | 7.2497e-08 | 7.2497e-08 | 9129.7461 | 233.2301 | 8896.516 | 0 | 0 | 0 | 7.4733e-05 | 0.00066188 | 0 | 0.00066188 | 0.00066188 | 0 | 0.00066188 | [22 empty] | 7.3.3.17.5 (Remote Grid) Updates to grid topology to minimize risk of ignition in HFTDs Remote GridWLDFRContact from objectAggregated | WLDFR | HFTD - Distribution - Tier 2 - 1QU CoRE ¦ 1QU LoRE | Non-Red Flag Warning - Destructive Fires | Contact from object | Aggregated | 2027 | 7.8666e-06 | 163.6441 | 0.0012873 | 2027 | Mitigation | 0.95 | 45 | 0 | esc | 0.00097009 | 7.6312e-09 | 0.00097009 | 7.6312e-09
[35 empty] | WLDFR | HFTD - Distribution - Tier 2 - 2QU CoRE ¦ 1QU LoRE | 2028 | 0.62275 | 0.0017401 | 0.45156 | 0 | 0.45156 | 0.0017401 | 0.45156 | 0 | 0.45156 | 0.28121 | 0.28121 | 0.0017401 | 0.0010836 | 0.45156 | 0.28121 | 0 | 0 | 0.45156 | 0.28121 | [22 empty] | WLDFR | HFTD - Distribution - Tier 2 - 1QU CoRE ¦ 1QU LoRE | Red Flag Warning - Destructive Fires | 2028 | 7.2497e-08 | 7.2497e-08 | 9534.9221 | 247.273 | 9287.6491 | 0 | 0 | 0 | 7.4733e-05 | 0.00069125 | 0 | 0.00069125 | 0.00069125 | 0 | 0.00069125 | [22 empty] | 7.3.3.17.5 (Remote Grid) Updates to grid topology to minimize risk of ignition in HFTDs Remote GridWLDFRContact from objectAggregated | WLDFR | HFTD - Distribution - Tier 2 - 1QU CoRE ¦ 1QU LoRE | Non-Red Flag Warning - Destructive Fires | Contact from object | Aggregated | 2028 | 7.8666e-06 | 163.6441 | 0.0012873 | 2028 | Mitigation | 0.95 | 45 | 0 | esc | 0.00097009 | 7.6312e-09 | 0.00097009 | 7.6312e-09
[35 empty] | WLDFR | HFTD - Distribution - Tier 2 - 2QU CoRE ¦ 1QU LoRE | 2029 | 0.58201 | 0.0017401 | 0.45156 | 0 | 0.45156 | 0.0017401 | 0.45156 | 0 | 0.45156 | 0.26281 | 0.26281 | 0.0017401 | 0.0010127 | 0.45156 | 0.26281 | 0 | 0 | 0.45156 | 0.26281 | [22 empty] | WLDFR | HFTD - Distribution - Tier 2 - 1QU CoRE ¦ 1QU LoRE | Red Flag Warning - Destructive Fires | 2029 | 7.2497e-08 | 7.2497e-08 | 9534.9221 | 247.273 | 9287.6491 | 0 | 0 | 0 | 7.4733e-05 | 0.00069125 | 0 | 0.00069125 | 0.00069125 | 0 | 0.00069125 | [22 empty] | 7.3.3.17.5 (Remote Grid) Updates to grid topology to minimize risk of ignition in HFTDs Remote GridWLDFRContact from objectAggregated | WLDFR | HFTD - Distribution - Tier 2 - 1QU CoRE ¦ 1QU LoRE | Non-Red Flag Warning - Destructive Fires | Contact from object | Aggregated | 2029 | 7.8666e-06 | 163.6441 | 0.0012873 | 2029 | Mitigation | 0.95 | 45 | 0 | esc | 0.00097009 | 7.6312e-09 | 0.00097009 | 7.6312e-09
[35 empty] | WLDFR | HFTD - Distribution - Tier 2 - 2QU CoRE ¦ 1QU LoRE | 2030 | 0.54393 | 0.0017401 | 0.45156 | 0 | 0.45156 | 0.0017401 | 0.45156 | 0 | 0.45156 | 0.24562 | 0.24562 | 0.0017401 | 0.00094649 | 0.45156 | 0.24562 | 0 | 0 | 0.45156 | 0.24562 | [22 empty] | WLDFR | HFTD - Distribution - Tier 2 - 1QU CoRE ¦ 1QU LoRE | Red Flag Warning - Destructive Fires | 2030 | 7.2497e-08 | 7.2497e-08 | 9534.9221 | 247.273 | 9287.6491 | 0 | 0 | 0 | 7.4733e-05 | 0.00069125 | 0 | 0.00069125 | 0.00069125 | 0 | 0.00069125 | [22 empty] | 7.3.3.17.5 (Remote Grid) Updates to grid topology to minimize risk of ignition in HFTDs Remote GridWLDFRContact from objectAggregated | WLDFR | HFTD - Distribution - Tier 2 - 1QU CoRE ¦ 1QU LoRE | Non-Red Flag Warning - Destructive Fires | Contact from object | Aggregated | 2030 | 7.8666e-06 | 163.6441 | 0.0012873 | 2030 | Mitigation | 0.95 | 45 | 0 | esc | 0.00097009 | 7.6312e-09 | 0.00097009 | 7.6312e-09
[35 empty] | WLDFR | HFTD - Distribution - Tier 2 - 2QU CoRE ¦ 1QU LoRE | 2031 | 0.50835 | 0.0017401 | 0.45156 | 0 | 0.45156 | 0.0017401 | 0.45156 | 0 | 0.45156 | 0.22955 | 0.22955 | 0.0017401 | 0.00088457 | 0.45156 | 0.22955 | 0 | 0 | 0.45156 | 0.22955 | [22 empty] | WLDFR | HFTD - Distribution - Tier 2 - 1QU CoRE ¦ 1QU LoRE | Red Flag Warning - Destructive Fires | 2031 | 7.2497e-08 | 7.2497e-08 | 9534.9221 | 247.273 | 9287.6491 | 0 | 0 | 0 | 7.4733e-05 | 0.00069125 | 0 | 0.00069125 | 0.00069125 | 0 | 0.00069125 | [22 empty] | 7.3.3.17.5 (Remote Grid) Updates to grid topology to minimize risk of ignition in HFTDs Remote GridWLDFRContact from objectAggregated | WLDFR | HFTD - Distribution - Tier 2 - 1QU CoRE ¦ 1QU LoRE | Non-Red Flag Warning - Destructive Fires | Contact from object | Aggregated | 2031 | 7.8666e-06 | 163.6441 | 0.0012873 | 2031 | Mitigation | 0.95 | 45 | 0 | esc | 0.00097009 | 7.6312e-09 | 0.00097009 | 7.6312e-09
[35 empty] | WLDFR | HFTD - Distribution - Tier 2 - 2QU CoRE ¦ 1QU LoRE | 2032 | 0.47509 | 0.0017401 | 0.45156 | 0 | 0.45156 | 0.0017401 | 0.45156 | 0 | 0.45156 | 0.21453 | 0.21453 | 0.0017401 | 0.0008267 | 0.45156 | 0.21453 | 0 | 0 | 0.45156 | 0.21453 | [22 empty] | WLDFR | HFTD - Distribution - Tier 2 - 1QU CoRE ¦ 1QU LoRE | Red Flag Warning - Destructive Fires | 2032 | 7.2497e-08 | 7.2497e-08 | 9534.9221 | 247.273 | 9287.6491 | 0 | 0 | 0 | 7.4733e-05 | 0.00069125 | 0 | 0.00069125 | 0.00069125 | 0 | 0.00069125 | [22 empty] | 7.3.3.17.5 (Remote Grid) Updates to grid topology to minimize risk of ignition in HFTDs Remote GridWLDFRContact from objectAggregated | WLDFR | HFTD - Distribution - Tier 2 - 1QU CoRE ¦ 1QU LoRE | Non-Red Flag Warning - Destructive Fires | Contact from object | Aggregated | 2032 | 7.8666e-06 | 163.6441 | 0.0012873 | 2032 | Mitigation | 0.95 | 45 | 0 | esc | 0.00097009 | 7.6312e-09 | 0.00097009 | 7.6312e-09
[35 empty] | WLDFR | HFTD - Distribution - Tier 2 - 2QU CoRE ¦ 1QU LoRE | 2033 | 0.44401 | 0.0017401 | 0.47295 | 0 | 0.47295 | 0.0017401 | 0.47295 | 0 | 0.47295 | 0.21 | 0.21 | 0.0017401 | 0.00077262 | 0.47295 | 0.21 | 0 | 0 | 0.47295 | 0.21 | [22 empty] | WLDFR | HFTD - Distribution - Tier 2 - 1QU CoRE ¦ 1QU LoRE | Red Flag Warning - Destructive Fires | 2033 | 7.2497e-08 | 7.2497e-08 | 9984.8474 | 263.1074 | 9721.74 | 0 | 0 | 0 | 7.4733e-05 | 0.00072387 | 0 | 0.00072387 | 0.00072387 | 0 | 0.00072387 | [22 empty] | 7.3.3.17.5 (Remote Grid) Updates to grid topology to minimize risk of ignition in HFTDs Remote GridWLDFRContact from objectAggregated | WLDFR | HFTD - Distribution - Tier 2 - 1QU CoRE ¦ 1QU LoRE | Non-Red Flag Warning - Destructive Fires | Contact from object | Aggregated | 2033 | 7.8666e-06 | 163.6441 | 0.0012873 | 2033 | Mitigation | 0.95 | 45 | 0 | esc | 0.00097009 | 7.6312e-09 | 0.00097009 | 7.6312e-09
[35 empty] | WLDFR | HFTD - Distribution - Tier 2 - 2QU CoRE ¦ 1QU LoRE | 2034 | 0.41496 | 0.0017401 | 0.47295 | 0 | 0.47295 | 0.0017401 | 0.47295 | 0 | 0.47295 | 0.19626 | 0.19626 | 0.0017401 | 0.00072207 | 0.47295 | 0.19626 | 0 | 0 | 0.47295 | 0.19626 | [22 empty] | WLDFR | HFTD - Distribution - Tier 2 - 1QU CoRE ¦ 1QU LoRE | Red Flag Warning - Destructive Fires | 2034 | 7.2497e-08 | 7.2497e-08 | 9984.8474 | 263.1074 | 9721.74 | 0 | 0 | 0 | 7.4733e-05 | 0.00072387 | 0 | 0.00072387 | 0.00072387 | 0 | 0.00072387 | [22 empty] | 7.3.3.17.5 (Remote Grid) Updates to grid topology to minimize risk of ignition in HFTDs Remote GridWLDFRContact from objectAggregated | WLDFR | HFTD - Distribution - Tier 2 - 1QU CoRE ¦ 1QU LoRE | Non-Red Flag Warning - Destructive Fires | Contact from object | Aggregated | 2034 | 7.8666e-06 | 163.6441 | 0.0012873 | 2034 | Mitigation | 0.95 | 45 | 0 | esc | 0.00097009 | 7.6312e-09 | 0.00097009 | 7.6312e-09
[35 empty] | WLDFR | HFTD - Distribution - Tier 2 - 2QU CoRE ¦ 1QU LoRE | 2035 | 0.38782 | 0.0017401 | 0.47295 | 0 | 0.47295 | 0.0017401 | 0.47295 | 0 | 0.47295 | 0.18342 | 0.18342 | 0.0017401 | 0.00067483 | 0.47295 | 0.18342 | 0 | 0 | 0.47295 | 0.18342 | [22 empty] | WLDFR | HFTD - Distribution - Tier 2 - 1QU CoRE ¦ 1QU LoRE | Red Flag Warning - Destructive Fires | 2035 | 7.2497e-08 | 7.2497e-08 | 9984.8474 | 263.1074 | 9721.74 | 0 | 0 | 0 | 7.4733e-05 | 0.00072387 | 0 | 0.00072387 | 0.00072387 | 0 | 0.00072387 | [22 empty] | 7.3.3.17.5 (Remote Grid) Updates to grid topology to minimize risk of ignition in HFTDs Remote GridWLDFRContact from objectAggregated | WLDFR | HFTD - Distribution - Tier 2 - 1QU CoRE ¦ 1QU LoRE | Non-Red Flag Warning - Destructive Fires | Contact from object | Aggregated | 2035 | 7.8666e-06 | 163.6441 | 0.0012873 | 2035 | Mitigation | 0.95 | 45 | 0 | esc | 0.00097009 | 7.6312e-09 | 0.00097009 | 7.6312e-09
[35 empty] | WLDFR | HFTD - Distribution - Tier 2 - 2QU CoRE ¦ 1QU LoRE | 2036 | 0.36245 | 0.0017401 | 0.47295 | 0 | 0.47295 | 0.0017401 | 0.47295 | 0 | 0.47295 | 0.17142 | 0.17142 | 0.0017401 | 0.00063069 | 0.47295 | 0.17142 | 0 | 0 | 0.47295 | 0.17142 | [22 empty] | WLDFR | HFTD - Distribution - Tier 2 - 1QU CoRE ¦ 1QU LoRE | Red Flag Warning - Destructive Fires | 2036 | 7.2497e-08 | 7.2497e-08 | 9984.8474 | 263.1074 | 9721.74 | 0 | 0 | 0 | 7.4733e-05 | 0.00072387 | 0 | 0.00072387 | 0.00072387 | 0 | 0.00072387 | [22 empty] | 7.3.3.17.5 (Remote Grid) Updates to grid topology to minimize risk of ignition in HFTDs Remote GridWLDFRContact from objectAggregated | WLDFR | HFTD - Distribution - Tier 2 - 1QU CoRE ¦ 1QU LoRE | Non-Red Flag Warning - Destructive Fires | Contact from object | Aggregated | 2036 | 7.8666e-06 | 163.6441 | 0.0012873 | 2036 | Mitigation | 0.95 | 45 | 0 | esc | 0.00097009 | 7.6312e-09 | 0.00097009 | 7.6312e-09
[35 empty] | WLDFR | HFTD - Distribution - Tier 2 - 2QU CoRE ¦ 1QU LoRE | 2037 | 0.33873 | 0.0017401 | 0.47295 | 0 | 0.47295 | 0.0017401 | 0.47295 | 0 | 0.47295 | 0.16021 | 0.16021 | 0.0017401 | 0.00058943 | 0.47295 | 0.16021 | 0 | 0 | 0.47295 | 0.16021 | [22 empty] | WLDFR | HFTD - Distribution - Tier 2 - 1QU CoRE ¦ 1QU LoRE | Red Flag Warning - Destructive Fires | 2037 | 7.2497e-08 | 7.2497e-08 | 9984.8474 | 263.1074 | 9721.74 | 0 | 0 | 0 | 7.4733e-05 | 0.00072387 | 0 | 0.00072387 | 0.00072387 | 0 | 0.00072387 | [22 empty] | 7.3.3.17.5 (Remote Grid) Updates to grid topology to minimize risk of ignition in HFTDs Remote GridWLDFRContact from objectAggregated | WLDFR | HFTD - Distribution - Tier 2 - 1QU CoRE ¦ 1QU LoRE | Non-Red Flag Warning - Destructive Fires | Contact from object | Aggregated | 2037 | 7.8666e-06 | 163.6441 | 0.0012873 | 2037 | Mitigation | 0.95 | 45 | 0 | esc | 0.00097009 | 7.6312e-09 | 0.00097009 | 7.6312e-09
[35 empty] | WLDFR | HFTD - Distribution - Tier 2 - 2QU CoRE ¦ 1QU LoRE | 2038 | 0.31657 | 0.0017401 | 0.49618 | 0 | 0.49618 | 0.0017401 | 0.49618 | 0 | 0.49618 | 0.15708 | 0.15708 | 0.0017401 | 0.00055087 | 0.49618 | 0.15708 | 0 | 0 | 0.49618 | 0.15708 | [22 empty] | WLDFR | HFTD - Distribution - Tier 2 - 1QU CoRE ¦ 1QU LoRE | Red Flag Warning - Destructive Fires | 2038 | 7.2497e-08 | 7.2497e-08 | 10472.8261 | 280.5544 | 10192.2718 | 0 | 0 | 0 | 7.4733e-05 | 0.00075925 | 0 | 0.00075925 | 0.00075925 | 0 | 0.00075925 | [22 empty] | 7.3.3.17.5 (Remote Grid) Updates to grid topology to minimize risk of ignition in HFTDs Remote GridWLDFRContact from objectAggregated | WLDFR | HFTD - Distribution - Tier 2 - 1QU CoRE ¦ 1QU LoRE | Non-Red Flag Warning - Destructive Fires | Contact from object | Aggregated | 2038 | 7.8666e-06 | 163.6441 | 0.0012873 | 2038 | Mitigation | 0.95 | 45 | 0 | esc | 0.00097009 | 7.6312e-09 | 0.00097009 | 7.6312e-09
[35 empty] | WLDFR | HFTD - Distribution - Tier 2 - 2QU CoRE ¦ 1QU LoRE | 2039 | 0.29586 | 0.0017401 | 0.49618 | 0 | 0.49618 | 0.0017401 | 0.49618 | 0 | 0.49618 | 0.1468 | 0.1468 | 0.0017401 | 0.00051483 | 0.49618 | 0.1468 | 0 | 0 | 0.49618 | 0.1468 | [22 empty] | WLDFR | HFTD - Distribution - Tier 2 - 1QU CoRE ¦ 1QU LoRE | Red Flag Warning - Destructive Fires | 2039 | 7.2497e-08 | 7.2497e-08 | 10472.8261 | 280.5544 | 10192.2718 | 0 | 0 | 0 | 7.4733e-05 | 0.00075925 | 0 | 0.00075925 | 0.00075925 | 0 | 0.00075925 | [22 empty] | 7.3.3.17.5 (Remote Grid) Updates to grid topology to minimize risk of ignition in HFTDs Remote GridWLDFRContact from objectAggregated | WLDFR | HFTD - Distribution - Tier 2 - 1QU CoRE ¦ 1QU LoRE | Non-Red Flag Warning - Destructive Fires | Contact from object | Aggregated | 2039 | 7.8666e-06 | 163.6441 | 0.0012873 | 2039 | Mitigation | 0.95 | 45 | 0 | esc | 0.00097009 | 7.6312e-09 | 0.00097009 | 7.6312e-09
[35 empty] | WLDFR | HFTD - Distribution - Tier 2 - 2QU CoRE ¦ 1QU LoRE | 2040 | 0.27651 | 0.0017401 | 0.49618 | 0 | 0.49618 | 0.0017401 | 0.49618 | 0 | 0.49618 | 0.1372 | 0.1372 | 0.0017401 | 0.00048115 | 0.49618 | 0.1372 | 0 | 0 | 0.49618 | 0.1372 | [22 empty] | WLDFR | HFTD - Distribution - Tier 2 - 1QU CoRE ¦ 1QU LoRE | Red Flag Warning - Destructive Fires | 2040 | 7.2497e-08 | 7.2497e-08 | 10472.8261 | 280.5544 | 10192.2718 | 0 | 0 | 0 | 7.4733e-05 | 0.00075925 | 0 | 0.00075925 | 0.00075925 | 0 | 0.00075925 | [22 empty] | 7.3.3.17.5 (Remote Grid) Updates to grid topology to minimize risk of ignition in HFTDs Remote GridWLDFRContact from objectAggregated | WLDFR | HFTD - Distribution - Tier 2 - 1QU CoRE ¦ 1QU LoRE | Non-Red Flag Warning - Destructive Fires | Contact from object | Aggregated | 2040 | 7.8666e-06 | 163.6441 | 0.0012873 | 2040 | Mitigation | 0.95 | 45 | 0 | esc | 0.00097009 | 7.6312e-09 | 0.00097009 | 7.6312e-09
[35 empty] | WLDFR | HFTD - Distribution - Tier 2 - 2QU CoRE ¦ 1QU LoRE | 2041 | 0.25842 | 0.0017401 | 0.49618 | 0 | 0.49618 | 0.0017401 | 0.49618 | 0 | 0.49618 | 0.12822 | 0.12822 | 0.0017401 | 0.00044967 | 0.49618 | 0.12822 | 0 | 0 | 0.49618 | 0.12822 | [22 empty] | WLDFR | HFTD - Distribution - Tier 2 - 1QU CoRE ¦ 1QU LoRE | Red Flag Warning - Destructive Fires | 2041 | 7.2497e-08 | 7.2497e-08 | 10472.8261 | 280.5544 | 10192.2718 | 0 | 0 | 0 | 7.4733e-05 | 0.00075925 | 0 | 0.00075925 | 0.00075925 | 0 | 0.00075925 | [22 empty] | 7.3.3.17.5 (Remote Grid) Updates to grid topology to minimize risk of ignition in HFTDs Remote GridWLDFRContact from objectAggregated | WLDFR | HFTD - Distribution - Tier 2 - 1QU CoRE ¦ 1QU LoRE | Non-Red Flag Warning - Destructive Fires | Contact from object | Aggregated | 2041 | 7.8666e-06 | 163.6441 | 0.0012873 | 2041 | Mitigation | 0.95 | 45 | 0 | esc | 0.00097009 | 7.6312e-09 | 0.00097009 | 7.6312e-09
[35 empty] | WLDFR | HFTD - Distribution - Tier 2 - 2QU CoRE ¦ 1QU LoRE | 2042 | 0.24151 | 0.0017401 | 0.49618 | 0 | 0.49618 | 0.0017401 | 0.49618 | 0 | 0.49618 | 0.11983 | 0.11983 | 0.0017401 | 0.00042025 | 0.49618 | 0.11983 | 0 | 0 | 0.49618 | 0.11983 | [22 empty] | WLDFR | HFTD - Distribution - Tier 2 - 1QU CoRE ¦ 1QU LoRE | Red Flag Warning - Destructive Fires | 2042 | 7.2497e-08 | 7.2497e-08 | 10472.8261 | 280.5544 | 10192.2718 | 0 | 0 | 0 | 7.4733e-05 | 0.00075925 | 0 | 0.00075925 | 0.00075925 | 0 | 0.00075925 | [22 empty] | 7.3.3.17.5 (Remote Grid) Updates to grid topology to minimize risk of ignition in HFTDs Remote GridWLDFRContact from objectAggregated | WLDFR | HFTD - Distribution - Tier 2 - 1QU CoRE ¦ 1QU LoRE | Non-Red Flag Warning - Destructive Fires | Contact from object | Aggregated | 2042 | 7.8666e-06 | 163.6441 | 0.0012873 | 2042 | Mitigation | 0.95 | 45 | 0 | esc | 0.00097009 | 7.6312e-09 | 0.00097009 | 7.6312e-09
[35 empty] | WLDFR | HFTD - Distribution - Tier 2 - 2QU CoRE ¦ 1QU LoRE | 2043 | 0.22571 | 0.0017401 | 0.52091 | 0 | 0.52091 | 0.0017401 | 0.52091 | 0 | 0.52091 | 0.11758 | 0.11758 | 0.0017401 | 0.00039276 | 0.52091 | 0.11758 | 0 | 0 | 0.52091 | 0.11758 | [22 empty] | WLDFR | HFTD - Distribution - Tier 2 - 1QU CoRE ¦ 1QU LoRE | Red Flag Warning - Destructive Fires | 2043 | 7.2497e-08 | 7.2497e-08 | 10992.1562 | 299.42 | 10692.7362 | 0 | 0 | 0 | 7.4733e-05 | 0.0007969 | 0 | 0.0007969 | 0.0007969 | 0 | 0.0007969 | [22 empty] | 7.3.3.17.5 (Remote Grid) Updates to grid topology to minimize risk of ignition in HFTDs Remote GridWLDFRContact from objectAggregated | WLDFR | HFTD - Distribution - Tier 2 - 1QU CoRE ¦ 1QU LoRE | Non-Red Flag Warning - Destructive Fires | Contact from object | Aggregated | 2043 | 7.8666e-06 | 163.6441 | 0.0012873 | 2043 | Mitigation | 0.95 | 45 | 0 | esc | 0.00097009 | 7.6312e-09 | 0.00097009 | 7.6312e-09
[35 empty] | WLDFR | HFTD - Distribution - Tier 2 - 2QU CoRE ¦ 1QU LoRE | 2044 | 0.21095 | 0.0017401 | 0.52091 | 0 | 0.52091 | 0.0017401 | 0.52091 | 0 | 0.52091 | 0.10988 | 0.10988 | 0.0017401 | 0.00036707 | 0.52091 | 0.10988 | 0 | 0 | 0.52091 | 0.10988 | [22 empty] | WLDFR | HFTD - Distribution - Tier 2 - 1QU CoRE ¦ 1QU LoRE | Red Flag Warning - Destructive Fires | 2044 | 7.2497e-08 | 7.2497e-08 | 10992.1562 | 299.42 | 10692.7362 | 0 | 0 | 0 | 7.4733e-05 | 0.0007969 | 0 | 0.0007969 | 0.0007969 | 0 | 0.0007969 | [22 empty] | 7.3.3.17.5 (Remote Grid) Updates to grid topology to minimize risk of ignition in HFTDs Remote GridWLDFRContact from objectAggregated | WLDFR | HFTD - Distribution - Tier 2 - 1QU CoRE ¦ 1QU LoRE | Non-Red Flag Warning - Destructive Fires | Contact from object | Aggregated | 2044 | 7.8666e-06 | 163.6441 | 0.0012873 | 2044 | Mitigation | 0.95 | 45 | 0 | esc | 0.00097009 | 7.6312e-09 | 0.00097009 | 7.6312e-09
[35 empty] | WLDFR | HFTD - Distribution - Tier 2 - 2QU CoRE ¦ 1QU LoRE | 2045 | 0.19715 | 0.0017401 | 0.52091 | 0 | 0.52091 | 0.0017401 | 0.52091 | 0 | 0.52091 | 0.1027 | 0.1027 | 0.0017401 | 0.00034305 | 0.52091 | 0.1027 | 0 | 0 | 0.52091 | 0.1027 | [22 empty] | WLDFR | HFTD - Distribution - Tier 2 - 1QU CoRE ¦ 1QU LoRE | Red Flag Warning - Destructive Fires | 2045 | 7.2497e-08 | 7.2497e-08 | 10992.1562 | 299.42 | 10692.7362 | 0 | 0 | 0 | 7.4733e-05 | 0.0007969 | 0 | 0.0007969 | 0.0007969 | 0 | 0.0007969 | [22 empty] | 7.3.3.17.5 (Remote Grid) Updates to grid topology to minimize risk of ignition in HFTDs Remote GridWLDFRContact from objectAggregated | WLDFR | HFTD - Distribution - Tier 2 - 1QU CoRE ¦ 1QU LoRE | Non-Red Flag Warning - Destructive Fires | Contact from object | Aggregated | 2045 | 7.8666e-06 | 163.6441 | 0.0012873 | 2045 | Mitigation | 0.95 | 45 | 0 | esc | 0.00097009 | 7.6312e-09 | 0.00097009 | 7.6312e-09
[35 empty] | WLDFR | HFTD - Distribution - Tier 2 - 2QU CoRE ¦ 1QU LoRE | 2046 | 0.18425 | 0.0017401 | 0.52091 | 0 | 0.52091 | 0.0017401 | 0.52091 | 0 | 0.52091 | 0.095978 | 0.095978 | 0.0017401 | 0.00032061 | 0.52091 | 0.095978 | 0 | 0 | 0.52091 | 0.095978 | [22 empty] | WLDFR | HFTD - Distribution - Tier 2 - 1QU CoRE ¦ 1QU LoRE | Red Flag Warning - Destructive Fires | 2046 | 7.2497e-08 | 7.2497e-08 | 10992.1562 | 299.42 | 10692.7362 | 0 | 0 | 0 | 7.4733e-05 | 0.0007969 | 0 | 0.0007969 | 0.0007969 | 0 | 0.0007969 | [22 empty] | 7.3.3.17.5 (Remote Grid) Updates to grid topology to minimize risk of ignition in HFTDs Remote GridWLDFRContact from objectAggregated | WLDFR | HFTD - Distribution - Tier 2 - 1QU CoRE ¦ 1QU LoRE | Non-Red Flag Warning - Destructive Fires | Contact from object | Aggregated | 2046 | 7.8666e-06 | 163.6441 | 0.0012873 | 2046 | Mitigation | 0.95 | 45 | 0 | esc | 0.00097009 | 7.6312e-09 | 0.00097009 | 7.6312e-09
[35 empty] | WLDFR | HFTD - Distribution - Tier 2 - 2QU CoRE ¦ 1QU LoRE | 2047 | 0.1722 | 0.0017401 | 0.52091 | 0 | 0.52091 | 0.0017401 | 0.52091 | 0 | 0.52091 | 0.089699 | 0.089699 | 0.0017401 | 0.00029963 | 0.52091 | 0.089699 | 0 | 0 | 0.52091 | 0.089699 | [22 empty] | WLDFR | HFTD - Distribution - Tier 2 - 1QU CoRE ¦ 1QU LoRE | Red Flag Warning - Destructive Fires | 2047 | 7.2497e-08 | 7.2497e-08 | 10992.1562 | 299.42 | 10692.7362 | 0 | 0 | 0 | 7.4733e-05 | 0.0007969 | 0 | 0.0007969 | 0.0007969 | 0 | 0.0007969 | [22 empty] | 7.3.3.17.5 (Remote Grid) Updates to grid topology to minimize risk of ignition in HFTDs Remote GridWLDFRContact from objectAggregated | WLDFR | HFTD - Distribution - Tier 2 - 1QU CoRE ¦ 1QU LoRE | Non-Red Flag Warning - Destructive Fires | Contact from object | Aggregated | 2047 | 7.8666e-06 | 163.6441 | 0.0012873 | 2047 | Mitigation | 0.95 | 45 | 0 | esc | 0.00097009 | 7.6312e-09 | 0.00097009 | 7.6312e-09
[35 empty] | WLDFR | HFTD - Distribution - Tier 2 - 2QU CoRE ¦ 1QU LoRE | 2048 | 0.16093 | 0.0017401 | 0.54684 | 0 | 0.54684 | 0.0017401 | 0.54684 | 0 | 0.54684 | 0.088003 | 0.088003 | 0.0017401 | 0.00028003 | 0.54684 | 0.088003 | 0 | 0 | 0.54684 | 0.088003 | [22 empty] | WLDFR | HFTD - Distribution - Tier 2 - 1QU CoRE ¦ 1QU LoRE | Red Flag Warning - Destructive Fires | 2048 | 7.2497e-08 | 7.2497e-08 | 11536.0538 | 319.4911 | 11216.5626 | 0 | 0 | 0 | 7.4733e-05 | 0.00083633 | 0 | 0.00083633 | 0.00083633 | 0 | 0.00083633 | [22 empty] | 7.3.3.17.5 (Remote Grid) Updates to grid topology to minimize risk of ignition in HFTDs Remote GridWLDFRContact from objectAggregated | WLDFR | HFTD - Distribution - Tier 2 - 1QU CoRE ¦ 1QU LoRE | Non-Red Flag Warning - Destructive Fires | Contact from object | Aggregated | 2048 | 7.8666e-06 | 163.6441 | 0.0012873 | 2048 | Mitigation | 0.95 | 45 | 0 | esc | 0.00097009 | 7.6312e-09 | 0.00097009 | 7.6312e-09
[35 empty] | WLDFR | HFTD - Distribution - Tier 2 - 2QU CoRE ¦ 1QU LoRE | 2049 | 0.1504 | 0.0017401 | 0.54684 | 0 | 0.54684 | 0.0017401 | 0.54684 | 0 | 0.54684 | 0.082246 | 0.082246 | 0.0017401 | 0.00026171 | 0.54684 | 0.082246 | 0 | 0 | 0.54684 | 0.082246 | [22 empty] | WLDFR | HFTD - Distribution - Tier 2 - 1QU CoRE ¦ 1QU LoRE | Red Flag Warning - Destructive Fires | 2049 | 7.2497e-08 | 7.2497e-08 | 11536.0538 | 319.4911 | 11216.5626 | 0 | 0 | 0 | 7.4733e-05 | 0.00083633 | 0 | 0.00083633 | 0.00083633 | 0 | 0.00083633 | [22 empty] | 7.3.3.17.5 (Remote Grid) Updates to grid topology to minimize risk of ignition in HFTDs Remote GridWLDFRContact from objectAggregated | WLDFR | HFTD - Distribution - Tier 2 - 1QU CoRE ¦ 1QU LoRE | Non-Red Flag Warning - Destructive Fires | Contact from object | Aggregated | 2049 | 7.8666e-06 | 163.6441 | 0.0012873 | 2049 | Mitigation | 0.95 | 45 | 0 | esc | 0.00097009 | 7.6312e-09 | 0.00097009 | 7.6312e-09
[35 empty] | WLDFR | HFTD - Distribution - Tier 2 - 2QU CoRE ¦ 1QU LoRE | 2050 | 0.14056 | 0.0017401 | 0.54684 | 0 | 0.54684 | 0.0017401 | 0.54684 | 0 | 0.54684 | 0.076865 | 0.076865 | 0.0017401 | 0.00024459 | 0.54684 | 0.076865 | 0 | 0 | 0.54684 | 0.076865 | [22 empty] | WLDFR | HFTD - Distribution - Tier 2 - 1QU CoRE ¦ 1QU LoRE | Red Flag Warning - Destructive Fires | 2050 | 7.2497e-08 | 7.2497e-08 | 11536.0538 | 319.4911 | 11216.5626 | 0 | 0 | 0 | 7.4733e-05 | 0.00083633 | 0 | 0.00083633 | 0.00083633 | 0 | 0.00083633 | [22 empty] | 7.3.3.17.5 (Remote Grid) Updates to grid topology to minimize risk of ignition in HFTDs Remote GridWLDFRContact from objectAggregated | WLDFR | HFTD - Distribution - Tier 2 - 1QU CoRE ¦ 1QU LoRE | Non-Red Flag Warning - Destructive Fires | Contact from object | Aggregated | 2050 | 7.8666e-06 | 163.6441 | 0.0012873 | 2050 | Mitigation | 0.95 | 45 | 0 | esc | 0.00097009 | 7.6312e-09 | 0.00097009 | 7.6312e-09
[35 empty] | WLDFR | HFTD - Distribution - Tier 2 - 2QU CoRE ¦ 1QU LoRE | 2051 | 0.13137 | 0.0017401 | 0.54684 | 0 | 0.54684 | 0.0017401 | 0.54684 | 0 | 0.54684 | 0.071837 | 0.071837 | 0.0017401 | 0.00022859 | 0.54684 | 0.071837 | 0 | 0 | 0.54684 | 0.071837 | [22 empty] | WLDFR | HFTD - Distribution - Tier 2 - 1QU CoRE ¦ 1QU LoRE | Red Flag Warning - Destructive Fires | 2051 | 7.2497e-08 | 7.2497e-08 | 11536.0538 | 319.4911 | 11216.5626 | 0 | 0 | 0 | 7.4733e-05 | 0.00083633 | 0 | 0.00083633 | 0.00083633 | 0 | 0.00083633 | [22 empty] | 7.3.3.17.5 (Remote Grid) Updates to grid topology to minimize risk of ignition in HFTDs Remote GridWLDFRContact from objectAggregated | WLDFR | HFTD - Distribution - Tier 2 - 1QU CoRE ¦ 1QU LoRE | Non-Red Flag Warning - Destructive Fires | Contact from object | Aggregated | 2051 | 7.8666e-06 | 163.6441 | 0.0012873 | 2051 | Mitigation | 0.95 | 45 | 0 | esc | 0.00097009 | 7.6312e-09 | 0.00097009 | 7.6312e-09
[35 empty] | WLDFR | HFTD - Distribution - Tier 2 - 2QU CoRE ¦ 1QU LoRE | 2052 | 0.12277 | 0.0017401 | 0.54684 | 0 | 0.54684 | 0.0017401 | 0.54684 | 0 | 0.54684 | 0.067137 | 0.067137 | 0.0017401 | 0.00021364 | 0.54684 | 0.067137 | 0 | 0 | 0.54684 | 0.067137 | [22 empty] | WLDFR | HFTD - Distribution - Tier 2 - 1QU CoRE ¦ 1QU LoRE | Red Flag Warning - Destructive Fires | 2052 | 7.2497e-08 | 7.2497e-08 | 11536.0538 | 319.4911 | 11216.5626 | 0 | 0 | 0 | 7.4733e-05 | 0.00083633 | 0 | 0.00083633 | 0.00083633 | 0 | 0.00083633 | [22 empty] | 7.3.3.17.5 (Remote Grid) Updates to grid topology to minimize risk of ignition in HFTDs Remote GridWLDFRContact from objectAggregated | WLDFR | HFTD - Distribution - Tier 2 - 1QU CoRE ¦ 1QU LoRE | Non-Red Flag Warning - Destructive Fires | Contact from object | Aggregated | 2052 | 7.8666e-06 | 163.6441 | 0.0012873 | 2052 | Mitigation | 0.95 | 45 | 0 | esc | 0.00097009 | 7.6312e-09 | 0.00097009 | 7.6312e-09
[35 empty] | WLDFR | HFTD - Distribution - Tier 2 - 2QU CoRE ¦ 1QU LoRE | 2053 | 0.11474 | 0.0017401 | 0.57364 | 0 | 0.57364 | 0.0017401 | 0.57364 | 0 | 0.57364 | 0.06582 | 0.06582 | 0.0017401 | 0.00019966 | 0.57364 | 0.06582 | 0 | 0 | 0.57364 | 0.06582 | [22 empty] | WLDFR | HFTD - Distribution - Tier 2 - 1QU CoRE ¦ 1QU LoRE | Red Flag Warning - Destructive Fires | 2053 | 7.2497e-08 | 7.2497e-08 | 12097.6769 | 340.5356 | 11757.1413 | 0 | 0 | 0 | 7.4733e-05 | 0.00087705 | 0 | 0.00087705 | 0.00087705 | 0 | 0.00087705 | [22 empty] | 7.3.3.17.5 (Remote Grid) Updates to grid topology to minimize risk of ignition in HFTDs Remote GridWLDFRContact from objectAggregated | WLDFR | HFTD - Distribution - Tier 2 - 1QU CoRE ¦ 1QU LoRE | Non-Red Flag Warning - Destructive Fires | Contact from object | Aggregated | 2053 | 7.8666e-06 | 163.6441 | 0.0012873 | 2053 | Mitigation | 0.95 | 45 | 0 | esc | 0.00097009 | 7.6312e-09 | 0.00097009 | 7.6312e-09
[35 empty] | WLDFR | HFTD - Distribution - Tier 2 - 2QU CoRE ¦ 1QU LoRE | 2054 | 0.10723 | 0.0017401 | 0.57364 | 0 | 0.57364 | 0.0017401 | 0.57364 | 0 | 0.57364 | 0.061514 | 0.061514 | 0.0017401 | 0.0001866 | 0.57364 | 0.061514 | 0 | 0 | 0.57364 | 0.061514 | [22 empty] | WLDFR | HFTD - Distribution - Tier 2 - 1QU CoRE ¦ 1QU LoRE | Red Flag Warning - Destructive Fires | 2054 | 7.2497e-08 | 7.2497e-08 | 12097.6769 | 340.5356 | 11757.1413 | 0 | 0 | 0 | 7.4733e-05 | 0.00087705 | 0 | 0.00087705 | 0.00087705 | 0 | 0.00087705 | [22 empty] | 7.3.3.17.5 (Remote Grid) Updates to grid topology to minimize risk of ignition in HFTDs Remote GridWLDFRContact from objectAggregated | WLDFR | HFTD - Distribution - Tier 2 - 1QU CoRE ¦ 1QU LoRE | Non-Red Flag Warning - Destructive Fires | Contact from object | Aggregated | 2054 | 7.8666e-06 | 163.6441 | 0.0012873 | 2054 | Mitigation | 0.95 | 45 | 0 | esc | 0.00097009 | 7.6312e-09 | 0.00097009 | 7.6312e-09
[35 empty] | WLDFR | HFTD - Distribution - Tier 2 - 2QU CoRE ¦ 1QU LoRE | 2055 | 0.10022 | 0.0017401 | 0.57364 | 0 | 0.57364 | 0.0017401 | 0.57364 | 0 | 0.57364 | 0.057489 | 0.057489 | 0.0017401 | 0.00017439 | 0.57364 | 0.057489 | 0 | 0 | 0.57364 | 0.057489 | [22 empty] | WLDFR | HFTD - Distribution - Tier 2 - 1QU CoRE ¦ 1QU LoRE | Red Flag Warning - Destructive Fires | 2055 | 7.2497e-08 | 7.2497e-08 | 12097.6769 | 340.5356 | 11757.1413 | 0 | 0 | 0 | 7.4733e-05 | 0.00087705 | 0 | 0.00087705 | 0.00087705 | 0 | 0.00087705 | [22 empty] | 7.3.3.17.5 (Remote Grid) Updates to grid topology to minimize risk of ignition in HFTDs Remote GridWLDFRContact from objectAggregated | WLDFR | HFTD - Distribution - Tier 2 - 1QU CoRE ¦ 1QU LoRE | Non-Red Flag Warning - Destructive Fires | Contact from object | Aggregated | 2055 | 7.8666e-06 | 163.6441 | 0.0012873 | 2055 | Mitigation | 0.95 | 45 | 0 | esc | 0.00097009 | 7.6312e-09 | 0.00097009 | 7.6312e-09
[35 empty] | WLDFR | HFTD - Distribution - Tier 2 - 2QU CoRE ¦ 1QU LoRE | 2056 | 0.093663 | 0.0017401 | 0.57364 | 0 | 0.57364 | 0.0017401 | 0.57364 | 0 | 0.57364 | 0.053728 | 0.053728 | 0.0017401 | 0.00016298 | 0.57364 | 0.053728 | 0 | 0 | 0.57364 | 0.053728 | [22 empty] | WLDFR | HFTD - Distribution - Tier 2 - 1QU CoRE ¦ 1QU LoRE | Red Flag Warning - Destructive Fires | 2056 | 7.2497e-08 | 7.2497e-08 | 12097.6769 | 340.5356 | 11757.1413 | 0 | 0 | 0 | 7.4733e-05 | 0.00087705 | 0 | 0.00087705 | 0.00087705 | 0 | 0.00087705 | [22 empty] | 7.3.3.17.5 (Remote Grid) Updates to grid topology to minimize risk of ignition in HFTDs Remote GridWLDFRContact from objectAggregated | WLDFR | HFTD - Distribution - Tier 2 - 1QU CoRE ¦ 1QU LoRE | Non-Red Flag Warning - Destructive Fires | Contact from object | Aggregated | 2056 | 7.8666e-06 | 163.6441 | 0.0012873 | 2056 | Mitigation | 0.95 | 45 | 0 | esc | 0.00097009 | 7.6312e-09 | 0.00097009 | 7.6312e-09
[35 empty] | WLDFR | HFTD - Distribution - Tier 2 - 2QU CoRE ¦ 1QU LoRE | 2057 | 0.087535 | 0.0017401 | 0.57364 | 0 | 0.57364 | 0.0017401 | 0.57364 | 0 | 0.57364 | 0.050213 | 0.050213 | 0.0017401 | 0.00015232 | 0.57364 | 0.050213 | 0 | 0 | 0.57364 | 0.050213 | [22 empty] | WLDFR | HFTD - Distribution - Tier 2 - 1QU CoRE ¦ 1QU LoRE | Red Flag Warning - Destructive Fires | 2057 | 7.2497e-08 | 7.2497e-08 | 12097.6769 | 340.5356 | 11757.1413 | 0 | 0 | 0 | 7.4733e-05 | 0.00087705 | 0 | 0.00087705 | 0.00087705 | 0 | 0.00087705 | [22 empty] | 7.3.3.17.5 (Remote Grid) Updates to grid topology to minimize risk of ignition in HFTDs Remote GridWLDFRContact from objectAggregated | WLDFR | HFTD - Distribution - Tier 2 - 1QU CoRE ¦ 1QU LoRE | Non-Red Flag Warning - Destructive Fires | Contact from object | Aggregated | 2057 | 7.8666e-06 | 163.6441 | 0.0012873 | 2057 | Mitigation | 0.95 | 45 | 0 | esc | 0.00097009 | 7.6312e-09 | 0.00097009 | 7.6312e-09
[35 empty] | WLDFR | HFTD - Distribution - Tier 2 - 2QU CoRE ¦ 1QU LoRE | 2058 | 0.081809 | 0.0017401 | 0.60097 | 0 | 0.60097 | 0.0017401 | 0.60097 | 0 | 0.60097 | 0.049165 | 0.049165 | 0.0017401 | 0.00014235 | 0.60097 | 0.049165 | 0 | 0 | 0.60097 | 0.049165 | [22 empty] | WLDFR | HFTD - Distribution - Tier 2 - 1QU CoRE ¦ 1QU LoRE | Red Flag Warning - Destructive Fires | 2058 | 7.2497e-08 | 7.2497e-08 | 12670.1796 | 362.3049 | 12307.8747 | 0 | 0 | 0 | 7.4733e-05 | 0.00091855 | 0 | 0.00091855 | 0.00091855 | 0 | 0.00091855 | [22 empty] | 7.3.3.17.5 (Remote Grid) Updates to grid topology to minimize risk of ignition in HFTDs Remote GridWLDFRContact from objectAggregated | WLDFR | HFTD - Distribution - Tier 2 - 1QU CoRE ¦ 1QU LoRE | Non-Red Flag Warning - Destructive Fires | Contact from object | Aggregated | 2058 | 7.8666e-06 | 163.6441 | 0.0012873 | 2058 | Mitigation | 0.95 | 45 | 0 | esc | 0.00097009 | 7.6312e-09 | 0.00097009 | 7.6312e-09
[35 empty] | WLDFR | HFTD - Distribution - Tier 2 - 2QU CoRE ¦ 1QU LoRE | 2059 | 0.076457 | 0.0017401 | 0.60097 | 0 | 0.60097 | 0.0017401 | 0.60097 | 0 | 0.60097 | 0.045949 | 0.045949 | 0.0017401 | 0.00013304 | 0.60097 | 0.045949 | 0 | 0 | 0.60097 | 0.045949 | [22 empty] | WLDFR | HFTD - Distribution - Tier 2 - 1QU CoRE ¦ 1QU LoRE | Red Flag Warning - Destructive Fires | 2059 | 7.2497e-08 | 7.2497e-08 | 12670.1796 | 362.3049 | 12307.8747 | 0 | 0 | 0 | 7.4733e-05 | 0.00091855 | 0 | 0.00091855 | 0.00091855 | 0 | 0.00091855 | [22 empty] | 7.3.3.17.5 (Remote Grid) Updates to grid topology to minimize risk of ignition in HFTDs Remote GridWLDFRContact from objectAggregated | WLDFR | HFTD - Distribution - Tier 2 - 1QU CoRE ¦ 1QU LoRE | Non-Red Flag Warning - Destructive Fires | Contact from object | Aggregated | 2059 | 7.8666e-06 | 163.6441 | 0.0012873 | 2059 | Mitigation | 0.95 | 45 | 0 | esc | 0.00097009 | 7.6312e-09 | 0.00097009 | 7.6312e-09
[35 empty] | WLDFR | HFTD - Distribution - Tier 2 - 2QU CoRE ¦ 1QU LoRE | 2060 | 0.071455 | 0.0017401 | 0.60097 | 0 | 0.60097 | 0.0017401 | 0.60097 | 0 | 0.60097 | 0.042943 | 0.042943 | 0.0017401 | 0.00012434 | 0.60097 | 0.042943 | 0 | 0 | 0.60097 | 0.042943 | [22 empty] | WLDFR | HFTD - Distribution - Tier 2 - 1QU CoRE ¦ 1QU LoRE | Red Flag Warning - Destructive Fires | 2060 | 7.2497e-08 | 7.2497e-08 | 12670.1796 | 362.3049 | 12307.8747 | 0 | 0 | 0 | 7.4733e-05 | 0.00091855 | 0 | 0.00091855 | 0.00091855 | 0 | 0.00091855 | [22 empty] | 7.3.3.17.5 (Remote Grid) Updates to grid topology to minimize risk of ignition in HFTDs Remote GridWLDFRContact from objectAggregated | WLDFR | HFTD - Distribution - Tier 2 - 1QU CoRE ¦ 1QU LoRE | Non-Red Flag Warning - Destructive Fires | Contact from object | Aggregated | 2060 | 7.8666e-06 | 163.6441 | 0.0012873 | 2060 | Mitigation | 0.95 | 45 | 0 | esc | 0.00097009 | 7.6312e-09 | 0.00097009 | 7.6312e-09
[35 empty] | WLDFR | HFTD - Distribution - Tier 2 - 2QU CoRE ¦ 1QU LoRE | 2061 | 0.06678 | 0.0017401 | 0.60097 | 0 | 0.60097 | 0.0017401 | 0.60097 | 0 | 0.60097 | 0.040133 | 0.040133 | 0.0017401 | 0.0001162 | 0.60097 | 0.040133 | 0 | 0 | 0.60097 | 0.040133 | [22 empty] | WLDFR | HFTD - Distribution - Tier 2 - 1QU CoRE ¦ 1QU LoRE | Red Flag Warning - Destructive Fires | 2061 | 7.2497e-08 | 7.2497e-08 | 12670.1796 | 362.3049 | 12307.8747 | 0 | 0 | 0 | 7.4733e-05 | 0.00091855 | 0 | 0.00091855 | 0.00091855 | 0 | 0.00091855 | [22 empty] | 7.3.3.17.5 (Remote Grid) Updates to grid topology to minimize risk of ignition in HFTDs Remote GridWLDFRContact from objectAggregated | WLDFR | HFTD - Distribution - Tier 2 - 1QU CoRE ¦ 1QU LoRE | Non-Red Flag Warning - Destructive Fires | Contact from object | Aggregated | 2061 | 7.8666e-06 | 163.6441 | 0.0012873 | 2061 | Mitigation | 0.95 | 45 | 0 | esc | 0.00097009 | 7.6312e-09 | 0.00097009 | 7.6312e-09
[35 empty] | WLDFR | HFTD - Distribution - Tier 2 - 2QU CoRE ¦ 1QU LoRE | 2062 | 0.062412 | 0.0017401 | 0.60097 | 0 | 0.60097 | 0.0017401 | 0.60097 | 0 | 0.60097 | 0.037508 | 0.037508 | 0.0017401 | 0.0001086 | 0.60097 | 0.037508 | 0 | 0 | 0.60097 | 0.037508 | [22 empty] | WLDFR | HFTD - Distribution - Tier 2 - 1QU CoRE ¦ 1QU LoRE | Red Flag Warning - Destructive Fires | 2062 | 7.2497e-08 | 7.2497e-08 | 12670.1796 | 362.3049 | 12307.8747 | 0 | 0 | 0 | 7.4733e-05 | 0.00091855 | 0 | 0.00091855 | 0.00091855 | 0 | 0.00091855 | [22 empty] | 7.3.3.17.5 (Remote Grid) Updates to grid topology to minimize risk of ignition in HFTDs Remote GridWLDFRContact from objectAggregated | WLDFR | HFTD - Distribution - Tier 2 - 1QU CoRE ¦ 1QU LoRE | Non-Red Flag Warning - Destructive Fires | Contact from object | Aggregated | 2062 | 7.8666e-06 | 163.6441 | 0.0012873 | 2062 | Mitigation | 0.95 | 45 | 0 | esc | 0.00097009 | 7.6312e-09 | 0.00097009 | 7.6312e-09
[35 empty] | WLDFR | HFTD - Distribution - Tier 2 - 2QU CoRE ¦ 1QU LoRE | 2063 | 0.058329 | 0.0017401 | 0.62852 | 0 | 0.62852 | 0.0017401 | 0.62852 | 0 | 0.62852 | 0.036661 | 0.036661 | 0.0017401 | 0.0001015 | 0.62852 | 0.036661 | 0 | 0 | 0.62852 | 0.036661 | [22 empty] | WLDFR | HFTD - Distribution - Tier 2 - 1QU CoRE ¦ 1QU LoRE | Red Flag Warning - Destructive Fires | 2063 | 7.2497e-08 | 7.2497e-08 | 13246.6313 | 384.5316 | 12862.0997 | 0 | 0 | 0 | 7.4733e-05 | 0.00096034 | 0 | 0.00096034 | 0.00096034 | 0 | 0.00096034 | [22 empty] | 7.3.3.17.5 (Remote Grid) Updates to grid topology to minimize risk of ignition in HFTDs Remote GridWLDFRContact from objectAggregated | WLDFR | HFTD - Distribution - Tier 2 - 1QU CoRE ¦ 1QU LoRE | Non-Red Flag Warning - Destructive Fires | Contact from object | Aggregated | 2063 | 7.8666e-06 | 163.6441 | 0.0012873 | 2063 | Mitigation | 0.95 | 45 | 0 | esc | 0.00097009 | 7.6312e-09 | 0.00097009 | 7.6312e-09
[35 empty] | WLDFR | HFTD - Distribution - Tier 2 - 2QU CoRE ¦ 1QU LoRE | 2064 | 0.054513 | 0.0017401 | 0.62852 | 0 | 0.62852 | 0.0017401 | 0.62852 | 0 | 0.62852 | 0.034262 | 0.034262 | 0.0017401 | 9.4857e-05 | 0.62852 | 0.034262 | 0 | 0 | 0.62852 | 0.034262 | [22 empty] | WLDFR | HFTD - Distribution - Tier 2 - 1QU CoRE ¦ 1QU LoRE | Red Flag Warning - Destructive Fires | 2064 | 7.2497e-08 | 7.2497e-08 | 13246.6313 | 384.5316 | 12862.0997 | 0 | 0 | 0 | 7.4733e-05 | 0.00096034 | 0 | 0.00096034 | 0.00096034 | 0 | 0.00096034 | [22 empty] | 7.3.3.17.5 (Remote Grid) Updates to grid topology to minimize risk of ignition in HFTDs Remote GridWLDFRContact from objectAggregated | WLDFR | HFTD - Distribution - Tier 2 - 1QU CoRE ¦ 1QU LoRE | Non-Red Flag Warning - Destructive Fires | Contact from object | Aggregated | 2064 | 7.8666e-06 | 163.6441 | 0.0012873 | 2064 | Mitigation | 0.95 | 45 | 0 | esc | 0.00097009 | 7.6312e-09 | 0.00097009 | 7.6312e-09
[35 empty] | WLDFR | HFTD - Distribution - Tier 2 - 2QU CoRE ¦ 1QU LoRE | 2065 | 0.050946 | 0.0017401 | 0.62852 | 0 | 0.62852 | 0.0017401 | 0.62852 | 0 | 0.62852 | 0.032021 | 0.032021 | 0.0017401 | 8.8651e-05 | 0.62852 | 0.032021 | 0 | 0 | 0.62852 | 0.032021 | [22 empty] | WLDFR | HFTD - Distribution - Tier 2 - 1QU CoRE ¦ 1QU LoRE | Red Flag Warning - Destructive Fires | 2065 | 7.2497e-08 | 7.2497e-08 | 13246.6313 | 384.5316 | 12862.0997 | 0 | 0 | 0 | 7.4733e-05 | 0.00096034 | 0 | 0.00096034 | 0.00096034 | 0 | 0.00096034 | [22 empty] | 7.3.3.17.5 (Remote Grid) Updates to grid topology to minimize risk of ignition in HFTDs Remote GridWLDFRContact from objectAggregated | WLDFR | HFTD - Distribution - Tier 2 - 1QU CoRE ¦ 1QU LoRE | Non-Red Flag Warning - Destructive Fires | Contact from object | Aggregated | 2065 | 7.8666e-06 | 163.6441 | 0.0012873 | 2065 | Mitigation | 0.95 | 45 | 0 | esc | 0.00097009 | 7.6312e-09 | 0.00097009 | 7.6312e-09
[35 empty] | WLDFR | HFTD - Distribution - Tier 2 - 2QU CoRE ¦ 1QU LoRE | 2066 | 0.047613 | 0.0017401 | 0.62852 | 0 | 0.62852 | 0.0017401 | 0.62852 | 0 | 0.62852 | 0.029926 | 0.029926 | 0.0017401 | 8.2852e-05 | 0.62852 | 0.029926 | 0 | 0 | 0.62852 | 0.029926 | [22 empty] | WLDFR | HFTD - Distribution - Tier 2 - 1QU CoRE ¦ 1QU LoRE | Red Flag Warning - Destructive Fires | 2066 | 7.2497e-08 | 7.2497e-08 | 13246.6313 | 384.5316 | 12862.0997 | 0 | 0 | 0 | 7.4733e-05 | 0.00096034 | 0 | 0.00096034 | 0.00096034 | 0 | 0.00096034 | [22 empty] | 7.3.3.17.5 (Remote Grid) Updates to grid topology to minimize risk of ignition in HFTDs Remote GridWLDFRContact from objectAggregated | WLDFR | HFTD - Distribution - Tier 2 - 1QU CoRE ¦ 1QU LoRE | Non-Red Flag Warning - Destructive Fires | Contact from object | Aggregated | 2066 | 7.8666e-06 | 163.6441 | 0.0012873 | 2066 | Mitigation | 0.95 | 45 | 0 | esc | 0.00097009 | 7.6312e-09 | 0.00097009 | 7.6312e-09
[35 empty] | WLDFR | HFTD - Distribution - Tier 2 - 2QU CoRE ¦ 1QU LoRE | 2067 | 0.044499 | 0 | 0 | 0 | 0 | 0.0017401 | 0.62852 | 0 | 0.62852 | 0 | 0.027968 | 0 | 0 | 0 | 0 | 0 | 0 | 0 | 0 | [22 empty] | WLDFR | HFTD - Distribution - Tier 2 - 1QU CoRE ¦ 1QU LoRE | Red Flag Warning - Destructive Fires | 2067 | 0 | 7.2497e-08 | 13246.6313 | 384.5316 | 12862.0997 | 0 | 0 | 0 | 7.4733e-05 | 0 | 0 | 0 | 0.00096034 | 0 | 0.00096034 | [22 empty] | 7.3.3.17.5 (Remote Grid) Updates to grid topology to minimize risk of ignition in HFTDs Remote GridWLDFRContact from objectAggregated | WLDFR | HFTD - Distribution - Tier 2 - 1QU CoRE ¦ 1QU LoRE | Non-Red Flag Warning - Destructive Fires | Contact from object | Aggregated | 2067 | 7.8666e-06 | 163.6441 | 0.0012873 | 2067 | Mitigation | 0.95 | 45 | 0 | esc | 0 | 0 | 0.00097009 | 7.6312e-09
[35 empty] | WLDFR | HFTD - Distribution - Tier 2 - 2QU CoRE ¦ 2QU LoRE | 2022 | 0.93458 | 0.0029651 | 0.68519 | 0 | 0.68519 | 0 | 0 | 0 | 0 | 0.64037 | 0 | 0.0029651 | 0.0027711 | 0.68519 | 0.64037 | 0 | 0 | 0.68519 | 0.64037 | [22 empty] | WLDFR | HFTD - Distribution - Tier 2 - 1QU CoRE ¦ 1QU LoRE | Red Flag Warning - Large Fires | 2022 | 2.1424e-07 | 0 | 5.2406 | 0.69642 | 2.942 | 1.6022 | 0 | 0 | 0.00022085 | 1.1227e-06 | 0 | 1.1227e-06 | 0 | 0 | 0 | [22 empty] | 7.3.3.17.5 (Remote Grid) Updates to grid topology to minimize risk of ignition in HFTDs Remote GridWLDFRContaminationAggregated | WLDFR | HFTD - Distribution - Tier 2 - 1QU CoRE ¦ 1QU LoRE | Non-Red Flag Warning - Destructive Fires | Contamination | Aggregated | 2022 | 1.2037e-07 | 163.6441 | 1.9698e-05 | 2022 | Mitigation | 0.95 | 45 | 0 | esc | 0.00097009 | 1.1677e-10 | 0 | 0
[35 empty] | WLDFR | HFTD - Distribution - Tier 2 - 2QU CoRE ¦ 2QU LoRE | 2023 | 0.87344 | 0.0029651 | 0.7103 | 0 | 0.7103 | 0.0029651 | 0.7103 | 0 | 0.7103 | 0.6204 | 0.6204 | 0.0029651 | 0.0025898 | 0.7103 | 0.6204 | 0 | 0 | 0.7103 | 0.6204 | [22 empty] | WLDFR | HFTD - Distribution - Tier 2 - 1QU CoRE ¦ 1QU LoRE | Red Flag Warning - Large Fires | 2023 | 2.1424e-07 | 2.1424e-07 | 5.475 | 0.71896 | 3.0715 | 1.6846 | 0 | 0 | 0.00022085 | 1.173e-06 | 0 | 1.173e-06 | 1.173e-06 | 0 | 1.173e-06 | [22 empty] | 7.3.3.17.5 (Remote Grid) Updates to grid topology to minimize risk of ignition in HFTDs Remote GridWLDFRContaminationAggregated | WLDFR | HFTD - Distribution - Tier 2 - 1QU CoRE ¦ 1QU LoRE | Non-Red Flag Warning - Destructive Fires | Contamination | Aggregated | 2023 | 1.2037e-07 | 163.6441 | 1.9698e-05 | 2023 | Mitigation | 0.95 | 45 | 0 | esc | 0.00097009 | 1.1677e-10 | 0.00097009 | 1.1677e-10
[35 empty] | WLDFR | HFTD - Distribution - Tier 2 - 2QU CoRE ¦ 2QU LoRE | 2024 | 0.8163 | 0.0029651 | 0.7103 | 0 | 0.7103 | 0.0029651 | 0.7103 | 0 | 0.7103 | 0.57982 | 0.57982 | 0.0029651 | 0.0024204 | 0.7103 | 0.57982 | 0 | 0 | 0.7103 | 0.57982 | [22 empty] | WLDFR | HFTD - Distribution - Tier 2 - 1QU CoRE ¦ 1QU LoRE | Red Flag Warning - Large Fires | 2024 | 2.1424e-07 | 2.1424e-07 | 5.475 | 0.71896 | 3.0715 | 1.6846 | 0 | 0 | 0.00022085 | 1.173e-06 | 0 | 1.173e-06 | 1.173e-06 | 0 | 1.173e-06 | [22 empty] | 7.3.3.17.5 (Remote Grid) Updates to grid topology to minimize risk of ignition in HFTDs Remote GridWLDFRContaminationAggregated | WLDFR | HFTD - Distribution - Tier 2 - 1QU CoRE ¦ 1QU LoRE | Non-Red Flag Warning - Destructive Fires | Contamination | Aggregated | 2024 | 1.2037e-07 | 163.6441 | 1.9698e-05 | 2024 | Mitigation | 0.95 | 45 | 0 | esc | 0.00097009 | 1.1677e-10 | 0.00097009 | 1.1677e-10
[35 empty] | WLDFR | HFTD - Distribution - Tier 2 - 2QU CoRE ¦ 2QU LoRE | 2025 | 0.7629 | 0.0029651 | 0.7103 | 0 | 0.7103 | 0.0029651 | 0.7103 | 0 | 0.7103 | 0.54189 | 0.54189 | 0.0029651 | 0.0022621 | 0.7103 | 0.54189 | 0 | 0 | 0.7103 | 0.54189 | [22 empty] | WLDFR | HFTD - Distribution - Tier 2 - 1QU CoRE ¦ 1QU LoRE | Red Flag Warning - Large Fires | 2025 | 2.1424e-07 | 2.1424e-07 | 5.475 | 0.71896 | 3.0715 | 1.6846 | 0 | 0 | 0.00022085 | 1.173e-06 | 0 | 1.173e-06 | 1.173e-06 | 0 | 1.173e-06 | [22 empty] | 7.3.3.17.5 (Remote Grid) Updates to grid topology to minimize risk of ignition in HFTDs Remote GridWLDFRContaminationAggregated | WLDFR | HFTD - Distribution - Tier 2 - 1QU CoRE ¦ 1QU LoRE | Non-Red Flag Warning - Destructive Fires | Contamination | Aggregated | 2025 | 1.2037e-07 | 163.6441 | 1.9698e-05 | 2025 | Mitigation | 0.95 | 45 | 0 | esc | 0.00097009 | 1.1677e-10 | 0.00097009 | 1.1677e-10
[35 empty] | WLDFR | HFTD - Distribution - Tier 2 - 2QU CoRE ¦ 2QU LoRE | 2026 | 0.71299 | 0.0029651 | 0.7103 | 0 | 0.7103 | 0.0029651 | 0.7103 | 0 | 0.7103 | 0.50643 | 0.50643 | 0.0029651 | 0.0021141 | 0.7103 | 0.50643 | 0 | 0 | 0.7103 | 0.50643 | [22 empty] | WLDFR | HFTD - Distribution - Tier 2 - 1QU CoRE ¦ 1QU LoRE | Red Flag Warning - Large Fires | 2026 | 2.1424e-07 | 2.1424e-07 | 5.475 | 0.71896 | 3.0715 | 1.6846 | 0 | 0 | 0.00022085 | 1.173e-06 | 0 | 1.173e-06 | 1.173e-06 | 0 | 1.173e-06 | [22 empty] | 7.3.3.17.5 (Remote Grid) Updates to grid topology to minimize risk of ignition in HFTDs Remote GridWLDFRContaminationAggregated | WLDFR | HFTD - Distribution - Tier 2 - 1QU CoRE ¦ 1QU LoRE | Non-Red Flag Warning - Destructive Fires | Contamination | Aggregated | 2026 | 1.2037e-07 | 163.6441 | 1.9698e-05 | 2026 | Mitigation | 0.95 | 45 | 0 | esc | 0.00097009 | 1.1677e-10 | 0.00097009 | 1.1677e-10
[35 empty] | WLDFR | HFTD - Distribution - Tier 2 - 2QU CoRE ¦ 2QU LoRE | 2027 | 0.66634 | 0.0029651 | 0.7103 | 0 | 0.7103 | 0.0029651 | 0.7103 | 0 | 0.7103 | 0.4733 | 0.4733 | 0.0029651 | 0.0019758 | 0.7103 | 0.4733 | 0 | 0 | 0.7103 | 0.4733 | [22 empty] | WLDFR | HFTD - Distribution - Tier 2 - 1QU CoRE ¦ 1QU LoRE | Red Flag Warning - Large Fires | 2027 | 2.1424e-07 | 2.1424e-07 | 5.475 | 0.71896 | 3.0715 | 1.6846 | 0 | 0 | 0.00022085 | 1.173e-06 | 0 | 1.173e-06 | 1.173e-06 | 0 | 1.173e-06 | [22 empty] | 7.3.3.17.5 (Remote Grid) Updates to grid topology to minimize risk of ignition in HFTDs Remote GridWLDFRContaminationAggregated | WLDFR | HFTD - Distribution - Tier 2 - 1QU CoRE ¦ 1QU LoRE | Non-Red Flag Warning - Destructive Fires | Contamination | Aggregated | 2027 | 1.2037e-07 | 163.6441 | 1.9698e-05 | 2027 | Mitigation | 0.95 | 45 | 0 | esc | 0.00097009 | 1.1677e-10 | 0.00097009 | 1.1677e-10
[35 empty] | WLDFR | HFTD - Distribution - Tier 2 - 2QU CoRE ¦ 2QU LoRE | 2028 | 0.62275 | 0.0029651 | 0.74194 | 0 | 0.74194 | 0.0029651 | 0.74194 | 0 | 0.74194 | 0.46204 | 0.46204 | 0.0029651 | 0.0018465 | 0.74194 | 0.46204 | 0 | 0 | 0.74194 | 0.46204 | [22 empty] | WLDFR | HFTD - Distribution - Tier 2 - 1QU CoRE ¦ 1QU LoRE | Red Flag Warning - Large Fires | 2028 | 2.1424e-07 | 2.1424e-07 | 5.777 | 0.74734 | 3.238 | 1.7917 | 0 | 0 | 0.00022085 | 1.2377e-06 | 0 | 1.2377e-06 | 1.2377e-06 | 0 | 1.2377e-06 | [22 empty] | 7.3.3.17.5 (Remote Grid) Updates to grid topology to minimize risk of ignition in HFTDs Remote GridWLDFRContaminationAggregated | WLDFR | HFTD - Distribution - Tier 2 - 1QU CoRE ¦ 1QU LoRE | Non-Red Flag Warning - Destructive Fires | Contamination | Aggregated | 2028 | 1.2037e-07 | 163.6441 | 1.9698e-05 | 2028 | Mitigation | 0.95 | 45 | 0 | esc | 0.00097009 | 1.1677e-10 | 0.00097009 | 1.1677e-10
[35 empty] | WLDFR | HFTD - Distribution - Tier 2 - 2QU CoRE ¦ 2QU LoRE | 2029 | 0.58201 | 0.0029651 | 0.74194 | 0 | 0.74194 | 0.0029651 | 0.74194 | 0 | 0.74194 | 0.43181 | 0.43181 | 0.0029651 | 0.0017257 | 0.74194 | 0.43181 | 0 | 0 | 0.74194 | 0.43181 | [22 empty] | WLDFR | HFTD - Distribution - Tier 2 - 1QU CoRE ¦ 1QU LoRE | Red Flag Warning - Large Fires | 2029 | 2.1424e-07 | 2.1424e-07 | 5.777 | 0.74734 | 3.238 | 1.7917 | 0 | 0 | 0.00022085 | 1.2377e-06 | 0 | 1.2377e-06 | 1.2377e-06 | 0 | 1.2377e-06 | [22 empty] | 7.3.3.17.5 (Remote Grid) Updates to grid topology to minimize risk of ignition in HFTDs Remote GridWLDFRContaminationAggregated | WLDFR | HFTD - Distribution - Tier 2 - 1QU CoRE ¦ 1QU LoRE | Non-Red Flag Warning - Destructive Fires | Contamination | Aggregated | 2029 | 1.2037e-07 | 163.6441 | 1.9698e-05 | 2029 | Mitigation | 0.95 | 45 | 0 | esc | 0.00097009 | 1.1677e-10 | 0.00097009 | 1.1677e-10
[35 empty] | WLDFR | HFTD - Distribution - Tier 2 - 2QU CoRE ¦ 2QU LoRE | 2030 | 0.54393 | 0.0029651 | 0.74194 | 0 | 0.74194 | 0.0029651 | 0.74194 | 0 | 0.74194 | 0.40356 | 0.40356 | 0.0029651 | 0.0016128 | 0.74194 | 0.40356 | 0 | 0 | 0.74194 | 0.40356 | [22 empty] | WLDFR | HFTD - Distribution - Tier 2 - 1QU CoRE ¦ 1QU LoRE | Red Flag Warning - Large Fires | 2030 | 2.1424e-07 | 2.1424e-07 | 5.777 | 0.74734 | 3.238 | 1.7917 | 0 | 0 | 0.00022085 | 1.2377e-06 | 0 | 1.2377e-06 | 1.2377e-06 | 0 | 1.2377e-06 | [22 empty] | 7.3.3.17.5 (Remote Grid) Updates to grid topology to minimize risk of ignition in HFTDs Remote GridWLDFRContaminationAggregated | WLDFR | HFTD - Distribution - Tier 2 - 1QU CoRE ¦ 1QU LoRE | Non-Red Flag Warning - Destructive Fires | Contamination | Aggregated | 2030 | 1.2037e-07 | 163.6441 | 1.9698e-05 | 2030 | Mitigation | 0.95 | 45 | 0 | esc | 0.00097009 | 1.1677e-10 | 0.00097009 | 1.1677e-10
[35 empty] | WLDFR | HFTD - Distribution - Tier 2 - 2QU CoRE ¦ 2QU LoRE | 2031 | 0.50835 | 0.0029651 | 0.74194 | 0 | 0.74194 | 0.0029651 | 0.74194 | 0 | 0.74194 | 0.37716 | 0.37716 | 0.0029651 | 0.0015073 | 0.74194 | 0.37716 | 0 | 0 | 0.74194 | 0.37716 | [22 empty] | WLDFR | HFTD - Distribution - Tier 2 - 1QU CoRE ¦ 1QU LoRE | Red Flag Warning - Large Fires | 2031 | 2.1424e-07 | 2.1424e-07 | 5.777 | 0.74734 | 3.238 | 1.7917 | 0 | 0 | 0.00022085 | 1.2377e-06 | 0 | 1.2377e-06 | 1.2377e-06 | 0 | 1.2377e-06 | [22 empty] | 7.3.3.17.5 (Remote Grid) Updates to grid topology to minimize risk of ignition in HFTDs Remote GridWLDFRContaminationAggregated | WLDFR | HFTD - Distribution - Tier 2 - 1QU CoRE ¦ 1QU LoRE | Non-Red Flag Warning - Destructive Fires | Contamination | Aggregated | 2031 | 1.2037e-07 | 163.6441 | 1.9698e-05 | 2031 | Mitigation | 0.95 | 45 | 0 | esc | 0.00097009 | 1.1677e-10 | 0.00097009 | 1.1677e-10
[35 empty] | WLDFR | HFTD - Distribution - Tier 2 - 2QU CoRE ¦ 2QU LoRE | 2032 | 0.47509 | 0.0029651 | 0.74194 | 0 | 0.74194 | 0.0029651 | 0.74194 | 0 | 0.74194 | 0.35249 | 0.35249 | 0.0029651 | 0.0014087 | 0.74194 | 0.35249 | 0 | 0 | 0.74194 | 0.35249 | [22 empty] | WLDFR | HFTD - Distribution - Tier 2 - 1QU CoRE ¦ 1QU LoRE | Red Flag Warning - Large Fires | 2032 | 2.1424e-07 | 2.1424e-07 | 5.777 | 0.74734 | 3.238 | 1.7917 | 0 | 0 | 0.00022085 | 1.2377e-06 | 0 | 1.2377e-06 | 1.2377e-06 | 0 | 1.2377e-06 | [22 empty] | 7.3.3.17.5 (Remote Grid) Updates to grid topology to minimize risk of ignition in HFTDs Remote GridWLDFRContaminationAggregated | WLDFR | HFTD - Distribution - Tier 2 - 1QU CoRE ¦ 1QU LoRE | Non-Red Flag Warning - Destructive Fires | Contamination | Aggregated | 2032 | 1.2037e-07 | 163.6441 | 1.9698e-05 | 2032 | Mitigation | 0.95 | 45 | 0 | esc | 0.00097009 | 1.1677e-10 | 0.00097009 | 1.1677e-10
[35 empty] | WLDFR | HFTD - Distribution - Tier 2 - 2QU CoRE ¦ 2QU LoRE | 2033 | 0.44401 | 0.0029651 | 0.77709 | 0 | 0.77709 | 0.0029651 | 0.77709 | 0 | 0.77709 | 0.34504 | 0.34504 | 0.0029651 | 0.0013165 | 0.77709 | 0.34504 | 0 | 0 | 0.77709 | 0.34504 | [22 empty] | WLDFR | HFTD - Distribution - Tier 2 - 1QU CoRE ¦ 1QU LoRE | Red Flag Warning - Large Fires | 2033 | 2.1424e-07 | 2.1424e-07 | 6.1205 | 0.77885 | 3.4265 | 1.9151 | 0 | 0 | 0.00022085 | 1.3113e-06 | 0 | 1.3113e-06 | 1.3113e-06 | 0 | 1.3113e-06 | [22 empty] | 7.3.3.17.5 (Remote Grid) Updates to grid topology to minimize risk of ignition in HFTDs Remote GridWLDFRContaminationAggregated | WLDFR | HFTD - Distribution - Tier 2 - 1QU CoRE ¦ 1QU LoRE | Non-Red Flag Warning - Destructive Fires | Contamination | Aggregated | 2033 | 1.2037e-07 | 163.6441 | 1.9698e-05 | 2033 | Mitigation | 0.95 | 45 | 0 | esc | 0.00097009 | 1.1677e-10 | 0.00097009 | 1.1677e-10
[35 empty] | WLDFR | HFTD - Distribution - Tier 2 - 2QU CoRE ¦ 2QU LoRE | 2034 | 0.41496 | 0.0029651 | 0.77709 | 0 | 0.77709 | 0.0029651 | 0.77709 | 0 | 0.77709 | 0.32247 | 0.32247 | 0.0029651 | 0.0012304 | 0.77709 | 0.32247 | 0 | 0 | 0.77709 | 0.32247 | [22 empty] | WLDFR | HFTD - Distribution - Tier 2 - 1QU CoRE ¦ 1QU LoRE | Red Flag Warning - Large Fires | 2034 | 2.1424e-07 | 2.1424e-07 | 6.1205 | 0.77885 | 3.4265 | 1.9151 | 0 | 0 | 0.00022085 | 1.3113e-06 | 0 | 1.3113e-06 | 1.3113e-06 | 0 | 1.3113e-06 | [22 empty] | 7.3.3.17.5 (Remote Grid) Updates to grid topology to minimize risk of ignition in HFTDs Remote GridWLDFRContaminationAggregated | WLDFR | HFTD - Distribution - Tier 2 - 1QU CoRE ¦ 1QU LoRE | Non-Red Flag Warning - Destructive Fires | Contamination | Aggregated | 2034 | 1.2037e-07 | 163.6441 | 1.9698e-05 | 2034 | Mitigation | 0.95 | 45 | 0 | esc | 0.00097009 | 1.1677e-10 | 0.00097009 | 1.1677e-10
[35 empty] | WLDFR | HFTD - Distribution - Tier 2 - 2QU CoRE ¦ 2QU LoRE | 2035 | 0.38782 | 0.0029651 | 0.77709 | 0 | 0.77709 | 0.0029651 | 0.77709 | 0 | 0.77709 | 0.30137 | 0.30137 | 0.0029651 | 0.0011499 | 0.77709 | 0.30137 | 0 | 0 | 0.77709 | 0.30137 | [22 empty] | WLDFR | HFTD - Distribution - Tier 2 - 1QU CoRE ¦ 1QU LoRE | Red Flag Warning - Large Fires | 2035 | 2.1424e-07 | 2.1424e-07 | 6.1205 | 0.77885 | 3.4265 | 1.9151 | 0 | 0 | 0.00022085 | 1.3113e-06 | 0 | 1.3113e-06 | 1.3113e-06 | 0 | 1.3113e-06 | [22 empty] | 7.3.3.17.5 (Remote Grid) Updates to grid topology to minimize risk of ignition in HFTDs Remote GridWLDFRContaminationAggregated | WLDFR | HFTD - Distribution - Tier 2 - 1QU CoRE ¦ 1QU LoRE | Non-Red Flag Warning - Destructive Fires | Contamination | Aggregated | 2035 | 1.2037e-07 | 163.6441 | 1.9698e-05 | 2035 | Mitigation | 0.95 | 45 | 0 | esc | 0.00097009 | 1.1677e-10 | 0.00097009 | 1.1677e-10
[35 empty] | WLDFR | HFTD - Distribution - Tier 2 - 2QU CoRE ¦ 2QU LoRE | 2036 | 0.36245 | 0.0029651 | 0.77709 | 0 | 0.77709 | 0.0029651 | 0.77709 | 0 | 0.77709 | 0.28165 | 0.28165 | 0.0029651 | 0.0010747 | 0.77709 | 0.28165 | 0 | 0 | 0.77709 | 0.28165 | [22 empty] | WLDFR | HFTD - Distribution - Tier 2 - 1QU CoRE ¦ 1QU LoRE | Red Flag Warning - Large Fires | 2036 | 2.1424e-07 | 2.1424e-07 | 6.1205 | 0.77885 | 3.4265 | 1.9151 | 0 | 0 | 0.00022085 | 1.3113e-06 | 0 | 1.3113e-06 | 1.3113e-06 | 0 | 1.3113e-06 | [22 empty] | 7.3.3.17.5 (Remote Grid) Updates to grid topology to minimize risk of ignition in HFTDs Remote GridWLDFRContaminationAggregated | WLDFR | HFTD - Distribution - Tier 2 - 1QU CoRE ¦ 1QU LoRE | Non-Red Flag Warning - Destructive Fires | Contamination | Aggregated | 2036 | 1.2037e-07 | 163.6441 | 1.9698e-05 | 2036 | Mitigation | 0.95 | 45 | 0 | esc | 0.00097009 | 1.1677e-10 | 0.00097009 | 1.1677e-10
[35 empty] | WLDFR | HFTD - Distribution - Tier 2 - 2QU CoRE ¦ 2QU LoRE | 2037 | 0.33873 | 0.0029651 | 0.77709 | 0 | 0.77709 | 0.0029651 | 0.77709 | 0 | 0.77709 | 0.26323 | 0.26323 | 0.0029651 | 0.0010044 | 0.77709 | 0.26323 | 0 | 0 | 0.77709 | 0.26323 | [22 empty] | WLDFR | HFTD - Distribution - Tier 2 - 1QU CoRE ¦ 1QU LoRE | Red Flag Warning - Large Fires | 2037 | 2.1424e-07 | 2.1424e-07 | 6.1205 | 0.77885 | 3.4265 | 1.9151 | 0 | 0 | 0.00022085 | 1.3113e-06 | 0 | 1.3113e-06 | 1.3113e-06 | 0 | 1.3113e-06 | [22 empty] | 7.3.3.17.5 (Remote Grid) Updates to grid topology to minimize risk of ignition in HFTDs Remote GridWLDFRContaminationAggregated | WLDFR | HFTD - Distribution - Tier 2 - 1QU CoRE ¦ 1QU LoRE | Non-Red Flag Warning - Destructive Fires | Contamination | Aggregated | 2037 | 1.2037e-07 | 163.6441 | 1.9698e-05 | 2037 | Mitigation | 0.95 | 45 | 0 | esc | 0.00097009 | 1.1677e-10 | 0.00097009 | 1.1677e-10
[35 empty] | WLDFR | HFTD - Distribution - Tier 2 - 2QU CoRE ¦ 2QU LoRE | 2038 | 0.31657 | 0.0029651 | 0.81525 | 0 | 0.81525 | 0.0029651 | 0.81525 | 0 | 0.81525 | 0.25809 | 0.25809 | 0.0029651 | 0.00093867 | 0.81525 | 0.25809 | 0 | 0 | 0.81525 | 0.25809 | [22 empty] | WLDFR | HFTD - Distribution - Tier 2 - 1QU CoRE ¦ 1QU LoRE | Red Flag Warning - Large Fires | 2038 | 2.1424e-07 | 2.1424e-07 | 6.5028 | 0.81304 | 3.6355 | 2.0543 | 0 | 0 | 0.00022085 | 1.3932e-06 | 0 | 1.3932e-06 | 1.3932e-06 | 0 | 1.3932e-06 | [22 empty] | 7.3.3.17.5 (Remote Grid) Updates to grid topology to minimize risk of ignition in HFTDs Remote GridWLDFRContaminationAggregated | WLDFR | HFTD - Distribution - Tier 2 - 1QU CoRE ¦ 1QU LoRE | Non-Red Flag Warning - Destructive Fires | Contamination | Aggregated | 2038 | 1.2037e-07 | 163.6441 | 1.9698e-05 | 2038 | Mitigation | 0.95 | 45 | 0 | esc | 0.00097009 | 1.1677e-10 | 0.00097009 | 1.1677e-10
[35 empty] | WLDFR | HFTD - Distribution - Tier 2 - 2QU CoRE ¦ 2QU LoRE | 2039 | 0.29586 | 0.0029651 | 0.81525 | 0 | 0.81525 | 0.0029651 | 0.81525 | 0 | 0.81525 | 0.2412 | 0.2412 | 0.0029651 | 0.00087727 | 0.81525 | 0.2412 | 0 | 0 | 0.81525 | 0.2412 | [22 empty] | WLDFR | HFTD - Distribution - Tier 2 - 1QU CoRE ¦ 1QU LoRE | Red Flag Warning - Large Fires | 2039 | 2.1424e-07 | 2.1424e-07 | 6.5028 | 0.81304 | 3.6355 | 2.0543 | 0 | 0 | 0.00022085 | 1.3932e-06 | 0 | 1.3932e-06 | 1.3932e-06 | 0 | 1.3932e-06 | [22 empty] | 7.3.3.17.5 (Remote Grid) Updates to grid topology to minimize risk of ignition in HFTDs Remote GridWLDFRContaminationAggregated | WLDFR | HFTD - Distribution - Tier 2 - 1QU CoRE ¦ 1QU LoRE | Non-Red Flag Warning - Destructive Fires | Contamination | Aggregated | 2039 | 1.2037e-07 | 163.6441 | 1.9698e-05 | 2039 | Mitigation | 0.95 | 45 | 0 | esc | 0.00097009 | 1.1677e-10 | 0.00097009 | 1.1677e-10
[35 empty] | WLDFR | HFTD - Distribution - Tier 2 - 2QU CoRE ¦ 2QU LoRE | 2040 | 0.27651 | 0.0029651 | 0.81525 | 0 | 0.81525 | 0.0029651 | 0.81525 | 0 | 0.81525 | 0.22542 | 0.22542 | 0.0029651 | 0.00081987 | 0.81525 | 0.22542 | 0 | 0 | 0.81525 | 0.22542 | [22 empty] | WLDFR | HFTD - Distribution - Tier 2 - 1QU CoRE ¦ 1QU LoRE | Red Flag Warning - Large Fires | 2040 | 2.1424e-07 | 2.1424e-07 | 6.5028 | 0.81304 | 3.6355 | 2.0543 | 0 | 0 | 0.00022085 | 1.3932e-06 | 0 | 1.3932e-06 | 1.3932e-06 | 0 | 1.3932e-06 | [22 empty] | 7.3.3.17.5 (Remote Grid) Updates to grid topology to minimize risk of ignition in HFTDs Remote GridWLDFRContaminationAggregated | WLDFR | HFTD - Distribution - Tier 2 - 1QU CoRE ¦ 1QU LoRE | Non-Red Flag Warning - Destructive Fires | Contamination | Aggregated | 2040 | 1.2037e-07 | 163.6441 | 1.9698e-05 | 2040 | Mitigation | 0.95 | 45 | 0 | esc | 0.00097009 | 1.1677e-10 | 0.00097009 | 1.1677e-10
[35 empty] | WLDFR | HFTD - Distribution - Tier 2 - 2QU CoRE ¦ 2QU LoRE | 2041 | 0.25842 | 0.0029651 | 0.81525 | 0 | 0.81525 | 0.0029651 | 0.81525 | 0 | 0.81525 | 0.21068 | 0.21068 | 0.0029651 | 0.00076624 | 0.81525 | 0.21068 | 0 | 0 | 0.81525 | 0.21068 | [22 empty] | WLDFR | HFTD - Distribution - Tier 2 - 1QU CoRE ¦ 1QU LoRE | Red Flag Warning - Large Fires | 2041 | 2.1424e-07 | 2.1424e-07 | 6.5028 | 0.81304 | 3.6355 | 2.0543 | 0 | 0 | 0.00022085 | 1.3932e-06 | 0 | 1.3932e-06 | 1.3932e-06 | 0 | 1.3932e-06 | [22 empty] | 7.3.3.17.5 (Remote Grid) Updates to grid topology to minimize risk of ignition in HFTDs Remote GridWLDFRContaminationAggregated | WLDFR | HFTD - Distribution - Tier 2 - 1QU CoRE ¦ 1QU LoRE | Non-Red Flag Warning - Destructive Fires | Contamination | Aggregated | 2041 | 1.2037e-07 | 163.6441 | 1.9698e-05 | 2041 | Mitigation | 0.95 | 45 | 0 | esc | 0.00097009 | 1.1677e-10 | 0.00097009 | 1.1677e-10
[35 empty] | WLDFR | HFTD - Distribution - Tier 2 - 2QU CoRE ¦ 2QU LoRE | 2042 | 0.24151 | 0.0029651 | 0.81525 | 0 | 0.81525 | 0.0029651 | 0.81525 | 0 | 0.81525 | 0.19689 | 0.19689 | 0.0029651 | 0.00071611 | 0.81525 | 0.19689 | 0 | 0 | 0.81525 | 0.19689 | [22 empty] | WLDFR | HFTD - Distribution - Tier 2 - 1QU CoRE ¦ 1QU LoRE | Red Flag Warning - Large Fires | 2042 | 2.1424e-07 | 2.1424e-07 | 6.5028 | 0.81304 | 3.6355 | 2.0543 | 0 | 0 | 0.00022085 | 1.3932e-06 | 0 | 1.3932e-06 | 1.3932e-06 | 0 | 1.3932e-06 | [22 empty] | 7.3.3.17.5 (Remote Grid) Updates to grid topology to minimize risk of ignition in HFTDs Remote GridWLDFRContaminationAggregated | WLDFR | HFTD - Distribution - Tier 2 - 1QU CoRE ¦ 1QU LoRE | Non-Red Flag Warning - Destructive Fires | Contamination | Aggregated | 2042 | 1.2037e-07 | 163.6441 | 1.9698e-05 | 2042 | Mitigation | 0.95 | 45 | 0 | esc | 0.00097009 | 1.1677e-10 | 0.00097009 | 1.1677e-10
[35 empty] | WLDFR | HFTD - Distribution - Tier 2 - 2QU CoRE ¦ 2QU LoRE | 2043 | 0.22571 | 0.0029651 | 0.8559 | 0 | 0.8559 | 0.0029651 | 0.8559 | 0 | 0.8559 | 0.19319 | 0.19319 | 0.0029651 | 0.00066926 | 0.8559 | 0.19319 | 0 | 0 | 0.8559 | 0.19319 | [22 empty] | WLDFR | HFTD - Distribution - Tier 2 - 1QU CoRE ¦ 1QU LoRE | Red Flag Warning - Large Fires | 2043 | 2.1424e-07 | 2.1424e-07 | 6.9209 | 0.84944 | 3.8632 | 2.2083 | 0 | 0 | 0.00022085 | 1.4827e-06 | 0 | 1.4827e-06 | 1.4827e-06 | 0 | 1.4827e-06 | [22 empty] | 7.3.3.17.5 (Remote Grid) Updates to grid topology to minimize risk of ignition in HFTDs Remote GridWLDFRContaminationAggregated | WLDFR | HFTD - Distribution - Tier 2 - 1QU CoRE ¦ 1QU LoRE | Non-Red Flag Warning - Destructive Fires | Contamination | Aggregated | 2043 | 1.2037e-07 | 163.6441 | 1.9698e-05 | 2043 | Mitigation | 0.95 | 45 | 0 | esc | 0.00097009 | 1.1677e-10 | 0.00097009 | 1.1677e-10
[35 empty] | WLDFR | HFTD - Distribution - Tier 2 - 2QU CoRE ¦ 2QU LoRE | 2044 | 0.21095 | 0.0029651 | 0.8559 | 0 | 0.8559 | 0.0029651 | 0.8559 | 0 | 0.8559 | 0.18055 | 0.18055 | 0.0029651 | 0.00062548 | 0.8559 | 0.18055 | 0 | 0 | 0.8559 | 0.18055 | [22 empty] | WLDFR | HFTD - Distribution - Tier 2 - 1QU CoRE ¦ 1QU LoRE | Red Flag Warning - Large Fires | 2044 | 2.1424e-07 | 2.1424e-07 | 6.9209 | 0.84944 | 3.8632 | 2.2083 | 0 | 0 | 0.00022085 | 1.4827e-06 | 0 | 1.4827e-06 | 1.4827e-06 | 0 | 1.4827e-06 | [22 empty] | 7.3.3.17.5 (Remote Grid) Updates to grid topology to minimize risk of ignition in HFTDs Remote GridWLDFRContaminationAggregated | WLDFR | HFTD - Distribution - Tier 2 - 1QU CoRE ¦ 1QU LoRE | Non-Red Flag Warning - Destructive Fires | Contamination | Aggregated | 2044 | 1.2037e-07 | 163.6441 | 1.9698e-05 | 2044 | Mitigation | 0.95 | 45 | 0 | esc | 0.00097009 | 1.1677e-10 | 0.00097009 | 1.1677e-10
[35 empty] | WLDFR | HFTD - Distribution - Tier 2 - 2QU CoRE ¦ 2QU LoRE | 2045 | 0.19715 | 0.0029651 | 0.8559 | 0 | 0.8559 | 0.0029651 | 0.8559 | 0 | 0.8559 | 0.16874 | 0.16874 | 0.0029651 | 0.00058456 | 0.8559 | 0.16874 | 0 | 0 | 0.8559 | 0.16874 | [22 empty] | WLDFR | HFTD - Distribution - Tier 2 - 1QU CoRE ¦ 1QU LoRE | Red Flag Warning - Large Fires | 2045 | 2.1424e-07 | 2.1424e-07 | 6.9209 | 0.84944 | 3.8632 | 2.2083 | 0 | 0 | 0.00022085 | 1.4827e-06 | 0 | 1.4827e-06 | 1.4827e-06 | 0 | 1.4827e-06 | [22 empty] | 7.3.3.17.5 (Remote Grid) Updates to grid topology to minimize risk of ignition in HFTDs Remote GridWLDFRContaminationAggregated | WLDFR | HFTD - Distribution - Tier 2 - 1QU CoRE ¦ 1QU LoRE | Non-Red Flag Warning - Destructive Fires | Contamination | Aggregated | 2045 | 1.2037e-07 | 163.6441 | 1.9698e-05 | 2045 | Mitigation | 0.95 | 45 | 0 | esc | 0.00097009 | 1.1677e-10 | 0.00097009 | 1.1677e-10
[35 empty] | WLDFR | HFTD - Distribution - Tier 2 - 2QU CoRE ¦ 2QU LoRE | 2046 | 0.18425 | 0.0029651 | 0.8559 | 0 | 0.8559 | 0.0029651 | 0.8559 | 0 | 0.8559 | 0.1577 | 0.1577 | 0.0029651 | 0.00054632 | 0.8559 | 0.1577 | 0 | 0 | 0.8559 | 0.1577 | [22 empty] | WLDFR | HFTD - Distribution - Tier 2 - 1QU CoRE ¦ 1QU LoRE | Red Flag Warning - Large Fires | 2046 | 2.1424e-07 | 2.1424e-07 | 6.9209 | 0.84944 | 3.8632 | 2.2083 | 0 | 0 | 0.00022085 | 1.4827e-06 | 0 | 1.4827e-06 | 1.4827e-06 | 0 | 1.4827e-06 | [22 empty] | 7.3.3.17.5 (Remote Grid) Updates to grid topology to minimize risk of ignition in HFTDs Remote GridWLDFRContaminationAggregated | WLDFR | HFTD - Distribution - Tier 2 - 1QU CoRE ¦ 1QU LoRE | Non-Red Flag Warning - Destructive Fires | Contamination | Aggregated | 2046 | 1.2037e-07 | 163.6441 | 1.9698e-05 | 2046 | Mitigation | 0.95 | 45 | 0 | esc | 0.00097009 | 1.1677e-10 | 0.00097009 | 1.1677e-10
[35 empty] | WLDFR | HFTD - Distribution - Tier 2 - 2QU CoRE ¦ 2QU LoRE | 2047 | 0.1722 | 0.0029651 | 0.8559 | 0 | 0.8559 | 0.0029651 | 0.8559 | 0 | 0.8559 | 0.14738 | 0.14738 | 0.0029651 | 0.00051058 | 0.8559 | 0.14738 | 0 | 0 | 0.8559 | 0.14738 | [22 empty] | WLDFR | HFTD - Distribution - Tier 2 - 1QU CoRE ¦ 1QU LoRE | Red Flag Warning - Large Fires | 2047 | 2.1424e-07 | 2.1424e-07 | 6.9209 | 0.84944 | 3.8632 | 2.2083 | 0 | 0 | 0.00022085 | 1.4827e-06 | 0 | 1.4827e-06 | 1.4827e-06 | 0 | 1.4827e-06 | [22 empty] | 7.3.3.17.5 (Remote Grid) Updates to grid topology to minimize risk of ignition in HFTDs Remote GridWLDFRContaminationAggregated | WLDFR | HFTD - Distribution - Tier 2 - 1QU CoRE ¦ 1QU LoRE | Non-Red Flag Warning - Destructive Fires | Contamination | Aggregated | 2047 | 1.2037e-07 | 163.6441 | 1.9698e-05 | 2047 | Mitigation | 0.95 | 45 | 0 | esc | 0.00097009 | 1.1677e-10 | 0.00097009 | 1.1677e-10
[35 empty] | WLDFR | HFTD - Distribution - Tier 2 - 2QU CoRE ¦ 2QU LoRE | 2048 | 0.16093 | 0.0029651 | 0.89851 | 0 | 0.89851 | 0.0029651 | 0.89851 | 0 | 0.89851 | 0.1446 | 0.1446 | 0.0029651 | 0.00047717 | 0.89851 | 0.1446 | 0 | 0 | 0.89851 | 0.1446 | [22 empty] | WLDFR | HFTD - Distribution - Tier 2 - 1QU CoRE ¦ 1QU LoRE | Red Flag Warning - Large Fires | 2048 | 2.1424e-07 | 2.1424e-07 | 7.3713 | 0.88759 | 4.1075 | 2.3763 | 0 | 0 | 0.00022085 | 1.5792e-06 | 0 | 1.5792e-06 | 1.5792e-06 | 0 | 1.5792e-06 | [22 empty] | 7.3.3.17.5 (Remote Grid) Updates to grid topology to minimize risk of ignition in HFTDs Remote GridWLDFRContaminationAggregated | WLDFR | HFTD - Distribution - Tier 2 - 1QU CoRE ¦ 1QU LoRE | Non-Red Flag Warning - Destructive Fires | Contamination | Aggregated | 2048 | 1.2037e-07 | 163.6441 | 1.9698e-05 | 2048 | Mitigation | 0.95 | 45 | 0 | esc | 0.00097009 | 1.1677e-10 | 0.00097009 | 1.1677e-10
[35 empty] | WLDFR | HFTD - Distribution - Tier 2 - 2QU CoRE ¦ 2QU LoRE | 2049 | 0.1504 | 0.0029651 | 0.89851 | 0 | 0.89851 | 0.0029651 | 0.89851 | 0 | 0.89851 | 0.13514 | 0.13514 | 0.0029651 | 0.00044596 | 0.89851 | 0.13514 | 0 | 0 | 0.89851 | 0.13514 | [22 empty] | WLDFR | HFTD - Distribution - Tier 2 - 1QU CoRE ¦ 1QU LoRE | Red Flag Warning - Large Fires | 2049 | 2.1424e-07 | 2.1424e-07 | 7.3713 | 0.88759 | 4.1075 | 2.3763 | 0 | 0 | 0.00022085 | 1.5792e-06 | 0 | 1.5792e-06 | 1.5792e-06 | 0 | 1.5792e-06 | [22 empty] | 7.3.3.17.5 (Remote Grid) Updates to grid topology to minimize risk of ignition in HFTDs Remote GridWLDFRContaminationAggregated | WLDFR | HFTD - Distribution - Tier 2 - 1QU CoRE ¦ 1QU LoRE | Non-Red Flag Warning - Destructive Fires | Contamination | Aggregated | 2049 | 1.2037e-07 | 163.6441 | 1.9698e-05 | 2049 | Mitigation | 0.95 | 45 | 0 | esc | 0.00097009 | 1.1677e-10 | 0.00097009 | 1.1677e-10
[35 empty] | WLDFR | HFTD - Distribution - Tier 2 - 2QU CoRE ¦ 2QU LoRE | 2050 | 0.14056 | 0.0029651 | 0.89851 | 0 | 0.89851 | 0.0029651 | 0.89851 | 0 | 0.89851 | 0.1263 | 0.1263 | 0.0029651 | 0.00041678 | 0.89851 | 0.1263 | 0 | 0 | 0.89851 | 0.1263 | [22 empty] | WLDFR | HFTD - Distribution - Tier 2 - 1QU CoRE ¦ 1QU LoRE | Red Flag Warning - Large Fires | 2050 | 2.1424e-07 | 2.1424e-07 | 7.3713 | 0.88759 | 4.1075 | 2.3763 | 0 | 0 | 0.00022085 | 1.5792e-06 | 0 | 1.5792e-06 | 1.5792e-06 | 0 | 1.5792e-06 | [22 empty] | 7.3.3.17.5 (Remote Grid) Updates to grid topology to minimize risk of ignition in HFTDs Remote GridWLDFRContaminationAggregated | WLDFR | HFTD - Distribution - Tier 2 - 1QU CoRE ¦ 1QU LoRE | Non-Red Flag Warning - Destructive Fires | Contamination | Aggregated | 2050 | 1.2037e-07 | 163.6441 | 1.9698e-05 | 2050 | Mitigation | 0.95 | 45 | 0 | esc | 0.00097009 | 1.1677e-10 | 0.00097009 | 1.1677e-10
[35 empty] | WLDFR | HFTD - Distribution - Tier 2 - 2QU CoRE ¦ 2QU LoRE | 2051 | 0.13137 | 0.0029651 | 0.89851 | 0 | 0.89851 | 0.0029651 | 0.89851 | 0 | 0.89851 | 0.11803 | 0.11803 | 0.0029651 | 0.00038952 | 0.89851 | 0.11803 | 0 | 0 | 0.89851 | 0.11803 | [22 empty] | WLDFR | HFTD - Distribution - Tier 2 - 1QU CoRE ¦ 1QU LoRE | Red Flag Warning - Large Fires | 2051 | 2.1424e-07 | 2.1424e-07 | 7.3713 | 0.88759 | 4.1075 | 2.3763 | 0 | 0 | 0.00022085 | 1.5792e-06 | 0 | 1.5792e-06 | 1.5792e-06 | 0 | 1.5792e-06 | [22 empty] | 7.3.3.17.5 (Remote Grid) Updates to grid topology to minimize risk of ignition in HFTDs Remote GridWLDFRContaminationAggregated | WLDFR | HFTD - Distribution - Tier 2 - 1QU CoRE ¦ 1QU LoRE | Non-Red Flag Warning - Destructive Fires | Contamination | Aggregated | 2051 | 1.2037e-07 | 163.6441 | 1.9698e-05 | 2051 | Mitigation | 0.95 | 45 | 0 | esc | 0.00097009 | 1.1677e-10 | 0.00097009 | 1.1677e-10
[35 empty] | WLDFR | HFTD - Distribution - Tier 2 - 2QU CoRE ¦ 2QU LoRE | 2052 | 0.12277 | 0.0029651 | 0.89851 | 0 | 0.89851 | 0.0029651 | 0.89851 | 0 | 0.89851 | 0.11031 | 0.11031 | 0.0029651 | 0.00036403 | 0.89851 | 0.11031 | 0 | 0 | 0.89851 | 0.11031 | [22 empty] | WLDFR | HFTD - Distribution - Tier 2 - 1QU CoRE ¦ 1QU LoRE | Red Flag Warning - Large Fires | 2052 | 2.1424e-07 | 2.1424e-07 | 7.3713 | 0.88759 | 4.1075 | 2.3763 | 0 | 0 | 0.00022085 | 1.5792e-06 | 0 | 1.5792e-06 | 1.5792e-06 | 0 | 1.5792e-06 | [22 empty] | 7.3.3.17.5 (Remote Grid) Updates to grid topology to minimize risk of ignition in HFTDs Remote GridWLDFRContaminationAggregated | WLDFR | HFTD - Distribution - Tier 2 - 1QU CoRE ¦ 1QU LoRE | Non-Red Flag Warning - Destructive Fires | Contamination | Aggregated | 2052 | 1.2037e-07 | 163.6441 | 1.9698e-05 | 2052 | Mitigation | 0.95 | 45 | 0 | esc | 0.00097009 | 1.1677e-10 | 0.00097009 | 1.1677e-10
[35 empty] | WLDFR | HFTD - Distribution - Tier 2 - 2QU CoRE ¦ 2QU LoRE | 2053 | 0.11474 | 0.0029651 | 0.94254 | 0 | 0.94254 | 0.0029651 | 0.94254 | 0 | 0.94254 | 0.10815 | 0.10815 | 0.0029651 | 0.00034022 | 0.94254 | 0.10815 | 0 | 0 | 0.94254 | 0.10815 | [22 empty] | WLDFR | HFTD - Distribution - Tier 2 - 1QU CoRE ¦ 1QU LoRE | Red Flag Warning - Large Fires | 2053 | 2.1424e-07 | 2.1424e-07 | 7.8503 | 0.92702 | 4.3664 | 2.5569 | 0 | 0 | 0.00022085 | 1.6818e-06 | 0 | 1.6818e-06 | 1.6818e-06 | 0 | 1.6818e-06 | [22 empty] | 7.3.3.17.5 (Remote Grid) Updates to grid topology to minimize risk of ignition in HFTDs Remote GridWLDFRContaminationAggregated | WLDFR | HFTD - Distribution - Tier 2 - 1QU CoRE ¦ 1QU LoRE | Non-Red Flag Warning - Destructive Fires | Contamination | Aggregated | 2053 | 1.2037e-07 | 163.6441 | 1.9698e-05 | 2053 | Mitigation | 0.95 | 45 | 0 | esc | 0.00097009 | 1.1677e-10 | 0.00097009 | 1.1677e-10
[35 empty] | WLDFR | HFTD - Distribution - Tier 2 - 2QU CoRE ¦ 2QU LoRE | 2054 | 0.10723 | 0.0029651 | 0.94254 | 0 | 0.94254 | 0.0029651 | 0.94254 | 0 | 0.94254 | 0.10107 | 0.10107 | 0.0029651 | 0.00031796 | 0.94254 | 0.10107 | 0 | 0 | 0.94254 | 0.10107 | [22 empty] | WLDFR | HFTD - Distribution - Tier 2 - 1QU CoRE ¦ 1QU LoRE | Red Flag Warning - Large Fires | 2054 | 2.1424e-07 | 2.1424e-07 | 7.8503 | 0.92702 | 4.3664 | 2.5569 | 0 | 0 | 0.00022085 | 1.6818e-06 | 0 | 1.6818e-06 | 1.6818e-06 | 0 | 1.6818e-06 | [22 empty] | 7.3.3.17.5 (Remote Grid) Updates to grid topology to minimize risk of ignition in HFTDs Remote GridWLDFRContaminationAggregated | WLDFR | HFTD - Distribution - Tier 2 - 1QU CoRE ¦ 1QU LoRE | Non-Red Flag Warning - Destructive Fires | Contamination | Aggregated | 2054 | 1.2037e-07 | 163.6441 | 1.9698e-05 | 2054 | Mitigation | 0.95 | 45 | 0 | esc | 0.00097009 | 1.1677e-10 | 0.00097009 | 1.1677e-10
[35 empty] | WLDFR | HFTD - Distribution - Tier 2 - 2QU CoRE ¦ 2QU LoRE | 2055 | 0.10022 | 0.0029651 | 0.94254 | 0 | 0.94254 | 0.0029651 | 0.94254 | 0 | 0.94254 | 0.094461 | 0.094461 | 0.0029651 | 0.00029716 | 0.94254 | 0.094461 | 0 | 0 | 0.94254 | 0.094461 | [22 empty] | WLDFR | HFTD - Distribution - Tier 2 - 1QU CoRE ¦ 1QU LoRE | Red Flag Warning - Large Fires | 2055 | 2.1424e-07 | 2.1424e-07 | 7.8503 | 0.92702 | 4.3664 | 2.5569 | 0 | 0 | 0.00022085 | 1.6818e-06 | 0 | 1.6818e-06 | 1.6818e-06 | 0 | 1.6818e-06 | [22 empty] | 7.3.3.17.5 (Remote Grid) Updates to grid topology to minimize risk of ignition in HFTDs Remote GridWLDFRContaminationAggregated | WLDFR | HFTD - Distribution - Tier 2 - 1QU CoRE ¦ 1QU LoRE | Non-Red Flag Warning - Destructive Fires | Contamination | Aggregated | 2055 | 1.2037e-07 | 163.6441 | 1.9698e-05 | 2055 | Mitigation | 0.95 | 45 | 0 | esc | 0.00097009 | 1.1677e-10 | 0.00097009 | 1.1677e-10
[35 empty] | WLDFR | HFTD - Distribution - Tier 2 - 2QU CoRE ¦ 2QU LoRE | 2056 | 0.093663 | 0.0029651 | 0.94254 | 0 | 0.94254 | 0.0029651 | 0.94254 | 0 | 0.94254 | 0.088281 | 0.088281 | 0.0029651 | 0.00027772 | 0.94254 | 0.088281 | 0 | 0 | 0.94254 | 0.088281 | [22 empty] | WLDFR | HFTD - Distribution - Tier 2 - 1QU CoRE ¦ 1QU LoRE | Red Flag Warning - Large Fires | 2056 | 2.1424e-07 | 2.1424e-07 | 7.8503 | 0.92702 | 4.3664 | 2.5569 | 0 | 0 | 0.00022085 | 1.6818e-06 | 0 | 1.6818e-06 | 1.6818e-06 | 0 | 1.6818e-06 | [22 empty] | 7.3.3.17.5 (Remote Grid) Updates to grid topology to minimize risk of ignition in HFTDs Remote GridWLDFRContaminationAggregated | WLDFR | HFTD - Distribution - Tier 2 - 1QU CoRE ¦ 1QU LoRE | Non-Red Flag Warning - Destructive Fires | Contamination | Aggregated | 2056 | 1.2037e-07 | 163.6441 | 1.9698e-05 | 2056 | Mitigation | 0.95 | 45 | 0 | esc | 0.00097009 | 1.1677e-10 | 0.00097009 | 1.1677e-10
[35 empty] | WLDFR | HFTD - Distribution - Tier 2 - 2QU CoRE ¦ 2QU LoRE | 2057 | 0.087535 | 0.0029651 | 0.94254 | 0 | 0.94254 | 0.0029651 | 0.94254 | 0 | 0.94254 | 0.082506 | 0.082506 | 0.0029651 | 0.00025955 | 0.94254 | 0.082506 | 0 | 0 | 0.94254 | 0.082506 | [22 empty] | WLDFR | HFTD - Distribution - Tier 2 - 1QU CoRE ¦ 1QU LoRE | Red Flag Warning - Large Fires | 2057 | 2.1424e-07 | 2.1424e-07 | 7.8503 | 0.92702 | 4.3664 | 2.5569 | 0 | 0 | 0.00022085 | 1.6818e-06 | 0 | 1.6818e-06 | 1.6818e-06 | 0 | 1.6818e-06 | [22 empty] | 7.3.3.17.5 (Remote Grid) Updates to grid topology to minimize risk of ignition in HFTDs Remote GridWLDFRContaminationAggregated | WLDFR | HFTD - Distribution - Tier 2 - 1QU CoRE ¦ 1QU LoRE | Non-Red Flag Warning - Destructive Fires | Contamination | Aggregated | 2057 | 1.2037e-07 | 163.6441 | 1.9698e-05 | 2057 | Mitigation | 0.95 | 45 | 0 | esc | 0.00097009 | 1.1677e-10 | 0.00097009 | 1.1677e-10
[35 empty] | WLDFR | HFTD - Distribution - Tier 2 - 2QU CoRE ¦ 2QU LoRE | 2058 | 0.081809 | 0.0029651 | 0.98747 | 0 | 0.98747 | 0.0029651 | 0.98747 | 0 | 0.98747 | 0.080783 | 0.080783 | 0.0029651 | 0.00024257 | 0.98747 | 0.080783 | 0 | 0 | 0.98747 | 0.080783 | [22 empty] | WLDFR | HFTD - Distribution - Tier 2 - 1QU CoRE ¦ 1QU LoRE | Red Flag Warning - Large Fires | 2058 | 2.1424e-07 | 2.1424e-07 | 8.3524 | 0.96727 | 4.6367 | 2.7484 | 0 | 0 | 0.00022085 | 1.7894e-06 | 0 | 1.7894e-06 | 1.7894e-06 | 0 | 1.7894e-06 | [22 empty] | 7.3.3.17.5 (Remote Grid) Updates to grid topology to minimize risk of ignition in HFTDs Remote GridWLDFRContaminationAggregated | WLDFR | HFTD - Distribution - Tier 2 - 1QU CoRE ¦ 1QU LoRE | Non-Red Flag Warning - Destructive Fires | Contamination | Aggregated | 2058 | 1.2037e-07 | 163.6441 | 1.9698e-05 | 2058 | Mitigation | 0.95 | 45 | 0 | esc | 0.00097009 | 1.1677e-10 | 0.00097009 | 1.1677e-10
[35 empty] | WLDFR | HFTD - Distribution - Tier 2 - 2QU CoRE ¦ 2QU LoRE | 2059 | 0.076457 | 0.0029651 | 0.98747 | 0 | 0.98747 | 0.0029651 | 0.98747 | 0 | 0.98747 | 0.075499 | 0.075499 | 0.0029651 | 0.0002267 | 0.98747 | 0.075499 | 0 | 0 | 0.98747 | 0.075499 | [22 empty] | WLDFR | HFTD - Distribution - Tier 2 - 1QU CoRE ¦ 1QU LoRE | Red Flag Warning - Large Fires | 2059 | 2.1424e-07 | 2.1424e-07 | 8.3524 | 0.96727 | 4.6367 | 2.7484 | 0 | 0 | 0.00022085 | 1.7894e-06 | 0 | 1.7894e-06 | 1.7894e-06 | 0 | 1.7894e-06 | [22 empty] | 7.3.3.17.5 (Remote Grid) Updates to grid topology to minimize risk of ignition in HFTDs Remote GridWLDFRContaminationAggregated | WLDFR | HFTD - Distribution - Tier 2 - 1QU CoRE ¦ 1QU LoRE | Non-Red Flag Warning - Destructive Fires | Contamination | Aggregated | 2059 | 1.2037e-07 | 163.6441 | 1.9698e-05 | 2059 | Mitigation | 0.95 | 45 | 0 | esc | 0.00097009 | 1.1677e-10 | 0.00097009 | 1.1677e-10
[35 empty] | WLDFR | HFTD - Distribution - Tier 2 - 2QU CoRE ¦ 2QU LoRE | 2060 | 0.071455 | 0.0029651 | 0.98747 | 0 | 0.98747 | 0.0029651 | 0.98747 | 0 | 0.98747 | 0.070559 | 0.070559 | 0.0029651 | 0.00021187 | 0.98747 | 0.070559 | 0 | 0 | 0.98747 | 0.070559 | [22 empty] | WLDFR | HFTD - Distribution - Tier 2 - 1QU CoRE ¦ 1QU LoRE | Red Flag Warning - Large Fires | 2060 | 2.1424e-07 | 2.1424e-07 | 8.3524 | 0.96727 | 4.6367 | 2.7484 | 0 | 0 | 0.00022085 | 1.7894e-06 | 0 | 1.7894e-06 | 1.7894e-06 | 0 | 1.7894e-06 | [22 empty] | 7.3.3.17.5 (Remote Grid) Updates to grid topology to minimize risk of ignition in HFTDs Remote GridWLDFRContaminationAggregated | WLDFR | HFTD - Distribution - Tier 2 - 1QU CoRE ¦ 1QU LoRE | Non-Red Flag Warning - Destructive Fires | Contamination | Aggregated | 2060 | 1.2037e-07 | 163.6441 | 1.9698e-05 | 2060 | Mitigation | 0.95 | 45 | 0 | esc | 0.00097009 | 1.1677e-10 | 0.00097009 | 1.1677e-10
[35 empty] | WLDFR | HFTD - Distribution - Tier 2 - 2QU CoRE ¦ 2QU LoRE | 2061 | 0.06678 | 0.0029651 | 0.98747 | 0 | 0.98747 | 0.0029651 | 0.98747 | 0 | 0.98747 | 0.065943 | 0.065943 | 0.0029651 | 0.00019801 | 0.98747 | 0.065943 | 0 | 0 | 0.98747 | 0.065943 | [22 empty] | WLDFR | HFTD - Distribution - Tier 2 - 1QU CoRE ¦ 1QU LoRE | Red Flag Warning - Large Fires | 2061 | 2.1424e-07 | 2.1424e-07 | 8.3524 | 0.96727 | 4.6367 | 2.7484 | 0 | 0 | 0.00022085 | 1.7894e-06 | 0 | 1.7894e-06 | 1.7894e-06 | 0 | 1.7894e-06 | [22 empty] | 7.3.3.17.5 (Remote Grid) Updates to grid topology to minimize risk of ignition in HFTDs Remote GridWLDFRContaminationAggregated | WLDFR | HFTD - Distribution - Tier 2 - 1QU CoRE ¦ 1QU LoRE | Non-Red Flag Warning - Destructive Fires | Contamination | Aggregated | 2061 | 1.2037e-07 | 163.6441 | 1.9698e-05 | 2061 | Mitigation | 0.95 | 45 | 0 | esc | 0.00097009 | 1.1677e-10 | 0.00097009 | 1.1677e-10
[35 empty] | WLDFR | HFTD - Distribution - Tier 2 - 2QU CoRE ¦ 2QU LoRE | 2062 | 0.062412 | 0.0029651 | 0.98747 | 0 | 0.98747 | 0.0029651 | 0.98747 | 0 | 0.98747 | 0.061629 | 0.061629 | 0.0029651 | 0.00018506 | 0.98747 | 0.061629 | 0 | 0 | 0.98747 | 0.061629 | [22 empty] | WLDFR | HFTD - Distribution - Tier 2 - 1QU CoRE ¦ 1QU LoRE | Red Flag Warning - Large Fires | 2062 | 2.1424e-07 | 2.1424e-07 | 8.3524 | 0.96727 | 4.6367 | 2.7484 | 0 | 0 | 0.00022085 | 1.7894e-06 | 0 | 1.7894e-06 | 1.7894e-06 | 0 | 1.7894e-06 | [22 empty] | 7.3.3.17.5 (Remote Grid) Updates to grid topology to minimize risk of ignition in HFTDs Remote GridWLDFRContaminationAggregated | WLDFR | HFTD - Distribution - Tier 2 - 1QU CoRE ¦ 1QU LoRE | Non-Red Flag Warning - Destructive Fires | Contamination | Aggregated | 2062 | 1.2037e-07 | 163.6441 | 1.9698e-05 | 2062 | Mitigation | 0.95 | 45 | 0 | esc | 0.00097009 | 1.1677e-10 | 0.00097009 | 1.1677e-10
[35 empty] | WLDFR | HFTD - Distribution - Tier 2 - 2QU CoRE ¦ 2QU LoRE | 2063 | 0.058329 | 0.0029651 | 1.0327 | 0 | 1.0327 | 0.0029651 | 1.0327 | 0 | 1.0327 | 0.060238 | 0.060238 | 0.0029651 | 0.00017295 | 1.0327 | 0.060238 | 0 | 0 | 1.0327 | 0.060238 | [22 empty] | WLDFR | HFTD - Distribution - Tier 2 - 1QU CoRE ¦ 1QU LoRE | Red Flag Warning - Large Fires | 2063 | 2.1424e-07 | 2.1424e-07 | 8.872 | 1.0079 | 4.9153 | 2.9488 | 0 | 0 | 0.00022085 | 1.9007e-06 | 0 | 1.9007e-06 | 1.9007e-06 | 0 | 1.9007e-06 | [22 empty] | 7.3.3.17.5 (Remote Grid) Updates to grid topology to minimize risk of ignition in HFTDs Remote GridWLDFRContaminationAggregated | WLDFR | HFTD - Distribution - Tier 2 - 1QU CoRE ¦ 1QU LoRE | Non-Red Flag Warning - Destructive Fires | Contamination | Aggregated | 2063 | 1.2037e-07 | 163.6441 | 1.9698e-05 | 2063 | Mitigation | 0.95 | 45 | 0 | esc | 0.00097009 | 1.1677e-10 | 0.00097009 | 1.1677e-10
[35 empty] | WLDFR | HFTD - Distribution - Tier 2 - 2QU CoRE ¦ 2QU LoRE | 2064 | 0.054513 | 0.0029651 | 1.0327 | 0 | 1.0327 | 0.0029651 | 1.0327 | 0 | 1.0327 | 0.056297 | 0.056297 | 0.0029651 | 0.00016164 | 1.0327 | 0.056297 | 0 | 0 | 1.0327 | 0.056297 | [22 empty] | WLDFR | HFTD - Distribution - Tier 2 - 1QU CoRE ¦ 1QU LoRE | Red Flag Warning - Large Fires | 2064 | 2.1424e-07 | 2.1424e-07 | 8.872 | 1.0079 | 4.9153 | 2.9488 | 0 | 0 | 0.00022085 | 1.9007e-06 | 0 | 1.9007e-06 | 1.9007e-06 | 0 | 1.9007e-06 | [22 empty] | 7.3.3.17.5 (Remote Grid) Updates to grid topology to minimize risk of ignition in HFTDs Remote GridWLDFRContaminationAggregated | WLDFR | HFTD - Distribution - Tier 2 - 1QU CoRE ¦ 1QU LoRE | Non-Red Flag Warning - Destructive Fires | Contamination | Aggregated | 2064 | 1.2037e-07 | 163.6441 | 1.9698e-05 | 2064 | Mitigation | 0.95 | 45 | 0 | esc | 0.00097009 | 1.1677e-10 | 0.00097009 | 1.1677e-10
[35 empty] | WLDFR | HFTD - Distribution - Tier 2 - 2QU CoRE ¦ 2QU LoRE | 2065 | 0.050946 | 0.0029651 | 1.0327 | 0 | 1.0327 | 0.0029651 | 1.0327 | 0 | 1.0327 | 0.052614 | 0.052614 | 0.0029651 | 0.00015106 | 1.0327 | 0.052614 | 0 | 0 | 1.0327 | 0.052614 | [22 empty] | WLDFR | HFTD - Distribution - Tier 2 - 1QU CoRE ¦ 1QU LoRE | Red Flag Warning - Large Fires | 2065 | 2.1424e-07 | 2.1424e-07 | 8.872 | 1.0079 | 4.9153 | 2.9488 | 0 | 0 | 0.00022085 | 1.9007e-06 | 0 | 1.9007e-06 | 1.9007e-06 | 0 | 1.9007e-06 | [22 empty] | 7.3.3.17.5 (Remote Grid) Updates to grid topology to minimize risk of ignition in HFTDs Remote GridWLDFRContaminationAggregated | WLDFR | HFTD - Distribution - Tier 2 - 1QU CoRE ¦ 1QU LoRE | Non-Red Flag Warning - Destructive Fires | Contamination | Aggregated | 2065 | 1.2037e-07 | 163.6441 | 1.9698e-05 | 2065 | Mitigation | 0.95 | 45 | 0 | esc | 0.00097009 | 1.1677e-10 | 0.00097009 | 1.1677e-10
[35 empty] | WLDFR | HFTD - Distribution - Tier 2 - 2QU CoRE ¦ 2QU LoRE | 2066 | 0.047613 | 0.0029651 | 1.0327 | 0 | 1.0327 | 0.0029651 | 1.0327 | 0 | 1.0327 | 0.049172 | 0.049172 | 0.0029651 | 0.00014118 | 1.0327 | 0.049172 | 0 | 0 | 1.0327 | 0.049172 | [22 empty] | WLDFR | HFTD - Distribution - Tier 2 - 1QU CoRE ¦ 1QU LoRE | Red Flag Warning - Large Fires | 2066 | 2.1424e-07 | 2.1424e-07 | 8.872 | 1.0079 | 4.9153 | 2.9488 | 0 | 0 | 0.00022085 | 1.9007e-06 | 0 | 1.9007e-06 | 1.9007e-06 | 0 | 1.9007e-06 | [22 empty] | 7.3.3.17.5 (Remote Grid) Updates to grid topology to minimize risk of ignition in HFTDs Remote GridWLDFRContaminationAggregated | WLDFR | HFTD - Distribution - Tier 2 - 1QU CoRE ¦ 1QU LoRE | Non-Red Flag Warning - Destructive Fires | Contamination | Aggregated | 2066 | 1.2037e-07 | 163.6441 | 1.9698e-05 | 2066 | Mitigation | 0.95 | 45 | 0 | esc | 0.00097009 | 1.1677e-10 | 0.00097009 | 1.1677e-10
[35 empty] | WLDFR | HFTD - Distribution - Tier 2 - 2QU CoRE ¦ 2QU LoRE | 2067 | 0.044499 | 0 | 0 | 0 | 0 | 0.0029651 | 1.0327 | 0 | 1.0327 | 0 | 0.045955 | 0 | 0 | 0 | 0 | 0 | 0 | 0 | 0 | [22 empty] | WLDFR | HFTD - Distribution - Tier 2 - 1QU CoRE ¦ 1QU LoRE | Red Flag Warning - Large Fires | 2067 | 0 | 2.1424e-07 | 8.872 | 1.0079 | 4.9153 | 2.9488 | 0 | 0 | 0.00022085 | 0 | 0 | 0 | 1.9007e-06 | 0 | 1.9007e-06 | [22 empty] | 7.3.3.17.5 (Remote Grid) Updates to grid topology to minimize risk of ignition in HFTDs Remote GridWLDFRContaminationAggregated | WLDFR | HFTD - Distribution - Tier 2 - 1QU CoRE ¦ 1QU LoRE | Non-Red Flag Warning - Destructive Fires | Contamination | Aggregated | 2067 | 1.2037e-07 | 163.6441 | 1.9698e-05 | 2067 | Mitigation | 0.95 | 45 | 0 | esc | 0 | 0 | 0.00097009 | 1.1677e-10
[35 empty] | WLDFR | HFTD - Distribution - Tier 2 - 2QU CoRE ¦ 3QU LoRE | 2022 | 0.93458 | 0.0040811 | 1.0101 | 0 | 1.0101 | 0 | 0 | 0 | 0 | 0.94404 | 0 | 0.0040811 | 0.0038141 | 1.0101 | 0.94404 | 0 | 0 | 1.0101 | 0.94404 | [22 empty] | WLDFR | HFTD - Distribution - Tier 2 - 1QU CoRE ¦ 1QU LoRE | Red Flag Warning - Small Fires | 2022 | 9.4081e-07 | 0 | 0.077901 | 0.036425 | 0.0015809 | 0.039895 | 0 | 0 | 0.0010267 | 7.3289e-08 | 0 | 7.3289e-08 | 0 | 0 | 0 | [22 empty] | 7.3.3.17.5 (Remote Grid) Updates to grid topology to minimize risk of ignition in HFTDs Remote GridWLDFREquipment / facility failureAggregated | WLDFR | HFTD - Distribution - Tier 2 - 1QU CoRE ¦ 1QU LoRE | Non-Red Flag Warning - Destructive Fires | Equipment / facility failure | Aggregated | 2022 | 3.5823e-06 | 163.6441 | 0.00058622 | 2022 | Mitigation | 0.95 | 45 | 0 | esc | 0.00097009 | 3.4751e-09 | 0 | 0
[35 empty] | WLDFR | HFTD - Distribution - Tier 2 - 2QU CoRE ¦ 3QU LoRE | 2023 | 0.87344 | 0.0040811 | 1.0471 | 0 | 1.0471 | 0.0040811 | 1.0471 | 0 | 1.0471 | 0.91461 | 0.91461 | 0.0040811 | 0.0035646 | 1.0471 | 0.91461 | 0 | 0 | 1.0471 | 0.91461 | [22 empty] | WLDFR | HFTD - Distribution - Tier 2 - 1QU CoRE ¦ 1QU LoRE | Red Flag Warning - Small Fires | 2023 | 9.4081e-07 | 9.4081e-07 | 0.080408 | 0.03759 | 0.0016314 | 0.041187 | 0 | 0 | 0.0010267 | 7.5649e-08 | 0 | 7.5649e-08 | 7.5649e-08 | 0 | 7.5649e-08 | [22 empty] | 7.3.3.17.5 (Remote Grid) Updates to grid topology to minimize risk of ignition in HFTDs Remote GridWLDFREquipment / facility failureAggregated | WLDFR | HFTD - Distribution - Tier 2 - 1QU CoRE ¦ 1QU LoRE | Non-Red Flag Warning - Destructive Fires | Equipment / facility failure | Aggregated | 2023 | 3.5823e-06 | 163.6441 | 0.00058622 | 2023 | Mitigation | 0.95 | 45 | 0 | esc | 0.00097009 | 3.4751e-09 | 0.00097009 | 3.4751e-09
[35 empty] | WLDFR | HFTD - Distribution - Tier 2 - 2QU CoRE ¦ 3QU LoRE | 2024 | 0.8163 | 0.0040811 | 1.0471 | 0 | 1.0471 | 0.0040811 | 1.0471 | 0 | 1.0471 | 0.85478 | 0.85478 | 0.0040811 | 0.0033314 | 1.0471 | 0.85478 | 0 | 0 | 1.0471 | 0.85478 | [22 empty] | WLDFR | HFTD - Distribution - Tier 2 - 1QU CoRE ¦ 1QU LoRE | Red Flag Warning - Small Fires | 2024 | 9.4081e-07 | 9.4081e-07 | 0.080408 | 0.03759 | 0.0016314 | 0.041187 | 0 | 0 | 0.0010267 | 7.5649e-08 | 0 | 7.5649e-08 | 7.5649e-08 | 0 | 7.5649e-08 | [22 empty] | 7.3.3.17.5 (Remote Grid) Updates to grid topology to minimize risk of ignition in HFTDs Remote GridWLDFREquipment / facility failureAggregated | WLDFR | HFTD - Distribution - Tier 2 - 1QU CoRE ¦ 1QU LoRE | Non-Red Flag Warning - Destructive Fires | Equipment / facility failure | Aggregated | 2024 | 3.5823e-06 | 163.6441 | 0.00058622 | 2024 | Mitigation | 0.95 | 45 | 0 | esc | 0.00097009 | 3.4751e-09 | 0.00097009 | 3.4751e-09
[35 empty] | WLDFR | HFTD - Distribution - Tier 2 - 2QU CoRE ¦ 3QU LoRE | 2025 | 0.7629 | 0.0040811 | 1.0471 | 0 | 1.0471 | 0.0040811 | 1.0471 | 0 | 1.0471 | 0.79886 | 0.79886 | 0.0040811 | 0.0031134 | 1.0471 | 0.79886 | 0 | 0 | 1.0471 | 0.79886 | [22 empty] | WLDFR | HFTD - Distribution - Tier 2 - 1QU CoRE ¦ 1QU LoRE | Red Flag Warning - Small Fires | 2025 | 9.4081e-07 | 9.4081e-07 | 0.080408 | 0.03759 | 0.0016314 | 0.041187 | 0 | 0 | 0.0010267 | 7.5649e-08 | 0 | 7.5649e-08 | 7.5649e-08 | 0 | 7.5649e-08 | [22 empty] | 7.3.3.17.5 (Remote Grid) Updates to grid topology to minimize risk of ignition in HFTDs Remote GridWLDFREquipment / facility failureAggregated | WLDFR | HFTD - Distribution - Tier 2 - 1QU CoRE ¦ 1QU LoRE | Non-Red Flag Warning - Destructive Fires | Equipment / facility failure | Aggregated | 2025 | 3.5823e-06 | 163.6441 | 0.00058622 | 2025 | Mitigation | 0.95 | 45 | 0 | esc | 0.00097009 | 3.4751e-09 | 0.00097009 | 3.4751e-09
[35 empty] | WLDFR | HFTD - Distribution - Tier 2 - 2QU CoRE ¦ 3QU LoRE | 2026 | 0.71299 | 0.0040811 | 1.0471 | 0 | 1.0471 | 0.0040811 | 1.0471 | 0 | 1.0471 | 0.7466 | 0.7466 | 0.0040811 | 0.0029097 | 1.0471 | 0.7466 | 0 | 0 | 1.0471 | 0.7466 | [22 empty] | WLDFR | HFTD - Distribution - Tier 2 - 1QU CoRE ¦ 1QU LoRE | Red Flag Warning - Small Fires | 2026 | 9.4081e-07 | 9.4081e-07 | 0.080408 | 0.03759 | 0.0016314 | 0.041187 | 0 | 0 | 0.0010267 | 7.5649e-08 | 0 | 7.5649e-08 | 7.5649e-08 | 0 | 7.5649e-08 | [22 empty] | 7.3.3.17.5 (Remote Grid) Updates to grid topology to minimize risk of ignition in HFTDs Remote GridWLDFREquipment / facility failureAggregated | WLDFR | HFTD - Distribution - Tier 2 - 1QU CoRE ¦ 1QU LoRE | Non-Red Flag Warning - Destructive Fires | Equipment / facility failure | Aggregated | 2026 | 3.5823e-06 | 163.6441 | 0.00058622 | 2026 | Mitigation | 0.95 | 45 | 0 | esc | 0.00097009 | 3.4751e-09 | 0.00097009 | 3.4751e-09
[35 empty] | WLDFR | HFTD - Distribution - Tier 2 - 2QU CoRE ¦ 3QU LoRE | 2027 | 0.66634 | 0.0040811 | 1.0471 | 0 | 1.0471 | 0.0040811 | 1.0471 | 0 | 1.0471 | 0.69775 | 0.69775 | 0.0040811 | 0.0027194 | 1.0471 | 0.69775 | 0 | 0 | 1.0471 | 0.69775 | [22 empty] | WLDFR | HFTD - Distribution - Tier 2 - 1QU CoRE ¦ 1QU LoRE | Red Flag Warning - Small Fires | 2027 | 9.4081e-07 | 9.4081e-07 | 0.080408 | 0.03759 | 0.0016314 | 0.041187 | 0 | 0 | 0.0010267 | 7.5649e-08 | 0 | 7.5649e-08 | 7.5649e-08 | 0 | 7.5649e-08 | [22 empty] | 7.3.3.17.5 (Remote Grid) Updates to grid topology to minimize risk of ignition in HFTDs Remote GridWLDFREquipment / facility failureAggregated | WLDFR | HFTD - Distribution - Tier 2 - 1QU CoRE ¦ 1QU LoRE | Non-Red Flag Warning - Destructive Fires | Equipment / facility failure | Aggregated | 2027 | 3.5823e-06 | 163.6441 | 0.00058622 | 2027 | Mitigation | 0.95 | 45 | 0 | esc | 0.00097009 | 3.4751e-09 | 0.00097009 | 3.4751e-09
[35 empty] | WLDFR | HFTD - Distribution - Tier 2 - 2QU CoRE ¦ 3QU LoRE | 2028 | 0.62275 | 0.0040811 | 1.0938 | 0 | 1.0938 | 0.0040811 | 1.0938 | 0 | 1.0938 | 0.68115 | 0.68115 | 0.0040811 | 0.0025415 | 1.0938 | 0.68115 | 0 | 0 | 1.0938 | 0.68115 | [22 empty] | WLDFR | HFTD - Distribution - Tier 2 - 1QU CoRE ¦ 1QU LoRE | Red Flag Warning - Small Fires | 2028 | 9.4081e-07 | 9.4081e-07 | 0.083606 | 0.039055 | 0.001695 | 0.042856 | 0 | 0 | 0.0010267 | 7.8657e-08 | 0 | 7.8657e-08 | 7.8657e-08 | 0 | 7.8657e-08 | [22 empty] | 7.3.3.17.5 (Remote Grid) Updates to grid topology to minimize risk of ignition in HFTDs Remote GridWLDFREquipment / facility failureAggregated | WLDFR | HFTD - Distribution - Tier 2 - 1QU CoRE ¦ 1QU LoRE | Non-Red Flag Warning - Destructive Fires | Equipment / facility failure | Aggregated | 2028 | 3.5823e-06 | 163.6441 | 0.00058622 | 2028 | Mitigation | 0.95 | 45 | 0 | esc | 0.00097009 | 3.4751e-09 | 0.00097009 | 3.4751e-09
[35 empty] | WLDFR | HFTD - Distribution - Tier 2 - 2QU CoRE ¦ 3QU LoRE | 2029 | 0.58201 | 0.0040811 | 1.0938 | 0 | 1.0938 | 0.0040811 | 1.0938 | 0 | 1.0938 | 0.63659 | 0.63659 | 0.0040811 | 0.0023752 | 1.0938 | 0.63659 | 0 | 0 | 1.0938 | 0.63659 | [22 empty] | WLDFR | HFTD - Distribution - Tier 2 - 1QU CoRE ¦ 1QU LoRE | Red Flag Warning - Small Fires | 2029 | 9.4081e-07 | 9.4081e-07 | 0.083606 | 0.039055 | 0.001695 | 0.042856 | 0 | 0 | 0.0010267 | 7.8657e-08 | 0 | 7.8657e-08 | 7.8657e-08 | 0 | 7.8657e-08 | [22 empty] | 7.3.3.17.5 (Remote Grid) Updates to grid topology to minimize risk of ignition in HFTDs Remote GridWLDFREquipment / facility failureAggregated | WLDFR | HFTD - Distribution - Tier 2 - 1QU CoRE ¦ 1QU LoRE | Non-Red Flag Warning - Destructive Fires | Equipment / facility failure | Aggregated | 2029 | 3.5823e-06 | 163.6441 | 0.00058622 | 2029 | Mitigation | 0.95 | 45 | 0 | esc | 0.00097009 | 3.4751e-09 | 0.00097009 | 3.4751e-09
[35 empty] | WLDFR | HFTD - Distribution - Tier 2 - 2QU CoRE ¦ 3QU LoRE | 2030 | 0.54393 | 0.0040811 | 1.0938 | 0 | 1.0938 | 0.0040811 | 1.0938 | 0 | 1.0938 | 0.59494 | 0.59494 | 0.0040811 | 0.0022198 | 1.0938 | 0.59494 | 0 | 0 | 1.0938 | 0.59494 | [22 empty] | WLDFR | HFTD - Distribution - Tier 2 - 1QU CoRE ¦ 1QU LoRE | Red Flag Warning - Small Fires | 2030 | 9.4081e-07 | 9.4081e-07 | 0.083606 | 0.039055 | 0.001695 | 0.042856 | 0 | 0 | 0.0010267 | 7.8657e-08 | 0 | 7.8657e-08 | 7.8657e-08 | 0 | 7.8657e-08 | [22 empty] | 7.3.3.17.5 (Remote Grid) Updates to grid topology to minimize risk of ignition in HFTDs Remote GridWLDFREquipment / facility failureAggregated | WLDFR | HFTD - Distribution - Tier 2 - 1QU CoRE ¦ 1QU LoRE | Non-Red Flag Warning - Destructive Fires | Equipment / facility failure | Aggregated | 2030 | 3.5823e-06 | 163.6441 | 0.00058622 | 2030 | Mitigation | 0.95 | 45 | 0 | esc | 0.00097009 | 3.4751e-09 | 0.00097009 | 3.4751e-09
[35 empty] | WLDFR | HFTD - Distribution - Tier 2 - 2QU CoRE ¦ 3QU LoRE | 2031 | 0.50835 | 0.0040811 | 1.0938 | 0 | 1.0938 | 0.0040811 | 1.0938 | 0 | 1.0938 | 0.55602 | 0.55602 | 0.0040811 | 0.0020746 | 1.0938 | 0.55602 | 0 | 0 | 1.0938 | 0.55602 | [22 empty] | WLDFR | HFTD - Distribution - Tier 2 - 1QU CoRE ¦ 1QU LoRE | Red Flag Warning - Small Fires | 2031 | 9.4081e-07 | 9.4081e-07 | 0.083606 | 0.039055 | 0.001695 | 0.042856 | 0 | 0 | 0.0010267 | 7.8657e-08 | 0 | 7.8657e-08 | 7.8657e-08 | 0 | 7.8657e-08 | [22 empty] | 7.3.3.17.5 (Remote Grid) Updates to grid topology to minimize risk of ignition in HFTDs Remote GridWLDFREquipment / facility failureAggregated | WLDFR | HFTD - Distribution - Tier 2 - 1QU CoRE ¦ 1QU LoRE | Non-Red Flag Warning - Destructive Fires | Equipment / facility failure | Aggregated | 2031 | 3.5823e-06 | 163.6441 | 0.00058622 | 2031 | Mitigation | 0.95 | 45 | 0 | esc | 0.00097009 | 3.4751e-09 | 0.00097009 | 3.4751e-09
[35 empty] | WLDFR | HFTD - Distribution - Tier 2 - 2QU CoRE ¦ 3QU LoRE | 2032 | 0.47509 | 0.0040811 | 1.0938 | 0 | 1.0938 | 0.0040811 | 1.0938 | 0 | 1.0938 | 0.51965 | 0.51965 | 0.0040811 | 0.0019389 | 1.0938 | 0.51965 | 0 | 0 | 1.0938 | 0.51965 | [22 empty] | WLDFR | HFTD - Distribution - Tier 2 - 1QU CoRE ¦ 1QU LoRE | Red Flag Warning - Small Fires | 2032 | 9.4081e-07 | 9.4081e-07 | 0.083606 | 0.039055 | 0.001695 | 0.042856 | 0 | 0 | 0.0010267 | 7.8657e-08 | 0 | 7.8657e-08 | 7.8657e-08 | 0 | 7.8657e-08 | [22 empty] | 7.3.3.17.5 (Remote Grid) Updates to grid topology to minimize risk of ignition in HFTDs Remote GridWLDFREquipment / facility failureAggregated | WLDFR | HFTD - Distribution - Tier 2 - 1QU CoRE ¦ 1QU LoRE | Non-Red Flag Warning - Destructive Fires | Equipment / facility failure | Aggregated | 2032 | 3.5823e-06 | 163.6441 | 0.00058622 | 2032 | Mitigation | 0.95 | 45 | 0 | esc | 0.00097009 | 3.4751e-09 | 0.00097009 | 3.4751e-09
[35 empty] | WLDFR | HFTD - Distribution - Tier 2 - 2QU CoRE ¦ 3QU LoRE | 2033 | 0.44401 | 0.0040811 | 1.1456 | 0 | 1.1456 | 0.0040811 | 1.1456 | 0 | 1.1456 | 0.50866 | 0.50866 | 0.0040811 | 0.001812 | 1.1456 | 0.50866 | 0 | 0 | 1.1456 | 0.50866 | [22 empty] | WLDFR | HFTD - Distribution - Tier 2 - 1QU CoRE ¦ 1QU LoRE | Red Flag Warning - Small Fires | 2033 | 9.4081e-07 | 9.4081e-07 | 0.087211 | 0.040679 | 0.0017655 | 0.044766 | 0 | 0 | 0.0010267 | 8.2049e-08 | 0 | 8.2049e-08 | 8.2049e-08 | 0 | 8.2049e-08 | [22 empty] | 7.3.3.17.5 (Remote Grid) Updates to grid topology to minimize risk of ignition in HFTDs Remote GridWLDFREquipment / facility failureAggregated | WLDFR | HFTD - Distribution - Tier 2 - 1QU CoRE ¦ 1QU LoRE | Non-Red Flag Warning - Destructive Fires | Equipment / facility failure | Aggregated | 2033 | 3.5823e-06 | 163.6441 | 0.00058622 | 2033 | Mitigation | 0.95 | 45 | 0 | esc | 0.00097009 | 3.4751e-09 | 0.00097009 | 3.4751e-09
[35 empty] | WLDFR | HFTD - Distribution - Tier 2 - 2QU CoRE ¦ 3QU LoRE | 2034 | 0.41496 | 0.0040811 | 1.1456 | 0 | 1.1456 | 0.0040811 | 1.1456 | 0 | 1.1456 | 0.47539 | 0.47539 | 0.0040811 | 0.0016935 | 1.1456 | 0.47539 | 0 | 0 | 1.1456 | 0.47539 | [22 empty] | WLDFR | HFTD - Distribution - Tier 2 - 1QU CoRE ¦ 1QU LoRE | Red Flag Warning - Small Fires | 2034 | 9.4081e-07 | 9.4081e-07 | 0.087211 | 0.040679 | 0.0017655 | 0.044766 | 0 | 0 | 0.0010267 | 8.2049e-08 | 0 | 8.2049e-08 | 8.2049e-08 | 0 | 8.2049e-08 | [22 empty] | 7.3.3.17.5 (Remote Grid) Updates to grid topology to minimize risk of ignition in HFTDs Remote GridWLDFREquipment / facility failureAggregated | WLDFR | HFTD - Distribution - Tier 2 - 1QU CoRE ¦ 1QU LoRE | Non-Red Flag Warning - Destructive Fires | Equipment / facility failure | Aggregated | 2034 | 3.5823e-06 | 163.6441 | 0.00058622 | 2034 | Mitigation | 0.95 | 45 | 0 | esc | 0.00097009 | 3.4751e-09 | 0.00097009 | 3.4751e-09
[35 empty] | WLDFR | HFTD - Distribution - Tier 2 - 2QU CoRE ¦ 3QU LoRE | 2035 | 0.38782 | 0.0040811 | 1.1456 | 0 | 1.1456 | 0.0040811 | 1.1456 | 0 | 1.1456 | 0.44429 | 0.44429 | 0.0040811 | 0.0015827 | 1.1456 | 0.44429 | 0 | 0 | 1.1456 | 0.44429 | [22 empty] | WLDFR | HFTD - Distribution - Tier 2 - 1QU CoRE ¦ 1QU LoRE | Red Flag Warning - Small Fires | 2035 | 9.4081e-07 | 9.4081e-07 | 0.087211 | 0.040679 | 0.0017655 | 0.044766 | 0 | 0 | 0.0010267 | 8.2049e-08 | 0 | 8.2049e-08 | 8.2049e-08 | 0 | 8.2049e-08 | [22 empty] | 7.3.3.17.5 (Remote Grid) Updates to grid topology to minimize risk of ignition in HFTDs Remote GridWLDFREquipment / facility failureAggregated | WLDFR | HFTD - Distribution - Tier 2 - 1QU CoRE ¦ 1QU LoRE | Non-Red Flag Warning - Destructive Fires | Equipment / facility failure | Aggregated | 2035 | 3.5823e-06 | 163.6441 | 0.00058622 | 2035 | Mitigation | 0.95 | 45 | 0 | esc | 0.00097009 | 3.4751e-09 | 0.00097009 | 3.4751e-09
[35 empty] | WLDFR | HFTD - Distribution - Tier 2 - 2QU CoRE ¦ 3QU LoRE | 2036 | 0.36245 | 0.0040811 | 1.1456 | 0 | 1.1456 | 0.0040811 | 1.1456 | 0 | 1.1456 | 0.41522 | 0.41522 | 0.0040811 | 0.0014792 | 1.1456 | 0.41522 | 0 | 0 | 1.1456 | 0.41522 | [22 empty] | WLDFR | HFTD - Distribution - Tier 2 - 1QU CoRE ¦ 1QU LoRE | Red Flag Warning - Small Fires | 2036 | 9.4081e-07 | 9.4081e-07 | 0.087211 | 0.040679 | 0.0017655 | 0.044766 | 0 | 0 | 0.0010267 | 8.2049e-08 | 0 | 8.2049e-08 | 8.2049e-08 | 0 | 8.2049e-08 | [22 empty] | 7.3.3.17.5 (Remote Grid) Updates to grid topology to minimize risk of ignition in HFTDs Remote GridWLDFREquipment / facility failureAggregated | WLDFR | HFTD - Distribution - Tier 2 - 1QU CoRE ¦ 1QU LoRE | Non-Red Flag Warning - Destructive Fires | Equipment / facility failure | Aggregated | 2036 | 3.5823e-06 | 163.6441 | 0.00058622 | 2036 | Mitigation | 0.95 | 45 | 0 | esc | 0.00097009 | 3.4751e-09 | 0.00097009 | 3.4751e-09
[35 empty] | WLDFR | HFTD - Distribution - Tier 2 - 2QU CoRE ¦ 3QU LoRE | 2037 | 0.33873 | 0.0040811 | 1.1456 | 0 | 1.1456 | 0.0040811 | 1.1456 | 0 | 1.1456 | 0.38806 | 0.38806 | 0.0040811 | 0.0013824 | 1.1456 | 0.38806 | 0 | 0 | 1.1456 | 0.38806 | [22 empty] | WLDFR | HFTD - Distribution - Tier 2 - 1QU CoRE ¦ 1QU LoRE | Red Flag Warning - Small Fires | 2037 | 9.4081e-07 | 9.4081e-07 | 0.087211 | 0.040679 | 0.0017655 | 0.044766 | 0 | 0 | 0.0010267 | 8.2049e-08 | 0 | 8.2049e-08 | 8.2049e-08 | 0 | 8.2049e-08 | [22 empty] | 7.3.3.17.5 (Remote Grid) Updates to grid topology to minimize risk of ignition in HFTDs Remote GridWLDFREquipment / facility failureAggregated | WLDFR | HFTD - Distribution - Tier 2 - 1QU CoRE ¦ 1QU LoRE | Non-Red Flag Warning - Destructive Fires | Equipment / facility failure | Aggregated | 2037 | 3.5823e-06 | 163.6441 | 0.00058622 | 2037 | Mitigation | 0.95 | 45 | 0 | esc | 0.00097009 | 3.4751e-09 | 0.00097009 | 3.4751e-09
[35 empty] | WLDFR | HFTD - Distribution - Tier 2 - 2QU CoRE ¦ 3QU LoRE | 2038 | 0.31657 | 0.0040811 | 1.2019 | 0 | 1.2019 | 0.0040811 | 1.2019 | 0 | 1.2019 | 0.38048 | 0.38048 | 0.0040811 | 0.001292 | 1.2019 | 0.38048 | 0 | 0 | 1.2019 | 0.38048 | [22 empty] | WLDFR | HFTD - Distribution - Tier 2 - 1QU CoRE ¦ 1QU LoRE | Red Flag Warning - Small Fires | 2038 | 9.4081e-07 | 9.4081e-07 | 0.091184 | 0.042438 | 0.0018418 | 0.046905 | 0 | 0 | 0.0010267 | 8.5787e-08 | 0 | 8.5787e-08 | 8.5787e-08 | 0 | 8.5787e-08 | [22 empty] | 7.3.3.17.5 (Remote Grid) Updates to grid topology to minimize risk of ignition in HFTDs Remote GridWLDFREquipment / facility failureAggregated | WLDFR | HFTD - Distribution - Tier 2 - 1QU CoRE ¦ 1QU LoRE | Non-Red Flag Warning - Destructive Fires | Equipment / facility failure | Aggregated | 2038 | 3.5823e-06 | 163.6441 | 0.00058622 | 2038 | Mitigation | 0.95 | 45 | 0 | esc | 0.00097009 | 3.4751e-09 | 0.00097009 | 3.4751e-09
[35 empty] | WLDFR | HFTD - Distribution - Tier 2 - 2QU CoRE ¦ 3QU LoRE | 2039 | 0.29586 | 0.0040811 | 1.2019 | 0 | 1.2019 | 0.0040811 | 1.2019 | 0 | 1.2019 | 0.35559 | 0.35559 | 0.0040811 | 0.0012074 | 1.2019 | 0.35559 | 0 | 0 | 1.2019 | 0.35559 | [22 empty] | WLDFR | HFTD - Distribution - Tier 2 - 1QU CoRE ¦ 1QU LoRE | Red Flag Warning - Small Fires | 2039 | 9.4081e-07 | 9.4081e-07 | 0.091184 | 0.042438 | 0.0018418 | 0.046905 | 0 | 0 | 0.0010267 | 8.5787e-08 | 0 | 8.5787e-08 | 8.5787e-08 | 0 | 8.5787e-08 | [22 empty] | 7.3.3.17.5 (Remote Grid) Updates to grid topology to minimize risk of ignition in HFTDs Remote GridWLDFREquipment / facility failureAggregated | WLDFR | HFTD - Distribution - Tier 2 - 1QU CoRE ¦ 1QU LoRE | Non-Red Flag Warning - Destructive Fires | Equipment / facility failure | Aggregated | 2039 | 3.5823e-06 | 163.6441 | 0.00058622 | 2039 | Mitigation | 0.95 | 45 | 0 | esc | 0.00097009 | 3.4751e-09 | 0.00097009 | 3.4751e-09
[35 empty] | WLDFR | HFTD - Distribution - Tier 2 - 2QU CoRE ¦ 3QU LoRE | 2040 | 0.27651 | 0.0040811 | 1.2019 | 0 | 1.2019 | 0.0040811 | 1.2019 | 0 | 1.2019 | 0.33233 | 0.33233 | 0.0040811 | 0.0011284 | 1.2019 | 0.33233 | 0 | 0 | 1.2019 | 0.33233 | [22 empty] | WLDFR | HFTD - Distribution - Tier 2 - 1QU CoRE ¦ 1QU LoRE | Red Flag Warning - Small Fires | 2040 | 9.4081e-07 | 9.4081e-07 | 0.091184 | 0.042438 | 0.0018418 | 0.046905 | 0 | 0 | 0.0010267 | 8.5787e-08 | 0 | 8.5787e-08 | 8.5787e-08 | 0 | 8.5787e-08 | [22 empty] | 7.3.3.17.5 (Remote Grid) Updates to grid topology to minimize risk of ignition in HFTDs Remote GridWLDFREquipment / facility failureAggregated | WLDFR | HFTD - Distribution - Tier 2 - 1QU CoRE ¦ 1QU LoRE | Non-Red Flag Warning - Destructive Fires | Equipment / facility failure | Aggregated | 2040 | 3.5823e-06 | 163.6441 | 0.00058622 | 2040 | Mitigation | 0.95 | 45 | 0 | esc | 0.00097009 | 3.4751e-09 | 0.00097009 | 3.4751e-09
[35 empty] | WLDFR | HFTD - Distribution - Tier 2 - 2QU CoRE ¦ 3QU LoRE | 2041 | 0.25842 | 0.0040811 | 1.2019 | 0 | 1.2019 | 0.0040811 | 1.2019 | 0 | 1.2019 | 0.31059 | 0.31059 | 0.0040811 | 0.0010546 | 1.2019 | 0.31059 | 0 | 0 | 1.2019 | 0.31059 | [22 empty] | WLDFR | HFTD - Distribution - Tier 2 - 1QU CoRE ¦ 1QU LoRE | Red Flag Warning - Small Fires | 2041 | 9.4081e-07 | 9.4081e-07 | 0.091184 | 0.042438 | 0.0018418 | 0.046905 | 0 | 0 | 0.0010267 | 8.5787e-08 | 0 | 8.5787e-08 | 8.5787e-08 | 0 | 8.5787e-08 | [22 empty] | 7.3.3.17.5 (Remote Grid) Updates to grid topology to minimize risk of ignition in HFTDs Remote GridWLDFREquipment / facility failureAggregated | WLDFR | HFTD - Distribution - Tier 2 - 1QU CoRE ¦ 1QU LoRE | Non-Red Flag Warning - Destructive Fires | Equipment / facility failure | Aggregated | 2041 | 3.5823e-06 | 163.6441 | 0.00058622 | 2041 | Mitigation | 0.95 | 45 | 0 | esc | 0.00097009 | 3.4751e-09 | 0.00097009 | 3.4751e-09
[35 empty] | WLDFR | HFTD - Distribution - Tier 2 - 2QU CoRE ¦ 3QU LoRE | 2042 | 0.24151 | 0.0040811 | 1.2019 | 0 | 1.2019 | 0.0040811 | 1.2019 | 0 | 1.2019 | 0.29027 | 0.29027 | 0.0040811 | 0.00098563 | 1.2019 | 0.29027 | 0 | 0 | 1.2019 | 0.29027 | [22 empty] | WLDFR | HFTD - Distribution - Tier 2 - 1QU CoRE ¦ 1QU LoRE | Red Flag Warning - Small Fires | 2042 | 9.4081e-07 | 9.4081e-07 | 0.091184 | 0.042438 | 0.0018418 | 0.046905 | 0 | 0 | 0.0010267 | 8.5787e-08 | 0 | 8.5787e-08 | 8.5787e-08 | 0 | 8.5787e-08 | [22 empty] | 7.3.3.17.5 (Remote Grid) Updates to grid topology to minimize risk of ignition in HFTDs Remote GridWLDFREquipment / facility failureAggregated | WLDFR | HFTD - Distribution - Tier 2 - 1QU CoRE ¦ 1QU LoRE | Non-Red Flag Warning - Destructive Fires | Equipment / facility failure | Aggregated | 2042 | 3.5823e-06 | 163.6441 | 0.00058622 | 2042 | Mitigation | 0.95 | 45 | 0 | esc | 0.00097009 | 3.4751e-09 | 0.00097009 | 3.4751e-09
[35 empty] | WLDFR | HFTD - Distribution - Tier 2 - 2QU CoRE ¦ 3QU LoRE | 2043 | 0.22571 | 0.0040811 | 1.2618 | 0 | 1.2618 | 0.0040811 | 1.2618 | 0 | 1.2618 | 0.2848 | 0.2848 | 0.0040811 | 0.00092115 | 1.2618 | 0.2848 | 0 | 0 | 1.2618 | 0.2848 | [22 empty] | WLDFR | HFTD - Distribution - Tier 2 - 1QU CoRE ¦ 1QU LoRE | Red Flag Warning - Small Fires | 2043 | 9.4081e-07 | 9.4081e-07 | 0.095486 | 0.044306 | 0.0019228 | 0.049257 | 0 | 0 | 0.0010267 | 8.9834e-08 | 0 | 8.9834e-08 | 8.9834e-08 | 0 | 8.9834e-08 | [22 empty] | 7.3.3.17.5 (Remote Grid) Updates to grid topology to minimize risk of ignition in HFTDs Remote GridWLDFREquipment / facility failureAggregated | WLDFR | HFTD - Distribution - Tier 2 - 1QU CoRE ¦ 1QU LoRE | Non-Red Flag Warning - Destructive Fires | Equipment / facility failure | Aggregated | 2043 | 3.5823e-06 | 163.6441 | 0.00058622 | 2043 | Mitigation | 0.95 | 45 | 0 | esc | 0.00097009 | 3.4751e-09 | 0.00097009 | 3.4751e-09
[35 empty] | WLDFR | HFTD - Distribution - Tier 2 - 2QU CoRE ¦ 3QU LoRE | 2044 | 0.21095 | 0.0040811 | 1.2618 | 0 | 1.2618 | 0.0040811 | 1.2618 | 0 | 1.2618 | 0.26617 | 0.26617 | 0.0040811 | 0.00086089 | 1.2618 | 0.26617 | 0 | 0 | 1.2618 | 0.26617 | [22 empty] | WLDFR | HFTD - Distribution - Tier 2 - 1QU CoRE ¦ 1QU LoRE | Red Flag Warning - Small Fires | 2044 | 9.4081e-07 | 9.4081e-07 | 0.095486 | 0.044306 | 0.0019228 | 0.049257 | 0 | 0 | 0.0010267 | 8.9834e-08 | 0 | 8.9834e-08 | 8.9834e-08 | 0 | 8.9834e-08 | [22 empty] | 7.3.3.17.5 (Remote Grid) Updates to grid topology to minimize risk of ignition in HFTDs Remote GridWLDFREquipment / facility failureAggregated | WLDFR | HFTD - Distribution - Tier 2 - 1QU CoRE ¦ 1QU LoRE | Non-Red Flag Warning - Destructive Fires | Equipment / facility failure | Aggregated | 2044 | 3.5823e-06 | 163.6441 | 0.00058622 | 2044 | Mitigation | 0.95 | 45 | 0 | esc | 0.00097009 | 3.4751e-09 | 0.00097009 | 3.4751e-09
[35 empty] | WLDFR | HFTD - Distribution - Tier 2 - 2QU CoRE ¦ 3QU LoRE | 2045 | 0.19715 | 0.0040811 | 1.2618 | 0 | 1.2618 | 0.0040811 | 1.2618 | 0 | 1.2618 | 0.24876 | 0.24876 | 0.0040811 | 0.00080457 | 1.2618 | 0.24876 | 0 | 0 | 1.2618 | 0.24876 | [22 empty] | WLDFR | HFTD - Distribution - Tier 2 - 1QU CoRE ¦ 1QU LoRE | Red Flag Warning - Small Fires | 2045 | 9.4081e-07 | 9.4081e-07 | 0.095486 | 0.044306 | 0.0019228 | 0.049257 | 0 | 0 | 0.0010267 | 8.9834e-08 | 0 | 8.9834e-08 | 8.9834e-08 | 0 | 8.9834e-08 | [22 empty] | 7.3.3.17.5 (Remote Grid) Updates to grid topology to minimize risk of ignition in HFTDs Remote GridWLDFREquipment / facility failureAggregated | WLDFR | HFTD - Distribution - Tier 2 - 1QU CoRE ¦ 1QU LoRE | Non-Red Flag Warning - Destructive Fires | Equipment / facility failure | Aggregated | 2045 | 3.5823e-06 | 163.6441 | 0.00058622 | 2045 | Mitigation | 0.95 | 45 | 0 | esc | 0.00097009 | 3.4751e-09 | 0.00097009 | 3.4751e-09
[35 empty] | WLDFR | HFTD - Distribution - Tier 2 - 2QU CoRE ¦ 3QU LoRE | 2046 | 0.18425 | 0.0040811 | 1.2618 | 0 | 1.2618 | 0.0040811 | 1.2618 | 0 | 1.2618 | 0.23248 | 0.23248 | 0.0040811 | 0.00075193 | 1.2618 | 0.23248 | 0 | 0 | 1.2618 | 0.23248 | [22 empty] | WLDFR | HFTD - Distribution - Tier 2 - 1QU CoRE ¦ 1QU LoRE | Red Flag Warning - Small Fires | 2046 | 9.4081e-07 | 9.4081e-07 | 0.095486 | 0.044306 | 0.0019228 | 0.049257 | 0 | 0 | 0.0010267 | 8.9834e-08 | 0 | 8.9834e-08 | 8.9834e-08 | 0 | 8.9834e-08 | [22 empty] | 7.3.3.17.5 (Remote Grid) Updates to grid topology to minimize risk of ignition in HFTDs Remote GridWLDFREquipment / facility failureAggregated | WLDFR | HFTD - Distribution - Tier 2 - 1QU CoRE ¦ 1QU LoRE | Non-Red Flag Warning - Destructive Fires | Equipment / facility failure | Aggregated | 2046 | 3.5823e-06 | 163.6441 | 0.00058622 | 2046 | Mitigation | 0.95 | 45 | 0 | esc | 0.00097009 | 3.4751e-09 | 0.00097009 | 3.4751e-09
[35 empty] | WLDFR | HFTD - Distribution - Tier 2 - 2QU CoRE ¦ 3QU LoRE | 2047 | 0.1722 | 0.0040811 | 1.2618 | 0 | 1.2618 | 0.0040811 | 1.2618 | 0 | 1.2618 | 0.21728 | 0.21728 | 0.0040811 | 0.00070274 | 1.2618 | 0.21728 | 0 | 0 | 1.2618 | 0.21728 | [22 empty] | WLDFR | HFTD - Distribution - Tier 2 - 1QU CoRE ¦ 1QU LoRE | Red Flag Warning - Small Fires | 2047 | 9.4081e-07 | 9.4081e-07 | 0.095486 | 0.044306 | 0.0019228 | 0.049257 | 0 | 0 | 0.0010267 | 8.9834e-08 | 0 | 8.9834e-08 | 8.9834e-08 | 0 | 8.9834e-08 | [22 empty] | 7.3.3.17.5 (Remote Grid) Updates to grid topology to minimize risk of ignition in HFTDs Remote GridWLDFREquipment / facility failureAggregated | WLDFR | HFTD - Distribution - Tier 2 - 1QU CoRE ¦ 1QU LoRE | Non-Red Flag Warning - Destructive Fires | Equipment / facility failure | Aggregated | 2047 | 3.5823e-06 | 163.6441 | 0.00058622 | 2047 | Mitigation | 0.95 | 45 | 0 | esc | 0.00097009 | 3.4751e-09 | 0.00097009 | 3.4751e-09
[35 empty] | WLDFR | HFTD - Distribution - Tier 2 - 2QU CoRE ¦ 3QU LoRE | 2048 | 0.16093 | 0.0040811 | 1.3246 | 0 | 1.3246 | 0.0040811 | 1.3246 | 0 | 1.3246 | 0.21317 | 0.21317 | 0.0040811 | 0.00065677 | 1.3246 | 0.21317 | 0 | 0 | 1.3246 | 0.21317 | [22 empty] | WLDFR | HFTD - Distribution - Tier 2 - 1QU CoRE ¦ 1QU LoRE | Red Flag Warning - Small Fires | 2048 | 9.4081e-07 | 9.4081e-07 | 0.10007 | 0.04626 | 0.0020076 | 0.051804 | 0 | 0 | 0.0010267 | 9.4148e-08 | 0 | 9.4148e-08 | 9.4148e-08 | 0 | 9.4148e-08 | [22 empty] | 7.3.3.17.5 (Remote Grid) Updates to grid topology to minimize risk of ignition in HFTDs Remote GridWLDFREquipment / facility failureAggregated | WLDFR | HFTD - Distribution - Tier 2 - 1QU CoRE ¦ 1QU LoRE | Non-Red Flag Warning - Destructive Fires | Equipment / facility failure | Aggregated | 2048 | 3.5823e-06 | 163.6441 | 0.00058622 | 2048 | Mitigation | 0.95 | 45 | 0 | esc | 0.00097009 | 3.4751e-09 | 0.00097009 | 3.4751e-09
[35 empty] | WLDFR | HFTD - Distribution - Tier 2 - 2QU CoRE ¦ 3QU LoRE | 2049 | 0.1504 | 0.0040811 | 1.3246 | 0 | 1.3246 | 0.0040811 | 1.3246 | 0 | 1.3246 | 0.19922 | 0.19922 | 0.0040811 | 0.0006138 | 1.3246 | 0.19922 | 0 | 0 | 1.3246 | 0.19922 | [22 empty] | WLDFR | HFTD - Distribution - Tier 2 - 1QU CoRE ¦ 1QU LoRE | Red Flag Warning - Small Fires | 2049 | 9.4081e-07 | 9.4081e-07 | 0.10007 | 0.04626 | 0.0020076 | 0.051804 | 0 | 0 | 0.0010267 | 9.4148e-08 | 0 | 9.4148e-08 | 9.4148e-08 | 0 | 9.4148e-08 | [22 empty] | 7.3.3.17.5 (Remote Grid) Updates to grid topology to minimize risk of ignition in HFTDs Remote GridWLDFREquipment / facility failureAggregated | WLDFR | HFTD - Distribution - Tier 2 - 1QU CoRE ¦ 1QU LoRE | Non-Red Flag Warning - Destructive Fires | Equipment / facility failure | Aggregated | 2049 | 3.5823e-06 | 163.6441 | 0.00058622 | 2049 | Mitigation | 0.95 | 45 | 0 | esc | 0.00097009 | 3.4751e-09 | 0.00097009 | 3.4751e-09
[35 empty] | WLDFR | HFTD - Distribution - Tier 2 - 2QU CoRE ¦ 3QU LoRE | 2050 | 0.14056 | 0.0040811 | 1.3246 | 0 | 1.3246 | 0.0040811 | 1.3246 | 0 | 1.3246 | 0.18619 | 0.18619 | 0.0040811 | 0.00057365 | 1.3246 | 0.18619 | 0 | 0 | 1.3246 | 0.18619 | [22 empty] | WLDFR | HFTD - Distribution - Tier 2 - 1QU CoRE ¦ 1QU LoRE | Red Flag Warning - Small Fires | 2050 | 9.4081e-07 | 9.4081e-07 | 0.10007 | 0.04626 | 0.0020076 | 0.051804 | 0 | 0 | 0.0010267 | 9.4148e-08 | 0 | 9.4148e-08 | 9.4148e-08 | 0 | 9.4148e-08 | [22 empty] | 7.3.3.17.5 (Remote Grid) Updates to grid topology to minimize risk of ignition in HFTDs Remote GridWLDFREquipment / facility failureAggregated | WLDFR | HFTD - Distribution - Tier 2 - 1QU CoRE ¦ 1QU LoRE | Non-Red Flag Warning - Destructive Fires | Equipment / facility failure | Aggregated | 2050 | 3.5823e-06 | 163.6441 | 0.00058622 | 2050 | Mitigation | 0.95 | 45 | 0 | esc | 0.00097009 | 3.4751e-09 | 0.00097009 | 3.4751e-09
[35 empty] | WLDFR | HFTD - Distribution - Tier 2 - 2QU CoRE ¦ 3QU LoRE | 2051 | 0.13137 | 0.0040811 | 1.3246 | 0 | 1.3246 | 0.0040811 | 1.3246 | 0 | 1.3246 | 0.17401 | 0.17401 | 0.0040811 | 0.00053612 | 1.3246 | 0.17401 | 0 | 0 | 1.3246 | 0.17401 | [22 empty] | WLDFR | HFTD - Distribution - Tier 2 - 1QU CoRE ¦ 1QU LoRE | Red Flag Warning - Small Fires | 2051 | 9.4081e-07 | 9.4081e-07 | 0.10007 | 0.04626 | 0.0020076 | 0.051804 | 0 | 0 | 0.0010267 | 9.4148e-08 | 0 | 9.4148e-08 | 9.4148e-08 | 0 | 9.4148e-08 | [22 empty] | 7.3.3.17.5 (Remote Grid) Updates to grid topology to minimize risk of ignition in HFTDs Remote GridWLDFREquipment / facility failureAggregated | WLDFR | HFTD - Distribution - Tier 2 - 1QU CoRE ¦ 1QU LoRE | Non-Red Flag Warning - Destructive Fires | Equipment / facility failure | Aggregated | 2051 | 3.5823e-06 | 163.6441 | 0.00058622 | 2051 | Mitigation | 0.95 | 45 | 0 | esc | 0.00097009 | 3.4751e-09 | 0.00097009 | 3.4751e-09
[35 empty] | WLDFR | HFTD - Distribution - Tier 2 - 2QU CoRE ¦ 3QU LoRE | 2052 | 0.12277 | 0.0040811 | 1.3246 | 0 | 1.3246 | 0.0040811 | 1.3246 | 0 | 1.3246 | 0.16263 | 0.16263 | 0.0040811 | 0.00050105 | 1.3246 | 0.16263 | 0 | 0 | 1.3246 | 0.16263 | [22 empty] | WLDFR | HFTD - Distribution - Tier 2 - 1QU CoRE ¦ 1QU LoRE | Red Flag Warning - Small Fires | 2052 | 9.4081e-07 | 9.4081e-07 | 0.10007 | 0.04626 | 0.0020076 | 0.051804 | 0 | 0 | 0.0010267 | 9.4148e-08 | 0 | 9.4148e-08 | 9.4148e-08 | 0 | 9.4148e-08 | [22 empty] | 7.3.3.17.5 (Remote Grid) Updates to grid topology to minimize risk of ignition in HFTDs Remote GridWLDFREquipment / facility failureAggregated | WLDFR | HFTD - Distribution - Tier 2 - 1QU CoRE ¦ 1QU LoRE | Non-Red Flag Warning - Destructive Fires | Equipment / facility failure | Aggregated | 2052 | 3.5823e-06 | 163.6441 | 0.00058622 | 2052 | Mitigation | 0.95 | 45 | 0 | esc | 0.00097009 | 3.4751e-09 | 0.00097009 | 3.4751e-09
[35 empty] | WLDFR | HFTD - Distribution - Tier 2 - 2QU CoRE ¦ 3QU LoRE | 2053 | 0.11474 | 0.0040811 | 1.3895 | 0 | 1.3895 | 0.0040811 | 1.3895 | 0 | 1.3895 | 0.15944 | 0.15944 | 0.0040811 | 0.00046827 | 1.3895 | 0.15944 | 0 | 0 | 1.3895 | 0.15944 | [22 empty] | WLDFR | HFTD - Distribution - Tier 2 - 1QU CoRE ¦ 1QU LoRE | Red Flag Warning - Small Fires | 2053 | 9.4081e-07 | 9.4081e-07 | 0.10489 | 0.048274 | 0.002095 | 0.054525 | 0 | 0 | 0.0010267 | 9.8685e-08 | 0 | 9.8685e-08 | 9.8685e-08 | 0 | 9.8685e-08 | [22 empty] | 7.3.3.17.5 (Remote Grid) Updates to grid topology to minimize risk of ignition in HFTDs Remote GridWLDFREquipment / facility failureAggregated | WLDFR | HFTD - Distribution - Tier 2 - 1QU CoRE ¦ 1QU LoRE | Non-Red Flag Warning - Destructive Fires | Equipment / facility failure | Aggregated | 2053 | 3.5823e-06 | 163.6441 | 0.00058622 | 2053 | Mitigation | 0.95 | 45 | 0 | esc | 0.00097009 | 3.4751e-09 | 0.00097009 | 3.4751e-09
[35 empty] | WLDFR | HFTD - Distribution - Tier 2 - 2QU CoRE ¦ 3QU LoRE | 2054 | 0.10723 | 0.0040811 | 1.3895 | 0 | 1.3895 | 0.0040811 | 1.3895 | 0 | 1.3895 | 0.14901 | 0.14901 | 0.0040811 | 0.00043763 | 1.3895 | 0.14901 | 0 | 0 | 1.3895 | 0.14901 | [22 empty] | WLDFR | HFTD - Distribution - Tier 2 - 1QU CoRE ¦ 1QU LoRE | Red Flag Warning - Small Fires | 2054 | 9.4081e-07 | 9.4081e-07 | 0.10489 | 0.048274 | 0.002095 | 0.054525 | 0 | 0 | 0.0010267 | 9.8685e-08 | 0 | 9.8685e-08 | 9.8685e-08 | 0 | 9.8685e-08 | [22 empty] | 7.3.3.17.5 (Remote Grid) Updates to grid topology to minimize risk of ignition in HFTDs Remote GridWLDFREquipment / facility failureAggregated | WLDFR | HFTD - Distribution - Tier 2 - 1QU CoRE ¦ 1QU LoRE | Non-Red Flag Warning - Destructive Fires | Equipment / facility failure | Aggregated | 2054 | 3.5823e-06 | 163.6441 | 0.00058622 | 2054 | Mitigation | 0.95 | 45 | 0 | esc | 0.00097009 | 3.4751e-09 | 0.00097009 | 3.4751e-09
[35 empty] | WLDFR | HFTD - Distribution - Tier 2 - 2QU CoRE ¦ 3QU LoRE | 2055 | 0.10022 | 0.0040811 | 1.3895 | 0 | 1.3895 | 0.0040811 | 1.3895 | 0 | 1.3895 | 0.13926 | 0.13926 | 0.0040811 | 0.000409 | 1.3895 | 0.13926 | 0 | 0 | 1.3895 | 0.13926 | [22 empty] | WLDFR | HFTD - Distribution - Tier 2 - 1QU CoRE ¦ 1QU LoRE | Red Flag Warning - Small Fires | 2055 | 9.4081e-07 | 9.4081e-07 | 0.10489 | 0.048274 | 0.002095 | 0.054525 | 0 | 0 | 0.0010267 | 9.8685e-08 | 0 | 9.8685e-08 | 9.8685e-08 | 0 | 9.8685e-08 | [22 empty] | 7.3.3.17.5 (Remote Grid) Updates to grid topology to minimize risk of ignition in HFTDs Remote GridWLDFREquipment / facility failureAggregated | WLDFR | HFTD - Distribution - Tier 2 - 1QU CoRE ¦ 1QU LoRE | Non-Red Flag Warning - Destructive Fires | Equipment / facility failure | Aggregated | 2055 | 3.5823e-06 | 163.6441 | 0.00058622 | 2055 | Mitigation | 0.95 | 45 | 0 | esc | 0.00097009 | 3.4751e-09 | 0.00097009 | 3.4751e-09
[35 empty] | WLDFR | HFTD - Distribution - Tier 2 - 2QU CoRE ¦ 3QU LoRE | 2056 | 0.093663 | 0.0040811 | 1.3895 | 0 | 1.3895 | 0.0040811 | 1.3895 | 0 | 1.3895 | 0.13015 | 0.13015 | 0.0040811 | 0.00038224 | 1.3895 | 0.13015 | 0 | 0 | 1.3895 | 0.13015 | [22 empty] | WLDFR | HFTD - Distribution - Tier 2 - 1QU CoRE ¦ 1QU LoRE | Red Flag Warning - Small Fires | 2056 | 9.4081e-07 | 9.4081e-07 | 0.10489 | 0.048274 | 0.002095 | 0.054525 | 0 | 0 | 0.0010267 | 9.8685e-08 | 0 | 9.8685e-08 | 9.8685e-08 | 0 | 9.8685e-08 | [22 empty] | 7.3.3.17.5 (Remote Grid) Updates to grid topology to minimize risk of ignition in HFTDs Remote GridWLDFREquipment / facility failureAggregated | WLDFR | HFTD - Distribution - Tier 2 - 1QU CoRE ¦ 1QU LoRE | Non-Red Flag Warning - Destructive Fires | Equipment / facility failure | Aggregated | 2056 | 3.5823e-06 | 163.6441 | 0.00058622 | 2056 | Mitigation | 0.95 | 45 | 0 | esc | 0.00097009 | 3.4751e-09 | 0.00097009 | 3.4751e-09
[35 empty] | WLDFR | HFTD - Distribution - Tier 2 - 2QU CoRE ¦ 3QU LoRE | 2057 | 0.087535 | 0.0040811 | 1.3895 | 0 | 1.3895 | 0.0040811 | 1.3895 | 0 | 1.3895 | 0.12163 | 0.12163 | 0.0040811 | 0.00035724 | 1.3895 | 0.12163 | 0 | 0 | 1.3895 | 0.12163 | [22 empty] | WLDFR | HFTD - Distribution - Tier 2 - 1QU CoRE ¦ 1QU LoRE | Red Flag Warning - Small Fires | 2057 | 9.4081e-07 | 9.4081e-07 | 0.10489 | 0.048274 | 0.002095 | 0.054525 | 0 | 0 | 0.0010267 | 9.8685e-08 | 0 | 9.8685e-08 | 9.8685e-08 | 0 | 9.8685e-08 | [22 empty] | 7.3.3.17.5 (Remote Grid) Updates to grid topology to minimize risk of ignition in HFTDs Remote GridWLDFREquipment / facility failureAggregated | WLDFR | HFTD - Distribution - Tier 2 - 1QU CoRE ¦ 1QU LoRE | Non-Red Flag Warning - Destructive Fires | Equipment / facility failure | Aggregated | 2057 | 3.5823e-06 | 163.6441 | 0.00058622 | 2057 | Mitigation | 0.95 | 45 | 0 | esc | 0.00097009 | 3.4751e-09 | 0.00097009 | 3.4751e-09
[35 empty] | WLDFR | HFTD - Distribution - Tier 2 - 2QU CoRE ¦ 3QU LoRE | 2058 | 0.081809 | 0.0040811 | 1.4558 | 0 | 1.4558 | 0.0040811 | 1.4558 | 0 | 1.4558 | 0.11909 | 0.11909 | 0.0040811 | 0.00033387 | 1.4558 | 0.11909 | 0 | 0 | 1.4558 | 0.11909 | [22 empty] | WLDFR | HFTD - Distribution - Tier 2 - 1QU CoRE ¦ 1QU LoRE | Red Flag Warning - Small Fires | 2058 | 9.4081e-07 | 9.4081e-07 | 0.1099 | 0.050325 | 0.0021839 | 0.057393 | 0 | 0 | 0.0010267 | 1.034e-07 | 0 | 1.034e-07 | 1.034e-07 | 0 | 1.034e-07 | [22 empty] | 7.3.3.17.5 (Remote Grid) Updates to grid topology to minimize risk of ignition in HFTDs Remote GridWLDFREquipment / facility failureAggregated | WLDFR | HFTD - Distribution - Tier 2 - 1QU CoRE ¦ 1QU LoRE | Non-Red Flag Warning - Destructive Fires | Equipment / facility failure | Aggregated | 2058 | 3.5823e-06 | 163.6441 | 0.00058622 | 2058 | Mitigation | 0.95 | 45 | 0 | esc | 0.00097009 | 3.4751e-09 | 0.00097009 | 3.4751e-09
[35 empty] | WLDFR | HFTD - Distribution - Tier 2 - 2QU CoRE ¦ 3QU LoRE | 2059 | 0.076457 | 0.0040811 | 1.4558 | 0 | 1.4558 | 0.0040811 | 1.4558 | 0 | 1.4558 | 0.1113 | 0.1113 | 0.0040811 | 0.00031203 | 1.4558 | 0.1113 | 0 | 0 | 1.4558 | 0.1113 | [22 empty] | WLDFR | HFTD - Distribution - Tier 2 - 1QU CoRE ¦ 1QU LoRE | Red Flag Warning - Small Fires | 2059 | 9.4081e-07 | 9.4081e-07 | 0.1099 | 0.050325 | 0.0021839 | 0.057393 | 0 | 0 | 0.0010267 | 1.034e-07 | 0 | 1.034e-07 | 1.034e-07 | 0 | 1.034e-07 | [22 empty] | 7.3.3.17.5 (Remote Grid) Updates to grid topology to minimize risk of ignition in HFTDs Remote GridWLDFREquipment / facility failureAggregated | WLDFR | HFTD - Distribution - Tier 2 - 1QU CoRE ¦ 1QU LoRE | Non-Red Flag Warning - Destructive Fires | Equipment / facility failure | Aggregated | 2059 | 3.5823e-06 | 163.6441 | 0.00058622 | 2059 | Mitigation | 0.95 | 45 | 0 | esc | 0.00097009 | 3.4751e-09 | 0.00097009 | 3.4751e-09
[35 empty] | WLDFR | HFTD - Distribution - Tier 2 - 2QU CoRE ¦ 3QU LoRE | 2060 | 0.071455 | 0.0040811 | 1.4558 | 0 | 1.4558 | 0.0040811 | 1.4558 | 0 | 1.4558 | 0.10402 | 0.10402 | 0.0040811 | 0.00029161 | 1.4558 | 0.10402 | 0 | 0 | 1.4558 | 0.10402 | [22 empty] | WLDFR | HFTD - Distribution - Tier 2 - 1QU CoRE ¦ 1QU LoRE | Red Flag Warning - Small Fires | 2060 | 9.4081e-07 | 9.4081e-07 | 0.1099 | 0.050325 | 0.0021839 | 0.057393 | 0 | 0 | 0.0010267 | 1.034e-07 | 0 | 1.034e-07 | 1.034e-07 | 0 | 1.034e-07 | [22 empty] | 7.3.3.17.5 (Remote Grid) Updates to grid topology to minimize risk of ignition in HFTDs Remote GridWLDFREquipment / facility failureAggregated | WLDFR | HFTD - Distribution - Tier 2 - 1QU CoRE ¦ 1QU LoRE | Non-Red Flag Warning - Destructive Fires | Equipment / facility failure | Aggregated | 2060 | 3.5823e-06 | 163.6441 | 0.00058622 | 2060 | Mitigation | 0.95 | 45 | 0 | esc | 0.00097009 | 3.4751e-09 | 0.00097009 | 3.4751e-09
[35 empty] | WLDFR | HFTD - Distribution - Tier 2 - 2QU CoRE ¦ 3QU LoRE | 2061 | 0.06678 | 0.0040811 | 1.4558 | 0 | 1.4558 | 0.0040811 | 1.4558 | 0 | 1.4558 | 0.097216 | 0.097216 | 0.0040811 | 0.00027254 | 1.4558 | 0.097216 | 0 | 0 | 1.4558 | 0.097216 | [22 empty] | WLDFR | HFTD - Distribution - Tier 2 - 1QU CoRE ¦ 1QU LoRE | Red Flag Warning - Small Fires | 2061 | 9.4081e-07 | 9.4081e-07 | 0.1099 | 0.050325 | 0.0021839 | 0.057393 | 0 | 0 | 0.0010267 | 1.034e-07 | 0 | 1.034e-07 | 1.034e-07 | 0 | 1.034e-07 | [22 empty] | 7.3.3.17.5 (Remote Grid) Updates to grid topology to minimize risk of ignition in HFTDs Remote GridWLDFREquipment / facility failureAggregated | WLDFR | HFTD - Distribution - Tier 2 - 1QU CoRE ¦ 1QU LoRE | Non-Red Flag Warning - Destructive Fires | Equipment / facility failure | Aggregated | 2061 | 3.5823e-06 | 163.6441 | 0.00058622 | 2061 | Mitigation | 0.95 | 45 | 0 | esc | 0.00097009 | 3.4751e-09 | 0.00097009 | 3.4751e-09
[35 empty] | WLDFR | HFTD - Distribution - Tier 2 - 2QU CoRE ¦ 3QU LoRE | 2062 | 0.062412 | 0.0040811 | 1.4558 | 0 | 1.4558 | 0.0040811 | 1.4558 | 0 | 1.4558 | 0.090856 | 0.090856 | 0.0040811 | 0.00025471 | 1.4558 | 0.090856 | 0 | 0 | 1.4558 | 0.090856 | [22 empty] | WLDFR | HFTD - Distribution - Tier 2 - 1QU CoRE ¦ 1QU LoRE | Red Flag Warning - Small Fires | 2062 | 9.4081e-07 | 9.4081e-07 | 0.1099 | 0.050325 | 0.0021839 | 0.057393 | 0 | 0 | 0.0010267 | 1.034e-07 | 0 | 1.034e-07 | 1.034e-07 | 0 | 1.034e-07 | [22 empty] | 7.3.3.17.5 (Remote Grid) Updates to grid topology to minimize risk of ignition in HFTDs Remote GridWLDFREquipment / facility failureAggregated | WLDFR | HFTD - Distribution - Tier 2 - 1QU CoRE ¦ 1QU LoRE | Non-Red Flag Warning - Destructive Fires | Equipment / facility failure | Aggregated | 2062 | 3.5823e-06 | 163.6441 | 0.00058622 | 2062 | Mitigation | 0.95 | 45 | 0 | esc | 0.00097009 | 3.4751e-09 | 0.00097009 | 3.4751e-09
[35 empty] | WLDFR | HFTD - Distribution - Tier 2 - 2QU CoRE ¦ 3QU LoRE | 2063 | 0.058329 | 0.0040811 | 1.5225 | 0 | 1.5225 | 0.0040811 | 1.5225 | 0 | 1.5225 | 0.088806 | 0.088806 | 0.0040811 | 0.00023804 | 1.5225 | 0.088806 | 0 | 0 | 1.5225 | 0.088806 | [22 empty] | WLDFR | HFTD - Distribution - Tier 2 - 1QU CoRE ¦ 1QU LoRE | Red Flag Warning - Small Fires | 2063 | 9.4081e-07 | 9.4081e-07 | 0.11504 | 0.052388 | 0.0022734 | 0.060377 | 0 | 0 | 0.0010267 | 1.0823e-07 | 0 | 1.0823e-07 | 1.0823e-07 | 0 | 1.0823e-07 | [22 empty] | 7.3.3.17.5 (Remote Grid) Updates to grid topology to minimize risk of ignition in HFTDs Remote GridWLDFREquipment / facility failureAggregated | WLDFR | HFTD - Distribution - Tier 2 - 1QU CoRE ¦ 1QU LoRE | Non-Red Flag Warning - Destructive Fires | Equipment / facility failure | Aggregated | 2063 | 3.5823e-06 | 163.6441 | 0.00058622 | 2063 | Mitigation | 0.95 | 45 | 0 | esc | 0.00097009 | 3.4751e-09 | 0.00097009 | 3.4751e-09
[35 empty] | WLDFR | HFTD - Distribution - Tier 2 - 2QU CoRE ¦ 3QU LoRE | 2064 | 0.054513 | 0.0040811 | 1.5225 | 0 | 1.5225 | 0.0040811 | 1.5225 | 0 | 1.5225 | 0.082996 | 0.082996 | 0.0040811 | 0.00022247 | 1.5225 | 0.082996 | 0 | 0 | 1.5225 | 0.082996 | [22 empty] | WLDFR | HFTD - Distribution - Tier 2 - 1QU CoRE ¦ 1QU LoRE | Red Flag Warning - Small Fires | 2064 | 9.4081e-07 | 9.4081e-07 | 0.11504 | 0.052388 | 0.0022734 | 0.060377 | 0 | 0 | 0.0010267 | 1.0823e-07 | 0 | 1.0823e-07 | 1.0823e-07 | 0 | 1.0823e-07 | [22 empty] | 7.3.3.17.5 (Remote Grid) Updates to grid topology to minimize risk of ignition in HFTDs Remote GridWLDFREquipment / facility failureAggregated | WLDFR | HFTD - Distribution - Tier 2 - 1QU CoRE ¦ 1QU LoRE | Non-Red Flag Warning - Destructive Fires | Equipment / facility failure | Aggregated | 2064 | 3.5823e-06 | 163.6441 | 0.00058622 | 2064 | Mitigation | 0.95 | 45 | 0 | esc | 0.00097009 | 3.4751e-09 | 0.00097009 | 3.4751e-09
[35 empty] | WLDFR | HFTD - Distribution - Tier 2 - 2QU CoRE ¦ 3QU LoRE | 2065 | 0.050946 | 0.0040811 | 1.5225 | 0 | 1.5225 | 0.0040811 | 1.5225 | 0 | 1.5225 | 0.077566 | 0.077566 | 0.0040811 | 0.00020792 | 1.5225 | 0.077566 | 0 | 0 | 1.5225 | 0.077566 | [22 empty] | WLDFR | HFTD - Distribution - Tier 2 - 1QU CoRE ¦ 1QU LoRE | Red Flag Warning - Small Fires | 2065 | 9.4081e-07 | 9.4081e-07 | 0.11504 | 0.052388 | 0.0022734 | 0.060377 | 0 | 0 | 0.0010267 | 1.0823e-07 | 0 | 1.0823e-07 | 1.0823e-07 | 0 | 1.0823e-07 | [22 empty] | 7.3.3.17.5 (Remote Grid) Updates to grid topology to minimize risk of ignition in HFTDs Remote GridWLDFREquipment / facility failureAggregated | WLDFR | HFTD - Distribution - Tier 2 - 1QU CoRE ¦ 1QU LoRE | Non-Red Flag Warning - Destructive Fires | Equipment / facility failure | Aggregated | 2065 | 3.5823e-06 | 163.6441 | 0.00058622 | 2065 | Mitigation | 0.95 | 45 | 0 | esc | 0.00097009 | 3.4751e-09 | 0.00097009 | 3.4751e-09
[35 empty] | WLDFR | HFTD - Distribution - Tier 2 - 2QU CoRE ¦ 3QU LoRE | 2066 | 0.047613 | 0.0040811 | 1.5225 | 0 | 1.5225 | 0.0040811 | 1.5225 | 0 | 1.5225 | 0.072492 | 0.072492 | 0.0040811 | 0.00019431 | 1.5225 | 0.072492 | 0 | 0 | 1.5225 | 0.072492 | [22 empty] | WLDFR | HFTD - Distribution - Tier 2 - 1QU CoRE ¦ 1QU LoRE | Red Flag Warning - Small Fires | 2066 | 9.4081e-07 | 9.4081e-07 | 0.11504 | 0.052388 | 0.0022734 | 0.060377 | 0 | 0 | 0.0010267 | 1.0823e-07 | 0 | 1.0823e-07 | 1.0823e-07 | 0 | 1.0823e-07 | [22 empty] | 7.3.3.17.5 (Remote Grid) Updates to grid topology to minimize risk of ignition in HFTDs Remote GridWLDFREquipment / facility failureAggregated | WLDFR | HFTD - Distribution - Tier 2 - 1QU CoRE ¦ 1QU LoRE | Non-Red Flag Warning - Destructive Fires | Equipment / facility failure | Aggregated | 2066 | 3.5823e-06 | 163.6441 | 0.00058622 | 2066 | Mitigation | 0.95 | 45 | 0 | esc | 0.00097009 | 3.4751e-09 | 0.00097009 | 3.4751e-09
[35 empty] | WLDFR | HFTD - Distribution - Tier 2 - 2QU CoRE ¦ 3QU LoRE | 2067 | 0.044499 | 0 | 0 | 0 | 0 | 0.0040811 | 1.5225 | 0 | 1.5225 | 0 | 0.067749 | 0 | 0 | 0 | 0 | 0 | 0 | 0 | 0 | [22 empty] | WLDFR | HFTD - Distribution - Tier 2 - 1QU CoRE ¦ 1QU LoRE | Red Flag Warning - Small Fires | 2067 | 0 | 9.4081e-07 | 0.11504 | 0.052388 | 0.0022734 | 0.060377 | 0 | 0 | 0.0010267 | 0 | 0 | 0 | 1.0823e-07 | 0 | 1.0823e-07 | [22 empty] | 7.3.3.17.5 (Remote Grid) Updates to grid topology to minimize risk of ignition in HFTDs Remote GridWLDFREquipment / facility failureAggregated | WLDFR | HFTD - Distribution - Tier 2 - 1QU CoRE ¦ 1QU LoRE | Non-Red Flag Warning - Destructive Fires | Equipment / facility failure | Aggregated | 2067 | 3.5823e-06 | 163.6441 | 0.00058622 | 2067 | Mitigation | 0.95 | 45 | 0 | esc | 0 | 0 | 0.00097009 | 3.4751e-09
[35 empty] | WLDFR | HFTD - Distribution - Tier 2 - 2QU CoRE ¦ 4QU LoRE | 2022 | 0.93458 | 0.0037014 | 0.88269 | 0 | 0.88269 | 0 | 0 | 0 | 0 | 0.82494 | 0 | 0.0037014 | 0.0034593 | 0.88269 | 0.82494 | 0 | 0 | 0.88269 | 0.82494 | [22 empty] | WLDFR | HFTD - Distribution - Tier 2 - 1QU CoRE ¦ 2QU LoRE | Non-Red Flag Warning - Catastrophic Fires | 2022 | 1.0586e-08 | 0 | 14146.1306 | 222.2294 | 8585.7228 | 5338.1784 | 0 | 0 | 1.4274e-05 | 0.00014975 | 0 | 0.00014975 | 0 | 0 | 0 | [22 empty] | 7.3.3.17.5 (Remote Grid) Updates to grid topology to minimize risk of ignition in HFTDs Remote GridWLDFRVegetation ContactAggregated | WLDFR | HFTD - Distribution - Tier 2 - 1QU CoRE ¦ 1QU LoRE | Non-Red Flag Warning - Destructive Fires | Vegetation Contact | Aggregated | 2022 | 4.474e-06 | 163.6441 | 0.00073214 | 2022 | Mitigation | 0.95 | 45 | 0 | esc | 0.00097009 | 4.3401e-09 | 0 | 0
[35 empty] | WLDFR | HFTD - Distribution - Tier 2 - 2QU CoRE ¦ 4QU LoRE | 2023 | 0.87344 | 0.0037014 | 0.91503 | 0 | 0.91503 | 0.0037014 | 0.91503 | 0 | 0.91503 | 0.79922 | 0.79922 | 0.0037014 | 0.003233 | 0.91503 | 0.79922 | 0 | 0 | 0.91503 | 0.79922 | [22 empty] | WLDFR | HFTD - Distribution - Tier 2 - 1QU CoRE ¦ 2QU LoRE | Non-Red Flag Warning - Catastrophic Fires | 2023 | 1.0586e-08 | 1.0586e-08 | 14664.6376 | 233.2301 | 8896.516 | 5534.8915 | 0 | 0 | 1.4274e-05 | 0.00015524 | 0 | 0.00015524 | 0.00015524 | 0 | 0.00015524 | [22 empty] | 7.3.3.17.5 (Remote Grid) Updates to grid topology to minimize risk of ignition in HFTDs Remote GridWLDFRVegetation ContactAggregated | WLDFR | HFTD - Distribution - Tier 2 - 1QU CoRE ¦ 1QU LoRE | Non-Red Flag Warning - Destructive Fires | Vegetation Contact | Aggregated | 2023 | 4.474e-06 | 163.6441 | 0.00073214 | 2023 | Mitigation | 0.95 | 45 | 0 | esc | 0.00097009 | 4.3401e-09 | 0.00097009 | 4.3401e-09
[35 empty] | WLDFR | HFTD - Distribution - Tier 2 - 2QU CoRE ¦ 4QU LoRE | 2024 | 0.8163 | 0.0037014 | 0.91503 | 0 | 0.91503 | 0.0037014 | 0.91503 | 0 | 0.91503 | 0.74694 | 0.74694 | 0.0037014 | 0.0030215 | 0.91503 | 0.74694 | 0 | 0 | 0.91503 | 0.74694 | [22 empty] | WLDFR | HFTD - Distribution - Tier 2 - 1QU CoRE ¦ 2QU LoRE | Non-Red Flag Warning - Catastrophic Fires | 2024 | 1.0586e-08 | 1.0586e-08 | 14664.6376 | 233.2301 | 8896.516 | 5534.8915 | 0 | 0 | 1.4274e-05 | 0.00015524 | 0 | 0.00015524 | 0.00015524 | 0 | 0.00015524 | [22 empty] | 7.3.3.17.5 (Remote Grid) Updates to grid topology to minimize risk of ignition in HFTDs Remote GridWLDFRVegetation ContactAggregated | WLDFR | HFTD - Distribution - Tier 2 - 1QU CoRE ¦ 1QU LoRE | Non-Red Flag Warning - Destructive Fires | Vegetation Contact | Aggregated | 2024 | 4.474e-06 | 163.6441 | 0.00073214 | 2024 | Mitigation | 0.95 | 45 | 0 | esc | 0.00097009 | 4.3401e-09 | 0.00097009 | 4.3401e-09
[35 empty] | WLDFR | HFTD - Distribution - Tier 2 - 2QU CoRE ¦ 4QU LoRE | 2025 | 0.7629 | 0.0037014 | 0.91503 | 0 | 0.91503 | 0.0037014 | 0.91503 | 0 | 0.91503 | 0.69807 | 0.69807 | 0.0037014 | 0.0028238 | 0.91503 | 0.69807 | 0 | 0 | 0.91503 | 0.69807 | [22 empty] | WLDFR | HFTD - Distribution - Tier 2 - 1QU CoRE ¦ 2QU LoRE | Non-Red Flag Warning - Catastrophic Fires | 2025 | 1.0586e-08 | 1.0586e-08 | 14664.6376 | 233.2301 | 8896.516 | 5534.8915 | 0 | 0 | 1.4274e-05 | 0.00015524 | 0 | 0.00015524 | 0.00015524 | 0 | 0.00015524 | [22 empty] | 7.3.3.17.5 (Remote Grid) Updates to grid topology to minimize risk of ignition in HFTDs Remote GridWLDFRVegetation ContactAggregated | WLDFR | HFTD - Distribution - Tier 2 - 1QU CoRE ¦ 1QU LoRE | Non-Red Flag Warning - Destructive Fires | Vegetation Contact | Aggregated | 2025 | 4.474e-06 | 163.6441 | 0.00073214 | 2025 | Mitigation | 0.95 | 45 | 0 | esc | 0.00097009 | 4.3401e-09 | 0.00097009 | 4.3401e-09
[35 empty] | WLDFR | HFTD - Distribution - Tier 2 - 2QU CoRE ¦ 4QU LoRE | 2026 | 0.71299 | 0.0037014 | 0.91503 | 0 | 0.91503 | 0.0037014 | 0.91503 | 0 | 0.91503 | 0.6524 | 0.6524 | 0.0037014 | 0.0026391 | 0.91503 | 0.6524 | 0 | 0 | 0.91503 | 0.6524 | [22 empty] | WLDFR | HFTD - Distribution - Tier 2 - 1QU CoRE ¦ 2QU LoRE | Non-Red Flag Warning - Catastrophic Fires | 2026 | 1.0586e-08 | 1.0586e-08 | 14664.6376 | 233.2301 | 8896.516 | 5534.8915 | 0 | 0 | 1.4274e-05 | 0.00015524 | 0 | 0.00015524 | 0.00015524 | 0 | 0.00015524 | [22 empty] | 7.3.3.17.5 (Remote Grid) Updates to grid topology to minimize risk of ignition in HFTDs Remote GridWLDFRVegetation ContactAggregated | WLDFR | HFTD - Distribution - Tier 2 - 1QU CoRE ¦ 1QU LoRE | Non-Red Flag Warning - Destructive Fires | Vegetation Contact | Aggregated | 2026 | 4.474e-06 | 163.6441 | 0.00073214 | 2026 | Mitigation | 0.95 | 45 | 0 | esc | 0.00097009 | 4.3401e-09 | 0.00097009 | 4.3401e-09
[35 empty] | WLDFR | HFTD - Distribution - Tier 2 - 2QU CoRE ¦ 4QU LoRE | 2027 | 0.66634 | 0.0037014 | 0.91503 | 0 | 0.91503 | 0.0037014 | 0.91503 | 0 | 0.91503 | 0.60972 | 0.60972 | 0.0037014 | 0.0024664 | 0.91503 | 0.60972 | 0 | 0 | 0.91503 | 0.60972 | [22 empty] | WLDFR | HFTD - Distribution - Tier 2 - 1QU CoRE ¦ 2QU LoRE | Non-Red Flag Warning - Catastrophic Fires | 2027 | 1.0586e-08 | 1.0586e-08 | 14664.6376 | 233.2301 | 8896.516 | 5534.8915 | 0 | 0 | 1.4274e-05 | 0.00015524 | 0 | 0.00015524 | 0.00015524 | 0 | 0.00015524 | [22 empty] | 7.3.3.17.5 (Remote Grid) Updates to grid topology to minimize risk of ignition in HFTDs Remote GridWLDFRVegetation ContactAggregated | WLDFR | HFTD - Distribution - Tier 2 - 1QU CoRE ¦ 1QU LoRE | Non-Red Flag Warning - Destructive Fires | Vegetation Contact | Aggregated | 2027 | 4.474e-06 | 163.6441 | 0.00073214 | 2027 | Mitigation | 0.95 | 45 | 0 | esc | 0.00097009 | 4.3401e-09 | 0.00097009 | 4.3401e-09
[35 empty] | WLDFR | HFTD - Distribution - Tier 2 - 2QU CoRE ¦ 4QU LoRE | 2028 | 0.62275 | 0.0037014 | 0.95578 | 0 | 0.95578 | 0.0037014 | 0.95578 | 0 | 0.95578 | 0.59521 | 0.59521 | 0.0037014 | 0.0023051 | 0.95578 | 0.59521 | 0 | 0 | 0.95578 | 0.59521 | [22 empty] | WLDFR | HFTD - Distribution - Tier 2 - 1QU CoRE ¦ 2QU LoRE | Non-Red Flag Warning - Catastrophic Fires | 2028 | 1.0586e-08 | 1.0586e-08 | 15317.9909 | 247.273 | 9287.6491 | 5783.0689 | 0 | 0 | 1.4274e-05 | 0.00016215 | 0 | 0.00016215 | 0.00016215 | 0 | 0.00016215 | [22 empty] | 7.3.3.17.5 (Remote Grid) Updates to grid topology to minimize risk of ignition in HFTDs Remote GridWLDFRVegetation ContactAggregated | WLDFR | HFTD - Distribution - Tier 2 - 1QU CoRE ¦ 1QU LoRE | Non-Red Flag Warning - Destructive Fires | Vegetation Contact | Aggregated | 2028 | 4.474e-06 | 163.6441 | 0.00073214 | 2028 | Mitigation | 0.95 | 45 | 0 | esc | 0.00097009 | 4.3401e-09 | 0.00097009 | 4.3401e-09
[35 empty] | WLDFR | HFTD - Distribution - Tier 2 - 2QU CoRE ¦ 4QU LoRE | 2029 | 0.58201 | 0.0037014 | 0.95578 | 0 | 0.95578 | 0.0037014 | 0.95578 | 0 | 0.95578 | 0.55628 | 0.55628 | 0.0037014 | 0.0021543 | 0.95578 | 0.55628 | 0 | 0 | 0.95578 | 0.55628 | [22 empty] | WLDFR | HFTD - Distribution - Tier 2 - 1QU CoRE ¦ 2QU LoRE | Non-Red Flag Warning - Catastrophic Fires | 2029 | 1.0586e-08 | 1.0586e-08 | 15317.9909 | 247.273 | 9287.6491 | 5783.0689 | 0 | 0 | 1.4274e-05 | 0.00016215 | 0 | 0.00016215 | 0.00016215 | 0 | 0.00016215 | [22 empty] | 7.3.3.17.5 (Remote Grid) Updates to grid topology to minimize risk of ignition in HFTDs Remote GridWLDFRVegetation ContactAggregated | WLDFR | HFTD - Distribution - Tier 2 - 1QU CoRE ¦ 1QU LoRE | Non-Red Flag Warning - Destructive Fires | Vegetation Contact | Aggregated | 2029 | 4.474e-06 | 163.6441 | 0.00073214 | 2029 | Mitigation | 0.95 | 45 | 0 | esc | 0.00097009 | 4.3401e-09 | 0.00097009 | 4.3401e-09
[35 empty] | WLDFR | HFTD - Distribution - Tier 2 - 2QU CoRE ¦ 4QU LoRE | 2030 | 0.54393 | 0.0037014 | 0.95578 | 0 | 0.95578 | 0.0037014 | 0.95578 | 0 | 0.95578 | 0.51988 | 0.51988 | 0.0037014 | 0.0020133 | 0.95578 | 0.51988 | 0 | 0 | 0.95578 | 0.51988 | [22 empty] | WLDFR | HFTD - Distribution - Tier 2 - 1QU CoRE ¦ 2QU LoRE | Non-Red Flag Warning - Catastrophic Fires | 2030 | 1.0586e-08 | 1.0586e-08 | 15317.9909 | 247.273 | 9287.6491 | 5783.0689 | 0 | 0 | 1.4274e-05 | 0.00016215 | 0 | 0.00016215 | 0.00016215 | 0 | 0.00016215 | [22 empty] | 7.3.3.17.5 (Remote Grid) Updates to grid topology to minimize risk of ignition in HFTDs Remote GridWLDFRVegetation ContactAggregated | WLDFR | HFTD - Distribution - Tier 2 - 1QU CoRE ¦ 1QU LoRE | Non-Red Flag Warning - Destructive Fires | Vegetation Contact | Aggregated | 2030 | 4.474e-06 | 163.6441 | 0.00073214 | 2030 | Mitigation | 0.95 | 45 | 0 | esc | 0.00097009 | 4.3401e-09 | 0.00097009 | 4.3401e-09
[35 empty] | WLDFR | HFTD - Distribution - Tier 2 - 2QU CoRE ¦ 4QU LoRE | 2031 | 0.50835 | 0.0037014 | 0.95578 | 0 | 0.95578 | 0.0037014 | 0.95578 | 0 | 0.95578 | 0.48587 | 0.48587 | 0.0037014 | 0.0018816 | 0.95578 | 0.48587 | 0 | 0 | 0.95578 | 0.48587 | [22 empty] | WLDFR | HFTD - Distribution - Tier 2 - 1QU CoRE ¦ 2QU LoRE | Non-Red Flag Warning - Catastrophic Fires | 2031 | 1.0586e-08 | 1.0586e-08 | 15317.9909 | 247.273 | 9287.6491 | 5783.0689 | 0 | 0 | 1.4274e-05 | 0.00016215 | 0 | 0.00016215 | 0.00016215 | 0 | 0.00016215 | [22 empty] | 7.3.3.17.5 (Remote Grid) Updates to grid topology to minimize risk of ignition in HFTDs Remote GridWLDFRVegetation ContactAggregated | WLDFR | HFTD - Distribution - Tier 2 - 1QU CoRE ¦ 1QU LoRE | Non-Red Flag Warning - Destructive Fires | Vegetation Contact | Aggregated | 2031 | 4.474e-06 | 163.6441 | 0.00073214 | 2031 | Mitigation | 0.95 | 45 | 0 | esc | 0.00097009 | 4.3401e-09 | 0.00097009 | 4.3401e-09
[35 empty] | WLDFR | HFTD - Distribution - Tier 2 - 2QU CoRE ¦ 4QU LoRE | 2032 | 0.47509 | 0.0037014 | 0.95578 | 0 | 0.95578 | 0.0037014 | 0.95578 | 0 | 0.95578 | 0.45409 | 0.45409 | 0.0037014 | 0.0017585 | 0.95578 | 0.45409 | 0 | 0 | 0.95578 | 0.45409 | [22 empty] | WLDFR | HFTD - Distribution - Tier 2 - 1QU CoRE ¦ 2QU LoRE | Non-Red Flag Warning - Catastrophic Fires | 2032 | 1.0586e-08 | 1.0586e-08 | 15317.9909 | 247.273 | 9287.6491 | 5783.0689 | 0 | 0 | 1.4274e-05 | 0.00016215 | 0 | 0.00016215 | 0.00016215 | 0 | 0.00016215 | [22 empty] | 7.3.3.17.5 (Remote Grid) Updates to grid topology to minimize risk of ignition in HFTDs Remote GridWLDFRVegetation ContactAggregated | WLDFR | HFTD - Distribution - Tier 2 - 1QU CoRE ¦ 1QU LoRE | Non-Red Flag Warning - Destructive Fires | Vegetation Contact | Aggregated | 2032 | 4.474e-06 | 163.6441 | 0.00073214 | 2032 | Mitigation | 0.95 | 45 | 0 | esc | 0.00097009 | 4.3401e-09 | 0.00097009 | 4.3401e-09
[35 empty] | WLDFR | HFTD - Distribution - Tier 2 - 2QU CoRE ¦ 4QU LoRE | 2033 | 0.44401 | 0.0037014 | 1.0011 | 0 | 1.0011 | 0.0037014 | 1.0011 | 0 | 1.0011 | 0.44449 | 0.44449 | 0.0037014 | 0.0016435 | 1.0011 | 0.44449 | 0 | 0 | 1.0011 | 0.44449 | [22 empty] | WLDFR | HFTD - Distribution - Tier 2 - 1QU CoRE ¦ 2QU LoRE | Non-Red Flag Warning - Catastrophic Fires | 2033 | 1.0586e-08 | 1.0586e-08 | 16044.1264 | 263.1074 | 9721.74 | 6059.2791 | 0 | 0 | 1.4274e-05 | 0.00016984 | 0 | 0.00016984 | 0.00016984 | 0 | 0.00016984 | [22 empty] | 7.3.3.17.5 (Remote Grid) Updates to grid topology to minimize risk of ignition in HFTDs Remote GridWLDFRVegetation ContactAggregated | WLDFR | HFTD - Distribution - Tier 2 - 1QU CoRE ¦ 1QU LoRE | Non-Red Flag Warning - Destructive Fires | Vegetation Contact | Aggregated | 2033 | 4.474e-06 | 163.6441 | 0.00073214 | 2033 | Mitigation | 0.95 | 45 | 0 | esc | 0.00097009 | 4.3401e-09 | 0.00097009 | 4.3401e-09
[35 empty] | WLDFR | HFTD - Distribution - Tier 2 - 2QU CoRE ¦ 4QU LoRE | 2034 | 0.41496 | 0.0037014 | 1.0011 | 0 | 1.0011 | 0.0037014 | 1.0011 | 0 | 1.0011 | 0.41541 | 0.41541 | 0.0037014 | 0.001536 | 1.0011 | 0.41541 | 0 | 0 | 1.0011 | 0.41541 | [22 empty] | WLDFR | HFTD - Distribution - Tier 2 - 1QU CoRE ¦ 2QU LoRE | Non-Red Flag Warning - Catastrophic Fires | 2034 | 1.0586e-08 | 1.0586e-08 | 16044.1264 | 263.1074 | 9721.74 | 6059.2791 | 0 | 0 | 1.4274e-05 | 0.00016984 | 0 | 0.00016984 | 0.00016984 | 0 | 0.00016984 | [22 empty] | 7.3.3.17.5 (Remote Grid) Updates to grid topology to minimize risk of ignition in HFTDs Remote GridWLDFRVegetation ContactAggregated | WLDFR | HFTD - Distribution - Tier 2 - 1QU CoRE ¦ 1QU LoRE | Non-Red Flag Warning - Destructive Fires | Vegetation Contact | Aggregated | 2034 | 4.474e-06 | 163.6441 | 0.00073214 | 2034 | Mitigation | 0.95 | 45 | 0 | esc | 0.00097009 | 4.3401e-09 | 0.00097009 | 4.3401e-09
[35 empty] | WLDFR | HFTD - Distribution - Tier 2 - 2QU CoRE ¦ 4QU LoRE | 2035 | 0.38782 | 0.0037014 | 1.0011 | 0 | 1.0011 | 0.0037014 | 1.0011 | 0 | 1.0011 | 0.38823 | 0.38823 | 0.0037014 | 0.0014355 | 1.0011 | 0.38823 | 0 | 0 | 1.0011 | 0.38823 | [22 empty] | WLDFR | HFTD - Distribution - Tier 2 - 1QU CoRE ¦ 2QU LoRE | Non-Red Flag Warning - Catastrophic Fires | 2035 | 1.0586e-08 | 1.0586e-08 | 16044.1264 | 263.1074 | 9721.74 | 6059.2791 | 0 | 0 | 1.4274e-05 | 0.00016984 | 0 | 0.00016984 | 0.00016984 | 0 | 0.00016984 | [22 empty] | 7.3.3.17.5 (Remote Grid) Updates to grid topology to minimize risk of ignition in HFTDs Remote GridWLDFRVegetation ContactAggregated | WLDFR | HFTD - Distribution - Tier 2 - 1QU CoRE ¦ 1QU LoRE | Non-Red Flag Warning - Destructive Fires | Vegetation Contact | Aggregated | 2035 | 4.474e-06 | 163.6441 | 0.00073214 | 2035 | Mitigation | 0.95 | 45 | 0 | esc | 0.00097009 | 4.3401e-09 | 0.00097009 | 4.3401e-09
[35 empty] | WLDFR | HFTD - Distribution - Tier 2 - 2QU CoRE ¦ 4QU LoRE | 2036 | 0.36245 | 0.0037014 | 1.0011 | 0 | 1.0011 | 0.0037014 | 1.0011 | 0 | 1.0011 | 0.36284 | 0.36284 | 0.0037014 | 0.0013416 | 1.0011 | 0.36284 | 0 | 0 | 1.0011 | 0.36284 | [22 empty] | WLDFR | HFTD - Distribution - Tier 2 - 1QU CoRE ¦ 2QU LoRE | Non-Red Flag Warning - Catastrophic Fires | 2036 | 1.0586e-08 | 1.0586e-08 | 16044.1264 | 263.1074 | 9721.74 | 6059.2791 | 0 | 0 | 1.4274e-05 | 0.00016984 | 0 | 0.00016984 | 0.00016984 | 0 | 0.00016984 | [22 empty] | 7.3.3.17.5 (Remote Grid) Updates to grid topology to minimize risk of ignition in HFTDs Remote GridWLDFRVegetation ContactAggregated | WLDFR | HFTD - Distribution - Tier 2 - 1QU CoRE ¦ 1QU LoRE | Non-Red Flag Warning - Destructive Fires | Vegetation Contact | Aggregated | 2036 | 4.474e-06 | 163.6441 | 0.00073214 | 2036 | Mitigation | 0.95 | 45 | 0 | esc | 0.00097009 | 4.3401e-09 | 0.00097009 | 4.3401e-09
[35 empty] | WLDFR | HFTD - Distribution - Tier 2 - 2QU CoRE ¦ 4QU LoRE | 2037 | 0.33873 | 0.0037014 | 1.0011 | 0 | 1.0011 | 0.0037014 | 1.0011 | 0 | 1.0011 | 0.3391 | 0.3391 | 0.0037014 | 0.0012538 | 1.0011 | 0.3391 | 0 | 0 | 1.0011 | 0.3391 | [22 empty] | WLDFR | HFTD - Distribution - Tier 2 - 1QU CoRE ¦ 2QU LoRE | Non-Red Flag Warning - Catastrophic Fires | 2037 | 1.0586e-08 | 1.0586e-08 | 16044.1264 | 263.1074 | 9721.74 | 6059.2791 | 0 | 0 | 1.4274e-05 | 0.00016984 | 0 | 0.00016984 | 0.00016984 | 0 | 0.00016984 | [22 empty] | 7.3.3.17.5 (Remote Grid) Updates to grid topology to minimize risk of ignition in HFTDs Remote GridWLDFRVegetation ContactAggregated | WLDFR | HFTD - Distribution - Tier 2 - 1QU CoRE ¦ 1QU LoRE | Non-Red Flag Warning - Destructive Fires | Vegetation Contact | Aggregated | 2037 | 4.474e-06 | 163.6441 | 0.00073214 | 2037 | Mitigation | 0.95 | 45 | 0 | esc | 0.00097009 | 4.3401e-09 | 0.00097009 | 4.3401e-09
[35 empty] | WLDFR | HFTD - Distribution - Tier 2 - 2QU CoRE ¦ 4QU LoRE | 2038 | 0.31657 | 0.0037014 | 1.0502 | 0 | 1.0502 | 0.0037014 | 1.0502 | 0 | 1.0502 | 0.33248 | 0.33248 | 0.0037014 | 0.0011718 | 1.0502 | 0.33248 | 0 | 0 | 1.0502 | 0.33248 | [22 empty] | WLDFR | HFTD - Distribution - Tier 2 - 1QU CoRE ¦ 2QU LoRE | Non-Red Flag Warning - Catastrophic Fires | 2038 | 1.0586e-08 | 1.0586e-08 | 16832.3912 | 280.5544 | 10192.2718 | 6359.5651 | 0 | 0 | 1.4274e-05 | 0.00017819 | 0 | 0.00017819 | 0.00017819 | 0 | 0.00017819 | [22 empty] | 7.3.3.17.5 (Remote Grid) Updates to grid topology to minimize risk of ignition in HFTDs Remote GridWLDFRVegetation ContactAggregated | WLDFR | HFTD - Distribution - Tier 2 - 1QU CoRE ¦ 1QU LoRE | Non-Red Flag Warning - Destructive Fires | Vegetation Contact | Aggregated | 2038 | 4.474e-06 | 163.6441 | 0.00073214 | 2038 | Mitigation | 0.95 | 45 | 0 | esc | 0.00097009 | 4.3401e-09 | 0.00097009 | 4.3401e-09
[35 empty] | WLDFR | HFTD - Distribution - Tier 2 - 2QU CoRE ¦ 4QU LoRE | 2039 | 0.29586 | 0.0037014 | 1.0502 | 0 | 1.0502 | 0.0037014 | 1.0502 | 0 | 1.0502 | 0.31073 | 0.31073 | 0.0037014 | 0.0010951 | 1.0502 | 0.31073 | 0 | 0 | 1.0502 | 0.31073 | [22 empty] | WLDFR | HFTD - Distribution - Tier 2 - 1QU CoRE ¦ 2QU LoRE | Non-Red Flag Warning - Catastrophic Fires | 2039 | 1.0586e-08 | 1.0586e-08 | 16832.3912 | 280.5544 | 10192.2718 | 6359.5651 | 0 | 0 | 1.4274e-05 | 0.00017819 | 0 | 0.00017819 | 0.00017819 | 0 | 0.00017819 | [22 empty] | 7.3.3.17.5 (Remote Grid) Updates to grid topology to minimize risk of ignition in HFTDs Remote GridWLDFRVegetation ContactAggregated | WLDFR | HFTD - Distribution - Tier 2 - 1QU CoRE ¦ 1QU LoRE | Non-Red Flag Warning - Destructive Fires | Vegetation Contact | Aggregated | 2039 | 4.474e-06 | 163.6441 | 0.00073214 | 2039 | Mitigation | 0.95 | 45 | 0 | esc | 0.00097009 | 4.3401e-09 | 0.00097009 | 4.3401e-09
[35 empty] | WLDFR | HFTD - Distribution - Tier 2 - 2QU CoRE ¦ 4QU LoRE | 2040 | 0.27651 | 0.0037014 | 1.0502 | 0 | 1.0502 | 0.0037014 | 1.0502 | 0 | 1.0502 | 0.2904 | 0.2904 | 0.0037014 | 0.0010235 | 1.0502 | 0.2904 | 0 | 0 | 1.0502 | 0.2904 | [22 empty] | WLDFR | HFTD - Distribution - Tier 2 - 1QU CoRE ¦ 2QU LoRE | Non-Red Flag Warning - Catastrophic Fires | 2040 | 1.0586e-08 | 1.0586e-08 | 16832.3912 | 280.5544 | 10192.2718 | 6359.5651 | 0 | 0 | 1.4274e-05 | 0.00017819 | 0 | 0.00017819 | 0.00017819 | 0 | 0.00017819 | [22 empty] | 7.3.3.17.5 (Remote Grid) Updates to grid topology to minimize risk of ignition in HFTDs Remote GridWLDFRVegetation ContactAggregated | WLDFR | HFTD - Distribution - Tier 2 - 1QU CoRE ¦ 1QU LoRE | Non-Red Flag Warning - Destructive Fires | Vegetation Contact | Aggregated | 2040 | 4.474e-06 | 163.6441 | 0.00073214 | 2040 | Mitigation | 0.95 | 45 | 0 | esc | 0.00097009 | 4.3401e-09 | 0.00097009 | 4.3401e-09
[35 empty] | WLDFR | HFTD - Distribution - Tier 2 - 2QU CoRE ¦ 4QU LoRE | 2041 | 0.25842 | 0.0037014 | 1.0502 | 0 | 1.0502 | 0.0037014 | 1.0502 | 0 | 1.0502 | 0.2714 | 0.2714 | 0.0037014 | 0.00095652 | 1.0502 | 0.2714 | 0 | 0 | 1.0502 | 0.2714 | [22 empty] | WLDFR | HFTD - Distribution - Tier 2 - 1QU CoRE ¦ 2QU LoRE | Non-Red Flag Warning - Catastrophic Fires | 2041 | 1.0586e-08 | 1.0586e-08 | 16832.3912 | 280.5544 | 10192.2718 | 6359.5651 | 0 | 0 | 1.4274e-05 | 0.00017819 | 0 | 0.00017819 | 0.00017819 | 0 | 0.00017819 | [22 empty] | 7.3.3.17.5 (Remote Grid) Updates to grid topology to minimize risk of ignition in HFTDs Remote GridWLDFRVegetation ContactAggregated | WLDFR | HFTD - Distribution - Tier 2 - 1QU CoRE ¦ 1QU LoRE | Non-Red Flag Warning - Destructive Fires | Vegetation Contact | Aggregated | 2041 | 4.474e-06 | 163.6441 | 0.00073214 | 2041 | Mitigation | 0.95 | 45 | 0 | esc | 0.00097009 | 4.3401e-09 | 0.00097009 | 4.3401e-09
[35 empty] | WLDFR | HFTD - Distribution - Tier 2 - 2QU CoRE ¦ 4QU LoRE | 2042 | 0.24151 | 0.0037014 | 1.0502 | 0 | 1.0502 | 0.0037014 | 1.0502 | 0 | 1.0502 | 0.25365 | 0.25365 | 0.0037014 | 0.00089394 | 1.0502 | 0.25365 | 0 | 0 | 1.0502 | 0.25365 | [22 empty] | WLDFR | HFTD - Distribution - Tier 2 - 1QU CoRE ¦ 2QU LoRE | Non-Red Flag Warning - Catastrophic Fires | 2042 | 1.0586e-08 | 1.0586e-08 | 16832.3912 | 280.5544 | 10192.2718 | 6359.5651 | 0 | 0 | 1.4274e-05 | 0.00017819 | 0 | 0.00017819 | 0.00017819 | 0 | 0.00017819 | [22 empty] | 7.3.3.17.5 (Remote Grid) Updates to grid topology to minimize risk of ignition in HFTDs Remote GridWLDFRVegetation ContactAggregated | WLDFR | HFTD - Distribution - Tier 2 - 1QU CoRE ¦ 1QU LoRE | Non-Red Flag Warning - Destructive Fires | Vegetation Contact | Aggregated | 2042 | 4.474e-06 | 163.6441 | 0.00073214 | 2042 | Mitigation | 0.95 | 45 | 0 | esc | 0.00097009 | 4.3401e-09 | 0.00097009 | 4.3401e-09
[35 empty] | WLDFR | HFTD - Distribution - Tier 2 - 2QU CoRE ¦ 4QU LoRE | 2043 | 0.22571 | 0.0037014 | 1.1026 | 0 | 1.1026 | 0.0037014 | 1.1026 | 0 | 1.1026 | 0.24887 | 0.24887 | 0.0037014 | 0.00083546 | 1.1026 | 0.24887 | 0 | 0 | 1.1026 | 0.24887 | [22 empty] | WLDFR | HFTD - Distribution - Tier 2 - 1QU CoRE ¦ 2QU LoRE | Non-Red Flag Warning - Catastrophic Fires | 2043 | 1.0586e-08 | 1.0586e-08 | 17672.0852 | 299.42 | 10692.7362 | 6679.929 | 0 | 0 | 1.4274e-05 | 0.00018708 | 0 | 0.00018708 | 0.00018708 | 0 | 0.00018708 | [22 empty] | 7.3.3.17.5 (Remote Grid) Updates to grid topology to minimize risk of ignition in HFTDs Remote GridWLDFRVegetation ContactAggregated | WLDFR | HFTD - Distribution - Tier 2 - 1QU CoRE ¦ 1QU LoRE | Non-Red Flag Warning - Destructive Fires | Vegetation Contact | Aggregated | 2043 | 4.474e-06 | 163.6441 | 0.00073214 | 2043 | Mitigation | 0.95 | 45 | 0 | esc | 0.00097009 | 4.3401e-09 | 0.00097009 | 4.3401e-09
[35 empty] | WLDFR | HFTD - Distribution - Tier 2 - 2QU CoRE ¦ 4QU LoRE | 2044 | 0.21095 | 0.0037014 | 1.1026 | 0 | 1.1026 | 0.0037014 | 1.1026 | 0 | 1.1026 | 0.23259 | 0.23259 | 0.0037014 | 0.00078081 | 1.1026 | 0.23259 | 0 | 0 | 1.1026 | 0.23259 | [22 empty] | WLDFR | HFTD - Distribution - Tier 2 - 1QU CoRE ¦ 2QU LoRE | Non-Red Flag Warning - Catastrophic Fires | 2044 | 1.0586e-08 | 1.0586e-08 | 17672.0852 | 299.42 | 10692.7362 | 6679.929 | 0 | 0 | 1.4274e-05 | 0.00018708 | 0 | 0.00018708 | 0.00018708 | 0 | 0.00018708 | [22 empty] | 7.3.3.17.5 (Remote Grid) Updates to grid topology to minimize risk of ignition in HFTDs Remote GridWLDFRVegetation ContactAggregated | WLDFR | HFTD - Distribution - Tier 2 - 1QU CoRE ¦ 1QU LoRE | Non-Red Flag Warning - Destructive Fires | Vegetation Contact | Aggregated | 2044 | 4.474e-06 | 163.6441 | 0.00073214 | 2044 | Mitigation | 0.95 | 45 | 0 | esc | 0.00097009 | 4.3401e-09 | 0.00097009 | 4.3401e-09
[35 empty] | WLDFR | HFTD - Distribution - Tier 2 - 2QU CoRE ¦ 4QU LoRE | 2045 | 0.19715 | 0.0037014 | 1.1026 | 0 | 1.1026 | 0.0037014 | 1.1026 | 0 | 1.1026 | 0.21737 | 0.21737 | 0.0037014 | 0.00072972 | 1.1026 | 0.21737 | 0 | 0 | 1.1026 | 0.21737 | [22 empty] | WLDFR | HFTD - Distribution - Tier 2 - 1QU CoRE ¦ 2QU LoRE | Non-Red Flag Warning - Catastrophic Fires | 2045 | 1.0586e-08 | 1.0586e-08 | 17672.0852 | 299.42 | 10692.7362 | 6679.929 | 0 | 0 | 1.4274e-05 | 0.00018708 | 0 | 0.00018708 | 0.00018708 | 0 | 0.00018708 | [22 empty] | 7.3.3.17.5 (Remote Grid) Updates to grid topology to minimize risk of ignition in HFTDs Remote GridWLDFRVegetation ContactAggregated | WLDFR | HFTD - Distribution - Tier 2 - 1QU CoRE ¦ 1QU LoRE | Non-Red Flag Warning - Destructive Fires | Vegetation Contact | Aggregated | 2045 | 4.474e-06 | 163.6441 | 0.00073214 | 2045 | Mitigation | 0.95 | 45 | 0 | esc | 0.00097009 | 4.3401e-09 | 0.00097009 | 4.3401e-09
[35 empty] | WLDFR | HFTD - Distribution - Tier 2 - 2QU CoRE ¦ 4QU LoRE | 2046 | 0.18425 | 0.0037014 | 1.1026 | 0 | 1.1026 | 0.0037014 | 1.1026 | 0 | 1.1026 | 0.20315 | 0.20315 | 0.0037014 | 0.00068199 | 1.1026 | 0.20315 | 0 | 0 | 1.1026 | 0.20315 | [22 empty] | WLDFR | HFTD - Distribution - Tier 2 - 1QU CoRE ¦ 2QU LoRE | Non-Red Flag Warning - Catastrophic Fires | 2046 | 1.0586e-08 | 1.0586e-08 | 17672.0852 | 299.42 | 10692.7362 | 6679.929 | 0 | 0 | 1.4274e-05 | 0.00018708 | 0 | 0.00018708 | 0.00018708 | 0 | 0.00018708 | [22 empty] | 7.3.3.17.5 (Remote Grid) Updates to grid topology to minimize risk of ignition in HFTDs Remote GridWLDFRVegetation ContactAggregated | WLDFR | HFTD - Distribution - Tier 2 - 1QU CoRE ¦ 1QU LoRE | Non-Red Flag Warning - Destructive Fires | Vegetation Contact | Aggregated | 2046 | 4.474e-06 | 163.6441 | 0.00073214 | 2046 | Mitigation | 0.95 | 45 | 0 | esc | 0.00097009 | 4.3401e-09 | 0.00097009 | 4.3401e-09
[35 empty] | WLDFR | HFTD - Distribution - Tier 2 - 2QU CoRE ¦ 4QU LoRE | 2047 | 0.1722 | 0.0037014 | 1.1026 | 0 | 1.1026 | 0.0037014 | 1.1026 | 0 | 1.1026 | 0.18986 | 0.18986 | 0.0037014 | 0.00063737 | 1.1026 | 0.18986 | 0 | 0 | 1.1026 | 0.18986 | [22 empty] | WLDFR | HFTD - Distribution - Tier 2 - 1QU CoRE ¦ 2QU LoRE | Non-Red Flag Warning - Catastrophic Fires | 2047 | 1.0586e-08 | 1.0586e-08 | 17672.0852 | 299.42 | 10692.7362 | 6679.929 | 0 | 0 | 1.4274e-05 | 0.00018708 | 0 | 0.00018708 | 0.00018708 | 0 | 0.00018708 | [22 empty] | 7.3.3.17.5 (Remote Grid) Updates to grid topology to minimize risk of ignition in HFTDs Remote GridWLDFRVegetation ContactAggregated | WLDFR | HFTD - Distribution - Tier 2 - 1QU CoRE ¦ 1QU LoRE | Non-Red Flag Warning - Destructive Fires | Vegetation Contact | Aggregated | 2047 | 4.474e-06 | 163.6441 | 0.00073214 | 2047 | Mitigation | 0.95 | 45 | 0 | esc | 0.00097009 | 4.3401e-09 | 0.00097009 | 4.3401e-09
[35 empty] | WLDFR | HFTD - Distribution - Tier 2 - 2QU CoRE ¦ 4QU LoRE | 2048 | 0.16093 | 0.0037014 | 1.1575 | 0 | 1.1575 | 0.0037014 | 1.1575 | 0 | 1.1575 | 0.18628 | 0.18628 | 0.0037014 | 0.00059567 | 1.1575 | 0.18628 | 0 | 0 | 1.1575 | 0.18628 | [22 empty] | WLDFR | HFTD - Distribution - Tier 2 - 1QU CoRE ¦ 2QU LoRE | Non-Red Flag Warning - Catastrophic Fires | 2048 | 1.0586e-08 | 1.0586e-08 | 18552.3348 | 319.4911 | 11216.5626 | 7016.281 | 0 | 0 | 1.4274e-05 | 0.00019639 | 0 | 0.00019639 | 0.00019639 | 0 | 0.00019639 | [22 empty] | 7.3.3.17.5 (Remote Grid) Updates to grid topology to minimize risk of ignition in HFTDs Remote GridWLDFRVegetation ContactAggregated | WLDFR | HFTD - Distribution - Tier 2 - 1QU CoRE ¦ 1QU LoRE | Non-Red Flag Warning - Destructive Fires | Vegetation Contact | Aggregated | 2048 | 4.474e-06 | 163.6441 | 0.00073214 | 2048 | Mitigation | 0.95 | 45 | 0 | esc | 0.00097009 | 4.3401e-09 | 0.00097009 | 4.3401e-09
[35 empty] | WLDFR | HFTD - Distribution - Tier 2 - 2QU CoRE ¦ 4QU LoRE | 2049 | 0.1504 | 0.0037014 | 1.1575 | 0 | 1.1575 | 0.0037014 | 1.1575 | 0 | 1.1575 | 0.17409 | 0.17409 | 0.0037014 | 0.0005567 | 1.1575 | 0.17409 | 0 | 0 | 1.1575 | 0.17409 | [22 empty] | WLDFR | HFTD - Distribution - Tier 2 - 1QU CoRE ¦ 2QU LoRE | Non-Red Flag Warning - Catastrophic Fires | 2049 | 1.0586e-08 | 1.0586e-08 | 18552.3348 | 319.4911 | 11216.5626 | 7016.281 | 0 | 0 | 1.4274e-05 | 0.00019639 | 0 | 0.00019639 | 0.00019639 | 0 | 0.00019639 | [22 empty] | 7.3.3.17.5 (Remote Grid) Updates to grid topology to minimize risk of ignition in HFTDs Remote GridWLDFRVegetation ContactAggregated | WLDFR | HFTD - Distribution - Tier 2 - 1QU CoRE ¦ 1QU LoRE | Non-Red Flag Warning - Destructive Fires | Vegetation Contact | Aggregated | 2049 | 4.474e-06 | 163.6441 | 0.00073214 | 2049 | Mitigation | 0.95 | 45 | 0 | esc | 0.00097009 | 4.3401e-09 | 0.00097009 | 4.3401e-09
[35 empty] | WLDFR | HFTD - Distribution - Tier 2 - 2QU CoRE ¦ 4QU LoRE | 2050 | 0.14056 | 0.0037014 | 1.1575 | 0 | 1.1575 | 0.0037014 | 1.1575 | 0 | 1.1575 | 0.1627 | 0.1627 | 0.0037014 | 0.00052028 | 1.1575 | 0.1627 | 0 | 0 | 1.1575 | 0.1627 | [22 empty] | WLDFR | HFTD - Distribution - Tier 2 - 1QU CoRE ¦ 2QU LoRE | Non-Red Flag Warning - Catastrophic Fires | 2050 | 1.0586e-08 | 1.0586e-08 | 18552.3348 | 319.4911 | 11216.5626 | 7016.281 | 0 | 0 | 1.4274e-05 | 0.00019639 | 0 | 0.00019639 | 0.00019639 | 0 | 0.00019639 | [22 empty] | 7.3.3.17.5 (Remote Grid) Updates to grid topology to minimize risk of ignition in HFTDs Remote GridWLDFRVegetation ContactAggregated | WLDFR | HFTD - Distribution - Tier 2 - 1QU CoRE ¦ 1QU LoRE | Non-Red Flag Warning - Destructive Fires | Vegetation Contact | Aggregated | 2050 | 4.474e-06 | 163.6441 | 0.00073214 | 2050 | Mitigation | 0.95 | 45 | 0 | esc | 0.00097009 | 4.3401e-09 | 0.00097009 | 4.3401e-09
[35 empty] | WLDFR | HFTD - Distribution - Tier 2 - 2QU CoRE ¦ 4QU LoRE | 2051 | 0.13137 | 0.0037014 | 1.1575 | 0 | 1.1575 | 0.0037014 | 1.1575 | 0 | 1.1575 | 0.15206 | 0.15206 | 0.0037014 | 0.00048625 | 1.1575 | 0.15206 | 0 | 0 | 1.1575 | 0.15206 | [22 empty] | WLDFR | HFTD - Distribution - Tier 2 - 1QU CoRE ¦ 2QU LoRE | Non-Red Flag Warning - Catastrophic Fires | 2051 | 1.0586e-08 | 1.0586e-08 | 18552.3348 | 319.4911 | 11216.5626 | 7016.281 | 0 | 0 | 1.4274e-05 | 0.00019639 | 0 | 0.00019639 | 0.00019639 | 0 | 0.00019639 | [22 empty] | 7.3.3.17.5 (Remote Grid) Updates to grid topology to minimize risk of ignition in HFTDs Remote GridWLDFRVegetation ContactAggregated | WLDFR | HFTD - Distribution - Tier 2 - 1QU CoRE ¦ 1QU LoRE | Non-Red Flag Warning - Destructive Fires | Vegetation Contact | Aggregated | 2051 | 4.474e-06 | 163.6441 | 0.00073214 | 2051 | Mitigation | 0.95 | 45 | 0 | esc | 0.00097009 | 4.3401e-09 | 0.00097009 | 4.3401e-09
[35 empty] | WLDFR | HFTD - Distribution - Tier 2 - 2QU CoRE ¦ 4QU LoRE | 2052 | 0.12277 | 0.0037014 | 1.1575 | 0 | 1.1575 | 0.0037014 | 1.1575 | 0 | 1.1575 | 0.14211 | 0.14211 | 0.0037014 | 0.00045444 | 1.1575 | 0.14211 | 0 | 0 | 1.1575 | 0.14211 | [22 empty] | WLDFR | HFTD - Distribution - Tier 2 - 1QU CoRE ¦ 2QU LoRE | Non-Red Flag Warning - Catastrophic Fires | 2052 | 1.0586e-08 | 1.0586e-08 | 18552.3348 | 319.4911 | 11216.5626 | 7016.281 | 0 | 0 | 1.4274e-05 | 0.00019639 | 0 | 0.00019639 | 0.00019639 | 0 | 0.00019639 | [22 empty] | 7.3.3.17.5 (Remote Grid) Updates to grid topology to minimize risk of ignition in HFTDs Remote GridWLDFRVegetation ContactAggregated | WLDFR | HFTD - Distribution - Tier 2 - 1QU CoRE ¦ 1QU LoRE | Non-Red Flag Warning - Destructive Fires | Vegetation Contact | Aggregated | 2052 | 4.474e-06 | 163.6441 | 0.00073214 | 2052 | Mitigation | 0.95 | 45 | 0 | esc | 0.00097009 | 4.3401e-09 | 0.00097009 | 4.3401e-09
[35 empty] | WLDFR | HFTD - Distribution - Tier 2 - 2QU CoRE ¦ 4QU LoRE | 2053 | 0.11474 | 0.0037014 | 1.2142 | 0 | 1.2142 | 0.0037014 | 1.2142 | 0 | 1.2142 | 0.13932 | 0.13932 | 0.0037014 | 0.00042471 | 1.2142 | 0.13932 | 0 | 0 | 1.2142 | 0.13932 | [22 empty] | WLDFR | HFTD - Distribution - Tier 2 - 1QU CoRE ¦ 2QU LoRE | Non-Red Flag Warning - Catastrophic Fires | 2053 | 1.0586e-08 | 1.0586e-08 | 19462.1283 | 340.5356 | 11757.1413 | 7364.4514 | 0 | 0 | 1.4274e-05 | 0.00020602 | 0 | 0.00020602 | 0.00020602 | 0 | 0.00020602 | [22 empty] | 7.3.3.17.5 (Remote Grid) Updates to grid topology to minimize risk of ignition in HFTDs Remote GridWLDFRVegetation ContactAggregated | WLDFR | HFTD - Distribution - Tier 2 - 1QU CoRE ¦ 1QU LoRE | Non-Red Flag Warning - Destructive Fires | Vegetation Contact | Aggregated | 2053 | 4.474e-06 | 163.6441 | 0.00073214 | 2053 | Mitigation | 0.95 | 45 | 0 | esc | 0.00097009 | 4.3401e-09 | 0.00097009 | 4.3401e-09
[35 empty] | WLDFR | HFTD - Distribution - Tier 2 - 2QU CoRE ¦ 4QU LoRE | 2054 | 0.10723 | 0.0037014 | 1.2142 | 0 | 1.2142 | 0.0037014 | 1.2142 | 0 | 1.2142 | 0.13021 | 0.13021 | 0.0037014 | 0.00039692 | 1.2142 | 0.13021 | 0 | 0 | 1.2142 | 0.13021 | [22 empty] | WLDFR | HFTD - Distribution - Tier 2 - 1QU CoRE ¦ 2QU LoRE | Non-Red Flag Warning - Catastrophic Fires | 2054 | 1.0586e-08 | 1.0586e-08 | 19462.1283 | 340.5356 | 11757.1413 | 7364.4514 | 0 | 0 | 1.4274e-05 | 0.00020602 | 0 | 0.00020602 | 0.00020602 | 0 | 0.00020602 | [22 empty] | 7.3.3.17.5 (Remote Grid) Updates to grid topology to minimize risk of ignition in HFTDs Remote GridWLDFRVegetation ContactAggregated | WLDFR | HFTD - Distribution - Tier 2 - 1QU CoRE ¦ 1QU LoRE | Non-Red Flag Warning - Destructive Fires | Vegetation Contact | Aggregated | 2054 | 4.474e-06 | 163.6441 | 0.00073214 | 2054 | Mitigation | 0.95 | 45 | 0 | esc | 0.00097009 | 4.3401e-09 | 0.00097009 | 4.3401e-09
[35 empty] | WLDFR | HFTD - Distribution - Tier 2 - 2QU CoRE ¦ 4QU LoRE | 2055 | 0.10022 | 0.0037014 | 1.2142 | 0 | 1.2142 | 0.0037014 | 1.2142 | 0 | 1.2142 | 0.12169 | 0.12169 | 0.0037014 | 0.00037096 | 1.2142 | 0.12169 | 0 | 0 | 1.2142 | 0.12169 | [22 empty] | WLDFR | HFTD - Distribution - Tier 2 - 1QU CoRE ¦ 2QU LoRE | Non-Red Flag Warning - Catastrophic Fires | 2055 | 1.0586e-08 | 1.0586e-08 | 19462.1283 | 340.5356 | 11757.1413 | 7364.4514 | 0 | 0 | 1.4274e-05 | 0.00020602 | 0 | 0.00020602 | 0.00020602 | 0 | 0.00020602 | [22 empty] | 7.3.3.17.5 (Remote Grid) Updates to grid topology to minimize risk of ignition in HFTDs Remote GridWLDFRVegetation ContactAggregated | WLDFR | HFTD - Distribution - Tier 2 - 1QU CoRE ¦ 1QU LoRE | Non-Red Flag Warning - Destructive Fires | Vegetation Contact | Aggregated | 2055 | 4.474e-06 | 163.6441 | 0.00073214 | 2055 | Mitigation | 0.95 | 45 | 0 | esc | 0.00097009 | 4.3401e-09 | 0.00097009 | 4.3401e-09
[35 empty] | WLDFR | HFTD - Distribution - Tier 2 - 2QU CoRE ¦ 4QU LoRE | 2056 | 0.093663 | 0.0037014 | 1.2142 | 0 | 1.2142 | 0.0037014 | 1.2142 | 0 | 1.2142 | 0.11373 | 0.11373 | 0.0037014 | 0.00034669 | 1.2142 | 0.11373 | 0 | 0 | 1.2142 | 0.11373 | [22 empty] | WLDFR | HFTD - Distribution - Tier 2 - 1QU CoRE ¦ 2QU LoRE | Non-Red Flag Warning - Catastrophic Fires | 2056 | 1.0586e-08 | 1.0586e-08 | 19462.1283 | 340.5356 | 11757.1413 | 7364.4514 | 0 | 0 | 1.4274e-05 | 0.00020602 | 0 | 0.00020602 | 0.00020602 | 0 | 0.00020602 | [22 empty] | 7.3.3.17.5 (Remote Grid) Updates to grid topology to minimize risk of ignition in HFTDs Remote GridWLDFRVegetation ContactAggregated | WLDFR | HFTD - Distribution - Tier 2 - 1QU CoRE ¦ 1QU LoRE | Non-Red Flag Warning - Destructive Fires | Vegetation Contact | Aggregated | 2056 | 4.474e-06 | 163.6441 | 0.00073214 | 2056 | Mitigation | 0.95 | 45 | 0 | esc | 0.00097009 | 4.3401e-09 | 0.00097009 | 4.3401e-09
[35 empty] | WLDFR | HFTD - Distribution - Tier 2 - 2QU CoRE ¦ 4QU LoRE | 2057 | 0.087535 | 0.0037014 | 1.2142 | 0 | 1.2142 | 0.0037014 | 1.2142 | 0 | 1.2142 | 0.10629 | 0.10629 | 0.0037014 | 0.00032401 | 1.2142 | 0.10629 | 0 | 0 | 1.2142 | 0.10629 | [22 empty] | WLDFR | HFTD - Distribution - Tier 2 - 1QU CoRE ¦ 2QU LoRE | Non-Red Flag Warning - Catastrophic Fires | 2057 | 1.0586e-08 | 1.0586e-08 | 19462.1283 | 340.5356 | 11757.1413 | 7364.4514 | 0 | 0 | 1.4274e-05 | 0.00020602 | 0 | 0.00020602 | 0.00020602 | 0 | 0.00020602 | [22 empty] | 7.3.3.17.5 (Remote Grid) Updates to grid topology to minimize risk of ignition in HFTDs Remote GridWLDFRVegetation ContactAggregated | WLDFR | HFTD - Distribution - Tier 2 - 1QU CoRE ¦ 1QU LoRE | Non-Red Flag Warning - Destructive Fires | Vegetation Contact | Aggregated | 2057 | 4.474e-06 | 163.6441 | 0.00073214 | 2057 | Mitigation | 0.95 | 45 | 0 | esc | 0.00097009 | 4.3401e-09 | 0.00097009 | 4.3401e-09
[35 empty] | WLDFR | HFTD - Distribution - Tier 2 - 2QU CoRE ¦ 4QU LoRE | 2058 | 0.081809 | 0.0037014 | 1.2721 | 0 | 1.2721 | 0.0037014 | 1.2721 | 0 | 1.2721 | 0.10407 | 0.10407 | 0.0037014 | 0.00030281 | 1.2721 | 0.10407 | 0 | 0 | 1.2721 | 0.10407 | [22 empty] | WLDFR | HFTD - Distribution - Tier 2 - 1QU CoRE ¦ 2QU LoRE | Non-Red Flag Warning - Catastrophic Fires | 2058 | 1.0586e-08 | 1.0586e-08 | 20390.4035 | 362.3049 | 12307.8747 | 7720.2238 | 0 | 0 | 1.4274e-05 | 0.00021585 | 0 | 0.00021585 | 0.00021585 | 0 | 0.00021585 | [22 empty] | 7.3.3.17.5 (Remote Grid) Updates to grid topology to minimize risk of ignition in HFTDs Remote GridWLDFRVegetation ContactAggregated | WLDFR | HFTD - Distribution - Tier 2 - 1QU CoRE ¦ 1QU LoRE | Non-Red Flag Warning - Destructive Fires | Vegetation Contact | Aggregated | 2058 | 4.474e-06 | 163.6441 | 0.00073214 | 2058 | Mitigation | 0.95 | 45 | 0 | esc | 0.00097009 | 4.3401e-09 | 0.00097009 | 4.3401e-09
[35 empty] | WLDFR | HFTD - Distribution - Tier 2 - 2QU CoRE ¦ 4QU LoRE | 2059 | 0.076457 | 0.0037014 | 1.2721 | 0 | 1.2721 | 0.0037014 | 1.2721 | 0 | 1.2721 | 0.097261 | 0.097261 | 0.0037014 | 0.000283 | 1.2721 | 0.097261 | 0 | 0 | 1.2721 | 0.097261 | [22 empty] | WLDFR | HFTD - Distribution - Tier 2 - 1QU CoRE ¦ 2QU LoRE | Non-Red Flag Warning - Catastrophic Fires | 2059 | 1.0586e-08 | 1.0586e-08 | 20390.4035 | 362.3049 | 12307.8747 | 7720.2238 | 0 | 0 | 1.4274e-05 | 0.00021585 | 0 | 0.00021585 | 0.00021585 | 0 | 0.00021585 | [22 empty] | 7.3.3.17.5 (Remote Grid) Updates to grid topology to minimize risk of ignition in HFTDs Remote GridWLDFRVegetation ContactAggregated | WLDFR | HFTD - Distribution - Tier 2 - 1QU CoRE ¦ 1QU LoRE | Non-Red Flag Warning - Destructive Fires | Vegetation Contact | Aggregated | 2059 | 4.474e-06 | 163.6441 | 0.00073214 | 2059 | Mitigation | 0.95 | 45 | 0 | esc | 0.00097009 | 4.3401e-09 | 0.00097009 | 4.3401e-09
[35 empty] | WLDFR | HFTD - Distribution - Tier 2 - 2QU CoRE ¦ 4QU LoRE | 2060 | 0.071455 | 0.0037014 | 1.2721 | 0 | 1.2721 | 0.0037014 | 1.2721 | 0 | 1.2721 | 0.090898 | 0.090898 | 0.0037014 | 0.00026449 | 1.2721 | 0.090898 | 0 | 0 | 1.2721 | 0.090898 | [22 empty] | WLDFR | HFTD - Distribution - Tier 2 - 1QU CoRE ¦ 2QU LoRE | Non-Red Flag Warning - Catastrophic Fires | 2060 | 1.0586e-08 | 1.0586e-08 | 20390.4035 | 362.3049 | 12307.8747 | 7720.2238 | 0 | 0 | 1.4274e-05 | 0.00021585 | 0 | 0.00021585 | 0.00021585 | 0 | 0.00021585 | [22 empty] | 7.3.3.17.5 (Remote Grid) Updates to grid topology to minimize risk of ignition in HFTDs Remote GridWLDFRVegetation ContactAggregated | WLDFR | HFTD - Distribution - Tier 2 - 1QU CoRE ¦ 1QU LoRE | Non-Red Flag Warning - Destructive Fires | Vegetation Contact | Aggregated | 2060 | 4.474e-06 | 163.6441 | 0.00073214 | 2060 | Mitigation | 0.95 | 45 | 0 | esc | 0.00097009 | 4.3401e-09 | 0.00097009 | 4.3401e-09
[35 empty] | WLDFR | HFTD - Distribution - Tier 2 - 2QU CoRE ¦ 4QU LoRE | 2061 | 0.06678 | 0.0037014 | 1.2721 | 0 | 1.2721 | 0.0037014 | 1.2721 | 0 | 1.2721 | 0.084951 | 0.084951 | 0.0037014 | 0.00024718 | 1.2721 | 0.084951 | 0 | 0 | 1.2721 | 0.084951 | [22 empty] | WLDFR | HFTD - Distribution - Tier 2 - 1QU CoRE ¦ 2QU LoRE | Non-Red Flag Warning - Catastrophic Fires | 2061 | 1.0586e-08 | 1.0586e-08 | 20390.4035 | 362.3049 | 12307.8747 | 7720.2238 | 0 | 0 | 1.4274e-05 | 0.00021585 | 0 | 0.00021585 | 0.00021585 | 0 | 0.00021585 | [22 empty] | 7.3.3.17.5 (Remote Grid) Updates to grid topology to minimize risk of ignition in HFTDs Remote GridWLDFRVegetation ContactAggregated | WLDFR | HFTD - Distribution - Tier 2 - 1QU CoRE ¦ 1QU LoRE | Non-Red Flag Warning - Destructive Fires | Vegetation Contact | Aggregated | 2061 | 4.474e-06 | 163.6441 | 0.00073214 | 2061 | Mitigation | 0.95 | 45 | 0 | esc | 0.00097009 | 4.3401e-09 | 0.00097009 | 4.3401e-09
[35 empty] | WLDFR | HFTD - Distribution - Tier 2 - 2QU CoRE ¦ 4QU LoRE | 2062 | 0.062412 | 0.0037014 | 1.2721 | 0 | 1.2721 | 0.0037014 | 1.2721 | 0 | 1.2721 | 0.079394 | 0.079394 | 0.0037014 | 0.00023101 | 1.2721 | 0.079394 | 0 | 0 | 1.2721 | 0.079394 | [22 empty] | WLDFR | HFTD - Distribution - Tier 2 - 1QU CoRE ¦ 2QU LoRE | Non-Red Flag Warning - Catastrophic Fires | 2062 | 1.0586e-08 | 1.0586e-08 | 20390.4035 | 362.3049 | 12307.8747 | 7720.2238 | 0 | 0 | 1.4274e-05 | 0.00021585 | 0 | 0.00021585 | 0.00021585 | 0 | 0.00021585 | [22 empty] | 7.3.3.17.5 (Remote Grid) Updates to grid topology to minimize risk of ignition in HFTDs Remote GridWLDFRVegetation ContactAggregated | WLDFR | HFTD - Distribution - Tier 2 - 1QU CoRE ¦ 1QU LoRE | Non-Red Flag Warning - Destructive Fires | Vegetation Contact | Aggregated | 2062 | 4.474e-06 | 163.6441 | 0.00073214 | 2062 | Mitigation | 0.95 | 45 | 0 | esc | 0.00097009 | 4.3401e-09 | 0.00097009 | 4.3401e-09
[35 empty] | WLDFR | HFTD - Distribution - Tier 2 - 2QU CoRE ¦ 4QU LoRE | 2063 | 0.058329 | 0.0037014 | 1.3304 | 0 | 1.3304 | 0.0037014 | 1.3304 | 0 | 1.3304 | 0.077602 | 0.077602 | 0.0037014 | 0.0002159 | 1.3304 | 0.077602 | 0 | 0 | 1.3304 | 0.077602 | [22 empty] | WLDFR | HFTD - Distribution - Tier 2 - 1QU CoRE ¦ 2QU LoRE | Non-Red Flag Warning - Catastrophic Fires | 2063 | 1.0586e-08 | 1.0586e-08 | 21325.9188 | 384.5316 | 12862.0997 | 8079.2876 | 0 | 0 | 1.4274e-05 | 0.00022575 | 0 | 0.00022575 | 0.00022575 | 0 | 0.00022575 | [22 empty] | 7.3.3.17.5 (Remote Grid) Updates to grid topology to minimize risk of ignition in HFTDs Remote GridWLDFRVegetation ContactAggregated | WLDFR | HFTD - Distribution - Tier 2 - 1QU CoRE ¦ 1QU LoRE | Non-Red Flag Warning - Destructive Fires | Vegetation Contact | Aggregated | 2063 | 4.474e-06 | 163.6441 | 0.00073214 | 2063 | Mitigation | 0.95 | 45 | 0 | esc | 0.00097009 | 4.3401e-09 | 0.00097009 | 4.3401e-09
[35 empty] | WLDFR | HFTD - Distribution - Tier 2 - 2QU CoRE ¦ 4QU LoRE | 2064 | 0.054513 | 0.0037014 | 1.3304 | 0 | 1.3304 | 0.0037014 | 1.3304 | 0 | 1.3304 | 0.072525 | 0.072525 | 0.0037014 | 0.00020178 | 1.3304 | 0.072525 | 0 | 0 | 1.3304 | 0.072525 | [22 empty] | WLDFR | HFTD - Distribution - Tier 2 - 1QU CoRE ¦ 2QU LoRE | Non-Red Flag Warning - Catastrophic Fires | 2064 | 1.0586e-08 | 1.0586e-08 | 21325.9188 | 384.5316 | 12862.0997 | 8079.2876 | 0 | 0 | 1.4274e-05 | 0.00022575 | 0 | 0.00022575 | 0.00022575 | 0 | 0.00022575 | [22 empty] | 7.3.3.17.5 (Remote Grid) Updates to grid topology to minimize risk of ignition in HFTDs Remote GridWLDFRVegetation ContactAggregated | WLDFR | HFTD - Distribution - Tier 2 - 1QU CoRE ¦ 1QU LoRE | Non-Red Flag Warning - Destructive Fires | Vegetation Contact | Aggregated | 2064 | 4.474e-06 | 163.6441 | 0.00073214 | 2064 | Mitigation | 0.95 | 45 | 0 | esc | 0.00097009 | 4.3401e-09 | 0.00097009 | 4.3401e-09
[35 empty] | WLDFR | HFTD - Distribution - Tier 2 - 2QU CoRE ¦ 4QU LoRE | 2065 | 0.050946 | 0.0037014 | 1.3304 | 0 | 1.3304 | 0.0037014 | 1.3304 | 0 | 1.3304 | 0.06778 | 0.06778 | 0.0037014 | 0.00018857 | 1.3304 | 0.06778 | 0 | 0 | 1.3304 | 0.06778 | [22 empty] | WLDFR | HFTD - Distribution - Tier 2 - 1QU CoRE ¦ 2QU LoRE | Non-Red Flag Warning - Catastrophic Fires | 2065 | 1.0586e-08 | 1.0586e-08 | 21325.9188 | 384.5316 | 12862.0997 | 8079.2876 | 0 | 0 | 1.4274e-05 | 0.00022575 | 0 | 0.00022575 | 0.00022575 | 0 | 0.00022575 | [22 empty] | 7.3.3.17.5 (Remote Grid) Updates to grid topology to minimize risk of ignition in HFTDs Remote GridWLDFRVegetation ContactAggregated | WLDFR | HFTD - Distribution - Tier 2 - 1QU CoRE ¦ 1QU LoRE | Non-Red Flag Warning - Destructive Fires | Vegetation Contact | Aggregated | 2065 | 4.474e-06 | 163.6441 | 0.00073214 | 2065 | Mitigation | 0.95 | 45 | 0 | esc | 0.00097009 | 4.3401e-09 | 0.00097009 | 4.3401e-09
[35 empty] | WLDFR | HFTD - Distribution - Tier 2 - 2QU CoRE ¦ 4QU LoRE | 2066 | 0.047613 | 0.0037014 | 1.3304 | 0 | 1.3304 | 0.0037014 | 1.3304 | 0 | 1.3304 | 0.063346 | 0.063346 | 0.0037014 | 0.00017624 | 1.3304 | 0.063346 | 0 | 0 | 1.3304 | 0.063346 | [22 empty] | WLDFR | HFTD - Distribution - Tier 2 - 1QU CoRE ¦ 2QU LoRE | Non-Red Flag Warning - Catastrophic Fires | 2066 | 1.0586e-08 | 1.0586e-08 | 21325.9188 | 384.5316 | 12862.0997 | 8079.2876 | 0 | 0 | 1.4274e-05 | 0.00022575 | 0 | 0.00022575 | 0.00022575 | 0 | 0.00022575 | [22 empty] | 7.3.3.17.5 (Remote Grid) Updates to grid topology to minimize risk of ignition in HFTDs Remote GridWLDFRVegetation ContactAggregated | WLDFR | HFTD - Distribution - Tier 2 - 1QU CoRE ¦ 1QU LoRE | Non-Red Flag Warning - Destructive Fires | Vegetation Contact | Aggregated | 2066 | 4.474e-06 | 163.6441 | 0.00073214 | 2066 | Mitigation | 0.95 | 45 | 0 | esc | 0.00097009 | 4.3401e-09 | 0.00097009 | 4.3401e-09
[35 empty] | WLDFR | HFTD - Distribution - Tier 2 - 2QU CoRE ¦ 4QU LoRE | 2067 | 0.044499 | 0 | 0 | 0 | 0 | 0.0037014 | 1.3304 | 0 | 1.3304 | 0 | 0.059202 | 0 | 0 | 0 | 0 | 0 | 0 | 0 | 0 | [22 empty] | WLDFR | HFTD - Distribution - Tier 2 - 1QU CoRE ¦ 2QU LoRE | Non-Red Flag Warning - Catastrophic Fires | 2067 | 0 | 1.0586e-08 | 21325.9188 | 384.5316 | 12862.0997 | 8079.2876 | 0 | 0 | 1.4274e-05 | 0 | 0 | 0 | 0.00022575 | 0 | 0.00022575 | [22 empty] | 7.3.3.17.5 (Remote Grid) Updates to grid topology to minimize risk of ignition in HFTDs Remote GridWLDFRVegetation ContactAggregated | WLDFR | HFTD - Distribution - Tier 2 - 1QU CoRE ¦ 1QU LoRE | Non-Red Flag Warning - Destructive Fires | Vegetation Contact | Aggregated | 2067 | 4.474e-06 | 163.6441 | 0.00073214 | 2067 | Mitigation | 0.95 | 45 | 0 | esc | 0 | 0 | 0.00097009 | 4.3401e-09
[35 empty] | WLDFR | HFTD - Distribution - Tier 2 - 2QU CoRE ¦ 5QU LoRE | 2022 | 0.93458 | 0.0034469 | 0.92959 | 0 | 0.92959 | 0 | 0 | 0 | 0 | 0.86878 | 0 | 0.0034469 | 0.0032214 | 0.92959 | 0.86878 | 0 | 0 | 0.92959 | 0.86878 | [22 empty] | WLDFR | HFTD - Distribution - Tier 2 - 1QU CoRE ¦ 2QU LoRE | Non-Red Flag Warning - Destructive Fires | 2022 | 1.1293e-08 | 0 | 8807.9522 | 222.2294 | 8585.7228 | 0 | 0 | 0 | 1.4555e-05 | 9.9466e-05 | 0 | 9.9466e-05 | 0 | 0 | 0 | [22 empty] | 7.3.3.17.5 (Remote Grid) Updates to grid topology to minimize risk of ignition in HFTDs Remote GridWLDFRWire-to-wire contactAggregated | WLDFR | HFTD - Distribution - Tier 2 - 1QU CoRE ¦ 1QU LoRE | Non-Red Flag Warning - Destructive Fires | Wire-to-wire contact | Aggregated | 2022 | 9.0199e-06 | 163.6441 | 0.0014761 | 2022 | Mitigation | 0.95 | 45 | 0 | esc | 0.00097009 | 8.7501e-09 | 0 | 0
[35 empty] | WLDFR | HFTD - Distribution - Tier 2 - 2QU CoRE ¦ 5QU LoRE | 2023 | 0.87344 | 0.0034469 | 0.96366 | 0 | 0.96366 | 0.0034469 | 0.96366 | 0 | 0.96366 | 0.84169 | 0.84169 | 0.0034469 | 0.0030106 | 0.96366 | 0.84169 | 0 | 0 | 0.96366 | 0.84169 | [22 empty] | WLDFR | HFTD - Distribution - Tier 2 - 1QU CoRE ¦ 2QU LoRE | Non-Red Flag Warning - Destructive Fires | 2023 | 1.1293e-08 | 1.1293e-08 | 9129.7461 | 233.2301 | 8896.516 | 0 | 0 | 0 | 1.4555e-05 | 0.0001031 | 0 | 0.0001031 | 0.0001031 | 0 | 0.0001031 | [22 empty] | 7.3.3.17.5 (Remote Grid) Updates to grid topology to minimize risk of ignition in HFTDs Remote GridWLDFRWire-to-wire contactAggregated | WLDFR | HFTD - Distribution - Tier 2 - 1QU CoRE ¦ 1QU LoRE | Non-Red Flag Warning - Destructive Fires | Wire-to-wire contact | Aggregated | 2023 | 9.0199e-06 | 163.6441 | 0.0014761 | 2023 | Mitigation | 0.95 | 45 | 0 | esc | 0.00097009 | 8.7501e-09 | 0.00097009 | 8.7501e-09
[35 empty] | WLDFR | HFTD - Distribution - Tier 2 - 2QU CoRE ¦ 5QU LoRE | 2024 | 0.8163 | 0.0034469 | 0.96366 | 0 | 0.96366 | 0.0034469 | 0.96366 | 0 | 0.96366 | 0.78663 | 0.78663 | 0.0034469 | 0.0028137 | 0.96366 | 0.78663 | 0 | 0 | 0.96366 | 0.78663 | [22 empty] | WLDFR | HFTD - Distribution - Tier 2 - 1QU CoRE ¦ 2QU LoRE | Non-Red Flag Warning - Destructive Fires | 2024 | 1.1293e-08 | 1.1293e-08 | 9129.7461 | 233.2301 | 8896.516 | 0 | 0 | 0 | 1.4555e-05 | 0.0001031 | 0 | 0.0001031 | 0.0001031 | 0 | 0.0001031 | [22 empty] | 7.3.3.17.5 (Remote Grid) Updates to grid topology to minimize risk of ignition in HFTDs Remote GridWLDFRWire-to-wire contactAggregated | WLDFR | HFTD - Distribution - Tier 2 - 1QU CoRE ¦ 1QU LoRE | Non-Red Flag Warning - Destructive Fires | Wire-to-wire contact | Aggregated | 2024 | 9.0199e-06 | 163.6441 | 0.0014761 | 2024 | Mitigation | 0.95 | 45 | 0 | esc | 0.00097009 | 8.7501e-09 | 0.00097009 | 8.7501e-09
[35 empty] | WLDFR | HFTD - Distribution - Tier 2 - 2QU CoRE ¦ 5QU LoRE | 2025 | 0.7629 | 0.0034469 | 0.96366 | 0 | 0.96366 | 0.0034469 | 0.96366 | 0 | 0.96366 | 0.73517 | 0.73517 | 0.0034469 | 0.0026296 | 0.96366 | 0.73517 | 0 | 0 | 0.96366 | 0.73517 | [22 empty] | WLDFR | HFTD - Distribution - Tier 2 - 1QU CoRE ¦ 2QU LoRE | Non-Red Flag Warning - Destructive Fires | 2025 | 1.1293e-08 | 1.1293e-08 | 9129.7461 | 233.2301 | 8896.516 | 0 | 0 | 0 | 1.4555e-05 | 0.0001031 | 0 | 0.0001031 | 0.0001031 | 0 | 0.0001031 | [22 empty] | 7.3.3.17.5 (Remote Grid) Updates to grid topology to minimize risk of ignition in HFTDs Remote GridWLDFRWire-to-wire contactAggregated | WLDFR | HFTD - Distribution - Tier 2 - 1QU CoRE ¦ 1QU LoRE | Non-Red Flag Warning - Destructive Fires | Wire-to-wire contact | Aggregated | 2025 | 9.0199e-06 | 163.6441 | 0.0014761 | 2025 | Mitigation | 0.95 | 45 | 0 | esc | 0.00097009 | 8.7501e-09 | 0.00097009 | 8.7501e-09
[35 empty] | WLDFR | HFTD - Distribution - Tier 2 - 2QU CoRE ¦ 5QU LoRE | 2026 | 0.71299 | 0.0034469 | 0.96366 | 0 | 0.96366 | 0.0034469 | 0.96366 | 0 | 0.96366 | 0.68707 | 0.68707 | 0.0034469 | 0.0024576 | 0.96366 | 0.68707 | 0 | 0 | 0.96366 | 0.68707 | [22 empty] | WLDFR | HFTD - Distribution - Tier 2 - 1QU CoRE ¦ 2QU LoRE | Non-Red Flag Warning - Destructive Fires | 2026 | 1.1293e-08 | 1.1293e-08 | 9129.7461 | 233.2301 | 8896.516 | 0 | 0 | 0 | 1.4555e-05 | 0.0001031 | 0 | 0.0001031 | 0.0001031 | 0 | 0.0001031 | [22 empty] | 7.3.3.17.5 (Remote Grid) Updates to grid topology to minimize risk of ignition in HFTDs Remote GridWLDFRWire-to-wire contactAggregated | WLDFR | HFTD - Distribution - Tier 2 - 1QU CoRE ¦ 1QU LoRE | Non-Red Flag Warning - Destructive Fires | Wire-to-wire contact | Aggregated | 2026 | 9.0199e-06 | 163.6441 | 0.0014761 | 2026 | Mitigation | 0.95 | 45 | 0 | esc | 0.00097009 | 8.7501e-09 | 0.00097009 | 8.7501e-09
[35 empty] | WLDFR | HFTD - Distribution - Tier 2 - 2QU CoRE ¦ 5QU LoRE | 2027 | 0.66634 | 0.0034469 | 0.96366 | 0 | 0.96366 | 0.0034469 | 0.96366 | 0 | 0.96366 | 0.64212 | 0.64212 | 0.0034469 | 0.0022968 | 0.96366 | 0.64212 | 0 | 0 | 0.96366 | 0.64212 | [22 empty] | WLDFR | HFTD - Distribution - Tier 2 - 1QU CoRE ¦ 2QU LoRE | Non-Red Flag Warning - Destructive Fires | 2027 | 1.1293e-08 | 1.1293e-08 | 9129.7461 | 233.2301 | 8896.516 | 0 | 0 | 0 | 1.4555e-05 | 0.0001031 | 0 | 0.0001031 | 0.0001031 | 0 | 0.0001031 | [22 empty] | 7.3.3.17.5 (Remote Grid) Updates to grid topology to minimize risk of ignition in HFTDs Remote GridWLDFRWire-to-wire contactAggregated | WLDFR | HFTD - Distribution - Tier 2 - 1QU CoRE ¦ 1QU LoRE | Non-Red Flag Warning - Destructive Fires | Wire-to-wire contact | Aggregated | 2027 | 9.0199e-06 | 163.6441 | 0.0014761 | 2027 | Mitigation | 0.95 | 45 | 0 | esc | 0.00097009 | 8.7501e-09 | 0.00097009 | 8.7501e-09
[35 empty] | WLDFR | HFTD - Distribution - Tier 2 - 2QU CoRE ¦ 5QU LoRE | 2028 | 0.62275 | 0.0034469 | 1.0066 | 0 | 1.0066 | 0.0034469 | 1.0066 | 0 | 1.0066 | 0.62684 | 0.62684 | 0.0034469 | 0.0021465 | 1.0066 | 0.62684 | 0 | 0 | 1.0066 | 0.62684 | [22 empty] | WLDFR | HFTD - Distribution - Tier 2 - 1QU CoRE ¦ 2QU LoRE | Non-Red Flag Warning - Destructive Fires | 2028 | 1.1293e-08 | 1.1293e-08 | 9534.9221 | 247.273 | 9287.6491 | 0 | 0 | 0 | 1.4555e-05 | 0.00010768 | 0 | 0.00010768 | 0.00010768 | 0 | 0.00010768 | [22 empty] | 7.3.3.17.5 (Remote Grid) Updates to grid topology to minimize risk of ignition in HFTDs Remote GridWLDFRWire-to-wire contactAggregated | WLDFR | HFTD - Distribution - Tier 2 - 1QU CoRE ¦ 1QU LoRE | Non-Red Flag Warning - Destructive Fires | Wire-to-wire contact | Aggregated | 2028 | 9.0199e-06 | 163.6441 | 0.0014761 | 2028 | Mitigation | 0.95 | 45 | 0 | esc | 0.00097009 | 8.7501e-09 | 0.00097009 | 8.7501e-09
[35 empty] | WLDFR | HFTD - Distribution - Tier 2 - 2QU CoRE ¦ 5QU LoRE | 2029 | 0.58201 | 0.0034469 | 1.0066 | 0 | 1.0066 | 0.0034469 | 1.0066 | 0 | 1.0066 | 0.58584 | 0.58584 | 0.0034469 | 0.0020061 | 1.0066 | 0.58584 | 0 | 0 | 1.0066 | 0.58584 | [22 empty] | WLDFR | HFTD - Distribution - Tier 2 - 1QU CoRE ¦ 2QU LoRE | Non-Red Flag Warning - Destructive Fires | 2029 | 1.1293e-08 | 1.1293e-08 | 9534.9221 | 247.273 | 9287.6491 | 0 | 0 | 0 | 1.4555e-05 | 0.00010768 | 0 | 0.00010768 | 0.00010768 | 0 | 0.00010768 | [22 empty] | 7.3.3.17.5 (Remote Grid) Updates to grid topology to minimize risk of ignition in HFTDs Remote GridWLDFRWire-to-wire contactAggregated | WLDFR | HFTD - Distribution - Tier 2 - 1QU CoRE ¦ 1QU LoRE | Non-Red Flag Warning - Destructive Fires | Wire-to-wire contact | Aggregated | 2029 | 9.0199e-06 | 163.6441 | 0.0014761 | 2029 | Mitigation | 0.95 | 45 | 0 | esc | 0.00097009 | 8.7501e-09 | 0.00097009 | 8.7501e-09
[35 empty] | WLDFR | HFTD - Distribution - Tier 2 - 2QU CoRE ¦ 5QU LoRE | 2030 | 0.54393 | 0.0034469 | 1.0066 | 0 | 1.0066 | 0.0034469 | 1.0066 | 0 | 1.0066 | 0.54751 | 0.54751 | 0.0034469 | 0.0018749 | 1.0066 | 0.54751 | 0 | 0 | 1.0066 | 0.54751 | [22 empty] | WLDFR | HFTD - Distribution - Tier 2 - 1QU CoRE ¦ 2QU LoRE | Non-Red Flag Warning - Destructive Fires | 2030 | 1.1293e-08 | 1.1293e-08 | 9534.9221 | 247.273 | 9287.6491 | 0 | 0 | 0 | 1.4555e-05 | 0.00010768 | 0 | 0.00010768 | 0.00010768 | 0 | 0.00010768 | [22 empty] | 7.3.3.17.5 (Remote Grid) Updates to grid topology to minimize risk of ignition in HFTDs Remote GridWLDFRWire-to-wire contactAggregated | WLDFR | HFTD - Distribution - Tier 2 - 1QU CoRE ¦ 1QU LoRE | Non-Red Flag Warning - Destructive Fires | Wire-to-wire contact | Aggregated | 2030 | 9.0199e-06 | 163.6441 | 0.0014761 | 2030 | Mitigation | 0.95 | 45 | 0 | esc | 0.00097009 | 8.7501e-09 | 0.00097009 | 8.7501e-09
[35 empty] | WLDFR | HFTD - Distribution - Tier 2 - 2QU CoRE ¦ 5QU LoRE | 2031 | 0.50835 | 0.0034469 | 1.0066 | 0 | 1.0066 | 0.0034469 | 1.0066 | 0 | 1.0066 | 0.51169 | 0.51169 | 0.0034469 | 0.0017522 | 1.0066 | 0.51169 | 0 | 0 | 1.0066 | 0.51169 | [22 empty] | WLDFR | HFTD - Distribution - Tier 2 - 1QU CoRE ¦ 2QU LoRE | Non-Red Flag Warning - Destructive Fires | 2031 | 1.1293e-08 | 1.1293e-08 | 9534.9221 | 247.273 | 9287.6491 | 0 | 0 | 0 | 1.4555e-05 | 0.00010768 | 0 | 0.00010768 | 0.00010768 | 0 | 0.00010768 | [22 empty] | 7.3.3.17.5 (Remote Grid) Updates to grid topology to minimize risk of ignition in HFTDs Remote GridWLDFRWire-to-wire contactAggregated | WLDFR | HFTD - Distribution - Tier 2 - 1QU CoRE ¦ 1QU LoRE | Non-Red Flag Warning - Destructive Fires | Wire-to-wire contact | Aggregated | 2031 | 9.0199e-06 | 163.6441 | 0.0014761 | 2031 | Mitigation | 0.95 | 45 | 0 | esc | 0.00097009 | 8.7501e-09 | 0.00097009 | 8.7501e-09
[35 empty] | WLDFR | HFTD - Distribution - Tier 2 - 2QU CoRE ¦ 5QU LoRE | 2032 | 0.47509 | 0.0034469 | 1.0066 | 0 | 1.0066 | 0.0034469 | 1.0066 | 0 | 1.0066 | 0.47822 | 0.47822 | 0.0034469 | 0.0016376 | 1.0066 | 0.47822 | 0 | 0 | 1.0066 | 0.47822 | [22 empty] | WLDFR | HFTD - Distribution - Tier 2 - 1QU CoRE ¦ 2QU LoRE | Non-Red Flag Warning - Destructive Fires | 2032 | 1.1293e-08 | 1.1293e-08 | 9534.9221 | 247.273 | 9287.6491 | 0 | 0 | 0 | 1.4555e-05 | 0.00010768 | 0 | 0.00010768 | 0.00010768 | 0 | 0.00010768 | [22 empty] | 7.3.3.17.5 (Remote Grid) Updates to grid topology to minimize risk of ignition in HFTDs Remote GridWLDFRWire-to-wire contactAggregated | WLDFR | HFTD - Distribution - Tier 2 - 1QU CoRE ¦ 1QU LoRE | Non-Red Flag Warning - Destructive Fires | Wire-to-wire contact | Aggregated | 2032 | 9.0199e-06 | 163.6441 | 0.0014761 | 2032 | Mitigation | 0.95 | 45 | 0 | esc | 0.00097009 | 8.7501e-09 | 0.00097009 | 8.7501e-09
[35 empty] | WLDFR | HFTD - Distribution - Tier 2 - 2QU CoRE ¦ 5QU LoRE | 2033 | 0.44401 | 0.0034469 | 1.0543 | 0 | 1.0543 | 0.0034469 | 1.0543 | 0 | 1.0543 | 0.46811 | 0.46811 | 0.0034469 | 0.0015305 | 1.0543 | 0.46811 | 0 | 0 | 1.0543 | 0.46811 | [22 empty] | WLDFR | HFTD - Distribution - Tier 2 - 1QU CoRE ¦ 2QU LoRE | Non-Red Flag Warning - Destructive Fires | 2033 | 1.1293e-08 | 1.1293e-08 | 9984.8474 | 263.1074 | 9721.74 | 0 | 0 | 0 | 1.4555e-05 | 0.00011276 | 0 | 0.00011276 | 0.00011276 | 0 | 0.00011276 | [22 empty] | 7.3.3.17.5 (Remote Grid) Updates to grid topology to minimize risk of ignition in HFTDs Remote GridWLDFRWire-to-wire contactAggregated | WLDFR | HFTD - Distribution - Tier 2 - 1QU CoRE ¦ 1QU LoRE | Non-Red Flag Warning - Destructive Fires | Wire-to-wire contact | Aggregated | 2033 | 9.0199e-06 | 163.6441 | 0.0014761 | 2033 | Mitigation | 0.95 | 45 | 0 | esc | 0.00097009 | 8.7501e-09 | 0.00097009 | 8.7501e-09
[35 empty] | WLDFR | HFTD - Distribution - Tier 2 - 2QU CoRE ¦ 5QU LoRE | 2034 | 0.41496 | 0.0034469 | 1.0543 | 0 | 1.0543 | 0.0034469 | 1.0543 | 0 | 1.0543 | 0.43749 | 0.43749 | 0.0034469 | 0.0014303 | 1.0543 | 0.43749 | 0 | 0 | 1.0543 | 0.43749 | [22 empty] | WLDFR | HFTD - Distribution - Tier 2 - 1QU CoRE ¦ 2QU LoRE | Non-Red Flag Warning - Destructive Fires | 2034 | 1.1293e-08 | 1.1293e-08 | 9984.8474 | 263.1074 | 9721.74 | 0 | 0 | 0 | 1.4555e-05 | 0.00011276 | 0 | 0.00011276 | 0.00011276 | 0 | 0.00011276 | [22 empty] | 7.3.3.17.5 (Remote Grid) Updates to grid topology to minimize risk of ignition in HFTDs Remote GridWLDFRWire-to-wire contactAggregated | WLDFR | HFTD - Distribution - Tier 2 - 1QU CoRE ¦ 1QU LoRE | Non-Red Flag Warning - Destructive Fires | Wire-to-wire contact | Aggregated | 2034 | 9.0199e-06 | 163.6441 | 0.0014761 | 2034 | Mitigation | 0.95 | 45 | 0 | esc | 0.00097009 | 8.7501e-09 | 0.00097009 | 8.7501e-09
[35 empty] | WLDFR | HFTD - Distribution - Tier 2 - 2QU CoRE ¦ 5QU LoRE | 2035 | 0.38782 | 0.0034469 | 1.0543 | 0 | 1.0543 | 0.0034469 | 1.0543 | 0 | 1.0543 | 0.40887 | 0.40887 | 0.0034469 | 0.0013368 | 1.0543 | 0.40887 | 0 | 0 | 1.0543 | 0.40887 | [22 empty] | WLDFR | HFTD - Distribution - Tier 2 - 1QU CoRE ¦ 2QU LoRE | Non-Red Flag Warning - Destructive Fires | 2035 | 1.1293e-08 | 1.1293e-08 | 9984.8474 | 263.1074 | 9721.74 | 0 | 0 | 0 | 1.4555e-05 | 0.00011276 | 0 | 0.00011276 | 0.00011276 | 0 | 0.00011276 | [22 empty] | 7.3.3.17.5 (Remote Grid) Updates to grid topology to minimize risk of ignition in HFTDs Remote GridWLDFRWire-to-wire contactAggregated | WLDFR | HFTD - Distribution - Tier 2 - 1QU CoRE ¦ 1QU LoRE | Non-Red Flag Warning - Destructive Fires | Wire-to-wire contact | Aggregated | 2035 | 9.0199e-06 | 163.6441 | 0.0014761 | 2035 | Mitigation | 0.95 | 45 | 0 | esc | 0.00097009 | 8.7501e-09 | 0.00097009 | 8.7501e-09
[35 empty] | WLDFR | HFTD - Distribution - Tier 2 - 2QU CoRE ¦ 5QU LoRE | 2036 | 0.36245 | 0.0034469 | 1.0543 | 0 | 1.0543 | 0.0034469 | 1.0543 | 0 | 1.0543 | 0.38212 | 0.38212 | 0.0034469 | 0.0012493 | 1.0543 | 0.38212 | 0 | 0 | 1.0543 | 0.38212 | [22 empty] | WLDFR | HFTD - Distribution - Tier 2 - 1QU CoRE ¦ 2QU LoRE | Non-Red Flag Warning - Destructive Fires | 2036 | 1.1293e-08 | 1.1293e-08 | 9984.8474 | 263.1074 | 9721.74 | 0 | 0 | 0 | 1.4555e-05 | 0.00011276 | 0 | 0.00011276 | 0.00011276 | 0 | 0.00011276 | [22 empty] | 7.3.3.17.5 (Remote Grid) Updates to grid topology to minimize risk of ignition in HFTDs Remote GridWLDFRWire-to-wire contactAggregated | WLDFR | HFTD - Distribution - Tier 2 - 1QU CoRE ¦ 1QU LoRE | Non-Red Flag Warning - Destructive Fires | Wire-to-wire contact | Aggregated | 2036 | 9.0199e-06 | 163.6441 | 0.0014761 | 2036 | Mitigation | 0.95 | 45 | 0 | esc | 0.00097009 | 8.7501e-09 | 0.00097009 | 8.7501e-09
[35 empty] | WLDFR | HFTD - Distribution - Tier 2 - 2QU CoRE ¦ 5QU LoRE | 2037 | 0.33873 | 0.0034469 | 1.0543 | 0 | 1.0543 | 0.0034469 | 1.0543 | 0 | 1.0543 | 0.35712 | 0.35712 | 0.0034469 | 0.0011676 | 1.0543 | 0.35712 | 0 | 0 | 1.0543 | 0.35712 | [22 empty] | WLDFR | HFTD - Distribution - Tier 2 - 1QU CoRE ¦ 2QU LoRE | Non-Red Flag Warning - Destructive Fires | 2037 | 1.1293e-08 | 1.1293e-08 | 9984.8474 | 263.1074 | 9721.74 | 0 | 0 | 0 | 1.4555e-05 | 0.00011276 | 0 | 0.00011276 | 0.00011276 | 0 | 0.00011276 | [22 empty] | 7.3.3.17.5 (Remote Grid) Updates to grid topology to minimize risk of ignition in HFTDs Remote GridWLDFRWire-to-wire contactAggregated | WLDFR | HFTD - Distribution - Tier 2 - 1QU CoRE ¦ 1QU LoRE | Non-Red Flag Warning - Destructive Fires | Wire-to-wire contact | Aggregated | 2037 | 9.0199e-06 | 163.6441 | 0.0014761 | 2037 | Mitigation | 0.95 | 45 | 0 | esc | 0.00097009 | 8.7501e-09 | 0.00097009 | 8.7501e-09
[35 empty] | WLDFR | HFTD - Distribution - Tier 2 - 2QU CoRE ¦ 5QU LoRE | 2038 | 0.31657 | 0.0034469 | 1.106 | 0 | 1.106 | 0.0034469 | 1.106 | 0 | 1.106 | 0.35015 | 0.35015 | 0.0034469 | 0.0010912 | 1.106 | 0.35015 | 0 | 0 | 1.106 | 0.35015 | [22 empty] | WLDFR | HFTD - Distribution - Tier 2 - 1QU CoRE ¦ 2QU LoRE | Non-Red Flag Warning - Destructive Fires | 2038 | 1.1293e-08 | 1.1293e-08 | 10472.8261 | 280.5544 | 10192.2718 | 0 | 0 | 0 | 1.4555e-05 | 0.00011827 | 0 | 0.00011827 | 0.00011827 | 0 | 0.00011827 | [22 empty] | 7.3.3.17.5 (Remote Grid) Updates to grid topology to minimize risk of ignition in HFTDs Remote GridWLDFRWire-to-wire contactAggregated | WLDFR | HFTD - Distribution - Tier 2 - 1QU CoRE ¦ 1QU LoRE | Non-Red Flag Warning - Destructive Fires | Wire-to-wire contact | Aggregated | 2038 | 9.0199e-06 | 163.6441 | 0.0014761 | 2038 | Mitigation | 0.95 | 45 | 0 | esc | 0.00097009 | 8.7501e-09 | 0.00097009 | 8.7501e-09
[35 empty] | WLDFR | HFTD - Distribution - Tier 2 - 2QU CoRE ¦ 5QU LoRE | 2039 | 0.29586 | 0.0034469 | 1.106 | 0 | 1.106 | 0.0034469 | 1.106 | 0 | 1.106 | 0.32724 | 0.32724 | 0.0034469 | 0.0010198 | 1.106 | 0.32724 | 0 | 0 | 1.106 | 0.32724 | [22 empty] | WLDFR | HFTD - Distribution - Tier 2 - 1QU CoRE ¦ 2QU LoRE | Non-Red Flag Warning - Destructive Fires | 2039 | 1.1293e-08 | 1.1293e-08 | 10472.8261 | 280.5544 | 10192.2718 | 0 | 0 | 0 | 1.4555e-05 | 0.00011827 | 0 | 0.00011827 | 0.00011827 | 0 | 0.00011827 | [22 empty] | 7.3.3.17.5 (Remote Grid) Updates to grid topology to minimize risk of ignition in HFTDs Remote GridWLDFRWire-to-wire contactAggregated | WLDFR | HFTD - Distribution - Tier 2 - 1QU CoRE ¦ 1QU LoRE | Non-Red Flag Warning - Destructive Fires | Wire-to-wire contact | Aggregated | 2039 | 9.0199e-06 | 163.6441 | 0.0014761 | 2039 | Mitigation | 0.95 | 45 | 0 | esc | 0.00097009 | 8.7501e-09 | 0.00097009 | 8.7501e-09
[35 empty] | WLDFR | HFTD - Distribution - Tier 2 - 2QU CoRE ¦ 5QU LoRE | 2040 | 0.27651 | 0.0034469 | 1.106 | 0 | 1.106 | 0.0034469 | 1.106 | 0 | 1.106 | 0.30583 | 0.30583 | 0.0034469 | 0.00095309 | 1.106 | 0.30583 | 0 | 0 | 1.106 | 0.30583 | [22 empty] | WLDFR | HFTD - Distribution - Tier 2 - 1QU CoRE ¦ 2QU LoRE | Non-Red Flag Warning - Destructive Fires | 2040 | 1.1293e-08 | 1.1293e-08 | 10472.8261 | 280.5544 | 10192.2718 | 0 | 0 | 0 | 1.4555e-05 | 0.00011827 | 0 | 0.00011827 | 0.00011827 | 0 | 0.00011827 | [22 empty] | 7.3.3.17.5 (Remote Grid) Updates to grid topology to minimize risk of ignition in HFTDs Remote GridWLDFRWire-to-wire contactAggregated | WLDFR | HFTD - Distribution - Tier 2 - 1QU CoRE ¦ 1QU LoRE | Non-Red Flag Warning - Destructive Fires | Wire-to-wire contact | Aggregated | 2040 | 9.0199e-06 | 163.6441 | 0.0014761 | 2040 | Mitigation | 0.95 | 45 | 0 | esc | 0.00097009 | 8.7501e-09 | 0.00097009 | 8.7501e-09
[35 empty] | WLDFR | HFTD - Distribution - Tier 2 - 2QU CoRE ¦ 5QU LoRE | 2041 | 0.25842 | 0.0034469 | 1.106 | 0 | 1.106 | 0.0034469 | 1.106 | 0 | 1.106 | 0.28582 | 0.28582 | 0.0034469 | 0.00089074 | 1.106 | 0.28582 | 0 | 0 | 1.106 | 0.28582 | [22 empty] | WLDFR | HFTD - Distribution - Tier 2 - 1QU CoRE ¦ 2QU LoRE | Non-Red Flag Warning - Destructive Fires | 2041 | 1.1293e-08 | 1.1293e-08 | 10472.8261 | 280.5544 | 10192.2718 | 0 | 0 | 0 | 1.4555e-05 | 0.00011827 | 0 | 0.00011827 | 0.00011827 | 0 | 0.00011827 | [22 empty] | 7.3.3.17.5 (Remote Grid) Updates to grid topology to minimize risk of ignition in HFTDs Remote GridWLDFRWire-to-wire contactAggregated | WLDFR | HFTD - Distribution - Tier 2 - 1QU CoRE ¦ 1QU LoRE | Non-Red Flag Warning - Destructive Fires | Wire-to-wire contact | Aggregated | 2041 | 9.0199e-06 | 163.6441 | 0.0014761 | 2041 | Mitigation | 0.95 | 45 | 0 | esc | 0.00097009 | 8.7501e-09 | 0.00097009 | 8.7501e-09
[35 empty] | WLDFR | HFTD - Distribution - Tier 2 - 2QU CoRE ¦ 5QU LoRE | 2042 | 0.24151 | 0.0034469 | 1.106 | 0 | 1.106 | 0.0034469 | 1.106 | 0 | 1.106 | 0.26713 | 0.26713 | 0.0034469 | 0.00083247 | 1.106 | 0.26713 | 0 | 0 | 1.106 | 0.26713 | [22 empty] | WLDFR | HFTD - Distribution - Tier 2 - 1QU CoRE ¦ 2QU LoRE | Non-Red Flag Warning - Destructive Fires | 2042 | 1.1293e-08 | 1.1293e-08 | 10472.8261 | 280.5544 | 10192.2718 | 0 | 0 | 0 | 1.4555e-05 | 0.00011827 | 0 | 0.00011827 | 0.00011827 | 0 | 0.00011827 | [22 empty] | 7.3.3.17.5 (Remote Grid) Updates to grid topology to minimize risk of ignition in HFTDs Remote GridWLDFRWire-to-wire contactAggregated | WLDFR | HFTD - Distribution - Tier 2 - 1QU CoRE ¦ 1QU LoRE | Non-Red Flag Warning - Destructive Fires | Wire-to-wire contact | Aggregated | 2042 | 9.0199e-06 | 163.6441 | 0.0014761 | 2042 | Mitigation | 0.95 | 45 | 0 | esc | 0.00097009 | 8.7501e-09 | 0.00097009 | 8.7501e-09
[35 empty] | WLDFR | HFTD - Distribution - Tier 2 - 2QU CoRE ¦ 5QU LoRE | 2043 | 0.22571 | 0.0034469 | 1.1612 | 0 | 1.1612 | 0.0034469 | 1.1612 | 0 | 1.1612 | 0.2621 | 0.2621 | 0.0034469 | 0.00077801 | 1.1612 | 0.2621 | 0 | 0 | 1.1612 | 0.2621 | [22 empty] | WLDFR | HFTD - Distribution - Tier 2 - 1QU CoRE ¦ 2QU LoRE | Non-Red Flag Warning - Destructive Fires | 2043 | 1.1293e-08 | 1.1293e-08 | 10992.1562 | 299.42 | 10692.7362 | 0 | 0 | 0 | 1.4555e-05 | 0.00012413 | 0 | 0.00012413 | 0.00012413 | 0 | 0.00012413 | [22 empty] | 7.3.3.17.5 (Remote Grid) Updates to grid topology to minimize risk of ignition in HFTDs Remote GridWLDFRWire-to-wire contactAggregated | WLDFR | HFTD - Distribution - Tier 2 - 1QU CoRE ¦ 1QU LoRE | Non-Red Flag Warning - Destructive Fires | Wire-to-wire contact | Aggregated | 2043 | 9.0199e-06 | 163.6441 | 0.0014761 | 2043 | Mitigation | 0.95 | 45 | 0 | esc | 0.00097009 | 8.7501e-09 | 0.00097009 | 8.7501e-09
[35 empty] | WLDFR | HFTD - Distribution - Tier 2 - 2QU CoRE ¦ 5QU LoRE | 2044 | 0.21095 | 0.0034469 | 1.1612 | 0 | 1.1612 | 0.0034469 | 1.1612 | 0 | 1.1612 | 0.24495 | 0.24495 | 0.0034469 | 0.00072711 | 1.1612 | 0.24495 | 0 | 0 | 1.1612 | 0.24495 | [22 empty] | WLDFR | HFTD - Distribution - Tier 2 - 1QU CoRE ¦ 2QU LoRE | Non-Red Flag Warning - Destructive Fires | 2044 | 1.1293e-08 | 1.1293e-08 | 10992.1562 | 299.42 | 10692.7362 | 0 | 0 | 0 | 1.4555e-05 | 0.00012413 | 0 | 0.00012413 | 0.00012413 | 0 | 0.00012413 | [22 empty] | 7.3.3.17.5 (Remote Grid) Updates to grid topology to minimize risk of ignition in HFTDs Remote GridWLDFRWire-to-wire contactAggregated | WLDFR | HFTD - Distribution - Tier 2 - 1QU CoRE ¦ 1QU LoRE | Non-Red Flag Warning - Destructive Fires | Wire-to-wire contact | Aggregated | 2044 | 9.0199e-06 | 163.6441 | 0.0014761 | 2044 | Mitigation | 0.95 | 45 | 0 | esc | 0.00097009 | 8.7501e-09 | 0.00097009 | 8.7501e-09
[35 empty] | WLDFR | HFTD - Distribution - Tier 2 - 2QU CoRE ¦ 5QU LoRE | 2045 | 0.19715 | 0.0034469 | 1.1612 | 0 | 1.1612 | 0.0034469 | 1.1612 | 0 | 1.1612 | 0.22893 | 0.22893 | 0.0034469 | 0.00067954 | 1.1612 | 0.22893 | 0 | 0 | 1.1612 | 0.22893 | [22 empty] | WLDFR | HFTD - Distribution - Tier 2 - 1QU CoRE ¦ 2QU LoRE | Non-Red Flag Warning - Destructive Fires | 2045 | 1.1293e-08 | 1.1293e-08 | 10992.1562 | 299.42 | 10692.7362 | 0 | 0 | 0 | 1.4555e-05 | 0.00012413 | 0 | 0.00012413 | 0.00012413 | 0 | 0.00012413 | [22 empty] | 7.3.3.17.5 (Remote Grid) Updates to grid topology to minimize risk of ignition in HFTDs Remote GridWLDFRWire-to-wire contactAggregated | WLDFR | HFTD - Distribution - Tier 2 - 1QU CoRE ¦ 1QU LoRE | Non-Red Flag Warning - Destructive Fires | Wire-to-wire contact | Aggregated | 2045 | 9.0199e-06 | 163.6441 | 0.0014761 | 2045 | Mitigation | 0.95 | 45 | 0 | esc | 0.00097009 | 8.7501e-09 | 0.00097009 | 8.7501e-09
[35 empty] | WLDFR | HFTD - Distribution - Tier 2 - 2QU CoRE ¦ 5QU LoRE | 2046 | 0.18425 | 0.0034469 | 1.1612 | 0 | 1.1612 | 0.0034469 | 1.1612 | 0 | 1.1612 | 0.21395 | 0.21395 | 0.0034469 | 0.00063508 | 1.1612 | 0.21395 | 0 | 0 | 1.1612 | 0.21395 | [22 empty] | WLDFR | HFTD - Distribution - Tier 2 - 1QU CoRE ¦ 2QU LoRE | Non-Red Flag Warning - Destructive Fires | 2046 | 1.1293e-08 | 1.1293e-08 | 10992.1562 | 299.42 | 10692.7362 | 0 | 0 | 0 | 1.4555e-05 | 0.00012413 | 0 | 0.00012413 | 0.00012413 | 0 | 0.00012413 | [22 empty] | 7.3.3.17.5 (Remote Grid) Updates to grid topology to minimize risk of ignition in HFTDs Remote GridWLDFRWire-to-wire contactAggregated | WLDFR | HFTD - Distribution - Tier 2 - 1QU CoRE ¦ 1QU LoRE | Non-Red Flag Warning - Destructive Fires | Wire-to-wire contact | Aggregated | 2046 | 9.0199e-06 | 163.6441 | 0.0014761 | 2046 | Mitigation | 0.95 | 45 | 0 | esc | 0.00097009 | 8.7501e-09 | 0.00097009 | 8.7501e-09
[35 empty] | WLDFR | HFTD - Distribution - Tier 2 - 2QU CoRE ¦ 5QU LoRE | 2047 | 0.1722 | 0.0034469 | 1.1612 | 0 | 1.1612 | 0.0034469 | 1.1612 | 0 | 1.1612 | 0.19995 | 0.19995 | 0.0034469 | 0.00059354 | 1.1612 | 0.19995 | 0 | 0 | 1.1612 | 0.19995 | [22 empty] | WLDFR | HFTD - Distribution - Tier 2 - 1QU CoRE ¦ 2QU LoRE | Non-Red Flag Warning - Destructive Fires | 2047 | 1.1293e-08 | 1.1293e-08 | 10992.1562 | 299.42 | 10692.7362 | 0 | 0 | 0 | 1.4555e-05 | 0.00012413 | 0 | 0.00012413 | 0.00012413 | 0 | 0.00012413 | [22 empty] | 7.3.3.17.5 (Remote Grid) Updates to grid topology to minimize risk of ignition in HFTDs Remote GridWLDFRWire-to-wire contactAggregated | WLDFR | HFTD - Distribution - Tier 2 - 1QU CoRE ¦ 1QU LoRE | Non-Red Flag Warning - Destructive Fires | Wire-to-wire contact | Aggregated | 2047 | 9.0199e-06 | 163.6441 | 0.0014761 | 2047 | Mitigation | 0.95 | 45 | 0 | esc | 0.00097009 | 8.7501e-09 | 0.00097009 | 8.7501e-09
[35 empty] | WLDFR | HFTD - Distribution - Tier 2 - 2QU CoRE ¦ 5QU LoRE | 2048 | 0.16093 | 0.0034469 | 1.219 | 0 | 1.219 | 0.0034469 | 1.219 | 0 | 1.219 | 0.19618 | 0.19618 | 0.0034469 | 0.00055471 | 1.219 | 0.19618 | 0 | 0 | 1.219 | 0.19618 | [22 empty] | WLDFR | HFTD - Distribution - Tier 2 - 1QU CoRE ¦ 2QU LoRE | Non-Red Flag Warning - Destructive Fires | 2048 | 1.1293e-08 | 1.1293e-08 | 11536.0538 | 319.4911 | 11216.5626 | 0 | 0 | 0 | 1.4555e-05 | 0.00013027 | 0 | 0.00013027 | 0.00013027 | 0 | 0.00013027 | [22 empty] | 7.3.3.17.5 (Remote Grid) Updates to grid topology to minimize risk of ignition in HFTDs Remote GridWLDFRWire-to-wire contactAggregated | WLDFR | HFTD - Distribution - Tier 2 - 1QU CoRE ¦ 1QU LoRE | Non-Red Flag Warning - Destructive Fires | Wire-to-wire contact | Aggregated | 2048 | 9.0199e-06 | 163.6441 | 0.0014761 | 2048 | Mitigation | 0.95 | 45 | 0 | esc | 0.00097009 | 8.7501e-09 | 0.00097009 | 8.7501e-09
[35 empty] | WLDFR | HFTD - Distribution - Tier 2 - 2QU CoRE ¦ 5QU LoRE | 2049 | 0.1504 | 0.0034469 | 1.219 | 0 | 1.219 | 0.0034469 | 1.219 | 0 | 1.219 | 0.18334 | 0.18334 | 0.0034469 | 0.00051842 | 1.219 | 0.18334 | 0 | 0 | 1.219 | 0.18334 | [22 empty] | WLDFR | HFTD - Distribution - Tier 2 - 1QU CoRE ¦ 2QU LoRE | Non-Red Flag Warning - Destructive Fires | 2049 | 1.1293e-08 | 1.1293e-08 | 11536.0538 | 319.4911 | 11216.5626 | 0 | 0 | 0 | 1.4555e-05 | 0.00013027 | 0 | 0.00013027 | 0.00013027 | 0 | 0.00013027 | [22 empty] | 7.3.3.17.5 (Remote Grid) Updates to grid topology to minimize risk of ignition in HFTDs Remote GridWLDFRWire-to-wire contactAggregated | WLDFR | HFTD - Distribution - Tier 2 - 1QU CoRE ¦ 1QU LoRE | Non-Red Flag Warning - Destructive Fires | Wire-to-wire contact | Aggregated | 2049 | 9.0199e-06 | 163.6441 | 0.0014761 | 2049 | Mitigation | 0.95 | 45 | 0 | esc | 0.00097009 | 8.7501e-09 | 0.00097009 | 8.7501e-09
[35 empty] | WLDFR | HFTD - Distribution - Tier 2 - 2QU CoRE ¦ 5QU LoRE | 2050 | 0.14056 | 0.0034469 | 1.219 | 0 | 1.219 | 0.0034469 | 1.219 | 0 | 1.219 | 0.17135 | 0.17135 | 0.0034469 | 0.0004845 | 1.219 | 0.17135 | 0 | 0 | 1.219 | 0.17135 | [22 empty] | WLDFR | HFTD - Distribution - Tier 2 - 1QU CoRE ¦ 2QU LoRE | Non-Red Flag Warning - Destructive Fires | 2050 | 1.1293e-08 | 1.1293e-08 | 11536.0538 | 319.4911 | 11216.5626 | 0 | 0 | 0 | 1.4555e-05 | 0.00013027 | 0 | 0.00013027 | 0.00013027 | 0 | 0.00013027 | [22 empty] | 7.3.3.17.5 (Remote Grid) Updates to grid topology to minimize risk of ignition in HFTDs Remote GridWLDFRWire-to-wire contactAggregated | WLDFR | HFTD - Distribution - Tier 2 - 1QU CoRE ¦ 1QU LoRE | Non-Red Flag Warning - Destructive Fires | Wire-to-wire contact | Aggregated | 2050 | 9.0199e-06 | 163.6441 | 0.0014761 | 2050 | Mitigation | 0.95 | 45 | 0 | esc | 0.00097009 | 8.7501e-09 | 0.00097009 | 8.7501e-09
[35 empty] | WLDFR | HFTD - Distribution - Tier 2 - 2QU CoRE ¦ 5QU LoRE | 2051 | 0.13137 | 0.0034469 | 1.219 | 0 | 1.219 | 0.0034469 | 1.219 | 0 | 1.219 | 0.16014 | 0.16014 | 0.0034469 | 0.00045281 | 1.219 | 0.16014 | 0 | 0 | 1.219 | 0.16014 | [22 empty] | WLDFR | HFTD - Distribution - Tier 2 - 1QU CoRE ¦ 2QU LoRE | Non-Red Flag Warning - Destructive Fires | 2051 | 1.1293e-08 | 1.1293e-08 | 11536.0538 | 319.4911 | 11216.5626 | 0 | 0 | 0 | 1.4555e-05 | 0.00013027 | 0 | 0.00013027 | 0.00013027 | 0 | 0.00013027 | [22 empty] | 7.3.3.17.5 (Remote Grid) Updates to grid topology to minimize risk of ignition in HFTDs Remote GridWLDFRWire-to-wire contactAggregated | WLDFR | HFTD - Distribution - Tier 2 - 1QU CoRE ¦ 1QU LoRE | Non-Red Flag Warning - Destructive Fires | Wire-to-wire contact | Aggregated | 2051 | 9.0199e-06 | 163.6441 | 0.0014761 | 2051 | Mitigation | 0.95 | 45 | 0 | esc | 0.00097009 | 8.7501e-09 | 0.00097009 | 8.7501e-09
[35 empty] | WLDFR | HFTD - Distribution - Tier 2 - 2QU CoRE ¦ 5QU LoRE | 2052 | 0.12277 | 0.0034469 | 1.219 | 0 | 1.219 | 0.0034469 | 1.219 | 0 | 1.219 | 0.14966 | 0.14966 | 0.0034469 | 0.00042318 | 1.219 | 0.14966 | 0 | 0 | 1.219 | 0.14966 | [22 empty] | WLDFR | HFTD - Distribution - Tier 2 - 1QU CoRE ¦ 2QU LoRE | Non-Red Flag Warning - Destructive Fires | 2052 | 1.1293e-08 | 1.1293e-08 | 11536.0538 | 319.4911 | 11216.5626 | 0 | 0 | 0 | 1.4555e-05 | 0.00013027 | 0 | 0.00013027 | 0.00013027 | 0 | 0.00013027 | [22 empty] | 7.3.3.17.5 (Remote Grid) Updates to grid topology to minimize risk of ignition in HFTDs Remote GridWLDFRWire-to-wire contactAggregated | WLDFR | HFTD - Distribution - Tier 2 - 1QU CoRE ¦ 1QU LoRE | Non-Red Flag Warning - Destructive Fires | Wire-to-wire contact | Aggregated | 2052 | 9.0199e-06 | 163.6441 | 0.0014761 | 2052 | Mitigation | 0.95 | 45 | 0 | esc | 0.00097009 | 8.7501e-09 | 0.00097009 | 8.7501e-09
[35 empty] | WLDFR | HFTD - Distribution - Tier 2 - 2QU CoRE ¦ 5QU LoRE | 2053 | 0.11474 | 0.0034469 | 1.2788 | 0 | 1.2788 | 0.0034469 | 1.2788 | 0 | 1.2788 | 0.14673 | 0.14673 | 0.0034469 | 0.0003955 | 1.2788 | 0.14673 | 0 | 0 | 1.2788 | 0.14673 | [22 empty] | WLDFR | HFTD - Distribution - Tier 2 - 1QU CoRE ¦ 2QU LoRE | Non-Red Flag Warning - Destructive Fires | 2053 | 1.1293e-08 | 1.1293e-08 | 12097.6769 | 340.5356 | 11757.1413 | 0 | 0 | 0 | 1.4555e-05 | 0.00013662 | 0 | 0.00013662 | 0.00013662 | 0 | 0.00013662 | [22 empty] | 7.3.3.17.5 (Remote Grid) Updates to grid topology to minimize risk of ignition in HFTDs Remote GridWLDFRWire-to-wire contactAggregated | WLDFR | HFTD - Distribution - Tier 2 - 1QU CoRE ¦ 1QU LoRE | Non-Red Flag Warning - Destructive Fires | Wire-to-wire contact | Aggregated | 2053 | 9.0199e-06 | 163.6441 | 0.0014761 | 2053 | Mitigation | 0.95 | 45 | 0 | esc | 0.00097009 | 8.7501e-09 | 0.00097009 | 8.7501e-09
[35 empty] | WLDFR | HFTD - Distribution - Tier 2 - 2QU CoRE ¦ 5QU LoRE | 2054 | 0.10723 | 0.0034469 | 1.2788 | 0 | 1.2788 | 0.0034469 | 1.2788 | 0 | 1.2788 | 0.13713 | 0.13713 | 0.0034469 | 0.00036963 | 1.2788 | 0.13713 | 0 | 0 | 1.2788 | 0.13713 | [22 empty] | WLDFR | HFTD - Distribution - Tier 2 - 1QU CoRE ¦ 2QU LoRE | Non-Red Flag Warning - Destructive Fires | 2054 | 1.1293e-08 | 1.1293e-08 | 12097.6769 | 340.5356 | 11757.1413 | 0 | 0 | 0 | 1.4555e-05 | 0.00013662 | 0 | 0.00013662 | 0.00013662 | 0 | 0.00013662 | [22 empty] | 7.3.3.17.5 (Remote Grid) Updates to grid topology to minimize risk of ignition in HFTDs Remote GridWLDFRWire-to-wire contactAggregated | WLDFR | HFTD - Distribution - Tier 2 - 1QU CoRE ¦ 1QU LoRE | Non-Red Flag Warning - Destructive Fires | Wire-to-wire contact | Aggregated | 2054 | 9.0199e-06 | 163.6441 | 0.0014761 | 2054 | Mitigation | 0.95 | 45 | 0 | esc | 0.00097009 | 8.7501e-09 | 0.00097009 | 8.7501e-09
[35 empty] | WLDFR | HFTD - Distribution - Tier 2 - 2QU CoRE ¦ 5QU LoRE | 2055 | 0.10022 | 0.0034469 | 1.2788 | 0 | 1.2788 | 0.0034469 | 1.2788 | 0 | 1.2788 | 0.12816 | 0.12816 | 0.0034469 | 0.00034544 | 1.2788 | 0.12816 | 0 | 0 | 1.2788 | 0.12816 | [22 empty] | WLDFR | HFTD - Distribution - Tier 2 - 1QU CoRE ¦ 2QU LoRE | Non-Red Flag Warning - Destructive Fires | 2055 | 1.1293e-08 | 1.1293e-08 | 12097.6769 | 340.5356 | 11757.1413 | 0 | 0 | 0 | 1.4555e-05 | 0.00013662 | 0 | 0.00013662 | 0.00013662 | 0 | 0.00013662 | [22 empty] | 7.3.3.17.5 (Remote Grid) Updates to grid topology to minimize risk of ignition in HFTDs Remote GridWLDFRWire-to-wire contactAggregated | WLDFR | HFTD - Distribution - Tier 2 - 1QU CoRE ¦ 1QU LoRE | Non-Red Flag Warning - Destructive Fires | Wire-to-wire contact | Aggregated | 2055 | 9.0199e-06 | 163.6441 | 0.0014761 | 2055 | Mitigation | 0.95 | 45 | 0 | esc | 0.00097009 | 8.7501e-09 | 0.00097009 | 8.7501e-09
[35 empty] | WLDFR | HFTD - Distribution - Tier 2 - 2QU CoRE ¦ 5QU LoRE | 2056 | 0.093663 | 0.0034469 | 1.2788 | 0 | 1.2788 | 0.0034469 | 1.2788 | 0 | 1.2788 | 0.11977 | 0.11977 | 0.0034469 | 0.00032284 | 1.2788 | 0.11977 | 0 | 0 | 1.2788 | 0.11977 | [22 empty] | WLDFR | HFTD - Distribution - Tier 2 - 1QU CoRE ¦ 2QU LoRE | Non-Red Flag Warning - Destructive Fires | 2056 | 1.1293e-08 | 1.1293e-08 | 12097.6769 | 340.5356 | 11757.1413 | 0 | 0 | 0 | 1.4555e-05 | 0.00013662 | 0 | 0.00013662 | 0.00013662 | 0 | 0.00013662 | [22 empty] | 7.3.3.17.5 (Remote Grid) Updates to grid topology to minimize risk of ignition in HFTDs Remote GridWLDFRWire-to-wire contactAggregated | WLDFR | HFTD - Distribution - Tier 2 - 1QU CoRE ¦ 1QU LoRE | Non-Red Flag Warning - Destructive Fires | Wire-to-wire contact | Aggregated | 2056 | 9.0199e-06 | 163.6441 | 0.0014761 | 2056 | Mitigation | 0.95 | 45 | 0 | esc | 0.00097009 | 8.7501e-09 | 0.00097009 | 8.7501e-09
[35 empty] | WLDFR | HFTD - Distribution - Tier 2 - 2QU CoRE ¦ 5QU LoRE | 2057 | 0.087535 | 0.0034469 | 1.2788 | 0 | 1.2788 | 0.0034469 | 1.2788 | 0 | 1.2788 | 0.11194 | 0.11194 | 0.0034469 | 0.00030172 | 1.2788 | 0.11194 | 0 | 0 | 1.2788 | 0.11194 | [22 empty] | WLDFR | HFTD - Distribution - Tier 2 - 1QU CoRE ¦ 2QU LoRE | Non-Red Flag Warning - Destructive Fires | 2057 | 1.1293e-08 | 1.1293e-08 | 12097.6769 | 340.5356 | 11757.1413 | 0 | 0 | 0 | 1.4555e-05 | 0.00013662 | 0 | 0.00013662 | 0.00013662 | 0 | 0.00013662 | [22 empty] | 7.3.3.17.5 (Remote Grid) Updates to grid topology to minimize risk of ignition in HFTDs Remote GridWLDFRWire-to-wire contactAggregated | WLDFR | HFTD - Distribution - Tier 2 - 1QU CoRE ¦ 1QU LoRE | Non-Red Flag Warning - Destructive Fires | Wire-to-wire contact | Aggregated | 2057 | 9.0199e-06 | 163.6441 | 0.0014761 | 2057 | Mitigation | 0.95 | 45 | 0 | esc | 0.00097009 | 8.7501e-09 | 0.00097009 | 8.7501e-09
[35 empty] | WLDFR | HFTD - Distribution - Tier 2 - 2QU CoRE ¦ 5QU LoRE | 2058 | 0.081809 | 0.0034469 | 1.3397 | 0 | 1.3397 | 0.0034469 | 1.3397 | 0 | 1.3397 | 0.1096 | 0.1096 | 0.0034469 | 0.00028199 | 1.3397 | 0.1096 | 0 | 0 | 1.3397 | 0.1096 | [22 empty] | WLDFR | HFTD - Distribution - Tier 2 - 1QU CoRE ¦ 2QU LoRE | Non-Red Flag Warning - Destructive Fires | 2058 | 1.1293e-08 | 1.1293e-08 | 12670.1796 | 362.3049 | 12307.8747 | 0 | 0 | 0 | 1.4555e-05 | 0.00014308 | 0 | 0.00014308 | 0.00014308 | 0 | 0.00014308 | [22 empty] | 7.3.3.17.5 (Remote Grid) Updates to grid topology to minimize risk of ignition in HFTDs Remote GridWLDFRWire-to-wire contactAggregated | WLDFR | HFTD - Distribution - Tier 2 - 1QU CoRE ¦ 1QU LoRE | Non-Red Flag Warning - Destructive Fires | Wire-to-wire contact | Aggregated | 2058 | 9.0199e-06 | 163.6441 | 0.0014761 | 2058 | Mitigation | 0.95 | 45 | 0 | esc | 0.00097009 | 8.7501e-09 | 0.00097009 | 8.7501e-09
[35 empty] | WLDFR | HFTD - Distribution - Tier 2 - 2QU CoRE ¦ 5QU LoRE | 2059 | 0.076457 | 0.0034469 | 1.3397 | 0 | 1.3397 | 0.0034469 | 1.3397 | 0 | 1.3397 | 0.10243 | 0.10243 | 0.0034469 | 0.00026354 | 1.3397 | 0.10243 | 0 | 0 | 1.3397 | 0.10243 | [22 empty] | WLDFR | HFTD - Distribution - Tier 2 - 1QU CoRE ¦ 2QU LoRE | Non-Red Flag Warning - Destructive Fires | 2059 | 1.1293e-08 | 1.1293e-08 | 12670.1796 | 362.3049 | 12307.8747 | 0 | 0 | 0 | 1.4555e-05 | 0.00014308 | 0 | 0.00014308 | 0.00014308 | 0 | 0.00014308 | [22 empty] | 7.3.3.17.5 (Remote Grid) Updates to grid topology to minimize risk of ignition in HFTDs Remote GridWLDFRWire-to-wire contactAggregated | WLDFR | HFTD - Distribution - Tier 2 - 1QU CoRE ¦ 1QU LoRE | Non-Red Flag Warning - Destructive Fires | Wire-to-wire contact | Aggregated | 2059 | 9.0199e-06 | 163.6441 | 0.0014761 | 2059 | Mitigation | 0.95 | 45 | 0 | esc | 0.00097009 | 8.7501e-09 | 0.00097009 | 8.7501e-09
[35 empty] | WLDFR | HFTD - Distribution - Tier 2 - 2QU CoRE ¦ 5QU LoRE | 2060 | 0.071455 | 0.0034469 | 1.3397 | 0 | 1.3397 | 0.0034469 | 1.3397 | 0 | 1.3397 | 0.095729 | 0.095729 | 0.0034469 | 0.0002463 | 1.3397 | 0.095729 | 0 | 0 | 1.3397 | 0.095729 | [22 empty] | WLDFR | HFTD - Distribution - Tier 2 - 1QU CoRE ¦ 2QU LoRE | Non-Red Flag Warning - Destructive Fires | 2060 | 1.1293e-08 | 1.1293e-08 | 12670.1796 | 362.3049 | 12307.8747 | 0 | 0 | 0 | 1.4555e-05 | 0.00014308 | 0 | 0.00014308 | 0.00014308 | 0 | 0.00014308 | [22 empty] | 7.3.3.17.5 (Remote Grid) Updates to grid topology to minimize risk of ignition in HFTDs Remote GridWLDFRWire-to-wire contactAggregated | WLDFR | HFTD - Distribution - Tier 2 - 1QU CoRE ¦ 1QU LoRE | Non-Red Flag Warning - Destructive Fires | Wire-to-wire contact | Aggregated | 2060 | 9.0199e-06 | 163.6441 | 0.0014761 | 2060 | Mitigation | 0.95 | 45 | 0 | esc | 0.00097009 | 8.7501e-09 | 0.00097009 | 8.7501e-09
[35 empty] | WLDFR | HFTD - Distribution - Tier 2 - 2QU CoRE ¦ 5QU LoRE | 2061 | 0.06678 | 0.0034469 | 1.3397 | 0 | 1.3397 | 0.0034469 | 1.3397 | 0 | 1.3397 | 0.089466 | 0.089466 | 0.0034469 | 0.00023018 | 1.3397 | 0.089466 | 0 | 0 | 1.3397 | 0.089466 | [22 empty] | WLDFR | HFTD - Distribution - Tier 2 - 1QU CoRE ¦ 2QU LoRE | Non-Red Flag Warning - Destructive Fires | 2061 | 1.1293e-08 | 1.1293e-08 | 12670.1796 | 362.3049 | 12307.8747 | 0 | 0 | 0 | 1.4555e-05 | 0.00014308 | 0 | 0.00014308 | 0.00014308 | 0 | 0.00014308 | [22 empty] | 7.3.3.17.5 (Remote Grid) Updates to grid topology to minimize risk of ignition in HFTDs Remote GridWLDFRWire-to-wire contactAggregated | WLDFR | HFTD - Distribution - Tier 2 - 1QU CoRE ¦ 1QU LoRE | Non-Red Flag Warning - Destructive Fires | Wire-to-wire contact | Aggregated | 2061 | 9.0199e-06 | 163.6441 | 0.0014761 | 2061 | Mitigation | 0.95 | 45 | 0 | esc | 0.00097009 | 8.7501e-09 | 0.00097009 | 8.7501e-09
[35 empty] | WLDFR | HFTD - Distribution - Tier 2 - 2QU CoRE ¦ 5QU LoRE | 2062 | 0.062412 | 0.0034469 | 1.3397 | 0 | 1.3397 | 0.0034469 | 1.3397 | 0 | 1.3397 | 0.083613 | 0.083613 | 0.0034469 | 0.00021513 | 1.3397 | 0.083613 | 0 | 0 | 1.3397 | 0.083613 | [22 empty] | WLDFR | HFTD - Distribution - Tier 2 - 1QU CoRE ¦ 2QU LoRE | Non-Red Flag Warning - Destructive Fires | 2062 | 1.1293e-08 | 1.1293e-08 | 12670.1796 | 362.3049 | 12307.8747 | 0 | 0 | 0 | 1.4555e-05 | 0.00014308 | 0 | 0.00014308 | 0.00014308 | 0 | 0.00014308 | [22 empty] | 7.3.3.17.5 (Remote Grid) Updates to grid topology to minimize risk of ignition in HFTDs Remote GridWLDFRWire-to-wire contactAggregated | WLDFR | HFTD - Distribution - Tier 2 - 1QU CoRE ¦ 1QU LoRE | Non-Red Flag Warning - Destructive Fires | Wire-to-wire contact | Aggregated | 2062 | 9.0199e-06 | 163.6441 | 0.0014761 | 2062 | Mitigation | 0.95 | 45 | 0 | esc | 0.00097009 | 8.7501e-09 | 0.00097009 | 8.7501e-09
[35 empty] | WLDFR | HFTD - Distribution - Tier 2 - 2QU CoRE ¦ 5QU LoRE | 2063 | 0.058329 | 0.0034469 | 1.4011 | 0 | 1.4011 | 0.0034469 | 1.4011 | 0 | 1.4011 | 0.081726 | 0.081726 | 0.0034469 | 0.00020105 | 1.4011 | 0.081726 | 0 | 0 | 1.4011 | 0.081726 | [22 empty] | WLDFR | HFTD - Distribution - Tier 2 - 1QU CoRE ¦ 2QU LoRE | Non-Red Flag Warning - Destructive Fires | 2063 | 1.1293e-08 | 1.1293e-08 | 13246.6313 | 384.5316 | 12862.0997 | 0 | 0 | 0 | 1.4555e-05 | 0.00014959 | 0 | 0.00014959 | 0.00014959 | 0 | 0.00014959 | [22 empty] | 7.3.3.17.5 (Remote Grid) Updates to grid topology to minimize risk of ignition in HFTDs Remote GridWLDFRWire-to-wire contactAggregated | WLDFR | HFTD - Distribution - Tier 2 - 1QU CoRE ¦ 1QU LoRE | Non-Red Flag Warning - Destructive Fires | Wire-to-wire contact | Aggregated | 2063 | 9.0199e-06 | 163.6441 | 0.0014761 | 2063 | Mitigation | 0.95 | 45 | 0 | esc | 0.00097009 | 8.7501e-09 | 0.00097009 | 8.7501e-09
[35 empty] | WLDFR | HFTD - Distribution - Tier 2 - 2QU CoRE ¦ 5QU LoRE | 2064 | 0.054513 | 0.0034469 | 1.4011 | 0 | 1.4011 | 0.0034469 | 1.4011 | 0 | 1.4011 | 0.076379 | 0.076379 | 0.0034469 | 0.0001879 | 1.4011 | 0.076379 | 0 | 0 | 1.4011 | 0.076379 | [22 empty] | WLDFR | HFTD - Distribution - Tier 2 - 1QU CoRE ¦ 2QU LoRE | Non-Red Flag Warning - Destructive Fires | 2064 | 1.1293e-08 | 1.1293e-08 | 13246.6313 | 384.5316 | 12862.0997 | 0 | 0 | 0 | 1.4555e-05 | 0.00014959 | 0 | 0.00014959 | 0.00014959 | 0 | 0.00014959 | [22 empty] | 7.3.3.17.5 (Remote Grid) Updates to grid topology to minimize risk of ignition in HFTDs Remote GridWLDFRWire-to-wire contactAggregated | WLDFR | HFTD - Distribution - Tier 2 - 1QU CoRE ¦ 1QU LoRE | Non-Red Flag Warning - Destructive Fires | Wire-to-wire contact | Aggregated | 2064 | 9.0199e-06 | 163.6441 | 0.0014761 | 2064 | Mitigation | 0.95 | 45 | 0 | esc | 0.00097009 | 8.7501e-09 | 0.00097009 | 8.7501e-09
[35 empty] | WLDFR | HFTD - Distribution - Tier 2 - 2QU CoRE ¦ 5QU LoRE | 2065 | 0.050946 | 0.0034469 | 1.4011 | 0 | 1.4011 | 0.0034469 | 1.4011 | 0 | 1.4011 | 0.071383 | 0.071383 | 0.0034469 | 0.00017561 | 1.4011 | 0.071383 | 0 | 0 | 1.4011 | 0.071383 | [22 empty] | WLDFR | HFTD - Distribution - Tier 2 - 1QU CoRE ¦ 2QU LoRE | Non-Red Flag Warning - Destructive Fires | 2065 | 1.1293e-08 | 1.1293e-08 | 13246.6313 | 384.5316 | 12862.0997 | 0 | 0 | 0 | 1.4555e-05 | 0.00014959 | 0 | 0.00014959 | 0.00014959 | 0 | 0.00014959 | [22 empty] | 7.3.3.17.5 (Remote Grid) Updates to grid topology to minimize risk of ignition in HFTDs Remote GridWLDFRWire-to-wire contactAggregated | WLDFR | HFTD - Distribution - Tier 2 - 1QU CoRE ¦ 1QU LoRE | Non-Red Flag Warning - Destructive Fires | Wire-to-wire contact | Aggregated | 2065 | 9.0199e-06 | 163.6441 | 0.0014761 | 2065 | Mitigation | 0.95 | 45 | 0 | esc | 0.00097009 | 8.7501e-09 | 0.00097009 | 8.7501e-09
[35 empty] | WLDFR | HFTD - Distribution - Tier 2 - 2QU CoRE ¦ 5QU LoRE | 2066 | 0.047613 | 0.0034469 | 1.4011 | 0 | 1.4011 | 0.0034469 | 1.4011 | 0 | 1.4011 | 0.066713 | 0.066713 | 0.0034469 | 0.00016412 | 1.4011 | 0.066713 | 0 | 0 | 1.4011 | 0.066713 | [22 empty] | WLDFR | HFTD - Distribution - Tier 2 - 1QU CoRE ¦ 2QU LoRE | Non-Red Flag Warning - Destructive Fires | 2066 | 1.1293e-08 | 1.1293e-08 | 13246.6313 | 384.5316 | 12862.0997 | 0 | 0 | 0 | 1.4555e-05 | 0.00014959 | 0 | 0.00014959 | 0.00014959 | 0 | 0.00014959 | [22 empty] | 7.3.3.17.5 (Remote Grid) Updates to grid topology to minimize risk of ignition in HFTDs Remote GridWLDFRWire-to-wire contactAggregated | WLDFR | HFTD - Distribution - Tier 2 - 1QU CoRE ¦ 1QU LoRE | Non-Red Flag Warning - Destructive Fires | Wire-to-wire contact | Aggregated | 2066 | 9.0199e-06 | 163.6441 | 0.0014761 | 2066 | Mitigation | 0.95 | 45 | 0 | esc | 0.00097009 | 8.7501e-09 | 0.00097009 | 8.7501e-09
[35 empty] | WLDFR | HFTD - Distribution - Tier 2 - 2QU CoRE ¦ 5QU LoRE | 2067 | 0.044499 | 0 | 0 | 0 | 0 | 0.0034469 | 1.4011 | 0 | 1.4011 | 0 | 0.062348 | 0 | 0 | 0 | 0 | 0 | 0 | 0 | 0 | [22 empty] | WLDFR | HFTD - Distribution - Tier 2 - 1QU CoRE ¦ 2QU LoRE | Non-Red Flag Warning - Destructive Fires | 2067 | 0 | 1.1293e-08 | 13246.6313 | 384.5316 | 12862.0997 | 0 | 0 | 0 | 1.4555e-05 | 0 | 0 | 0 | 0.00014959 | 0 | 0.00014959 | [22 empty] | 7.3.3.17.5 (Remote Grid) Updates to grid topology to minimize risk of ignition in HFTDs Remote GridWLDFRWire-to-wire contactAggregated | WLDFR | HFTD - Distribution - Tier 2 - 1QU CoRE ¦ 1QU LoRE | Non-Red Flag Warning - Destructive Fires | Wire-to-wire contact | Aggregated | 2067 | 9.0199e-06 | 163.6441 | 0.0014761 | 2067 | Mitigation | 0.95 | 45 | 0 | esc | 0 | 0 | 0.00097009 | 8.7501e-09
[35 empty] | WLDFR | HFTD - Distribution - Tier 2 - 3QU CoRE ¦ 1QU LoRE | 2022 | 0.93458 | 0.0048086 | 0.44918 | 0 | 0.44918 | 0 | 0 | 0 | 0 | 0.41979 | 0 | 0.0048086 | 0.0044941 | 0.44918 | 0.41979 | 0 | 0 | 0.44918 | 0.41979 | [22 empty] | WLDFR | HFTD - Distribution - Tier 2 - 1QU CoRE ¦ 2QU LoRE | Non-Red Flag Warning - Large Fires | 2022 | 5.942e-08 | 0 | 5.2406 | 0.69642 | 2.942 | 1.6022 | 0 | 0 | 7.2563e-05 | 3.1139e-07 | 0 | 3.1139e-07 | 0 | 0 | 0 | [22 empty] | 7.3.3.17.5 (Remote Grid) Updates to grid topology to minimize risk of ignition in HFTDs Remote GridWLDFRContact from objectAggregated | WLDFR | HFTD - Distribution - Tier 2 - 1QU CoRE ¦ 1QU LoRE | Non-Red Flag Warning - Large Fires | Contact from object | Aggregated | 2022 | 2.8934e-05 | 163.6441 | 0.0047348 | 2022 | Mitigation | 0.95 | 45 | 0 | esc | 0.00097009 | 2.8068e-08 | 0 | 0
[35 empty] | WLDFR | HFTD - Distribution - Tier 2 - 3QU CoRE ¦ 1QU LoRE | 2023 | 0.87344 | 0.0048086 | 0.46563 | 0 | 0.46563 | 0.0048086 | 0.46563 | 0 | 0.46563 | 0.4067 | 0.4067 | 0.0048086 | 0.0042001 | 0.46563 | 0.4067 | 0 | 0 | 0.46563 | 0.4067 | [22 empty] | WLDFR | HFTD - Distribution - Tier 2 - 1QU CoRE ¦ 2QU LoRE | Non-Red Flag Warning - Large Fires | 2023 | 5.942e-08 | 5.942e-08 | 5.475 | 0.71896 | 3.0715 | 1.6846 | 0 | 0 | 7.2563e-05 | 3.2533e-07 | 0 | 3.2533e-07 | 3.2533e-07 | 0 | 3.2533e-07 | [22 empty] | 7.3.3.17.5 (Remote Grid) Updates to grid topology to minimize risk of ignition in HFTDs Remote GridWLDFRContact from objectAggregated | WLDFR | HFTD - Distribution - Tier 2 - 1QU CoRE ¦ 1QU LoRE | Non-Red Flag Warning - Large Fires | Contact from object | Aggregated | 2023 | 2.8934e-05 | 163.6441 | 0.0047348 | 2023 | Mitigation | 0.95 | 45 | 0 | esc | 0.00097009 | 2.8068e-08 | 0.00097009 | 2.8068e-08
[35 empty] | WLDFR | HFTD - Distribution - Tier 2 - 3QU CoRE ¦ 1QU LoRE | 2024 | 0.8163 | 0.0048086 | 0.46563 | 0 | 0.46563 | 0.0048086 | 0.46563 | 0 | 0.46563 | 0.3801 | 0.3801 | 0.0048086 | 0.0039253 | 0.46563 | 0.3801 | 0 | 0 | 0.46563 | 0.3801 | [22 empty] | WLDFR | HFTD - Distribution - Tier 2 - 1QU CoRE ¦ 2QU LoRE | Non-Red Flag Warning - Large Fires | 2024 | 5.942e-08 | 5.942e-08 | 5.475 | 0.71896 | 3.0715 | 1.6846 | 0 | 0 | 7.2563e-05 | 3.2533e-07 | 0 | 3.2533e-07 | 3.2533e-07 | 0 | 3.2533e-07 | [22 empty] | 7.3.3.17.5 (Remote Grid) Updates to grid topology to minimize risk of ignition in HFTDs Remote GridWLDFRContact from objectAggregated | WLDFR | HFTD - Distribution - Tier 2 - 1QU CoRE ¦ 1QU LoRE | Non-Red Flag Warning - Large Fires | Contact from object | Aggregated | 2024 | 2.8934e-05 | 163.6441 | 0.0047348 | 2024 | Mitigation | 0.95 | 45 | 0 | esc | 0.00097009 | 2.8068e-08 | 0.00097009 | 2.8068e-08
[35 empty] | WLDFR | HFTD - Distribution - Tier 2 - 3QU CoRE ¦ 1QU LoRE | 2025 | 0.7629 | 0.0048086 | 0.46563 | 0 | 0.46563 | 0.0048086 | 0.46563 | 0 | 0.46563 | 0.35523 | 0.35523 | 0.0048086 | 0.0036685 | 0.46563 | 0.35523 | 0 | 0 | 0.46563 | 0.35523 | [22 empty] | WLDFR | HFTD - Distribution - Tier 2 - 1QU CoRE ¦ 2QU LoRE | Non-Red Flag Warning - Large Fires | 2025 | 5.942e-08 | 5.942e-08 | 5.475 | 0.71896 | 3.0715 | 1.6846 | 0 | 0 | 7.2563e-05 | 3.2533e-07 | 0 | 3.2533e-07 | 3.2533e-07 | 0 | 3.2533e-07 | [22 empty] | 7.3.3.17.5 (Remote Grid) Updates to grid topology to minimize risk of ignition in HFTDs Remote GridWLDFRContact from objectAggregated | WLDFR | HFTD - Distribution - Tier 2 - 1QU CoRE ¦ 1QU LoRE | Non-Red Flag Warning - Large Fires | Contact from object | Aggregated | 2025 | 2.8934e-05 | 163.6441 | 0.0047348 | 2025 | Mitigation | 0.95 | 45 | 0 | esc | 0.00097009 | 2.8068e-08 | 0.00097009 | 2.8068e-08
[35 empty] | WLDFR | HFTD - Distribution - Tier 2 - 3QU CoRE ¦ 1QU LoRE | 2026 | 0.71299 | 0.0048086 | 0.46563 | 0 | 0.46563 | 0.0048086 | 0.46563 | 0 | 0.46563 | 0.33199 | 0.33199 | 0.0048086 | 0.0034285 | 0.46563 | 0.33199 | 0 | 0 | 0.46563 | 0.33199 | [22 empty] | WLDFR | HFTD - Distribution - Tier 2 - 1QU CoRE ¦ 2QU LoRE | Non-Red Flag Warning - Large Fires | 2026 | 5.942e-08 | 5.942e-08 | 5.475 | 0.71896 | 3.0715 | 1.6846 | 0 | 0 | 7.2563e-05 | 3.2533e-07 | 0 | 3.2533e-07 | 3.2533e-07 | 0 | 3.2533e-07 | [22 empty] | 7.3.3.17.5 (Remote Grid) Updates to grid topology to minimize risk of ignition in HFTDs Remote GridWLDFRContact from objectAggregated | WLDFR | HFTD - Distribution - Tier 2 - 1QU CoRE ¦ 1QU LoRE | Non-Red Flag Warning - Large Fires | Contact from object | Aggregated | 2026 | 2.8934e-05 | 163.6441 | 0.0047348 | 2026 | Mitigation | 0.95 | 45 | 0 | esc | 0.00097009 | 2.8068e-08 | 0.00097009 | 2.8068e-08
[35 empty] | WLDFR | HFTD - Distribution - Tier 2 - 3QU CoRE ¦ 1QU LoRE | 2027 | 0.66634 | 0.0048086 | 0.46563 | 0 | 0.46563 | 0.0048086 | 0.46563 | 0 | 0.46563 | 0.31027 | 0.31027 | 0.0048086 | 0.0032042 | 0.46563 | 0.31027 | 0 | 0 | 0.46563 | 0.31027 | [22 empty] | WLDFR | HFTD - Distribution - Tier 2 - 1QU CoRE ¦ 2QU LoRE | Non-Red Flag Warning - Large Fires | 2027 | 5.942e-08 | 5.942e-08 | 5.475 | 0.71896 | 3.0715 | 1.6846 | 0 | 0 | 7.2563e-05 | 3.2533e-07 | 0 | 3.2533e-07 | 3.2533e-07 | 0 | 3.2533e-07 | [22 empty] | 7.3.3.17.5 (Remote Grid) Updates to grid topology to minimize risk of ignition in HFTDs Remote GridWLDFRContact from objectAggregated | WLDFR | HFTD - Distribution - Tier 2 - 1QU CoRE ¦ 1QU LoRE | Non-Red Flag Warning - Large Fires | Contact from object | Aggregated | 2027 | 2.8934e-05 | 163.6441 | 0.0047348 | 2027 | Mitigation | 0.95 | 45 | 0 | esc | 0.00097009 | 2.8068e-08 | 0.00097009 | 2.8068e-08
[35 empty] | WLDFR | HFTD - Distribution - Tier 2 - 3QU CoRE ¦ 1QU LoRE | 2028 | 0.62275 | 0.0048086 | 0.48637 | 0 | 0.48637 | 0.0048086 | 0.48637 | 0 | 0.48637 | 0.30289 | 0.30289 | 0.0048086 | 0.0029946 | 0.48637 | 0.30289 | 0 | 0 | 0.48637 | 0.30289 | [22 empty] | WLDFR | HFTD - Distribution - Tier 2 - 1QU CoRE ¦ 2QU LoRE | Non-Red Flag Warning - Large Fires | 2028 | 5.942e-08 | 5.942e-08 | 5.777 | 0.74734 | 3.238 | 1.7917 | 0 | 0 | 7.2563e-05 | 3.4327e-07 | 0 | 3.4327e-07 | 3.4327e-07 | 0 | 3.4327e-07 | [22 empty] | 7.3.3.17.5 (Remote Grid) Updates to grid topology to minimize risk of ignition in HFTDs Remote GridWLDFRContact from objectAggregated | WLDFR | HFTD - Distribution - Tier 2 - 1QU CoRE ¦ 1QU LoRE | Non-Red Flag Warning - Large Fires | Contact from object | Aggregated | 2028 | 2.8934e-05 | 163.6441 | 0.0047348 | 2028 | Mitigation | 0.95 | 45 | 0 | esc | 0.00097009 | 2.8068e-08 | 0.00097009 | 2.8068e-08
[35 empty] | WLDFR | HFTD - Distribution - Tier 2 - 3QU CoRE ¦ 1QU LoRE | 2029 | 0.58201 | 0.0048086 | 0.48637 | 0 | 0.48637 | 0.0048086 | 0.48637 | 0 | 0.48637 | 0.28307 | 0.28307 | 0.0048086 | 0.0027987 | 0.48637 | 0.28307 | 0 | 0 | 0.48637 | 0.28307 | [22 empty] | WLDFR | HFTD - Distribution - Tier 2 - 1QU CoRE ¦ 2QU LoRE | Non-Red Flag Warning - Large Fires | 2029 | 5.942e-08 | 5.942e-08 | 5.777 | 0.74734 | 3.238 | 1.7917 | 0 | 0 | 7.2563e-05 | 3.4327e-07 | 0 | 3.4327e-07 | 3.4327e-07 | 0 | 3.4327e-07 | [22 empty] | 7.3.3.17.5 (Remote Grid) Updates to grid topology to minimize risk of ignition in HFTDs Remote GridWLDFRContact from objectAggregated | WLDFR | HFTD - Distribution - Tier 2 - 1QU CoRE ¦ 1QU LoRE | Non-Red Flag Warning - Large Fires | Contact from object | Aggregated | 2029 | 2.8934e-05 | 163.6441 | 0.0047348 | 2029 | Mitigation | 0.95 | 45 | 0 | esc | 0.00097009 | 2.8068e-08 | 0.00097009 | 2.8068e-08
[35 empty] | WLDFR | HFTD - Distribution - Tier 2 - 3QU CoRE ¦ 1QU LoRE | 2030 | 0.54393 | 0.0048086 | 0.48637 | 0 | 0.48637 | 0.0048086 | 0.48637 | 0 | 0.48637 | 0.26455 | 0.26455 | 0.0048086 | 0.0026156 | 0.48637 | 0.26455 | 0 | 0 | 0.48637 | 0.26455 | [22 empty] | WLDFR | HFTD - Distribution - Tier 2 - 1QU CoRE ¦ 2QU LoRE | Non-Red Flag Warning - Large Fires | 2030 | 5.942e-08 | 5.942e-08 | 5.777 | 0.74734 | 3.238 | 1.7917 | 0 | 0 | 7.2563e-05 | 3.4327e-07 | 0 | 3.4327e-07 | 3.4327e-07 | 0 | 3.4327e-07 | [22 empty] | 7.3.3.17.5 (Remote Grid) Updates to grid topology to minimize risk of ignition in HFTDs Remote GridWLDFRContact from objectAggregated | WLDFR | HFTD - Distribution - Tier 2 - 1QU CoRE ¦ 1QU LoRE | Non-Red Flag Warning - Large Fires | Contact from object | Aggregated | 2030 | 2.8934e-05 | 163.6441 | 0.0047348 | 2030 | Mitigation | 0.95 | 45 | 0 | esc | 0.00097009 | 2.8068e-08 | 0.00097009 | 2.8068e-08
[35 empty] | WLDFR | HFTD - Distribution - Tier 2 - 3QU CoRE ¦ 1QU LoRE | 2031 | 0.50835 | 0.0048086 | 0.48637 | 0 | 0.48637 | 0.0048086 | 0.48637 | 0 | 0.48637 | 0.24725 | 0.24725 | 0.0048086 | 0.0024445 | 0.48637 | 0.24725 | 0 | 0 | 0.48637 | 0.24725 | [22 empty] | WLDFR | HFTD - Distribution - Tier 2 - 1QU CoRE ¦ 2QU LoRE | Non-Red Flag Warning - Large Fires | 2031 | 5.942e-08 | 5.942e-08 | 5.777 | 0.74734 | 3.238 | 1.7917 | 0 | 0 | 7.2563e-05 | 3.4327e-07 | 0 | 3.4327e-07 | 3.4327e-07 | 0 | 3.4327e-07 | [22 empty] | 7.3.3.17.5 (Remote Grid) Updates to grid topology to minimize risk of ignition in HFTDs Remote GridWLDFRContact from objectAggregated | WLDFR | HFTD - Distribution - Tier 2 - 1QU CoRE ¦ 1QU LoRE | Non-Red Flag Warning - Large Fires | Contact from object | Aggregated | 2031 | 2.8934e-05 | 163.6441 | 0.0047348 | 2031 | Mitigation | 0.95 | 45 | 0 | esc | 0.00097009 | 2.8068e-08 | 0.00097009 | 2.8068e-08
[35 empty] | WLDFR | HFTD - Distribution - Tier 2 - 3QU CoRE ¦ 1QU LoRE | 2032 | 0.47509 | 0.0048086 | 0.48637 | 0 | 0.48637 | 0.0048086 | 0.48637 | 0 | 0.48637 | 0.23107 | 0.23107 | 0.0048086 | 0.0022845 | 0.48637 | 0.23107 | 0 | 0 | 0.48637 | 0.23107 | [22 empty] | WLDFR | HFTD - Distribution - Tier 2 - 1QU CoRE ¦ 2QU LoRE | Non-Red Flag Warning - Large Fires | 2032 | 5.942e-08 | 5.942e-08 | 5.777 | 0.74734 | 3.238 | 1.7917 | 0 | 0 | 7.2563e-05 | 3.4327e-07 | 0 | 3.4327e-07 | 3.4327e-07 | 0 | 3.4327e-07 | [22 empty] | 7.3.3.17.5 (Remote Grid) Updates to grid topology to minimize risk of ignition in HFTDs Remote GridWLDFRContact from objectAggregated | WLDFR | HFTD - Distribution - Tier 2 - 1QU CoRE ¦ 1QU LoRE | Non-Red Flag Warning - Large Fires | Contact from object | Aggregated | 2032 | 2.8934e-05 | 163.6441 | 0.0047348 | 2032 | Mitigation | 0.95 | 45 | 0 | esc | 0.00097009 | 2.8068e-08 | 0.00097009 | 2.8068e-08
[35 empty] | WLDFR | HFTD - Distribution - Tier 2 - 3QU CoRE ¦ 1QU LoRE | 2033 | 0.44401 | 0.0048086 | 0.50941 | 0 | 0.50941 | 0.0048086 | 0.50941 | 0 | 0.50941 | 0.22619 | 0.22619 | 0.0048086 | 0.0021351 | 0.50941 | 0.22619 | 0 | 0 | 0.50941 | 0.22619 | [22 empty] | WLDFR | HFTD - Distribution - Tier 2 - 1QU CoRE ¦ 2QU LoRE | Non-Red Flag Warning - Large Fires | 2033 | 5.942e-08 | 5.942e-08 | 6.1205 | 0.77885 | 3.4265 | 1.9151 | 0 | 0 | 7.2563e-05 | 3.6368e-07 | 0 | 3.6368e-07 | 3.6368e-07 | 0 | 3.6368e-07 | [22 empty] | 7.3.3.17.5 (Remote Grid) Updates to grid topology to minimize risk of ignition in HFTDs Remote GridWLDFRContact from objectAggregated | WLDFR | HFTD - Distribution - Tier 2 - 1QU CoRE ¦ 1QU LoRE | Non-Red Flag Warning - Large Fires | Contact from object | Aggregated | 2033 | 2.8934e-05 | 163.6441 | 0.0047348 | 2033 | Mitigation | 0.95 | 45 | 0 | esc | 0.00097009 | 2.8068e-08 | 0.00097009 | 2.8068e-08
[35 empty] | WLDFR | HFTD - Distribution - Tier 2 - 3QU CoRE ¦ 1QU LoRE | 2034 | 0.41496 | 0.0048086 | 0.50941 | 0 | 0.50941 | 0.0048086 | 0.50941 | 0 | 0.50941 | 0.21139 | 0.21139 | 0.0048086 | 0.0019954 | 0.50941 | 0.21139 | 0 | 0 | 0.50941 | 0.21139 | [22 empty] | WLDFR | HFTD - Distribution - Tier 2 - 1QU CoRE ¦ 2QU LoRE | Non-Red Flag Warning - Large Fires | 2034 | 5.942e-08 | 5.942e-08 | 6.1205 | 0.77885 | 3.4265 | 1.9151 | 0 | 0 | 7.2563e-05 | 3.6368e-07 | 0 | 3.6368e-07 | 3.6368e-07 | 0 | 3.6368e-07 | [22 empty] | 7.3.3.17.5 (Remote Grid) Updates to grid topology to minimize risk of ignition in HFTDs Remote GridWLDFRContact from objectAggregated | WLDFR | HFTD - Distribution - Tier 2 - 1QU CoRE ¦ 1QU LoRE | Non-Red Flag Warning - Large Fires | Contact from object | Aggregated | 2034 | 2.8934e-05 | 163.6441 | 0.0047348 | 2034 | Mitigation | 0.95 | 45 | 0 | esc | 0.00097009 | 2.8068e-08 | 0.00097009 | 2.8068e-08
[35 empty] | WLDFR | HFTD - Distribution - Tier 2 - 3QU CoRE ¦ 1QU LoRE | 2035 | 0.38782 | 0.0048086 | 0.50941 | 0 | 0.50941 | 0.0048086 | 0.50941 | 0 | 0.50941 | 0.19756 | 0.19756 | 0.0048086 | 0.0018649 | 0.50941 | 0.19756 | 0 | 0 | 0.50941 | 0.19756 | [22 empty] | WLDFR | HFTD - Distribution - Tier 2 - 1QU CoRE ¦ 2QU LoRE | Non-Red Flag Warning - Large Fires | 2035 | 5.942e-08 | 5.942e-08 | 6.1205 | 0.77885 | 3.4265 | 1.9151 | 0 | 0 | 7.2563e-05 | 3.6368e-07 | 0 | 3.6368e-07 | 3.6368e-07 | 0 | 3.6368e-07 | [22 empty] | 7.3.3.17.5 (Remote Grid) Updates to grid topology to minimize risk of ignition in HFTDs Remote GridWLDFRContact from objectAggregated | WLDFR | HFTD - Distribution - Tier 2 - 1QU CoRE ¦ 1QU LoRE | Non-Red Flag Warning - Large Fires | Contact from object | Aggregated | 2035 | 2.8934e-05 | 163.6441 | 0.0047348 | 2035 | Mitigation | 0.95 | 45 | 0 | esc | 0.00097009 | 2.8068e-08 | 0.00097009 | 2.8068e-08
[35 empty] | WLDFR | HFTD - Distribution - Tier 2 - 3QU CoRE ¦ 1QU LoRE | 2036 | 0.36245 | 0.0048086 | 0.50941 | 0 | 0.50941 | 0.0048086 | 0.50941 | 0 | 0.50941 | 0.18463 | 0.18463 | 0.0048086 | 0.0017429 | 0.50941 | 0.18463 | 0 | 0 | 0.50941 | 0.18463 | [22 empty] | WLDFR | HFTD - Distribution - Tier 2 - 1QU CoRE ¦ 2QU LoRE | Non-Red Flag Warning - Large Fires | 2036 | 5.942e-08 | 5.942e-08 | 6.1205 | 0.77885 | 3.4265 | 1.9151 | 0 | 0 | 7.2563e-05 | 3.6368e-07 | 0 | 3.6368e-07 | 3.6368e-07 | 0 | 3.6368e-07 | [22 empty] | 7.3.3.17.5 (Remote Grid) Updates to grid topology to minimize risk of ignition in HFTDs Remote GridWLDFRContact from objectAggregated | WLDFR | HFTD - Distribution - Tier 2 - 1QU CoRE ¦ 1QU LoRE | Non-Red Flag Warning - Large Fires | Contact from object | Aggregated | 2036 | 2.8934e-05 | 163.6441 | 0.0047348 | 2036 | Mitigation | 0.95 | 45 | 0 | esc | 0.00097009 | 2.8068e-08 | 0.00097009 | 2.8068e-08
[35 empty] | WLDFR | HFTD - Distribution - Tier 2 - 3QU CoRE ¦ 1QU LoRE | 2037 | 0.33873 | 0.0048086 | 0.50941 | 0 | 0.50941 | 0.0048086 | 0.50941 | 0 | 0.50941 | 0.17256 | 0.17256 | 0.0048086 | 0.0016289 | 0.50941 | 0.17256 | 0 | 0 | 0.50941 | 0.17256 | [22 empty] | WLDFR | HFTD - Distribution - Tier 2 - 1QU CoRE ¦ 2QU LoRE | Non-Red Flag Warning - Large Fires | 2037 | 5.942e-08 | 5.942e-08 | 6.1205 | 0.77885 | 3.4265 | 1.9151 | 0 | 0 | 7.2563e-05 | 3.6368e-07 | 0 | 3.6368e-07 | 3.6368e-07 | 0 | 3.6368e-07 | [22 empty] | 7.3.3.17.5 (Remote Grid) Updates to grid topology to minimize risk of ignition in HFTDs Remote GridWLDFRContact from objectAggregated | WLDFR | HFTD - Distribution - Tier 2 - 1QU CoRE ¦ 1QU LoRE | Non-Red Flag Warning - Large Fires | Contact from object | Aggregated | 2037 | 2.8934e-05 | 163.6441 | 0.0047348 | 2037 | Mitigation | 0.95 | 45 | 0 | esc | 0.00097009 | 2.8068e-08 | 0.00097009 | 2.8068e-08
[35 empty] | WLDFR | HFTD - Distribution - Tier 2 - 3QU CoRE ¦ 1QU LoRE | 2038 | 0.31657 | 0.0048086 | 0.53443 | 0 | 0.53443 | 0.0048086 | 0.53443 | 0 | 0.53443 | 0.16919 | 0.16919 | 0.0048086 | 0.0015223 | 0.53443 | 0.16919 | 0 | 0 | 0.53443 | 0.16919 | [22 empty] | WLDFR | HFTD - Distribution - Tier 2 - 1QU CoRE ¦ 2QU LoRE | Non-Red Flag Warning - Large Fires | 2038 | 5.942e-08 | 5.942e-08 | 6.5028 | 0.81304 | 3.6355 | 2.0543 | 0 | 0 | 7.2563e-05 | 3.864e-07 | 0 | 3.864e-07 | 3.864e-07 | 0 | 3.864e-07 | [22 empty] | 7.3.3.17.5 (Remote Grid) Updates to grid topology to minimize risk of ignition in HFTDs Remote GridWLDFRContact from objectAggregated | WLDFR | HFTD - Distribution - Tier 2 - 1QU CoRE ¦ 1QU LoRE | Non-Red Flag Warning - Large Fires | Contact from object | Aggregated | 2038 | 2.8934e-05 | 163.6441 | 0.0047348 | 2038 | Mitigation | 0.95 | 45 | 0 | esc | 0.00097009 | 2.8068e-08 | 0.00097009 | 2.8068e-08
[35 empty] | WLDFR | HFTD - Distribution - Tier 2 - 3QU CoRE ¦ 1QU LoRE | 2039 | 0.29586 | 0.0048086 | 0.53443 | 0 | 0.53443 | 0.0048086 | 0.53443 | 0 | 0.53443 | 0.15812 | 0.15812 | 0.0048086 | 0.0014227 | 0.53443 | 0.15812 | 0 | 0 | 0.53443 | 0.15812 | [22 empty] | WLDFR | HFTD - Distribution - Tier 2 - 1QU CoRE ¦ 2QU LoRE | Non-Red Flag Warning - Large Fires | 2039 | 5.942e-08 | 5.942e-08 | 6.5028 | 0.81304 | 3.6355 | 2.0543 | 0 | 0 | 7.2563e-05 | 3.864e-07 | 0 | 3.864e-07 | 3.864e-07 | 0 | 3.864e-07 | [22 empty] | 7.3.3.17.5 (Remote Grid) Updates to grid topology to minimize risk of ignition in HFTDs Remote GridWLDFRContact from objectAggregated | WLDFR | HFTD - Distribution - Tier 2 - 1QU CoRE ¦ 1QU LoRE | Non-Red Flag Warning - Large Fires | Contact from object | Aggregated | 2039 | 2.8934e-05 | 163.6441 | 0.0047348 | 2039 | Mitigation | 0.95 | 45 | 0 | esc | 0.00097009 | 2.8068e-08 | 0.00097009 | 2.8068e-08
[35 empty] | WLDFR | HFTD - Distribution - Tier 2 - 3QU CoRE ¦ 1QU LoRE | 2040 | 0.27651 | 0.0048086 | 0.53443 | 0 | 0.53443 | 0.0048086 | 0.53443 | 0 | 0.53443 | 0.14777 | 0.14777 | 0.0048086 | 0.0013296 | 0.53443 | 0.14777 | 0 | 0 | 0.53443 | 0.14777 | [22 empty] | WLDFR | HFTD - Distribution - Tier 2 - 1QU CoRE ¦ 2QU LoRE | Non-Red Flag Warning - Large Fires | 2040 | 5.942e-08 | 5.942e-08 | 6.5028 | 0.81304 | 3.6355 | 2.0543 | 0 | 0 | 7.2563e-05 | 3.864e-07 | 0 | 3.864e-07 | 3.864e-07 | 0 | 3.864e-07 | [22 empty] | 7.3.3.17.5 (Remote Grid) Updates to grid topology to minimize risk of ignition in HFTDs Remote GridWLDFRContact from objectAggregated | WLDFR | HFTD - Distribution - Tier 2 - 1QU CoRE ¦ 1QU LoRE | Non-Red Flag Warning - Large Fires | Contact from object | Aggregated | 2040 | 2.8934e-05 | 163.6441 | 0.0047348 | 2040 | Mitigation | 0.95 | 45 | 0 | esc | 0.00097009 | 2.8068e-08 | 0.00097009 | 2.8068e-08
[35 empty] | WLDFR | HFTD - Distribution - Tier 2 - 3QU CoRE ¦ 1QU LoRE | 2041 | 0.25842 | 0.0048086 | 0.53443 | 0 | 0.53443 | 0.0048086 | 0.53443 | 0 | 0.53443 | 0.13811 | 0.13811 | 0.0048086 | 0.0012426 | 0.53443 | 0.13811 | 0 | 0 | 0.53443 | 0.13811 | [22 empty] | WLDFR | HFTD - Distribution - Tier 2 - 1QU CoRE ¦ 2QU LoRE | Non-Red Flag Warning - Large Fires | 2041 | 5.942e-08 | 5.942e-08 | 6.5028 | 0.81304 | 3.6355 | 2.0543 | 0 | 0 | 7.2563e-05 | 3.864e-07 | 0 | 3.864e-07 | 3.864e-07 | 0 | 3.864e-07 | [22 empty] | 7.3.3.17.5 (Remote Grid) Updates to grid topology to minimize risk of ignition in HFTDs Remote GridWLDFRContact from objectAggregated | WLDFR | HFTD - Distribution - Tier 2 - 1QU CoRE ¦ 1QU LoRE | Non-Red Flag Warning - Large Fires | Contact from object | Aggregated | 2041 | 2.8934e-05 | 163.6441 | 0.0047348 | 2041 | Mitigation | 0.95 | 45 | 0 | esc | 0.00097009 | 2.8068e-08 | 0.00097009 | 2.8068e-08
[35 empty] | WLDFR | HFTD - Distribution - Tier 2 - 3QU CoRE ¦ 1QU LoRE | 2042 | 0.24151 | 0.0048086 | 0.53443 | 0 | 0.53443 | 0.0048086 | 0.53443 | 0 | 0.53443 | 0.12907 | 0.12907 | 0.0048086 | 0.0011613 | 0.53443 | 0.12907 | 0 | 0 | 0.53443 | 0.12907 | [22 empty] | WLDFR | HFTD - Distribution - Tier 2 - 1QU CoRE ¦ 2QU LoRE | Non-Red Flag Warning - Large Fires | 2042 | 5.942e-08 | 5.942e-08 | 6.5028 | 0.81304 | 3.6355 | 2.0543 | 0 | 0 | 7.2563e-05 | 3.864e-07 | 0 | 3.864e-07 | 3.864e-07 | 0 | 3.864e-07 | [22 empty] | 7.3.3.17.5 (Remote Grid) Updates to grid topology to minimize risk of ignition in HFTDs Remote GridWLDFRContact from objectAggregated | WLDFR | HFTD - Distribution - Tier 2 - 1QU CoRE ¦ 1QU LoRE | Non-Red Flag Warning - Large Fires | Contact from object | Aggregated | 2042 | 2.8934e-05 | 163.6441 | 0.0047348 | 2042 | Mitigation | 0.95 | 45 | 0 | esc | 0.00097009 | 2.8068e-08 | 0.00097009 | 2.8068e-08
[35 empty] | WLDFR | HFTD - Distribution - Tier 2 - 3QU CoRE ¦ 1QU LoRE | 2043 | 0.22571 | 0.0048086 | 0.56107 | 0 | 0.56107 | 0.0048086 | 0.56107 | 0 | 0.56107 | 0.12664 | 0.12664 | 0.0048086 | 0.0010854 | 0.56107 | 0.12664 | 0 | 0 | 0.56107 | 0.12664 | [22 empty] | WLDFR | HFTD - Distribution - Tier 2 - 1QU CoRE ¦ 2QU LoRE | Non-Red Flag Warning - Large Fires | 2043 | 5.942e-08 | 5.942e-08 | 6.9209 | 0.84944 | 3.8632 | 2.2083 | 0 | 0 | 7.2563e-05 | 4.1124e-07 | 0 | 4.1124e-07 | 4.1124e-07 | 0 | 4.1124e-07 | [22 empty] | 7.3.3.17.5 (Remote Grid) Updates to grid topology to minimize risk of ignition in HFTDs Remote GridWLDFRContact from objectAggregated | WLDFR | HFTD - Distribution - Tier 2 - 1QU CoRE ¦ 1QU LoRE | Non-Red Flag Warning - Large Fires | Contact from object | Aggregated | 2043 | 2.8934e-05 | 163.6441 | 0.0047348 | 2043 | Mitigation | 0.95 | 45 | 0 | esc | 0.00097009 | 2.8068e-08 | 0.00097009 | 2.8068e-08
[35 empty] | WLDFR | HFTD - Distribution - Tier 2 - 3QU CoRE ¦ 1QU LoRE | 2044 | 0.21095 | 0.0048086 | 0.56107 | 0 | 0.56107 | 0.0048086 | 0.56107 | 0 | 0.56107 | 0.11836 | 0.11836 | 0.0048086 | 0.0010144 | 0.56107 | 0.11836 | 0 | 0 | 0.56107 | 0.11836 | [22 empty] | WLDFR | HFTD - Distribution - Tier 2 - 1QU CoRE ¦ 2QU LoRE | Non-Red Flag Warning - Large Fires | 2044 | 5.942e-08 | 5.942e-08 | 6.9209 | 0.84944 | 3.8632 | 2.2083 | 0 | 0 | 7.2563e-05 | 4.1124e-07 | 0 | 4.1124e-07 | 4.1124e-07 | 0 | 4.1124e-07 | [22 empty] | 7.3.3.17.5 (Remote Grid) Updates to grid topology to minimize risk of ignition in HFTDs Remote GridWLDFRContact from objectAggregated | WLDFR | HFTD - Distribution - Tier 2 - 1QU CoRE ¦ 1QU LoRE | Non-Red Flag Warning - Large Fires | Contact from object | Aggregated | 2044 | 2.8934e-05 | 163.6441 | 0.0047348 | 2044 | Mitigation | 0.95 | 45 | 0 | esc | 0.00097009 | 2.8068e-08 | 0.00097009 | 2.8068e-08
[35 empty] | WLDFR | HFTD - Distribution - Tier 2 - 3QU CoRE ¦ 1QU LoRE | 2045 | 0.19715 | 0.0048086 | 0.56107 | 0 | 0.56107 | 0.0048086 | 0.56107 | 0 | 0.56107 | 0.11061 | 0.11061 | 0.0048086 | 0.00094801 | 0.56107 | 0.11061 | 0 | 0 | 0.56107 | 0.11061 | [22 empty] | WLDFR | HFTD - Distribution - Tier 2 - 1QU CoRE ¦ 2QU LoRE | Non-Red Flag Warning - Large Fires | 2045 | 5.942e-08 | 5.942e-08 | 6.9209 | 0.84944 | 3.8632 | 2.2083 | 0 | 0 | 7.2563e-05 | 4.1124e-07 | 0 | 4.1124e-07 | 4.1124e-07 | 0 | 4.1124e-07 | [22 empty] | 7.3.3.17.5 (Remote Grid) Updates to grid topology to minimize risk of ignition in HFTDs Remote GridWLDFRContact from objectAggregated | WLDFR | HFTD - Distribution - Tier 2 - 1QU CoRE ¦ 1QU LoRE | Non-Red Flag Warning - Large Fires | Contact from object | Aggregated | 2045 | 2.8934e-05 | 163.6441 | 0.0047348 | 2045 | Mitigation | 0.95 | 45 | 0 | esc | 0.00097009 | 2.8068e-08 | 0.00097009 | 2.8068e-08
[35 empty] | WLDFR | HFTD - Distribution - Tier 2 - 3QU CoRE ¦ 1QU LoRE | 2046 | 0.18425 | 0.0048086 | 0.56107 | 0 | 0.56107 | 0.0048086 | 0.56107 | 0 | 0.56107 | 0.10338 | 0.10338 | 0.0048086 | 0.00088599 | 0.56107 | 0.10338 | 0 | 0 | 0.56107 | 0.10338 | [22 empty] | WLDFR | HFTD - Distribution - Tier 2 - 1QU CoRE ¦ 2QU LoRE | Non-Red Flag Warning - Large Fires | 2046 | 5.942e-08 | 5.942e-08 | 6.9209 | 0.84944 | 3.8632 | 2.2083 | 0 | 0 | 7.2563e-05 | 4.1124e-07 | 0 | 4.1124e-07 | 4.1124e-07 | 0 | 4.1124e-07 | [22 empty] | 7.3.3.17.5 (Remote Grid) Updates to grid topology to minimize risk of ignition in HFTDs Remote GridWLDFRContact from objectAggregated | WLDFR | HFTD - Distribution - Tier 2 - 1QU CoRE ¦ 1QU LoRE | Non-Red Flag Warning - Large Fires | Contact from object | Aggregated | 2046 | 2.8934e-05 | 163.6441 | 0.0047348 | 2046 | Mitigation | 0.95 | 45 | 0 | esc | 0.00097009 | 2.8068e-08 | 0.00097009 | 2.8068e-08
[35 empty] | WLDFR | HFTD - Distribution - Tier 2 - 3QU CoRE ¦ 1QU LoRE | 2047 | 0.1722 | 0.0048086 | 0.56107 | 0 | 0.56107 | 0.0048086 | 0.56107 | 0 | 0.56107 | 0.096614 | 0.096614 | 0.0048086 | 0.00082803 | 0.56107 | 0.096614 | 0 | 0 | 0.56107 | 0.096614 | [22 empty] | WLDFR | HFTD - Distribution - Tier 2 - 1QU CoRE ¦ 2QU LoRE | Non-Red Flag Warning - Large Fires | 2047 | 5.942e-08 | 5.942e-08 | 6.9209 | 0.84944 | 3.8632 | 2.2083 | 0 | 0 | 7.2563e-05 | 4.1124e-07 | 0 | 4.1124e-07 | 4.1124e-07 | 0 | 4.1124e-07 | [22 empty] | 7.3.3.17.5 (Remote Grid) Updates to grid topology to minimize risk of ignition in HFTDs Remote GridWLDFRContact from objectAggregated | WLDFR | HFTD - Distribution - Tier 2 - 1QU CoRE ¦ 1QU LoRE | Non-Red Flag Warning - Large Fires | Contact from object | Aggregated | 2047 | 2.8934e-05 | 163.6441 | 0.0047348 | 2047 | Mitigation | 0.95 | 45 | 0 | esc | 0.00097009 | 2.8068e-08 | 0.00097009 | 2.8068e-08
[35 empty] | WLDFR | HFTD - Distribution - Tier 2 - 3QU CoRE ¦ 1QU LoRE | 2048 | 0.16093 | 0.0048086 | 0.589 | 0 | 0.589 | 0.0048086 | 0.589 | 0 | 0.589 | 0.094788 | 0.094788 | 0.0048086 | 0.00077386 | 0.589 | 0.094788 | 0 | 0 | 0.589 | 0.094788 | [22 empty] | WLDFR | HFTD - Distribution - Tier 2 - 1QU CoRE ¦ 2QU LoRE | Non-Red Flag Warning - Large Fires | 2048 | 5.942e-08 | 5.942e-08 | 7.3713 | 0.88759 | 4.1075 | 2.3763 | 0 | 0 | 7.2563e-05 | 4.38e-07 | 0 | 4.38e-07 | 4.38e-07 | 0 | 4.38e-07 | [22 empty] | 7.3.3.17.5 (Remote Grid) Updates to grid topology to minimize risk of ignition in HFTDs Remote GridWLDFRContact from objectAggregated | WLDFR | HFTD - Distribution - Tier 2 - 1QU CoRE ¦ 1QU LoRE | Non-Red Flag Warning - Large Fires | Contact from object | Aggregated | 2048 | 2.8934e-05 | 163.6441 | 0.0047348 | 2048 | Mitigation | 0.95 | 45 | 0 | esc | 0.00097009 | 2.8068e-08 | 0.00097009 | 2.8068e-08
[35 empty] | WLDFR | HFTD - Distribution - Tier 2 - 3QU CoRE ¦ 1QU LoRE | 2049 | 0.1504 | 0.0048086 | 0.589 | 0 | 0.589 | 0.0048086 | 0.589 | 0 | 0.589 | 0.088587 | 0.088587 | 0.0048086 | 0.00072323 | 0.589 | 0.088587 | 0 | 0 | 0.589 | 0.088587 | [22 empty] | WLDFR | HFTD - Distribution - Tier 2 - 1QU CoRE ¦ 2QU LoRE | Non-Red Flag Warning - Large Fires | 2049 | 5.942e-08 | 5.942e-08 | 7.3713 | 0.88759 | 4.1075 | 2.3763 | 0 | 0 | 7.2563e-05 | 4.38e-07 | 0 | 4.38e-07 | 4.38e-07 | 0 | 4.38e-07 | [22 empty] | 7.3.3.17.5 (Remote Grid) Updates to grid topology to minimize risk of ignition in HFTDs Remote GridWLDFRContact from objectAggregated | WLDFR | HFTD - Distribution - Tier 2 - 1QU CoRE ¦ 1QU LoRE | Non-Red Flag Warning - Large Fires | Contact from object | Aggregated | 2049 | 2.8934e-05 | 163.6441 | 0.0047348 | 2049 | Mitigation | 0.95 | 45 | 0 | esc | 0.00097009 | 2.8068e-08 | 0.00097009 | 2.8068e-08
[35 empty] | WLDFR | HFTD - Distribution - Tier 2 - 3QU CoRE ¦ 1QU LoRE | 2050 | 0.14056 | 0.0048086 | 0.589 | 0 | 0.589 | 0.0048086 | 0.589 | 0 | 0.589 | 0.082791 | 0.082791 | 0.0048086 | 0.00067592 | 0.589 | 0.082791 | 0 | 0 | 0.589 | 0.082791 | [22 empty] | WLDFR | HFTD - Distribution - Tier 2 - 1QU CoRE ¦ 2QU LoRE | Non-Red Flag Warning - Large Fires | 2050 | 5.942e-08 | 5.942e-08 | 7.3713 | 0.88759 | 4.1075 | 2.3763 | 0 | 0 | 7.2563e-05 | 4.38e-07 | 0 | 4.38e-07 | 4.38e-07 | 0 | 4.38e-07 | [22 empty] | 7.3.3.17.5 (Remote Grid) Updates to grid topology to minimize risk of ignition in HFTDs Remote GridWLDFRContact from objectAggregated | WLDFR | HFTD - Distribution - Tier 2 - 1QU CoRE ¦ 1QU LoRE | Non-Red Flag Warning - Large Fires | Contact from object | Aggregated | 2050 | 2.8934e-05 | 163.6441 | 0.0047348 | 2050 | Mitigation | 0.95 | 45 | 0 | esc | 0.00097009 | 2.8068e-08 | 0.00097009 | 2.8068e-08
[35 empty] | WLDFR | HFTD - Distribution - Tier 2 - 3QU CoRE ¦ 1QU LoRE | 2051 | 0.13137 | 0.0048086 | 0.589 | 0 | 0.589 | 0.0048086 | 0.589 | 0 | 0.589 | 0.077375 | 0.077375 | 0.0048086 | 0.0006317 | 0.589 | 0.077375 | 0 | 0 | 0.589 | 0.077375 | [22 empty] | WLDFR | HFTD - Distribution - Tier 2 - 1QU CoRE ¦ 2QU LoRE | Non-Red Flag Warning - Large Fires | 2051 | 5.942e-08 | 5.942e-08 | 7.3713 | 0.88759 | 4.1075 | 2.3763 | 0 | 0 | 7.2563e-05 | 4.38e-07 | 0 | 4.38e-07 | 4.38e-07 | 0 | 4.38e-07 | [22 empty] | 7.3.3.17.5 (Remote Grid) Updates to grid topology to minimize risk of ignition in HFTDs Remote GridWLDFRContact from objectAggregated | WLDFR | HFTD - Distribution - Tier 2 - 1QU CoRE ¦ 1QU LoRE | Non-Red Flag Warning - Large Fires | Contact from object | Aggregated | 2051 | 2.8934e-05 | 163.6441 | 0.0047348 | 2051 | Mitigation | 0.95 | 45 | 0 | esc | 0.00097009 | 2.8068e-08 | 0.00097009 | 2.8068e-08
[35 empty] | WLDFR | HFTD - Distribution - Tier 2 - 3QU CoRE ¦ 1QU LoRE | 2052 | 0.12277 | 0.0048086 | 0.589 | 0 | 0.589 | 0.0048086 | 0.589 | 0 | 0.589 | 0.072313 | 0.072313 | 0.0048086 | 0.00059037 | 0.589 | 0.072313 | 0 | 0 | 0.589 | 0.072313 | [22 empty] | WLDFR | HFTD - Distribution - Tier 2 - 1QU CoRE ¦ 2QU LoRE | Non-Red Flag Warning - Large Fires | 2052 | 5.942e-08 | 5.942e-08 | 7.3713 | 0.88759 | 4.1075 | 2.3763 | 0 | 0 | 7.2563e-05 | 4.38e-07 | 0 | 4.38e-07 | 4.38e-07 | 0 | 4.38e-07 | [22 empty] | 7.3.3.17.5 (Remote Grid) Updates to grid topology to minimize risk of ignition in HFTDs Remote GridWLDFRContact from objectAggregated | WLDFR | HFTD - Distribution - Tier 2 - 1QU CoRE ¦ 1QU LoRE | Non-Red Flag Warning - Large Fires | Contact from object | Aggregated | 2052 | 2.8934e-05 | 163.6441 | 0.0047348 | 2052 | Mitigation | 0.95 | 45 | 0 | esc | 0.00097009 | 2.8068e-08 | 0.00097009 | 2.8068e-08
[35 empty] | WLDFR | HFTD - Distribution - Tier 2 - 3QU CoRE ¦ 1QU LoRE | 2053 | 0.11474 | 0.0048086 | 0.61786 | 0 | 0.61786 | 0.0048086 | 0.61786 | 0 | 0.61786 | 0.070894 | 0.070894 | 0.0048086 | 0.00055175 | 0.61786 | 0.070894 | 0 | 0 | 0.61786 | 0.070894 | [22 empty] | WLDFR | HFTD - Distribution - Tier 2 - 1QU CoRE ¦ 2QU LoRE | Non-Red Flag Warning - Large Fires | 2053 | 5.942e-08 | 5.942e-08 | 7.8503 | 0.92702 | 4.3664 | 2.5569 | 0 | 0 | 7.2563e-05 | 4.6646e-07 | 0 | 4.6646e-07 | 4.6646e-07 | 0 | 4.6646e-07 | [22 empty] | 7.3.3.17.5 (Remote Grid) Updates to grid topology to minimize risk of ignition in HFTDs Remote GridWLDFRContact from objectAggregated | WLDFR | HFTD - Distribution - Tier 2 - 1QU CoRE ¦ 1QU LoRE | Non-Red Flag Warning - Large Fires | Contact from object | Aggregated | 2053 | 2.8934e-05 | 163.6441 | 0.0047348 | 2053 | Mitigation | 0.95 | 45 | 0 | esc | 0.00097009 | 2.8068e-08 | 0.00097009 | 2.8068e-08
[35 empty] | WLDFR | HFTD - Distribution - Tier 2 - 3QU CoRE ¦ 1QU LoRE | 2054 | 0.10723 | 0.0048086 | 0.61786 | 0 | 0.61786 | 0.0048086 | 0.61786 | 0 | 0.61786 | 0.066256 | 0.066256 | 0.0048086 | 0.00051565 | 0.61786 | 0.066256 | 0 | 0 | 0.61786 | 0.066256 | [22 empty] | WLDFR | HFTD - Distribution - Tier 2 - 1QU CoRE ¦ 2QU LoRE | Non-Red Flag Warning - Large Fires | 2054 | 5.942e-08 | 5.942e-08 | 7.8503 | 0.92702 | 4.3664 | 2.5569 | 0 | 0 | 7.2563e-05 | 4.6646e-07 | 0 | 4.6646e-07 | 4.6646e-07 | 0 | 4.6646e-07 | [22 empty] | 7.3.3.17.5 (Remote Grid) Updates to grid topology to minimize risk of ignition in HFTDs Remote GridWLDFRContact from objectAggregated | WLDFR | HFTD - Distribution - Tier 2 - 1QU CoRE ¦ 1QU LoRE | Non-Red Flag Warning - Large Fires | Contact from object | Aggregated | 2054 | 2.8934e-05 | 163.6441 | 0.0047348 | 2054 | Mitigation | 0.95 | 45 | 0 | esc | 0.00097009 | 2.8068e-08 | 0.00097009 | 2.8068e-08
[35 empty] | WLDFR | HFTD - Distribution - Tier 2 - 3QU CoRE ¦ 1QU LoRE | 2055 | 0.10022 | 0.0048086 | 0.61786 | 0 | 0.61786 | 0.0048086 | 0.61786 | 0 | 0.61786 | 0.061922 | 0.061922 | 0.0048086 | 0.00048192 | 0.61786 | 0.061922 | 0 | 0 | 0.61786 | 0.061922 | [22 empty] | WLDFR | HFTD - Distribution - Tier 2 - 1QU CoRE ¦ 2QU LoRE | Non-Red Flag Warning - Large Fires | 2055 | 5.942e-08 | 5.942e-08 | 7.8503 | 0.92702 | 4.3664 | 2.5569 | 0 | 0 | 7.2563e-05 | 4.6646e-07 | 0 | 4.6646e-07 | 4.6646e-07 | 0 | 4.6646e-07 | [22 empty] | 7.3.3.17.5 (Remote Grid) Updates to grid topology to minimize risk of ignition in HFTDs Remote GridWLDFRContact from objectAggregated | WLDFR | HFTD - Distribution - Tier 2 - 1QU CoRE ¦ 1QU LoRE | Non-Red Flag Warning - Large Fires | Contact from object | Aggregated | 2055 | 2.8934e-05 | 163.6441 | 0.0047348 | 2055 | Mitigation | 0.95 | 45 | 0 | esc | 0.00097009 | 2.8068e-08 | 0.00097009 | 2.8068e-08
[35 empty] | WLDFR | HFTD - Distribution - Tier 2 - 3QU CoRE ¦ 1QU LoRE | 2056 | 0.093663 | 0.0048086 | 0.61786 | 0 | 0.61786 | 0.0048086 | 0.61786 | 0 | 0.61786 | 0.057871 | 0.057871 | 0.0048086 | 0.00045039 | 0.61786 | 0.057871 | 0 | 0 | 0.61786 | 0.057871 | [22 empty] | WLDFR | HFTD - Distribution - Tier 2 - 1QU CoRE ¦ 2QU LoRE | Non-Red Flag Warning - Large Fires | 2056 | 5.942e-08 | 5.942e-08 | 7.8503 | 0.92702 | 4.3664 | 2.5569 | 0 | 0 | 7.2563e-05 | 4.6646e-07 | 0 | 4.6646e-07 | 4.6646e-07 | 0 | 4.6646e-07 | [22 empty] | 7.3.3.17.5 (Remote Grid) Updates to grid topology to minimize risk of ignition in HFTDs Remote GridWLDFRContact from objectAggregated | WLDFR | HFTD - Distribution - Tier 2 - 1QU CoRE ¦ 1QU LoRE | Non-Red Flag Warning - Large Fires | Contact from object | Aggregated | 2056 | 2.8934e-05 | 163.6441 | 0.0047348 | 2056 | Mitigation | 0.95 | 45 | 0 | esc | 0.00097009 | 2.8068e-08 | 0.00097009 | 2.8068e-08
[35 empty] | WLDFR | HFTD - Distribution - Tier 2 - 3QU CoRE ¦ 1QU LoRE | 2057 | 0.087535 | 0.0048086 | 0.61786 | 0 | 0.61786 | 0.0048086 | 0.61786 | 0 | 0.61786 | 0.054085 | 0.054085 | 0.0048086 | 0.00042093 | 0.61786 | 0.054085 | 0 | 0 | 0.61786 | 0.054085 | [22 empty] | WLDFR | HFTD - Distribution - Tier 2 - 1QU CoRE ¦ 2QU LoRE | Non-Red Flag Warning - Large Fires | 2057 | 5.942e-08 | 5.942e-08 | 7.8503 | 0.92702 | 4.3664 | 2.5569 | 0 | 0 | 7.2563e-05 | 4.6646e-07 | 0 | 4.6646e-07 | 4.6646e-07 | 0 | 4.6646e-07 | [22 empty] | 7.3.3.17.5 (Remote Grid) Updates to grid topology to minimize risk of ignition in HFTDs Remote GridWLDFRContact from objectAggregated | WLDFR | HFTD - Distribution - Tier 2 - 1QU CoRE ¦ 1QU LoRE | Non-Red Flag Warning - Large Fires | Contact from object | Aggregated | 2057 | 2.8934e-05 | 163.6441 | 0.0047348 | 2057 | Mitigation | 0.95 | 45 | 0 | esc | 0.00097009 | 2.8068e-08 | 0.00097009 | 2.8068e-08
[35 empty] | WLDFR | HFTD - Distribution - Tier 2 - 3QU CoRE ¦ 1QU LoRE | 2058 | 0.081809 | 0.0048086 | 0.64731 | 0 | 0.64731 | 0.0048086 | 0.64731 | 0 | 0.64731 | 0.052956 | 0.052956 | 0.0048086 | 0.00039339 | 0.64731 | 0.052956 | 0 | 0 | 0.64731 | 0.052956 | [22 empty] | WLDFR | HFTD - Distribution - Tier 2 - 1QU CoRE ¦ 2QU LoRE | Non-Red Flag Warning - Large Fires | 2058 | 5.942e-08 | 5.942e-08 | 8.3524 | 0.96727 | 4.6367 | 2.7484 | 0 | 0 | 7.2563e-05 | 4.963e-07 | 0 | 4.963e-07 | 4.963e-07 | 0 | 4.963e-07 | [22 empty] | 7.3.3.17.5 (Remote Grid) Updates to grid topology to minimize risk of ignition in HFTDs Remote GridWLDFRContact from objectAggregated | WLDFR | HFTD - Distribution - Tier 2 - 1QU CoRE ¦ 1QU LoRE | Non-Red Flag Warning - Large Fires | Contact from object | Aggregated | 2058 | 2.8934e-05 | 163.6441 | 0.0047348 | 2058 | Mitigation | 0.95 | 45 | 0 | esc | 0.00097009 | 2.8068e-08 | 0.00097009 | 2.8068e-08
[35 empty] | WLDFR | HFTD - Distribution - Tier 2 - 3QU CoRE ¦ 1QU LoRE | 2059 | 0.076457 | 0.0048086 | 0.64731 | 0 | 0.64731 | 0.0048086 | 0.64731 | 0 | 0.64731 | 0.049491 | 0.049491 | 0.0048086 | 0.00036765 | 0.64731 | 0.049491 | 0 | 0 | 0.64731 | 0.049491 | [22 empty] | WLDFR | HFTD - Distribution - Tier 2 - 1QU CoRE ¦ 2QU LoRE | Non-Red Flag Warning - Large Fires | 2059 | 5.942e-08 | 5.942e-08 | 8.3524 | 0.96727 | 4.6367 | 2.7484 | 0 | 0 | 7.2563e-05 | 4.963e-07 | 0 | 4.963e-07 | 4.963e-07 | 0 | 4.963e-07 | [22 empty] | 7.3.3.17.5 (Remote Grid) Updates to grid topology to minimize risk of ignition in HFTDs Remote GridWLDFRContact from objectAggregated | WLDFR | HFTD - Distribution - Tier 2 - 1QU CoRE ¦ 1QU LoRE | Non-Red Flag Warning - Large Fires | Contact from object | Aggregated | 2059 | 2.8934e-05 | 163.6441 | 0.0047348 | 2059 | Mitigation | 0.95 | 45 | 0 | esc | 0.00097009 | 2.8068e-08 | 0.00097009 | 2.8068e-08
[35 empty] | WLDFR | HFTD - Distribution - Tier 2 - 3QU CoRE ¦ 1QU LoRE | 2060 | 0.071455 | 0.0048086 | 0.64731 | 0 | 0.64731 | 0.0048086 | 0.64731 | 0 | 0.64731 | 0.046253 | 0.046253 | 0.0048086 | 0.0003436 | 0.64731 | 0.046253 | 0 | 0 | 0.64731 | 0.046253 | [22 empty] | WLDFR | HFTD - Distribution - Tier 2 - 1QU CoRE ¦ 2QU LoRE | Non-Red Flag Warning - Large Fires | 2060 | 5.942e-08 | 5.942e-08 | 8.3524 | 0.96727 | 4.6367 | 2.7484 | 0 | 0 | 7.2563e-05 | 4.963e-07 | 0 | 4.963e-07 | 4.963e-07 | 0 | 4.963e-07 | [22 empty] | 7.3.3.17.5 (Remote Grid) Updates to grid topology to minimize risk of ignition in HFTDs Remote GridWLDFRContact from objectAggregated | WLDFR | HFTD - Distribution - Tier 2 - 1QU CoRE ¦ 1QU LoRE | Non-Red Flag Warning - Large Fires | Contact from object | Aggregated | 2060 | 2.8934e-05 | 163.6441 | 0.0047348 | 2060 | Mitigation | 0.95 | 45 | 0 | esc | 0.00097009 | 2.8068e-08 | 0.00097009 | 2.8068e-08
[35 empty] | WLDFR | HFTD - Distribution - Tier 2 - 3QU CoRE ¦ 1QU LoRE | 2061 | 0.06678 | 0.0048086 | 0.64731 | 0 | 0.64731 | 0.0048086 | 0.64731 | 0 | 0.64731 | 0.043228 | 0.043228 | 0.0048086 | 0.00032112 | 0.64731 | 0.043228 | 0 | 0 | 0.64731 | 0.043228 | [22 empty] | WLDFR | HFTD - Distribution - Tier 2 - 1QU CoRE ¦ 2QU LoRE | Non-Red Flag Warning - Large Fires | 2061 | 5.942e-08 | 5.942e-08 | 8.3524 | 0.96727 | 4.6367 | 2.7484 | 0 | 0 | 7.2563e-05 | 4.963e-07 | 0 | 4.963e-07 | 4.963e-07 | 0 | 4.963e-07 | [22 empty] | 7.3.3.17.5 (Remote Grid) Updates to grid topology to minimize risk of ignition in HFTDs Remote GridWLDFRContact from objectAggregated | WLDFR | HFTD - Distribution - Tier 2 - 1QU CoRE ¦ 1QU LoRE | Non-Red Flag Warning - Large Fires | Contact from object | Aggregated | 2061 | 2.8934e-05 | 163.6441 | 0.0047348 | 2061 | Mitigation | 0.95 | 45 | 0 | esc | 0.00097009 | 2.8068e-08 | 0.00097009 | 2.8068e-08
[35 empty] | WLDFR | HFTD - Distribution - Tier 2 - 3QU CoRE ¦ 1QU LoRE | 2062 | 0.062412 | 0.0048086 | 0.64731 | 0 | 0.64731 | 0.0048086 | 0.64731 | 0 | 0.64731 | 0.0404 | 0.0404 | 0.0048086 | 0.00030011 | 0.64731 | 0.0404 | 0 | 0 | 0.64731 | 0.0404 | [22 empty] | WLDFR | HFTD - Distribution - Tier 2 - 1QU CoRE ¦ 2QU LoRE | Non-Red Flag Warning - Large Fires | 2062 | 5.942e-08 | 5.942e-08 | 8.3524 | 0.96727 | 4.6367 | 2.7484 | 0 | 0 | 7.2563e-05 | 4.963e-07 | 0 | 4.963e-07 | 4.963e-07 | 0 | 4.963e-07 | [22 empty] | 7.3.3.17.5 (Remote Grid) Updates to grid topology to minimize risk of ignition in HFTDs Remote GridWLDFRContact from objectAggregated | WLDFR | HFTD - Distribution - Tier 2 - 1QU CoRE ¦ 1QU LoRE | Non-Red Flag Warning - Large Fires | Contact from object | Aggregated | 2062 | 2.8934e-05 | 163.6441 | 0.0047348 | 2062 | Mitigation | 0.95 | 45 | 0 | esc | 0.00097009 | 2.8068e-08 | 0.00097009 | 2.8068e-08
[35 empty] | WLDFR | HFTD - Distribution - Tier 2 - 3QU CoRE ¦ 1QU LoRE | 2063 | 0.058329 | 0.0048086 | 0.67698 | 0 | 0.67698 | 0.0048086 | 0.67698 | 0 | 0.67698 | 0.039487 | 0.039487 | 0.0048086 | 0.00028048 | 0.67698 | 0.039487 | 0 | 0 | 0.67698 | 0.039487 | [22 empty] | WLDFR | HFTD - Distribution - Tier 2 - 1QU CoRE ¦ 2QU LoRE | Non-Red Flag Warning - Large Fires | 2063 | 5.942e-08 | 5.942e-08 | 8.872 | 1.0079 | 4.9153 | 2.9488 | 0 | 0 | 7.2563e-05 | 5.2717e-07 | 0 | 5.2717e-07 | 5.2717e-07 | 0 | 5.2717e-07 | [22 empty] | 7.3.3.17.5 (Remote Grid) Updates to grid topology to minimize risk of ignition in HFTDs Remote GridWLDFRContact from objectAggregated | WLDFR | HFTD - Distribution - Tier 2 - 1QU CoRE ¦ 1QU LoRE | Non-Red Flag Warning - Large Fires | Contact from object | Aggregated | 2063 | 2.8934e-05 | 163.6441 | 0.0047348 | 2063 | Mitigation | 0.95 | 45 | 0 | esc | 0.00097009 | 2.8068e-08 | 0.00097009 | 2.8068e-08
[35 empty] | WLDFR | HFTD - Distribution - Tier 2 - 3QU CoRE ¦ 1QU LoRE | 2064 | 0.054513 | 0.0048086 | 0.67698 | 0 | 0.67698 | 0.0048086 | 0.67698 | 0 | 0.67698 | 0.036904 | 0.036904 | 0.0048086 | 0.00026213 | 0.67698 | 0.036904 | 0 | 0 | 0.67698 | 0.036904 | [22 empty] | WLDFR | HFTD - Distribution - Tier 2 - 1QU CoRE ¦ 2QU LoRE | Non-Red Flag Warning - Large Fires | 2064 | 5.942e-08 | 5.942e-08 | 8.872 | 1.0079 | 4.9153 | 2.9488 | 0 | 0 | 7.2563e-05 | 5.2717e-07 | 0 | 5.2717e-07 | 5.2717e-07 | 0 | 5.2717e-07 | [22 empty] | 7.3.3.17.5 (Remote Grid) Updates to grid topology to minimize risk of ignition in HFTDs Remote GridWLDFRContact from objectAggregated | WLDFR | HFTD - Distribution - Tier 2 - 1QU CoRE ¦ 1QU LoRE | Non-Red Flag Warning - Large Fires | Contact from object | Aggregated | 2064 | 2.8934e-05 | 163.6441 | 0.0047348 | 2064 | Mitigation | 0.95 | 45 | 0 | esc | 0.00097009 | 2.8068e-08 | 0.00097009 | 2.8068e-08
[35 empty] | WLDFR | HFTD - Distribution - Tier 2 - 3QU CoRE ¦ 1QU LoRE | 2065 | 0.050946 | 0.0048086 | 0.67698 | 0 | 0.67698 | 0.0048086 | 0.67698 | 0 | 0.67698 | 0.03449 | 0.03449 | 0.0048086 | 0.00024498 | 0.67698 | 0.03449 | 0 | 0 | 0.67698 | 0.03449 | [22 empty] | WLDFR | HFTD - Distribution - Tier 2 - 1QU CoRE ¦ 2QU LoRE | Non-Red Flag Warning - Large Fires | 2065 | 5.942e-08 | 5.942e-08 | 8.872 | 1.0079 | 4.9153 | 2.9488 | 0 | 0 | 7.2563e-05 | 5.2717e-07 | 0 | 5.2717e-07 | 5.2717e-07 | 0 | 5.2717e-07 | [22 empty] | 7.3.3.17.5 (Remote Grid) Updates to grid topology to minimize risk of ignition in HFTDs Remote GridWLDFRContact from objectAggregated | WLDFR | HFTD - Distribution - Tier 2 - 1QU CoRE ¦ 1QU LoRE | Non-Red Flag Warning - Large Fires | Contact from object | Aggregated | 2065 | 2.8934e-05 | 163.6441 | 0.0047348 | 2065 | Mitigation | 0.95 | 45 | 0 | esc | 0.00097009 | 2.8068e-08 | 0.00097009 | 2.8068e-08
[35 empty] | WLDFR | HFTD - Distribution - Tier 2 - 3QU CoRE ¦ 1QU LoRE | 2066 | 0.047613 | 0.0048086 | 0.67698 | 0 | 0.67698 | 0.0048086 | 0.67698 | 0 | 0.67698 | 0.032234 | 0.032234 | 0.0048086 | 0.00022896 | 0.67698 | 0.032234 | 0 | 0 | 0.67698 | 0.032234 | [22 empty] | WLDFR | HFTD - Distribution - Tier 2 - 1QU CoRE ¦ 2QU LoRE | Non-Red Flag Warning - Large Fires | 2066 | 5.942e-08 | 5.942e-08 | 8.872 | 1.0079 | 4.9153 | 2.9488 | 0 | 0 | 7.2563e-05 | 5.2717e-07 | 0 | 5.2717e-07 | 5.2717e-07 | 0 | 5.2717e-07 | [22 empty] | 7.3.3.17.5 (Remote Grid) Updates to grid topology to minimize risk of ignition in HFTDs Remote GridWLDFRContact from objectAggregated | WLDFR | HFTD - Distribution - Tier 2 - 1QU CoRE ¦ 1QU LoRE | Non-Red Flag Warning - Large Fires | Contact from object | Aggregated | 2066 | 2.8934e-05 | 163.6441 | 0.0047348 | 2066 | Mitigation | 0.95 | 45 | 0 | esc | 0.00097009 | 2.8068e-08 | 0.00097009 | 2.8068e-08
[35 empty] | WLDFR | HFTD - Distribution - Tier 2 - 3QU CoRE ¦ 1QU LoRE | 2067 | 0.044499 | 0 | 0 | 0 | 0 | 0.0048086 | 0.67698 | 0 | 0.67698 | 0 | 0.030125 | 0 | 0 | 0 | 0 | 0 | 0 | 0 | 0 | [22 empty] | WLDFR | HFTD - Distribution - Tier 2 - 1QU CoRE ¦ 2QU LoRE | Non-Red Flag Warning - Large Fires | 2067 | 0 | 5.942e-08 | 8.872 | 1.0079 | 4.9153 | 2.9488 | 0 | 0 | 7.2563e-05 | 0 | 0 | 0 | 5.2717e-07 | 0 | 5.2717e-07 | [22 empty] | 7.3.3.17.5 (Remote Grid) Updates to grid topology to minimize risk of ignition in HFTDs Remote GridWLDFRContact from objectAggregated | WLDFR | HFTD - Distribution - Tier 2 - 1QU CoRE ¦ 1QU LoRE | Non-Red Flag Warning - Large Fires | Contact from object | Aggregated | 2067 | 2.8934e-05 | 163.6441 | 0.0047348 | 2067 | Mitigation | 0.95 | 45 | 0 | esc | 0 | 0 | 0.00097009 | 2.8068e-08
[35 empty] | WLDFR | HFTD - Distribution - Tier 2 - 3QU CoRE ¦ 2QU LoRE | 2022 | 0.93458 | 0.0043847 | 0.47427 | 0 | 0.47427 | 0 | 0 | 0 | 0 | 0.44324 | 0 | 0.0043847 | 0.0040979 | 0.47427 | 0.44324 | 0 | 0 | 0.47427 | 0.44324 | [22 empty] | WLDFR | HFTD - Distribution - Tier 2 - 1QU CoRE ¦ 2QU LoRE | Non-Red Flag Warning - Small Fires | 2022 | 4.3864e-06 | 0 | 0.077901 | 0.036425 | 0.0015809 | 0.039895 | 0 | 0 | 0.0050136 | 3.417e-07 | 0 | 3.417e-07 | 0 | 0 | 0 | [22 empty] | 7.3.3.17.5 (Remote Grid) Updates to grid topology to minimize risk of ignition in HFTDs Remote GridWLDFRContaminationAggregated | WLDFR | HFTD - Distribution - Tier 2 - 1QU CoRE ¦ 1QU LoRE | Non-Red Flag Warning - Large Fires | Contamination | Aggregated | 2022 | 5.1489e-07 | 163.6441 | 8.4258e-05 | 2022 | Mitigation | 0.95 | 45 | 0 | esc | 0.00097009 | 4.9949e-10 | 0 | 0
[35 empty] | WLDFR | HFTD - Distribution - Tier 2 - 3QU CoRE ¦ 2QU LoRE | 2023 | 0.87344 | 0.0043847 | 0.49165 | 0 | 0.49165 | 0.0043847 | 0.49165 | 0 | 0.49165 | 0.42942 | 0.42942 | 0.0043847 | 0.0038298 | 0.49165 | 0.42942 | 0 | 0 | 0.49165 | 0.42942 | [22 empty] | WLDFR | HFTD - Distribution - Tier 2 - 1QU CoRE ¦ 2QU LoRE | Non-Red Flag Warning - Small Fires | 2023 | 4.3864e-06 | 4.3864e-06 | 0.080408 | 0.03759 | 0.0016314 | 0.041187 | 0 | 0 | 0.0050136 | 3.527e-07 | 0 | 3.527e-07 | 3.527e-07 | 0 | 3.527e-07 | [22 empty] | 7.3.3.17.5 (Remote Grid) Updates to grid topology to minimize risk of ignition in HFTDs Remote GridWLDFRContaminationAggregated | WLDFR | HFTD - Distribution - Tier 2 - 1QU CoRE ¦ 1QU LoRE | Non-Red Flag Warning - Large Fires | Contamination | Aggregated | 2023 | 5.1489e-07 | 163.6441 | 8.4258e-05 | 2023 | Mitigation | 0.95 | 45 | 0 | esc | 0.00097009 | 4.9949e-10 | 0.00097009 | 4.9949e-10
[35 empty] | WLDFR | HFTD - Distribution - Tier 2 - 3QU CoRE ¦ 2QU LoRE | 2024 | 0.8163 | 0.0043847 | 0.49165 | 0 | 0.49165 | 0.0043847 | 0.49165 | 0 | 0.49165 | 0.40133 | 0.40133 | 0.0043847 | 0.0035792 | 0.49165 | 0.40133 | 0 | 0 | 0.49165 | 0.40133 | [22 empty] | WLDFR | HFTD - Distribution - Tier 2 - 1QU CoRE ¦ 2QU LoRE | Non-Red Flag Warning - Small Fires | 2024 | 4.3864e-06 | 4.3864e-06 | 0.080408 | 0.03759 | 0.0016314 | 0.041187 | 0 | 0 | 0.0050136 | 3.527e-07 | 0 | 3.527e-07 | 3.527e-07 | 0 | 3.527e-07 | [22 empty] | 7.3.3.17.5 (Remote Grid) Updates to grid topology to minimize risk of ignition in HFTDs Remote GridWLDFRContaminationAggregated | WLDFR | HFTD - Distribution - Tier 2 - 1QU CoRE ¦ 1QU LoRE | Non-Red Flag Warning - Large Fires | Contamination | Aggregated | 2024 | 5.1489e-07 | 163.6441 | 8.4258e-05 | 2024 | Mitigation | 0.95 | 45 | 0 | esc | 0.00097009 | 4.9949e-10 | 0.00097009 | 4.9949e-10
[35 empty] | WLDFR | HFTD - Distribution - Tier 2 - 3QU CoRE ¦ 2QU LoRE | 2025 | 0.7629 | 0.0043847 | 0.49165 | 0 | 0.49165 | 0.0043847 | 0.49165 | 0 | 0.49165 | 0.37508 | 0.37508 | 0.0043847 | 0.0033451 | 0.49165 | 0.37508 | 0 | 0 | 0.49165 | 0.37508 | [22 empty] | WLDFR | HFTD - Distribution - Tier 2 - 1QU CoRE ¦ 2QU LoRE | Non-Red Flag Warning - Small Fires | 2025 | 4.3864e-06 | 4.3864e-06 | 0.080408 | 0.03759 | 0.0016314 | 0.041187 | 0 | 0 | 0.0050136 | 3.527e-07 | 0 | 3.527e-07 | 3.527e-07 | 0 | 3.527e-07 | [22 empty] | 7.3.3.17.5 (Remote Grid) Updates to grid topology to minimize risk of ignition in HFTDs Remote GridWLDFRContaminationAggregated | WLDFR | HFTD - Distribution - Tier 2 - 1QU CoRE ¦ 1QU LoRE | Non-Red Flag Warning - Large Fires | Contamination | Aggregated | 2025 | 5.1489e-07 | 163.6441 | 8.4258e-05 | 2025 | Mitigation | 0.95 | 45 | 0 | esc | 0.00097009 | 4.9949e-10 | 0.00097009 | 4.9949e-10
[35 empty] | WLDFR | HFTD - Distribution - Tier 2 - 3QU CoRE ¦ 2QU LoRE | 2026 | 0.71299 | 0.0043847 | 0.49165 | 0 | 0.49165 | 0.0043847 | 0.49165 | 0 | 0.49165 | 0.35054 | 0.35054 | 0.0043847 | 0.0031262 | 0.49165 | 0.35054 | 0 | 0 | 0.49165 | 0.35054 | [22 empty] | WLDFR | HFTD - Distribution - Tier 2 - 1QU CoRE ¦ 2QU LoRE | Non-Red Flag Warning - Small Fires | 2026 | 4.3864e-06 | 4.3864e-06 | 0.080408 | 0.03759 | 0.0016314 | 0.041187 | 0 | 0 | 0.0050136 | 3.527e-07 | 0 | 3.527e-07 | 3.527e-07 | 0 | 3.527e-07 | [22 empty] | 7.3.3.17.5 (Remote Grid) Updates to grid topology to minimize risk of ignition in HFTDs Remote GridWLDFRContaminationAggregated | WLDFR | HFTD - Distribution - Tier 2 - 1QU CoRE ¦ 1QU LoRE | Non-Red Flag Warning - Large Fires | Contamination | Aggregated | 2026 | 5.1489e-07 | 163.6441 | 8.4258e-05 | 2026 | Mitigation | 0.95 | 45 | 0 | esc | 0.00097009 | 4.9949e-10 | 0.00097009 | 4.9949e-10
[35 empty] | WLDFR | HFTD - Distribution - Tier 2 - 3QU CoRE ¦ 2QU LoRE | 2027 | 0.66634 | 0.0043847 | 0.49165 | 0 | 0.49165 | 0.0043847 | 0.49165 | 0 | 0.49165 | 0.32761 | 0.32761 | 0.0043847 | 0.0029217 | 0.49165 | 0.32761 | 0 | 0 | 0.49165 | 0.32761 | [22 empty] | WLDFR | HFTD - Distribution - Tier 2 - 1QU CoRE ¦ 2QU LoRE | Non-Red Flag Warning - Small Fires | 2027 | 4.3864e-06 | 4.3864e-06 | 0.080408 | 0.03759 | 0.0016314 | 0.041187 | 0 | 0 | 0.0050136 | 3.527e-07 | 0 | 3.527e-07 | 3.527e-07 | 0 | 3.527e-07 | [22 empty] | 7.3.3.17.5 (Remote Grid) Updates to grid topology to minimize risk of ignition in HFTDs Remote GridWLDFRContaminationAggregated | WLDFR | HFTD - Distribution - Tier 2 - 1QU CoRE ¦ 1QU LoRE | Non-Red Flag Warning - Large Fires | Contamination | Aggregated | 2027 | 5.1489e-07 | 163.6441 | 8.4258e-05 | 2027 | Mitigation | 0.95 | 45 | 0 | esc | 0.00097009 | 4.9949e-10 | 0.00097009 | 4.9949e-10
[35 empty] | WLDFR | HFTD - Distribution - Tier 2 - 3QU CoRE ¦ 2QU LoRE | 2028 | 0.62275 | 0.0043847 | 0.51354 | 0 | 0.51354 | 0.0043847 | 0.51354 | 0 | 0.51354 | 0.31981 | 0.31981 | 0.0043847 | 0.0027306 | 0.51354 | 0.31981 | 0 | 0 | 0.51354 | 0.31981 | [22 empty] | WLDFR | HFTD - Distribution - Tier 2 - 1QU CoRE ¦ 2QU LoRE | Non-Red Flag Warning - Small Fires | 2028 | 4.3864e-06 | 4.3864e-06 | 0.083606 | 0.039055 | 0.001695 | 0.042856 | 0 | 0 | 0.0050136 | 3.6673e-07 | 0 | 3.6673e-07 | 3.6673e-07 | 0 | 3.6673e-07 | [22 empty] | 7.3.3.17.5 (Remote Grid) Updates to grid topology to minimize risk of ignition in HFTDs Remote GridWLDFRContaminationAggregated | WLDFR | HFTD - Distribution - Tier 2 - 1QU CoRE ¦ 1QU LoRE | Non-Red Flag Warning - Large Fires | Contamination | Aggregated | 2028 | 5.1489e-07 | 163.6441 | 8.4258e-05 | 2028 | Mitigation | 0.95 | 45 | 0 | esc | 0.00097009 | 4.9949e-10 | 0.00097009 | 4.9949e-10
[35 empty] | WLDFR | HFTD - Distribution - Tier 2 - 3QU CoRE ¦ 2QU LoRE | 2029 | 0.58201 | 0.0043847 | 0.51354 | 0 | 0.51354 | 0.0043847 | 0.51354 | 0 | 0.51354 | 0.29889 | 0.29889 | 0.0043847 | 0.0025519 | 0.51354 | 0.29889 | 0 | 0 | 0.51354 | 0.29889 | [22 empty] | WLDFR | HFTD - Distribution - Tier 2 - 1QU CoRE ¦ 2QU LoRE | Non-Red Flag Warning - Small Fires | 2029 | 4.3864e-06 | 4.3864e-06 | 0.083606 | 0.039055 | 0.001695 | 0.042856 | 0 | 0 | 0.0050136 | 3.6673e-07 | 0 | 3.6673e-07 | 3.6673e-07 | 0 | 3.6673e-07 | [22 empty] | 7.3.3.17.5 (Remote Grid) Updates to grid topology to minimize risk of ignition in HFTDs Remote GridWLDFRContaminationAggregated | WLDFR | HFTD - Distribution - Tier 2 - 1QU CoRE ¦ 1QU LoRE | Non-Red Flag Warning - Large Fires | Contamination | Aggregated | 2029 | 5.1489e-07 | 163.6441 | 8.4258e-05 | 2029 | Mitigation | 0.95 | 45 | 0 | esc | 0.00097009 | 4.9949e-10 | 0.00097009 | 4.9949e-10
[35 empty] | WLDFR | HFTD - Distribution - Tier 2 - 3QU CoRE ¦ 2QU LoRE | 2030 | 0.54393 | 0.0043847 | 0.51354 | 0 | 0.51354 | 0.0043847 | 0.51354 | 0 | 0.51354 | 0.27933 | 0.27933 | 0.0043847 | 0.002385 | 0.51354 | 0.27933 | 0 | 0 | 0.51354 | 0.27933 | [22 empty] | WLDFR | HFTD - Distribution - Tier 2 - 1QU CoRE ¦ 2QU LoRE | Non-Red Flag Warning - Small Fires | 2030 | 4.3864e-06 | 4.3864e-06 | 0.083606 | 0.039055 | 0.001695 | 0.042856 | 0 | 0 | 0.0050136 | 3.6673e-07 | 0 | 3.6673e-07 | 3.6673e-07 | 0 | 3.6673e-07 | [22 empty] | 7.3.3.17.5 (Remote Grid) Updates to grid topology to minimize risk of ignition in HFTDs Remote GridWLDFRContaminationAggregated | WLDFR | HFTD - Distribution - Tier 2 - 1QU CoRE ¦ 1QU LoRE | Non-Red Flag Warning - Large Fires | Contamination | Aggregated | 2030 | 5.1489e-07 | 163.6441 | 8.4258e-05 | 2030 | Mitigation | 0.95 | 45 | 0 | esc | 0.00097009 | 4.9949e-10 | 0.00097009 | 4.9949e-10
[35 empty] | WLDFR | HFTD - Distribution - Tier 2 - 3QU CoRE ¦ 2QU LoRE | 2031 | 0.50835 | 0.0043847 | 0.51354 | 0 | 0.51354 | 0.0043847 | 0.51354 | 0 | 0.51354 | 0.26106 | 0.26106 | 0.0043847 | 0.002229 | 0.51354 | 0.26106 | 0 | 0 | 0.51354 | 0.26106 | [22 empty] | WLDFR | HFTD - Distribution - Tier 2 - 1QU CoRE ¦ 2QU LoRE | Non-Red Flag Warning - Small Fires | 2031 | 4.3864e-06 | 4.3864e-06 | 0.083606 | 0.039055 | 0.001695 | 0.042856 | 0 | 0 | 0.0050136 | 3.6673e-07 | 0 | 3.6673e-07 | 3.6673e-07 | 0 | 3.6673e-07 | [22 empty] | 7.3.3.17.5 (Remote Grid) Updates to grid topology to minimize risk of ignition in HFTDs Remote GridWLDFRContaminationAggregated | WLDFR | HFTD - Distribution - Tier 2 - 1QU CoRE ¦ 1QU LoRE | Non-Red Flag Warning - Large Fires | Contamination | Aggregated | 2031 | 5.1489e-07 | 163.6441 | 8.4258e-05 | 2031 | Mitigation | 0.95 | 45 | 0 | esc | 0.00097009 | 4.9949e-10 | 0.00097009 | 4.9949e-10
[35 empty] | WLDFR | HFTD - Distribution - Tier 2 - 3QU CoRE ¦ 2QU LoRE | 2032 | 0.47509 | 0.0043847 | 0.51354 | 0 | 0.51354 | 0.0043847 | 0.51354 | 0 | 0.51354 | 0.24398 | 0.24398 | 0.0043847 | 0.0020831 | 0.51354 | 0.24398 | 0 | 0 | 0.51354 | 0.24398 | [22 empty] | WLDFR | HFTD - Distribution - Tier 2 - 1QU CoRE ¦ 2QU LoRE | Non-Red Flag Warning - Small Fires | 2032 | 4.3864e-06 | 4.3864e-06 | 0.083606 | 0.039055 | 0.001695 | 0.042856 | 0 | 0 | 0.0050136 | 3.6673e-07 | 0 | 3.6673e-07 | 3.6673e-07 | 0 | 3.6673e-07 | [22 empty] | 7.3.3.17.5 (Remote Grid) Updates to grid topology to minimize risk of ignition in HFTDs Remote GridWLDFRContaminationAggregated | WLDFR | HFTD - Distribution - Tier 2 - 1QU CoRE ¦ 1QU LoRE | Non-Red Flag Warning - Large Fires | Contamination | Aggregated | 2032 | 5.1489e-07 | 163.6441 | 8.4258e-05 | 2032 | Mitigation | 0.95 | 45 | 0 | esc | 0.00097009 | 4.9949e-10 | 0.00097009 | 4.9949e-10
[35 empty] | WLDFR | HFTD - Distribution - Tier 2 - 3QU CoRE ¦ 2QU LoRE | 2033 | 0.44401 | 0.0043847 | 0.53788 | 0 | 0.53788 | 0.0043847 | 0.53788 | 0 | 0.53788 | 0.23882 | 0.23882 | 0.0043847 | 0.0019469 | 0.53788 | 0.23882 | 0 | 0 | 0.53788 | 0.23882 | [22 empty] | WLDFR | HFTD - Distribution - Tier 2 - 1QU CoRE ¦ 2QU LoRE | Non-Red Flag Warning - Small Fires | 2033 | 4.3864e-06 | 4.3864e-06 | 0.087211 | 0.040679 | 0.0017655 | 0.044766 | 0 | 0 | 0.0050136 | 3.8254e-07 | 0 | 3.8254e-07 | 3.8254e-07 | 0 | 3.8254e-07 | [22 empty] | 7.3.3.17.5 (Remote Grid) Updates to grid topology to minimize risk of ignition in HFTDs Remote GridWLDFRContaminationAggregated | WLDFR | HFTD - Distribution - Tier 2 - 1QU CoRE ¦ 1QU LoRE | Non-Red Flag Warning - Large Fires | Contamination | Aggregated | 2033 | 5.1489e-07 | 163.6441 | 8.4258e-05 | 2033 | Mitigation | 0.95 | 45 | 0 | esc | 0.00097009 | 4.9949e-10 | 0.00097009 | 4.9949e-10
[35 empty] | WLDFR | HFTD - Distribution - Tier 2 - 3QU CoRE ¦ 2QU LoRE | 2034 | 0.41496 | 0.0043847 | 0.53788 | 0 | 0.53788 | 0.0043847 | 0.53788 | 0 | 0.53788 | 0.2232 | 0.2232 | 0.0043847 | 0.0018195 | 0.53788 | 0.2232 | 0 | 0 | 0.53788 | 0.2232 | [22 empty] | WLDFR | HFTD - Distribution - Tier 2 - 1QU CoRE ¦ 2QU LoRE | Non-Red Flag Warning - Small Fires | 2034 | 4.3864e-06 | 4.3864e-06 | 0.087211 | 0.040679 | 0.0017655 | 0.044766 | 0 | 0 | 0.0050136 | 3.8254e-07 | 0 | 3.8254e-07 | 3.8254e-07 | 0 | 3.8254e-07 | [22 empty] | 7.3.3.17.5 (Remote Grid) Updates to grid topology to minimize risk of ignition in HFTDs Remote GridWLDFRContaminationAggregated | WLDFR | HFTD - Distribution - Tier 2 - 1QU CoRE ¦ 1QU LoRE | Non-Red Flag Warning - Large Fires | Contamination | Aggregated | 2034 | 5.1489e-07 | 163.6441 | 8.4258e-05 | 2034 | Mitigation | 0.95 | 45 | 0 | esc | 0.00097009 | 4.9949e-10 | 0.00097009 | 4.9949e-10
[35 empty] | WLDFR | HFTD - Distribution - Tier 2 - 3QU CoRE ¦ 2QU LoRE | 2035 | 0.38782 | 0.0043847 | 0.53788 | 0 | 0.53788 | 0.0043847 | 0.53788 | 0 | 0.53788 | 0.2086 | 0.2086 | 0.0043847 | 0.0017005 | 0.53788 | 0.2086 | 0 | 0 | 0.53788 | 0.2086 | [22 empty] | WLDFR | HFTD - Distribution - Tier 2 - 1QU CoRE ¦ 2QU LoRE | Non-Red Flag Warning - Small Fires | 2035 | 4.3864e-06 | 4.3864e-06 | 0.087211 | 0.040679 | 0.0017655 | 0.044766 | 0 | 0 | 0.0050136 | 3.8254e-07 | 0 | 3.8254e-07 | 3.8254e-07 | 0 | 3.8254e-07 | [22 empty] | 7.3.3.17.5 (Remote Grid) Updates to grid topology to minimize risk of ignition in HFTDs Remote GridWLDFRContaminationAggregated | WLDFR | HFTD - Distribution - Tier 2 - 1QU CoRE ¦ 1QU LoRE | Non-Red Flag Warning - Large Fires | Contamination | Aggregated | 2035 | 5.1489e-07 | 163.6441 | 8.4258e-05 | 2035 | Mitigation | 0.95 | 45 | 0 | esc | 0.00097009 | 4.9949e-10 | 0.00097009 | 4.9949e-10
[35 empty] | WLDFR | HFTD - Distribution - Tier 2 - 3QU CoRE ¦ 2QU LoRE | 2036 | 0.36245 | 0.0043847 | 0.53788 | 0 | 0.53788 | 0.0043847 | 0.53788 | 0 | 0.53788 | 0.19495 | 0.19495 | 0.0043847 | 0.0015892 | 0.53788 | 0.19495 | 0 | 0 | 0.53788 | 0.19495 | [22 empty] | WLDFR | HFTD - Distribution - Tier 2 - 1QU CoRE ¦ 2QU LoRE | Non-Red Flag Warning - Small Fires | 2036 | 4.3864e-06 | 4.3864e-06 | 0.087211 | 0.040679 | 0.0017655 | 0.044766 | 0 | 0 | 0.0050136 | 3.8254e-07 | 0 | 3.8254e-07 | 3.8254e-07 | 0 | 3.8254e-07 | [22 empty] | 7.3.3.17.5 (Remote Grid) Updates to grid topology to minimize risk of ignition in HFTDs Remote GridWLDFRContaminationAggregated | WLDFR | HFTD - Distribution - Tier 2 - 1QU CoRE ¦ 1QU LoRE | Non-Red Flag Warning - Large Fires | Contamination | Aggregated | 2036 | 5.1489e-07 | 163.6441 | 8.4258e-05 | 2036 | Mitigation | 0.95 | 45 | 0 | esc | 0.00097009 | 4.9949e-10 | 0.00097009 | 4.9949e-10
[35 empty] | WLDFR | HFTD - Distribution - Tier 2 - 3QU CoRE ¦ 2QU LoRE | 2037 | 0.33873 | 0.0043847 | 0.53788 | 0 | 0.53788 | 0.0043847 | 0.53788 | 0 | 0.53788 | 0.1822 | 0.1822 | 0.0043847 | 0.0014853 | 0.53788 | 0.1822 | 0 | 0 | 0.53788 | 0.1822 | [22 empty] | WLDFR | HFTD - Distribution - Tier 2 - 1QU CoRE ¦ 2QU LoRE | Non-Red Flag Warning - Small Fires | 2037 | 4.3864e-06 | 4.3864e-06 | 0.087211 | 0.040679 | 0.0017655 | 0.044766 | 0 | 0 | 0.0050136 | 3.8254e-07 | 0 | 3.8254e-07 | 3.8254e-07 | 0 | 3.8254e-07 | [22 empty] | 7.3.3.17.5 (Remote Grid) Updates to grid topology to minimize risk of ignition in HFTDs Remote GridWLDFRContaminationAggregated | WLDFR | HFTD - Distribution - Tier 2 - 1QU CoRE ¦ 1QU LoRE | Non-Red Flag Warning - Large Fires | Contamination | Aggregated | 2037 | 5.1489e-07 | 163.6441 | 8.4258e-05 | 2037 | Mitigation | 0.95 | 45 | 0 | esc | 0.00097009 | 4.9949e-10 | 0.00097009 | 4.9949e-10
[35 empty] | WLDFR | HFTD - Distribution - Tier 2 - 3QU CoRE ¦ 2QU LoRE | 2038 | 0.31657 | 0.0043847 | 0.56429 | 0 | 0.56429 | 0.0043847 | 0.56429 | 0 | 0.56429 | 0.17864 | 0.17864 | 0.0043847 | 0.0013881 | 0.56429 | 0.17864 | 0 | 0 | 0.56429 | 0.17864 | [22 empty] | WLDFR | HFTD - Distribution - Tier 2 - 1QU CoRE ¦ 2QU LoRE | Non-Red Flag Warning - Small Fires | 2038 | 4.3864e-06 | 4.3864e-06 | 0.091184 | 0.042438 | 0.0018418 | 0.046905 | 0 | 0 | 0.0050136 | 3.9997e-07 | 0 | 3.9997e-07 | 3.9997e-07 | 0 | 3.9997e-07 | [22 empty] | 7.3.3.17.5 (Remote Grid) Updates to grid topology to minimize risk of ignition in HFTDs Remote GridWLDFRContaminationAggregated | WLDFR | HFTD - Distribution - Tier 2 - 1QU CoRE ¦ 1QU LoRE | Non-Red Flag Warning - Large Fires | Contamination | Aggregated | 2038 | 5.1489e-07 | 163.6441 | 8.4258e-05 | 2038 | Mitigation | 0.95 | 45 | 0 | esc | 0.00097009 | 4.9949e-10 | 0.00097009 | 4.9949e-10
[35 empty] | WLDFR | HFTD - Distribution - Tier 2 - 3QU CoRE ¦ 2QU LoRE | 2039 | 0.29586 | 0.0043847 | 0.56429 | 0 | 0.56429 | 0.0043847 | 0.56429 | 0 | 0.56429 | 0.16695 | 0.16695 | 0.0043847 | 0.0012973 | 0.56429 | 0.16695 | 0 | 0 | 0.56429 | 0.16695 | [22 empty] | WLDFR | HFTD - Distribution - Tier 2 - 1QU CoRE ¦ 2QU LoRE | Non-Red Flag Warning - Small Fires | 2039 | 4.3864e-06 | 4.3864e-06 | 0.091184 | 0.042438 | 0.0018418 | 0.046905 | 0 | 0 | 0.0050136 | 3.9997e-07 | 0 | 3.9997e-07 | 3.9997e-07 | 0 | 3.9997e-07 | [22 empty] | 7.3.3.17.5 (Remote Grid) Updates to grid topology to minimize risk of ignition in HFTDs Remote GridWLDFRContaminationAggregated | WLDFR | HFTD - Distribution - Tier 2 - 1QU CoRE ¦ 1QU LoRE | Non-Red Flag Warning - Large Fires | Contamination | Aggregated | 2039 | 5.1489e-07 | 163.6441 | 8.4258e-05 | 2039 | Mitigation | 0.95 | 45 | 0 | esc | 0.00097009 | 4.9949e-10 | 0.00097009 | 4.9949e-10
[35 empty] | WLDFR | HFTD - Distribution - Tier 2 - 3QU CoRE ¦ 2QU LoRE | 2040 | 0.27651 | 0.0043847 | 0.56429 | 0 | 0.56429 | 0.0043847 | 0.56429 | 0 | 0.56429 | 0.15603 | 0.15603 | 0.0043847 | 0.0012124 | 0.56429 | 0.15603 | 0 | 0 | 0.56429 | 0.15603 | [22 empty] | WLDFR | HFTD - Distribution - Tier 2 - 1QU CoRE ¦ 2QU LoRE | Non-Red Flag Warning - Small Fires | 2040 | 4.3864e-06 | 4.3864e-06 | 0.091184 | 0.042438 | 0.0018418 | 0.046905 | 0 | 0 | 0.0050136 | 3.9997e-07 | 0 | 3.9997e-07 | 3.9997e-07 | 0 | 3.9997e-07 | [22 empty] | 7.3.3.17.5 (Remote Grid) Updates to grid topology to minimize risk of ignition in HFTDs Remote GridWLDFRContaminationAggregated | WLDFR | HFTD - Distribution - Tier 2 - 1QU CoRE ¦ 1QU LoRE | Non-Red Flag Warning - Large Fires | Contamination | Aggregated | 2040 | 5.1489e-07 | 163.6441 | 8.4258e-05 | 2040 | Mitigation | 0.95 | 45 | 0 | esc | 0.00097009 | 4.9949e-10 | 0.00097009 | 4.9949e-10
[35 empty] | WLDFR | HFTD - Distribution - Tier 2 - 3QU CoRE ¦ 2QU LoRE | 2041 | 0.25842 | 0.0043847 | 0.56429 | 0 | 0.56429 | 0.0043847 | 0.56429 | 0 | 0.56429 | 0.14582 | 0.14582 | 0.0043847 | 0.0011331 | 0.56429 | 0.14582 | 0 | 0 | 0.56429 | 0.14582 | [22 empty] | WLDFR | HFTD - Distribution - Tier 2 - 1QU CoRE ¦ 2QU LoRE | Non-Red Flag Warning - Small Fires | 2041 | 4.3864e-06 | 4.3864e-06 | 0.091184 | 0.042438 | 0.0018418 | 0.046905 | 0 | 0 | 0.0050136 | 3.9997e-07 | 0 | 3.9997e-07 | 3.9997e-07 | 0 | 3.9997e-07 | [22 empty] | 7.3.3.17.5 (Remote Grid) Updates to grid topology to minimize risk of ignition in HFTDs Remote GridWLDFRContaminationAggregated | WLDFR | HFTD - Distribution - Tier 2 - 1QU CoRE ¦ 1QU LoRE | Non-Red Flag Warning - Large Fires | Contamination | Aggregated | 2041 | 5.1489e-07 | 163.6441 | 8.4258e-05 | 2041 | Mitigation | 0.95 | 45 | 0 | esc | 0.00097009 | 4.9949e-10 | 0.00097009 | 4.9949e-10
[35 empty] | WLDFR | HFTD - Distribution - Tier 2 - 3QU CoRE ¦ 2QU LoRE | 2042 | 0.24151 | 0.0043847 | 0.56429 | 0 | 0.56429 | 0.0043847 | 0.56429 | 0 | 0.56429 | 0.13628 | 0.13628 | 0.0043847 | 0.001059 | 0.56429 | 0.13628 | 0 | 0 | 0.56429 | 0.13628 | [22 empty] | WLDFR | HFTD - Distribution - Tier 2 - 1QU CoRE ¦ 2QU LoRE | Non-Red Flag Warning - Small Fires | 2042 | 4.3864e-06 | 4.3864e-06 | 0.091184 | 0.042438 | 0.0018418 | 0.046905 | 0 | 0 | 0.0050136 | 3.9997e-07 | 0 | 3.9997e-07 | 3.9997e-07 | 0 | 3.9997e-07 | [22 empty] | 7.3.3.17.5 (Remote Grid) Updates to grid topology to minimize risk of ignition in HFTDs Remote GridWLDFRContaminationAggregated | WLDFR | HFTD - Distribution - Tier 2 - 1QU CoRE ¦ 1QU LoRE | Non-Red Flag Warning - Large Fires | Contamination | Aggregated | 2042 | 5.1489e-07 | 163.6441 | 8.4258e-05 | 2042 | Mitigation | 0.95 | 45 | 0 | esc | 0.00097009 | 4.9949e-10 | 0.00097009 | 4.9949e-10
[35 empty] | WLDFR | HFTD - Distribution - Tier 2 - 3QU CoRE ¦ 2QU LoRE | 2043 | 0.22571 | 0.0043847 | 0.59243 | 0 | 0.59243 | 0.0043847 | 0.59243 | 0 | 0.59243 | 0.13372 | 0.13372 | 0.0043847 | 0.00098969 | 0.59243 | 0.13372 | 0 | 0 | 0.59243 | 0.13372 | [22 empty] | WLDFR | HFTD - Distribution - Tier 2 - 1QU CoRE ¦ 2QU LoRE | Non-Red Flag Warning - Small Fires | 2043 | 4.3864e-06 | 4.3864e-06 | 0.095486 | 0.044306 | 0.0019228 | 0.049257 | 0 | 0 | 0.0050136 | 4.1884e-07 | 0 | 4.1884e-07 | 4.1884e-07 | 0 | 4.1884e-07 | [22 empty] | 7.3.3.17.5 (Remote Grid) Updates to grid topology to minimize risk of ignition in HFTDs Remote GridWLDFRContaminationAggregated | WLDFR | HFTD - Distribution - Tier 2 - 1QU CoRE ¦ 1QU LoRE | Non-Red Flag Warning - Large Fires | Contamination | Aggregated | 2043 | 5.1489e-07 | 163.6441 | 8.4258e-05 | 2043 | Mitigation | 0.95 | 45 | 0 | esc | 0.00097009 | 4.9949e-10 | 0.00097009 | 4.9949e-10
[35 empty] | WLDFR | HFTD - Distribution - Tier 2 - 3QU CoRE ¦ 2QU LoRE | 2044 | 0.21095 | 0.0043847 | 0.59243 | 0 | 0.59243 | 0.0043847 | 0.59243 | 0 | 0.59243 | 0.12497 | 0.12497 | 0.0043847 | 0.00092494 | 0.59243 | 0.12497 | 0 | 0 | 0.59243 | 0.12497 | [22 empty] | WLDFR | HFTD - Distribution - Tier 2 - 1QU CoRE ¦ 2QU LoRE | Non-Red Flag Warning - Small Fires | 2044 | 4.3864e-06 | 4.3864e-06 | 0.095486 | 0.044306 | 0.0019228 | 0.049257 | 0 | 0 | 0.0050136 | 4.1884e-07 | 0 | 4.1884e-07 | 4.1884e-07 | 0 | 4.1884e-07 | [22 empty] | 7.3.3.17.5 (Remote Grid) Updates to grid topology to minimize risk of ignition in HFTDs Remote GridWLDFRContaminationAggregated | WLDFR | HFTD - Distribution - Tier 2 - 1QU CoRE ¦ 1QU LoRE | Non-Red Flag Warning - Large Fires | Contamination | Aggregated | 2044 | 5.1489e-07 | 163.6441 | 8.4258e-05 | 2044 | Mitigation | 0.95 | 45 | 0 | esc | 0.00097009 | 4.9949e-10 | 0.00097009 | 4.9949e-10
[35 empty] | WLDFR | HFTD - Distribution - Tier 2 - 3QU CoRE ¦ 2QU LoRE | 2045 | 0.19715 | 0.0043847 | 0.59243 | 0 | 0.59243 | 0.0043847 | 0.59243 | 0 | 0.59243 | 0.1168 | 0.1168 | 0.0043847 | 0.00086443 | 0.59243 | 0.1168 | 0 | 0 | 0.59243 | 0.1168 | [22 empty] | WLDFR | HFTD - Distribution - Tier 2 - 1QU CoRE ¦ 2QU LoRE | Non-Red Flag Warning - Small Fires | 2045 | 4.3864e-06 | 4.3864e-06 | 0.095486 | 0.044306 | 0.0019228 | 0.049257 | 0 | 0 | 0.0050136 | 4.1884e-07 | 0 | 4.1884e-07 | 4.1884e-07 | 0 | 4.1884e-07 | [22 empty] | 7.3.3.17.5 (Remote Grid) Updates to grid topology to minimize risk of ignition in HFTDs Remote GridWLDFRContaminationAggregated | WLDFR | HFTD - Distribution - Tier 2 - 1QU CoRE ¦ 1QU LoRE | Non-Red Flag Warning - Large Fires | Contamination | Aggregated | 2045 | 5.1489e-07 | 163.6441 | 8.4258e-05 | 2045 | Mitigation | 0.95 | 45 | 0 | esc | 0.00097009 | 4.9949e-10 | 0.00097009 | 4.9949e-10
[35 empty] | WLDFR | HFTD - Distribution - Tier 2 - 3QU CoRE ¦ 2QU LoRE | 2046 | 0.18425 | 0.0043847 | 0.59243 | 0 | 0.59243 | 0.0043847 | 0.59243 | 0 | 0.59243 | 0.10915 | 0.10915 | 0.0043847 | 0.00080788 | 0.59243 | 0.10915 | 0 | 0 | 0.59243 | 0.10915 | [22 empty] | WLDFR | HFTD - Distribution - Tier 2 - 1QU CoRE ¦ 2QU LoRE | Non-Red Flag Warning - Small Fires | 2046 | 4.3864e-06 | 4.3864e-06 | 0.095486 | 0.044306 | 0.0019228 | 0.049257 | 0 | 0 | 0.0050136 | 4.1884e-07 | 0 | 4.1884e-07 | 4.1884e-07 | 0 | 4.1884e-07 | [22 empty] | 7.3.3.17.5 (Remote Grid) Updates to grid topology to minimize risk of ignition in HFTDs Remote GridWLDFRContaminationAggregated | WLDFR | HFTD - Distribution - Tier 2 - 1QU CoRE ¦ 1QU LoRE | Non-Red Flag Warning - Large Fires | Contamination | Aggregated | 2046 | 5.1489e-07 | 163.6441 | 8.4258e-05 | 2046 | Mitigation | 0.95 | 45 | 0 | esc | 0.00097009 | 4.9949e-10 | 0.00097009 | 4.9949e-10
[35 empty] | WLDFR | HFTD - Distribution - Tier 2 - 3QU CoRE ¦ 2QU LoRE | 2047 | 0.1722 | 0.0043847 | 0.59243 | 0 | 0.59243 | 0.0043847 | 0.59243 | 0 | 0.59243 | 0.10201 | 0.10201 | 0.0043847 | 0.00075503 | 0.59243 | 0.10201 | 0 | 0 | 0.59243 | 0.10201 | [22 empty] | WLDFR | HFTD - Distribution - Tier 2 - 1QU CoRE ¦ 2QU LoRE | Non-Red Flag Warning - Small Fires | 2047 | 4.3864e-06 | 4.3864e-06 | 0.095486 | 0.044306 | 0.0019228 | 0.049257 | 0 | 0 | 0.0050136 | 4.1884e-07 | 0 | 4.1884e-07 | 4.1884e-07 | 0 | 4.1884e-07 | [22 empty] | 7.3.3.17.5 (Remote Grid) Updates to grid topology to minimize risk of ignition in HFTDs Remote GridWLDFRContaminationAggregated | WLDFR | HFTD - Distribution - Tier 2 - 1QU CoRE ¦ 1QU LoRE | Non-Red Flag Warning - Large Fires | Contamination | Aggregated | 2047 | 5.1489e-07 | 163.6441 | 8.4258e-05 | 2047 | Mitigation | 0.95 | 45 | 0 | esc | 0.00097009 | 4.9949e-10 | 0.00097009 | 4.9949e-10
[35 empty] | WLDFR | HFTD - Distribution - Tier 2 - 3QU CoRE ¦ 2QU LoRE | 2048 | 0.16093 | 0.0043847 | 0.62192 | 0 | 0.62192 | 0.0043847 | 0.62192 | 0 | 0.62192 | 0.10009 | 0.10009 | 0.0043847 | 0.00070563 | 0.62192 | 0.10009 | 0 | 0 | 0.62192 | 0.10009 | [22 empty] | WLDFR | HFTD - Distribution - Tier 2 - 1QU CoRE ¦ 2QU LoRE | Non-Red Flag Warning - Small Fires | 2048 | 4.3864e-06 | 4.3864e-06 | 0.10007 | 0.04626 | 0.0020076 | 0.051804 | 0 | 0 | 0.0050136 | 4.3895e-07 | 0 | 4.3895e-07 | 4.3895e-07 | 0 | 4.3895e-07 | [22 empty] | 7.3.3.17.5 (Remote Grid) Updates to grid topology to minimize risk of ignition in HFTDs Remote GridWLDFRContaminationAggregated | WLDFR | HFTD - Distribution - Tier 2 - 1QU CoRE ¦ 1QU LoRE | Non-Red Flag Warning - Large Fires | Contamination | Aggregated | 2048 | 5.1489e-07 | 163.6441 | 8.4258e-05 | 2048 | Mitigation | 0.95 | 45 | 0 | esc | 0.00097009 | 4.9949e-10 | 0.00097009 | 4.9949e-10
[35 empty] | WLDFR | HFTD - Distribution - Tier 2 - 3QU CoRE ¦ 2QU LoRE | 2049 | 0.1504 | 0.0043847 | 0.62192 | 0 | 0.62192 | 0.0043847 | 0.62192 | 0 | 0.62192 | 0.093538 | 0.093538 | 0.0043847 | 0.00065947 | 0.62192 | 0.093538 | 0 | 0 | 0.62192 | 0.093538 | [22 empty] | WLDFR | HFTD - Distribution - Tier 2 - 1QU CoRE ¦ 2QU LoRE | Non-Red Flag Warning - Small Fires | 2049 | 4.3864e-06 | 4.3864e-06 | 0.10007 | 0.04626 | 0.0020076 | 0.051804 | 0 | 0 | 0.0050136 | 4.3895e-07 | 0 | 4.3895e-07 | 4.3895e-07 | 0 | 4.3895e-07 | [22 empty] | 7.3.3.17.5 (Remote Grid) Updates to grid topology to minimize risk of ignition in HFTDs Remote GridWLDFRContaminationAggregated | WLDFR | HFTD - Distribution - Tier 2 - 1QU CoRE ¦ 1QU LoRE | Non-Red Flag Warning - Large Fires | Contamination | Aggregated | 2049 | 5.1489e-07 | 163.6441 | 8.4258e-05 | 2049 | Mitigation | 0.95 | 45 | 0 | esc | 0.00097009 | 4.9949e-10 | 0.00097009 | 4.9949e-10
[35 empty] | WLDFR | HFTD - Distribution - Tier 2 - 3QU CoRE ¦ 2QU LoRE | 2050 | 0.14056 | 0.0043847 | 0.62192 | 0 | 0.62192 | 0.0043847 | 0.62192 | 0 | 0.62192 | 0.087419 | 0.087419 | 0.0043847 | 0.00061633 | 0.62192 | 0.087419 | 0 | 0 | 0.62192 | 0.087419 | [22 empty] | WLDFR | HFTD - Distribution - Tier 2 - 1QU CoRE ¦ 2QU LoRE | Non-Red Flag Warning - Small Fires | 2050 | 4.3864e-06 | 4.3864e-06 | 0.10007 | 0.04626 | 0.0020076 | 0.051804 | 0 | 0 | 0.0050136 | 4.3895e-07 | 0 | 4.3895e-07 | 4.3895e-07 | 0 | 4.3895e-07 | [22 empty] | 7.3.3.17.5 (Remote Grid) Updates to grid topology to minimize risk of ignition in HFTDs Remote GridWLDFRContaminationAggregated | WLDFR | HFTD - Distribution - Tier 2 - 1QU CoRE ¦ 1QU LoRE | Non-Red Flag Warning - Large Fires | Contamination | Aggregated | 2050 | 5.1489e-07 | 163.6441 | 8.4258e-05 | 2050 | Mitigation | 0.95 | 45 | 0 | esc | 0.00097009 | 4.9949e-10 | 0.00097009 | 4.9949e-10
[35 empty] | WLDFR | HFTD - Distribution - Tier 2 - 3QU CoRE ¦ 2QU LoRE | 2051 | 0.13137 | 0.0043847 | 0.62192 | 0 | 0.62192 | 0.0043847 | 0.62192 | 0 | 0.62192 | 0.0817 | 0.0817 | 0.0043847 | 0.00057601 | 0.62192 | 0.0817 | 0 | 0 | 0.62192 | 0.0817 | [22 empty] | WLDFR | HFTD - Distribution - Tier 2 - 1QU CoRE ¦ 2QU LoRE | Non-Red Flag Warning - Small Fires | 2051 | 4.3864e-06 | 4.3864e-06 | 0.10007 | 0.04626 | 0.0020076 | 0.051804 | 0 | 0 | 0.0050136 | 4.3895e-07 | 0 | 4.3895e-07 | 4.3895e-07 | 0 | 4.3895e-07 | [22 empty] | 7.3.3.17.5 (Remote Grid) Updates to grid topology to minimize risk of ignition in HFTDs Remote GridWLDFRContaminationAggregated | WLDFR | HFTD - Distribution - Tier 2 - 1QU CoRE ¦ 1QU LoRE | Non-Red Flag Warning - Large Fires | Contamination | Aggregated | 2051 | 5.1489e-07 | 163.6441 | 8.4258e-05 | 2051 | Mitigation | 0.95 | 45 | 0 | esc | 0.00097009 | 4.9949e-10 | 0.00097009 | 4.9949e-10
[35 empty] | WLDFR | HFTD - Distribution - Tier 2 - 3QU CoRE ¦ 2QU LoRE | 2052 | 0.12277 | 0.0043847 | 0.62192 | 0 | 0.62192 | 0.0043847 | 0.62192 | 0 | 0.62192 | 0.076355 | 0.076355 | 0.0043847 | 0.00053832 | 0.62192 | 0.076355 | 0 | 0 | 0.62192 | 0.076355 | [22 empty] | WLDFR | HFTD - Distribution - Tier 2 - 1QU CoRE ¦ 2QU LoRE | Non-Red Flag Warning - Small Fires | 2052 | 4.3864e-06 | 4.3864e-06 | 0.10007 | 0.04626 | 0.0020076 | 0.051804 | 0 | 0 | 0.0050136 | 4.3895e-07 | 0 | 4.3895e-07 | 4.3895e-07 | 0 | 4.3895e-07 | [22 empty] | 7.3.3.17.5 (Remote Grid) Updates to grid topology to minimize risk of ignition in HFTDs Remote GridWLDFRContaminationAggregated | WLDFR | HFTD - Distribution - Tier 2 - 1QU CoRE ¦ 1QU LoRE | Non-Red Flag Warning - Large Fires | Contamination | Aggregated | 2052 | 5.1489e-07 | 163.6441 | 8.4258e-05 | 2052 | Mitigation | 0.95 | 45 | 0 | esc | 0.00097009 | 4.9949e-10 | 0.00097009 | 4.9949e-10
[35 empty] | WLDFR | HFTD - Distribution - Tier 2 - 3QU CoRE ¦ 2QU LoRE | 2053 | 0.11474 | 0.0043847 | 0.6524 | 0 | 0.6524 | 0.0043847 | 0.6524 | 0 | 0.6524 | 0.074857 | 0.074857 | 0.0043847 | 0.00050311 | 0.6524 | 0.074857 | 0 | 0 | 0.6524 | 0.074857 | [22 empty] | WLDFR | HFTD - Distribution - Tier 2 - 1QU CoRE ¦ 2QU LoRE | Non-Red Flag Warning - Small Fires | 2053 | 4.3864e-06 | 4.3864e-06 | 0.10489 | 0.048274 | 0.002095 | 0.054525 | 0 | 0 | 0.0050136 | 4.6011e-07 | 0 | 4.6011e-07 | 4.6011e-07 | 0 | 4.6011e-07 | [22 empty] | 7.3.3.17.5 (Remote Grid) Updates to grid topology to minimize risk of ignition in HFTDs Remote GridWLDFRContaminationAggregated | WLDFR | HFTD - Distribution - Tier 2 - 1QU CoRE ¦ 1QU LoRE | Non-Red Flag Warning - Large Fires | Contamination | Aggregated | 2053 | 5.1489e-07 | 163.6441 | 8.4258e-05 | 2053 | Mitigation | 0.95 | 45 | 0 | esc | 0.00097009 | 4.9949e-10 | 0.00097009 | 4.9949e-10
[35 empty] | WLDFR | HFTD - Distribution - Tier 2 - 3QU CoRE ¦ 2QU LoRE | 2054 | 0.10723 | 0.0043847 | 0.6524 | 0 | 0.6524 | 0.0043847 | 0.6524 | 0 | 0.6524 | 0.06996 | 0.06996 | 0.0043847 | 0.00047019 | 0.6524 | 0.06996 | 0 | 0 | 0.6524 | 0.06996 | [22 empty] | WLDFR | HFTD - Distribution - Tier 2 - 1QU CoRE ¦ 2QU LoRE | Non-Red Flag Warning - Small Fires | 2054 | 4.3864e-06 | 4.3864e-06 | 0.10489 | 0.048274 | 0.002095 | 0.054525 | 0 | 0 | 0.0050136 | 4.6011e-07 | 0 | 4.6011e-07 | 4.6011e-07 | 0 | 4.6011e-07 | [22 empty] | 7.3.3.17.5 (Remote Grid) Updates to grid topology to minimize risk of ignition in HFTDs Remote GridWLDFRContaminationAggregated | WLDFR | HFTD - Distribution - Tier 2 - 1QU CoRE ¦ 1QU LoRE | Non-Red Flag Warning - Large Fires | Contamination | Aggregated | 2054 | 5.1489e-07 | 163.6441 | 8.4258e-05 | 2054 | Mitigation | 0.95 | 45 | 0 | esc | 0.00097009 | 4.9949e-10 | 0.00097009 | 4.9949e-10
[35 empty] | WLDFR | HFTD - Distribution - Tier 2 - 3QU CoRE ¦ 2QU LoRE | 2055 | 0.10022 | 0.0043847 | 0.6524 | 0 | 0.6524 | 0.0043847 | 0.6524 | 0 | 0.6524 | 0.065383 | 0.065383 | 0.0043847 | 0.00043943 | 0.6524 | 0.065383 | 0 | 0 | 0.6524 | 0.065383 | [22 empty] | WLDFR | HFTD - Distribution - Tier 2 - 1QU CoRE ¦ 2QU LoRE | Non-Red Flag Warning - Small Fires | 2055 | 4.3864e-06 | 4.3864e-06 | 0.10489 | 0.048274 | 0.002095 | 0.054525 | 0 | 0 | 0.0050136 | 4.6011e-07 | 0 | 4.6011e-07 | 4.6011e-07 | 0 | 4.6011e-07 | [22 empty] | 7.3.3.17.5 (Remote Grid) Updates to grid topology to minimize risk of ignition in HFTDs Remote GridWLDFRContaminationAggregated | WLDFR | HFTD - Distribution - Tier 2 - 1QU CoRE ¦ 1QU LoRE | Non-Red Flag Warning - Large Fires | Contamination | Aggregated | 2055 | 5.1489e-07 | 163.6441 | 8.4258e-05 | 2055 | Mitigation | 0.95 | 45 | 0 | esc | 0.00097009 | 4.9949e-10 | 0.00097009 | 4.9949e-10
[35 empty] | WLDFR | HFTD - Distribution - Tier 2 - 3QU CoRE ¦ 2QU LoRE | 2056 | 0.093663 | 0.0043847 | 0.6524 | 0 | 0.6524 | 0.0043847 | 0.6524 | 0 | 0.6524 | 0.061106 | 0.061106 | 0.0043847 | 0.00041069 | 0.6524 | 0.061106 | 0 | 0 | 0.6524 | 0.061106 | [22 empty] | WLDFR | HFTD - Distribution - Tier 2 - 1QU CoRE ¦ 2QU LoRE | Non-Red Flag Warning - Small Fires | 2056 | 4.3864e-06 | 4.3864e-06 | 0.10489 | 0.048274 | 0.002095 | 0.054525 | 0 | 0 | 0.0050136 | 4.6011e-07 | 0 | 4.6011e-07 | 4.6011e-07 | 0 | 4.6011e-07 | [22 empty] | 7.3.3.17.5 (Remote Grid) Updates to grid topology to minimize risk of ignition in HFTDs Remote GridWLDFRContaminationAggregated | WLDFR | HFTD - Distribution - Tier 2 - 1QU CoRE ¦ 1QU LoRE | Non-Red Flag Warning - Large Fires | Contamination | Aggregated | 2056 | 5.1489e-07 | 163.6441 | 8.4258e-05 | 2056 | Mitigation | 0.95 | 45 | 0 | esc | 0.00097009 | 4.9949e-10 | 0.00097009 | 4.9949e-10
[35 empty] | WLDFR | HFTD - Distribution - Tier 2 - 3QU CoRE ¦ 2QU LoRE | 2057 | 0.087535 | 0.0043847 | 0.6524 | 0 | 0.6524 | 0.0043847 | 0.6524 | 0 | 0.6524 | 0.057108 | 0.057108 | 0.0043847 | 0.00038382 | 0.6524 | 0.057108 | 0 | 0 | 0.6524 | 0.057108 | [22 empty] | WLDFR | HFTD - Distribution - Tier 2 - 1QU CoRE ¦ 2QU LoRE | Non-Red Flag Warning - Small Fires | 2057 | 4.3864e-06 | 4.3864e-06 | 0.10489 | 0.048274 | 0.002095 | 0.054525 | 0 | 0 | 0.0050136 | 4.6011e-07 | 0 | 4.6011e-07 | 4.6011e-07 | 0 | 4.6011e-07 | [22 empty] | 7.3.3.17.5 (Remote Grid) Updates to grid topology to minimize risk of ignition in HFTDs Remote GridWLDFRContaminationAggregated | WLDFR | HFTD - Distribution - Tier 2 - 1QU CoRE ¦ 1QU LoRE | Non-Red Flag Warning - Large Fires | Contamination | Aggregated | 2057 | 5.1489e-07 | 163.6441 | 8.4258e-05 | 2057 | Mitigation | 0.95 | 45 | 0 | esc | 0.00097009 | 4.9949e-10 | 0.00097009 | 4.9949e-10
[35 empty] | WLDFR | HFTD - Distribution - Tier 2 - 3QU CoRE ¦ 2QU LoRE | 2058 | 0.081809 | 0.0043847 | 0.6835 | 0 | 0.6835 | 0.0043847 | 0.6835 | 0 | 0.6835 | 0.055916 | 0.055916 | 0.0043847 | 0.00035871 | 0.6835 | 0.055916 | 0 | 0 | 0.6835 | 0.055916 | [22 empty] | WLDFR | HFTD - Distribution - Tier 2 - 1QU CoRE ¦ 2QU LoRE | Non-Red Flag Warning - Small Fires | 2058 | 4.3864e-06 | 4.3864e-06 | 0.1099 | 0.050325 | 0.0021839 | 0.057393 | 0 | 0 | 0.0050136 | 4.8207e-07 | 0 | 4.8207e-07 | 4.8207e-07 | 0 | 4.8207e-07 | [22 empty] | 7.3.3.17.5 (Remote Grid) Updates to grid topology to minimize risk of ignition in HFTDs Remote GridWLDFRContaminationAggregated | WLDFR | HFTD - Distribution - Tier 2 - 1QU CoRE ¦ 1QU LoRE | Non-Red Flag Warning - Large Fires | Contamination | Aggregated | 2058 | 5.1489e-07 | 163.6441 | 8.4258e-05 | 2058 | Mitigation | 0.95 | 45 | 0 | esc | 0.00097009 | 4.9949e-10 | 0.00097009 | 4.9949e-10
[35 empty] | WLDFR | HFTD - Distribution - Tier 2 - 3QU CoRE ¦ 2QU LoRE | 2059 | 0.076457 | 0.0043847 | 0.6835 | 0 | 0.6835 | 0.0043847 | 0.6835 | 0 | 0.6835 | 0.052258 | 0.052258 | 0.0043847 | 0.00033524 | 0.6835 | 0.052258 | 0 | 0 | 0.6835 | 0.052258 | [22 empty] | WLDFR | HFTD - Distribution - Tier 2 - 1QU CoRE ¦ 2QU LoRE | Non-Red Flag Warning - Small Fires | 2059 | 4.3864e-06 | 4.3864e-06 | 0.1099 | 0.050325 | 0.0021839 | 0.057393 | 0 | 0 | 0.0050136 | 4.8207e-07 | 0 | 4.8207e-07 | 4.8207e-07 | 0 | 4.8207e-07 | [22 empty] | 7.3.3.17.5 (Remote Grid) Updates to grid topology to minimize risk of ignition in HFTDs Remote GridWLDFRContaminationAggregated | WLDFR | HFTD - Distribution - Tier 2 - 1QU CoRE ¦ 1QU LoRE | Non-Red Flag Warning - Large Fires | Contamination | Aggregated | 2059 | 5.1489e-07 | 163.6441 | 8.4258e-05 | 2059 | Mitigation | 0.95 | 45 | 0 | esc | 0.00097009 | 4.9949e-10 | 0.00097009 | 4.9949e-10
[35 empty] | WLDFR | HFTD - Distribution - Tier 2 - 3QU CoRE ¦ 2QU LoRE | 2060 | 0.071455 | 0.0043847 | 0.6835 | 0 | 0.6835 | 0.0043847 | 0.6835 | 0 | 0.6835 | 0.048839 | 0.048839 | 0.0043847 | 0.00031331 | 0.6835 | 0.048839 | 0 | 0 | 0.6835 | 0.048839 | [22 empty] | WLDFR | HFTD - Distribution - Tier 2 - 1QU CoRE ¦ 2QU LoRE | Non-Red Flag Warning - Small Fires | 2060 | 4.3864e-06 | 4.3864e-06 | 0.1099 | 0.050325 | 0.0021839 | 0.057393 | 0 | 0 | 0.0050136 | 4.8207e-07 | 0 | 4.8207e-07 | 4.8207e-07 | 0 | 4.8207e-07 | [22 empty] | 7.3.3.17.5 (Remote Grid) Updates to grid topology to minimize risk of ignition in HFTDs Remote GridWLDFRContaminationAggregated | WLDFR | HFTD - Distribution - Tier 2 - 1QU CoRE ¦ 1QU LoRE | Non-Red Flag Warning - Large Fires | Contamination | Aggregated | 2060 | 5.1489e-07 | 163.6441 | 8.4258e-05 | 2060 | Mitigation | 0.95 | 45 | 0 | esc | 0.00097009 | 4.9949e-10 | 0.00097009 | 4.9949e-10
[35 empty] | WLDFR | HFTD - Distribution - Tier 2 - 3QU CoRE ¦ 2QU LoRE | 2061 | 0.06678 | 0.0043847 | 0.6835 | 0 | 0.6835 | 0.0043847 | 0.6835 | 0 | 0.6835 | 0.045644 | 0.045644 | 0.0043847 | 0.00029281 | 0.6835 | 0.045644 | 0 | 0 | 0.6835 | 0.045644 | [22 empty] | WLDFR | HFTD - Distribution - Tier 2 - 1QU CoRE ¦ 2QU LoRE | Non-Red Flag Warning - Small Fires | 2061 | 4.3864e-06 | 4.3864e-06 | 0.1099 | 0.050325 | 0.0021839 | 0.057393 | 0 | 0 | 0.0050136 | 4.8207e-07 | 0 | 4.8207e-07 | 4.8207e-07 | 0 | 4.8207e-07 | [22 empty] | 7.3.3.17.5 (Remote Grid) Updates to grid topology to minimize risk of ignition in HFTDs Remote GridWLDFRContaminationAggregated | WLDFR | HFTD - Distribution - Tier 2 - 1QU CoRE ¦ 1QU LoRE | Non-Red Flag Warning - Large Fires | Contamination | Aggregated | 2061 | 5.1489e-07 | 163.6441 | 8.4258e-05 | 2061 | Mitigation | 0.95 | 45 | 0 | esc | 0.00097009 | 4.9949e-10 | 0.00097009 | 4.9949e-10
[35 empty] | WLDFR | HFTD - Distribution - Tier 2 - 3QU CoRE ¦ 2QU LoRE | 2062 | 0.062412 | 0.0043847 | 0.6835 | 0 | 0.6835 | 0.0043847 | 0.6835 | 0 | 0.6835 | 0.042658 | 0.042658 | 0.0043847 | 0.00027366 | 0.6835 | 0.042658 | 0 | 0 | 0.6835 | 0.042658 | [22 empty] | WLDFR | HFTD - Distribution - Tier 2 - 1QU CoRE ¦ 2QU LoRE | Non-Red Flag Warning - Small Fires | 2062 | 4.3864e-06 | 4.3864e-06 | 0.1099 | 0.050325 | 0.0021839 | 0.057393 | 0 | 0 | 0.0050136 | 4.8207e-07 | 0 | 4.8207e-07 | 4.8207e-07 | 0 | 4.8207e-07 | [22 empty] | 7.3.3.17.5 (Remote Grid) Updates to grid topology to minimize risk of ignition in HFTDs Remote GridWLDFRContaminationAggregated | WLDFR | HFTD - Distribution - Tier 2 - 1QU CoRE ¦ 1QU LoRE | Non-Red Flag Warning - Large Fires | Contamination | Aggregated | 2062 | 5.1489e-07 | 163.6441 | 8.4258e-05 | 2062 | Mitigation | 0.95 | 45 | 0 | esc | 0.00097009 | 4.9949e-10 | 0.00097009 | 4.9949e-10
[35 empty] | WLDFR | HFTD - Distribution - Tier 2 - 3QU CoRE ¦ 2QU LoRE | 2063 | 0.058329 | 0.0043847 | 0.71484 | 0 | 0.71484 | 0.0043847 | 0.71484 | 0 | 0.71484 | 0.041695 | 0.041695 | 0.0043847 | 0.00025575 | 0.71484 | 0.041695 | 0 | 0 | 0.71484 | 0.041695 | [22 empty] | WLDFR | HFTD - Distribution - Tier 2 - 1QU CoRE ¦ 2QU LoRE | Non-Red Flag Warning - Small Fires | 2063 | 4.3864e-06 | 4.3864e-06 | 0.11504 | 0.052388 | 0.0022734 | 0.060377 | 0 | 0 | 0.0050136 | 5.046e-07 | 0 | 5.046e-07 | 5.046e-07 | 0 | 5.046e-07 | [22 empty] | 7.3.3.17.5 (Remote Grid) Updates to grid topology to minimize risk of ignition in HFTDs Remote GridWLDFRContaminationAggregated | WLDFR | HFTD - Distribution - Tier 2 - 1QU CoRE ¦ 1QU LoRE | Non-Red Flag Warning - Large Fires | Contamination | Aggregated | 2063 | 5.1489e-07 | 163.6441 | 8.4258e-05 | 2063 | Mitigation | 0.95 | 45 | 0 | esc | 0.00097009 | 4.9949e-10 | 0.00097009 | 4.9949e-10
[35 empty] | WLDFR | HFTD - Distribution - Tier 2 - 3QU CoRE ¦ 2QU LoRE | 2064 | 0.054513 | 0.0043847 | 0.71484 | 0 | 0.71484 | 0.0043847 | 0.71484 | 0 | 0.71484 | 0.038968 | 0.038968 | 0.0043847 | 0.00023902 | 0.71484 | 0.038968 | 0 | 0 | 0.71484 | 0.038968 | [22 empty] | WLDFR | HFTD - Distribution - Tier 2 - 1QU CoRE ¦ 2QU LoRE | Non-Red Flag Warning - Small Fires | 2064 | 4.3864e-06 | 4.3864e-06 | 0.11504 | 0.052388 | 0.0022734 | 0.060377 | 0 | 0 | 0.0050136 | 5.046e-07 | 0 | 5.046e-07 | 5.046e-07 | 0 | 5.046e-07 | [22 empty] | 7.3.3.17.5 (Remote Grid) Updates to grid topology to minimize risk of ignition in HFTDs Remote GridWLDFRContaminationAggregated | WLDFR | HFTD - Distribution - Tier 2 - 1QU CoRE ¦ 1QU LoRE | Non-Red Flag Warning - Large Fires | Contamination | Aggregated | 2064 | 5.1489e-07 | 163.6441 | 8.4258e-05 | 2064 | Mitigation | 0.95 | 45 | 0 | esc | 0.00097009 | 4.9949e-10 | 0.00097009 | 4.9949e-10
[35 empty] | WLDFR | HFTD - Distribution - Tier 2 - 3QU CoRE ¦ 2QU LoRE | 2065 | 0.050946 | 0.0043847 | 0.71484 | 0 | 0.71484 | 0.0043847 | 0.71484 | 0 | 0.71484 | 0.036418 | 0.036418 | 0.0043847 | 0.00022339 | 0.71484 | 0.036418 | 0 | 0 | 0.71484 | 0.036418 | [22 empty] | WLDFR | HFTD - Distribution - Tier 2 - 1QU CoRE ¦ 2QU LoRE | Non-Red Flag Warning - Small Fires | 2065 | 4.3864e-06 | 4.3864e-06 | 0.11504 | 0.052388 | 0.0022734 | 0.060377 | 0 | 0 | 0.0050136 | 5.046e-07 | 0 | 5.046e-07 | 5.046e-07 | 0 | 5.046e-07 | [22 empty] | 7.3.3.17.5 (Remote Grid) Updates to grid topology to minimize risk of ignition in HFTDs Remote GridWLDFRContaminationAggregated | WLDFR | HFTD - Distribution - Tier 2 - 1QU CoRE ¦ 1QU LoRE | Non-Red Flag Warning - Large Fires | Contamination | Aggregated | 2065 | 5.1489e-07 | 163.6441 | 8.4258e-05 | 2065 | Mitigation | 0.95 | 45 | 0 | esc | 0.00097009 | 4.9949e-10 | 0.00097009 | 4.9949e-10
[35 empty] | WLDFR | HFTD - Distribution - Tier 2 - 3QU CoRE ¦ 2QU LoRE | 2066 | 0.047613 | 0.0043847 | 0.71484 | 0 | 0.71484 | 0.0043847 | 0.71484 | 0 | 0.71484 | 0.034036 | 0.034036 | 0.0043847 | 0.00020877 | 0.71484 | 0.034036 | 0 | 0 | 0.71484 | 0.034036 | [22 empty] | WLDFR | HFTD - Distribution - Tier 2 - 1QU CoRE ¦ 2QU LoRE | Non-Red Flag Warning - Small Fires | 2066 | 4.3864e-06 | 4.3864e-06 | 0.11504 | 0.052388 | 0.0022734 | 0.060377 | 0 | 0 | 0.0050136 | 5.046e-07 | 0 | 5.046e-07 | 5.046e-07 | 0 | 5.046e-07 | [22 empty] | 7.3.3.17.5 (Remote Grid) Updates to grid topology to minimize risk of ignition in HFTDs Remote GridWLDFRContaminationAggregated | WLDFR | HFTD - Distribution - Tier 2 - 1QU CoRE ¦ 1QU LoRE | Non-Red Flag Warning - Large Fires | Contamination | Aggregated | 2066 | 5.1489e-07 | 163.6441 | 8.4258e-05 | 2066 | Mitigation | 0.95 | 45 | 0 | esc | 0.00097009 | 4.9949e-10 | 0.00097009 | 4.9949e-10
[35 empty] | WLDFR | HFTD - Distribution - Tier 2 - 3QU CoRE ¦ 2QU LoRE | 2067 | 0.044499 | 0 | 0 | 0 | 0 | 0.0043847 | 0.71484 | 0 | 0.71484 | 0 | 0.031809 | 0 | 0 | 0 | 0 | 0 | 0 | 0 | 0 | [22 empty] | WLDFR | HFTD - Distribution - Tier 2 - 1QU CoRE ¦ 2QU LoRE | Non-Red Flag Warning - Small Fires | 2067 | 0 | 4.3864e-06 | 0.11504 | 0.052388 | 0.0022734 | 0.060377 | 0 | 0 | 0.0050136 | 0 | 0 | 0 | 5.046e-07 | 0 | 5.046e-07 | [22 empty] | 7.3.3.17.5 (Remote Grid) Updates to grid topology to minimize risk of ignition in HFTDs Remote GridWLDFRContaminationAggregated | WLDFR | HFTD - Distribution - Tier 2 - 1QU CoRE ¦ 1QU LoRE | Non-Red Flag Warning - Large Fires | Contamination | Aggregated | 2067 | 5.1489e-07 | 163.6441 | 8.4258e-05 | 2067 | Mitigation | 0.95 | 45 | 0 | esc | 0 | 0 | 0.00097009 | 4.9949e-10
[35 empty] | WLDFR | HFTD - Distribution - Tier 2 - 3QU CoRE ¦ 3QU LoRE | 2022 | 0.93458 | 0.0035244 | 0.37212 | 0 | 0.37212 | 0 | 0 | 0 | 0 | 0.34778 | 0 | 0.0035244 | 0.0032938 | 0.37212 | 0.34778 | 0 | 0 | 0.37212 | 0.34778 | [22 empty] | WLDFR | HFTD - Distribution - Tier 2 - 1QU CoRE ¦ 2QU LoRE | Red Flag Warning - Catastrophic Fires | 2022 | 2.1039e-07 | 0 | 14146.1306 | 222.2294 | 8585.7228 | 5338.1784 | 0 | 0 | 0.00021688 | 0.0029762 | 0 | 0.0029762 | 0 | 0 | 0 | [22 empty] | 7.3.3.17.5 (Remote Grid) Updates to grid topology to minimize risk of ignition in HFTDs Remote GridWLDFREquipment / facility failureAggregated | WLDFR | HFTD - Distribution - Tier 2 - 1QU CoRE ¦ 1QU LoRE | Non-Red Flag Warning - Large Fires | Equipment / facility failure | Aggregated | 2022 | 1.8391e-05 | 163.6441 | 0.0030096 | 2022 | Mitigation | 0.95 | 45 | 0 | esc | 0.00097009 | 1.7841e-08 | 0 | 0
[35 empty] | WLDFR | HFTD - Distribution - Tier 2 - 3QU CoRE ¦ 3QU LoRE | 2023 | 0.87344 | 0.0035244 | 0.38576 | 0 | 0.38576 | 0.0035244 | 0.38576 | 0 | 0.38576 | 0.33694 | 0.33694 | 0.0035244 | 0.0030783 | 0.38576 | 0.33694 | 0 | 0 | 0.38576 | 0.33694 | [22 empty] | WLDFR | HFTD - Distribution - Tier 2 - 1QU CoRE ¦ 2QU LoRE | Red Flag Warning - Catastrophic Fires | 2023 | 2.1039e-07 | 2.1039e-07 | 14664.6376 | 233.2301 | 8896.516 | 5534.8915 | 0 | 0 | 0.00021688 | 0.0030853 | 0 | 0.0030853 | 0.0030853 | 0 | 0.0030853 | [22 empty] | 7.3.3.17.5 (Remote Grid) Updates to grid topology to minimize risk of ignition in HFTDs Remote GridWLDFREquipment / facility failureAggregated | WLDFR | HFTD - Distribution - Tier 2 - 1QU CoRE ¦ 1QU LoRE | Non-Red Flag Warning - Large Fires | Equipment / facility failure | Aggregated | 2023 | 1.8391e-05 | 163.6441 | 0.0030096 | 2023 | Mitigation | 0.95 | 45 | 0 | esc | 0.00097009 | 1.7841e-08 | 0.00097009 | 1.7841e-08
[35 empty] | WLDFR | HFTD - Distribution - Tier 2 - 3QU CoRE ¦ 3QU LoRE | 2024 | 0.8163 | 0.0035244 | 0.38576 | 0 | 0.38576 | 0.0035244 | 0.38576 | 0 | 0.38576 | 0.31489 | 0.31489 | 0.0035244 | 0.0028769 | 0.38576 | 0.31489 | 0 | 0 | 0.38576 | 0.31489 | [22 empty] | WLDFR | HFTD - Distribution - Tier 2 - 1QU CoRE ¦ 2QU LoRE | Red Flag Warning - Catastrophic Fires | 2024 | 2.1039e-07 | 2.1039e-07 | 14664.6376 | 233.2301 | 8896.516 | 5534.8915 | 0 | 0 | 0.00021688 | 0.0030853 | 0 | 0.0030853 | 0.0030853 | 0 | 0.0030853 | [22 empty] | 7.3.3.17.5 (Remote Grid) Updates to grid topology to minimize risk of ignition in HFTDs Remote GridWLDFREquipment / facility failureAggregated | WLDFR | HFTD - Distribution - Tier 2 - 1QU CoRE ¦ 1QU LoRE | Non-Red Flag Warning - Large Fires | Equipment / facility failure | Aggregated | 2024 | 1.8391e-05 | 163.6441 | 0.0030096 | 2024 | Mitigation | 0.95 | 45 | 0 | esc | 0.00097009 | 1.7841e-08 | 0.00097009 | 1.7841e-08
[35 empty] | WLDFR | HFTD - Distribution - Tier 2 - 3QU CoRE ¦ 3QU LoRE | 2025 | 0.7629 | 0.0035244 | 0.38576 | 0 | 0.38576 | 0.0035244 | 0.38576 | 0 | 0.38576 | 0.29429 | 0.29429 | 0.0035244 | 0.0026887 | 0.38576 | 0.29429 | 0 | 0 | 0.38576 | 0.29429 | [22 empty] | WLDFR | HFTD - Distribution - Tier 2 - 1QU CoRE ¦ 2QU LoRE | Red Flag Warning - Catastrophic Fires | 2025 | 2.1039e-07 | 2.1039e-07 | 14664.6376 | 233.2301 | 8896.516 | 5534.8915 | 0 | 0 | 0.00021688 | 0.0030853 | 0 | 0.0030853 | 0.0030853 | 0 | 0.0030853 | [22 empty] | 7.3.3.17.5 (Remote Grid) Updates to grid topology to minimize risk of ignition in HFTDs Remote GridWLDFREquipment / facility failureAggregated | WLDFR | HFTD - Distribution - Tier 2 - 1QU CoRE ¦ 1QU LoRE | Non-Red Flag Warning - Large Fires | Equipment / facility failure | Aggregated | 2025 | 1.8391e-05 | 163.6441 | 0.0030096 | 2025 | Mitigation | 0.95 | 45 | 0 | esc | 0.00097009 | 1.7841e-08 | 0.00097009 | 1.7841e-08
[35 empty] | WLDFR | HFTD - Distribution - Tier 2 - 3QU CoRE ¦ 3QU LoRE | 2026 | 0.71299 | 0.0035244 | 0.38576 | 0 | 0.38576 | 0.0035244 | 0.38576 | 0 | 0.38576 | 0.27504 | 0.27504 | 0.0035244 | 0.0025128 | 0.38576 | 0.27504 | 0 | 0 | 0.38576 | 0.27504 | [22 empty] | WLDFR | HFTD - Distribution - Tier 2 - 1QU CoRE ¦ 2QU LoRE | Red Flag Warning - Catastrophic Fires | 2026 | 2.1039e-07 | 2.1039e-07 | 14664.6376 | 233.2301 | 8896.516 | 5534.8915 | 0 | 0 | 0.00021688 | 0.0030853 | 0 | 0.0030853 | 0.0030853 | 0 | 0.0030853 | [22 empty] | 7.3.3.17.5 (Remote Grid) Updates to grid topology to minimize risk of ignition in HFTDs Remote GridWLDFREquipment / facility failureAggregated | WLDFR | HFTD - Distribution - Tier 2 - 1QU CoRE ¦ 1QU LoRE | Non-Red Flag Warning - Large Fires | Equipment / facility failure | Aggregated | 2026 | 1.8391e-05 | 163.6441 | 0.0030096 | 2026 | Mitigation | 0.95 | 45 | 0 | esc | 0.00097009 | 1.7841e-08 | 0.00097009 | 1.7841e-08
[35 empty] | WLDFR | HFTD - Distribution - Tier 2 - 3QU CoRE ¦ 3QU LoRE | 2027 | 0.66634 | 0.0035244 | 0.38576 | 0 | 0.38576 | 0.0035244 | 0.38576 | 0 | 0.38576 | 0.25705 | 0.25705 | 0.0035244 | 0.0023484 | 0.38576 | 0.25705 | 0 | 0 | 0.38576 | 0.25705 | [22 empty] | WLDFR | HFTD - Distribution - Tier 2 - 1QU CoRE ¦ 2QU LoRE | Red Flag Warning - Catastrophic Fires | 2027 | 2.1039e-07 | 2.1039e-07 | 14664.6376 | 233.2301 | 8896.516 | 5534.8915 | 0 | 0 | 0.00021688 | 0.0030853 | 0 | 0.0030853 | 0.0030853 | 0 | 0.0030853 | [22 empty] | 7.3.3.17.5 (Remote Grid) Updates to grid topology to minimize risk of ignition in HFTDs Remote GridWLDFREquipment / facility failureAggregated | WLDFR | HFTD - Distribution - Tier 2 - 1QU CoRE ¦ 1QU LoRE | Non-Red Flag Warning - Large Fires | Equipment / facility failure | Aggregated | 2027 | 1.8391e-05 | 163.6441 | 0.0030096 | 2027 | Mitigation | 0.95 | 45 | 0 | esc | 0.00097009 | 1.7841e-08 | 0.00097009 | 1.7841e-08
[35 empty] | WLDFR | HFTD - Distribution - Tier 2 - 3QU CoRE ¦ 3QU LoRE | 2028 | 0.62275 | 0.0035244 | 0.40294 | 0 | 0.40294 | 0.0035244 | 0.40294 | 0 | 0.40294 | 0.25093 | 0.25093 | 0.0035244 | 0.0021948 | 0.40294 | 0.25093 | 0 | 0 | 0.40294 | 0.25093 | [22 empty] | WLDFR | HFTD - Distribution - Tier 2 - 1QU CoRE ¦ 2QU LoRE | Red Flag Warning - Catastrophic Fires | 2028 | 2.1039e-07 | 2.1039e-07 | 15317.9909 | 247.273 | 9287.6491 | 5783.0689 | 0 | 0 | 0.00021688 | 0.0032227 | 0 | 0.0032227 | 0.0032227 | 0 | 0.0032227 | [22 empty] | 7.3.3.17.5 (Remote Grid) Updates to grid topology to minimize risk of ignition in HFTDs Remote GridWLDFREquipment / facility failureAggregated | WLDFR | HFTD - Distribution - Tier 2 - 1QU CoRE ¦ 1QU LoRE | Non-Red Flag Warning - Large Fires | Equipment / facility failure | Aggregated | 2028 | 1.8391e-05 | 163.6441 | 0.0030096 | 2028 | Mitigation | 0.95 | 45 | 0 | esc | 0.00097009 | 1.7841e-08 | 0.00097009 | 1.7841e-08
[35 empty] | WLDFR | HFTD - Distribution - Tier 2 - 3QU CoRE ¦ 3QU LoRE | 2029 | 0.58201 | 0.0035244 | 0.40294 | 0 | 0.40294 | 0.0035244 | 0.40294 | 0 | 0.40294 | 0.23451 | 0.23451 | 0.0035244 | 0.0020512 | 0.40294 | 0.23451 | 0 | 0 | 0.40294 | 0.23451 | [22 empty] | WLDFR | HFTD - Distribution - Tier 2 - 1QU CoRE ¦ 2QU LoRE | Red Flag Warning - Catastrophic Fires | 2029 | 2.1039e-07 | 2.1039e-07 | 15317.9909 | 247.273 | 9287.6491 | 5783.0689 | 0 | 0 | 0.00021688 | 0.0032227 | 0 | 0.0032227 | 0.0032227 | 0 | 0.0032227 | [22 empty] | 7.3.3.17.5 (Remote Grid) Updates to grid topology to minimize risk of ignition in HFTDs Remote GridWLDFREquipment / facility failureAggregated | WLDFR | HFTD - Distribution - Tier 2 - 1QU CoRE ¦ 1QU LoRE | Non-Red Flag Warning - Large Fires | Equipment / facility failure | Aggregated | 2029 | 1.8391e-05 | 163.6441 | 0.0030096 | 2029 | Mitigation | 0.95 | 45 | 0 | esc | 0.00097009 | 1.7841e-08 | 0.00097009 | 1.7841e-08
[35 empty] | WLDFR | HFTD - Distribution - Tier 2 - 3QU CoRE ¦ 3QU LoRE | 2030 | 0.54393 | 0.0035244 | 0.40294 | 0 | 0.40294 | 0.0035244 | 0.40294 | 0 | 0.40294 | 0.21917 | 0.21917 | 0.0035244 | 0.001917 | 0.40294 | 0.21917 | 0 | 0 | 0.40294 | 0.21917 | [22 empty] | WLDFR | HFTD - Distribution - Tier 2 - 1QU CoRE ¦ 2QU LoRE | Red Flag Warning - Catastrophic Fires | 2030 | 2.1039e-07 | 2.1039e-07 | 15317.9909 | 247.273 | 9287.6491 | 5783.0689 | 0 | 0 | 0.00021688 | 0.0032227 | 0 | 0.0032227 | 0.0032227 | 0 | 0.0032227 | [22 empty] | 7.3.3.17.5 (Remote Grid) Updates to grid topology to minimize risk of ignition in HFTDs Remote GridWLDFREquipment / facility failureAggregated | WLDFR | HFTD - Distribution - Tier 2 - 1QU CoRE ¦ 1QU LoRE | Non-Red Flag Warning - Large Fires | Equipment / facility failure | Aggregated | 2030 | 1.8391e-05 | 163.6441 | 0.0030096 | 2030 | Mitigation | 0.95 | 45 | 0 | esc | 0.00097009 | 1.7841e-08 | 0.00097009 | 1.7841e-08
[35 empty] | WLDFR | HFTD - Distribution - Tier 2 - 3QU CoRE ¦ 3QU LoRE | 2031 | 0.50835 | 0.0035244 | 0.40294 | 0 | 0.40294 | 0.0035244 | 0.40294 | 0 | 0.40294 | 0.20483 | 0.20483 | 0.0035244 | 0.0017916 | 0.40294 | 0.20483 | 0 | 0 | 0.40294 | 0.20483 | [22 empty] | WLDFR | HFTD - Distribution - Tier 2 - 1QU CoRE ¦ 2QU LoRE | Red Flag Warning - Catastrophic Fires | 2031 | 2.1039e-07 | 2.1039e-07 | 15317.9909 | 247.273 | 9287.6491 | 5783.0689 | 0 | 0 | 0.00021688 | 0.0032227 | 0 | 0.0032227 | 0.0032227 | 0 | 0.0032227 | [22 empty] | 7.3.3.17.5 (Remote Grid) Updates to grid topology to minimize risk of ignition in HFTDs Remote GridWLDFREquipment / facility failureAggregated | WLDFR | HFTD - Distribution - Tier 2 - 1QU CoRE ¦ 1QU LoRE | Non-Red Flag Warning - Large Fires | Equipment / facility failure | Aggregated | 2031 | 1.8391e-05 | 163.6441 | 0.0030096 | 2031 | Mitigation | 0.95 | 45 | 0 | esc | 0.00097009 | 1.7841e-08 | 0.00097009 | 1.7841e-08
[35 empty] | WLDFR | HFTD - Distribution - Tier 2 - 3QU CoRE ¦ 3QU LoRE | 2032 | 0.47509 | 0.0035244 | 0.40294 | 0 | 0.40294 | 0.0035244 | 0.40294 | 0 | 0.40294 | 0.19143 | 0.19143 | 0.0035244 | 0.0016744 | 0.40294 | 0.19143 | 0 | 0 | 0.40294 | 0.19143 | [22 empty] | WLDFR | HFTD - Distribution - Tier 2 - 1QU CoRE ¦ 2QU LoRE | Red Flag Warning - Catastrophic Fires | 2032 | 2.1039e-07 | 2.1039e-07 | 15317.9909 | 247.273 | 9287.6491 | 5783.0689 | 0 | 0 | 0.00021688 | 0.0032227 | 0 | 0.0032227 | 0.0032227 | 0 | 0.0032227 | [22 empty] | 7.3.3.17.5 (Remote Grid) Updates to grid topology to minimize risk of ignition in HFTDs Remote GridWLDFREquipment / facility failureAggregated | WLDFR | HFTD - Distribution - Tier 2 - 1QU CoRE ¦ 1QU LoRE | Non-Red Flag Warning - Large Fires | Equipment / facility failure | Aggregated | 2032 | 1.8391e-05 | 163.6441 | 0.0030096 | 2032 | Mitigation | 0.95 | 45 | 0 | esc | 0.00097009 | 1.7841e-08 | 0.00097009 | 1.7841e-08
[35 empty] | WLDFR | HFTD - Distribution - Tier 2 - 3QU CoRE ¦ 3QU LoRE | 2033 | 0.44401 | 0.0035244 | 0.42203 | 0 | 0.42203 | 0.0035244 | 0.42203 | 0 | 0.42203 | 0.18739 | 0.18739 | 0.0035244 | 0.0015649 | 0.42203 | 0.18739 | 0 | 0 | 0.42203 | 0.18739 | [22 empty] | WLDFR | HFTD - Distribution - Tier 2 - 1QU CoRE ¦ 2QU LoRE | Red Flag Warning - Catastrophic Fires | 2033 | 2.1039e-07 | 2.1039e-07 | 16044.1264 | 263.1074 | 9721.74 | 6059.2791 | 0 | 0 | 0.00021688 | 0.0033755 | 0 | 0.0033755 | 0.0033755 | 0 | 0.0033755 | [22 empty] | 7.3.3.17.5 (Remote Grid) Updates to grid topology to minimize risk of ignition in HFTDs Remote GridWLDFREquipment / facility failureAggregated | WLDFR | HFTD - Distribution - Tier 2 - 1QU CoRE ¦ 1QU LoRE | Non-Red Flag Warning - Large Fires | Equipment / facility failure | Aggregated | 2033 | 1.8391e-05 | 163.6441 | 0.0030096 | 2033 | Mitigation | 0.95 | 45 | 0 | esc | 0.00097009 | 1.7841e-08 | 0.00097009 | 1.7841e-08
[35 empty] | WLDFR | HFTD - Distribution - Tier 2 - 3QU CoRE ¦ 3QU LoRE | 2034 | 0.41496 | 0.0035244 | 0.42203 | 0 | 0.42203 | 0.0035244 | 0.42203 | 0 | 0.42203 | 0.17513 | 0.17513 | 0.0035244 | 0.0014625 | 0.42203 | 0.17513 | 0 | 0 | 0.42203 | 0.17513 | [22 empty] | WLDFR | HFTD - Distribution - Tier 2 - 1QU CoRE ¦ 2QU LoRE | Red Flag Warning - Catastrophic Fires | 2034 | 2.1039e-07 | 2.1039e-07 | 16044.1264 | 263.1074 | 9721.74 | 6059.2791 | 0 | 0 | 0.00021688 | 0.0033755 | 0 | 0.0033755 | 0.0033755 | 0 | 0.0033755 | [22 empty] | 7.3.3.17.5 (Remote Grid) Updates to grid topology to minimize risk of ignition in HFTDs Remote GridWLDFREquipment / facility failureAggregated | WLDFR | HFTD - Distribution - Tier 2 - 1QU CoRE ¦ 1QU LoRE | Non-Red Flag Warning - Large Fires | Equipment / facility failure | Aggregated | 2034 | 1.8391e-05 | 163.6441 | 0.0030096 | 2034 | Mitigation | 0.95 | 45 | 0 | esc | 0.00097009 | 1.7841e-08 | 0.00097009 | 1.7841e-08
[35 empty] | WLDFR | HFTD - Distribution - Tier 2 - 3QU CoRE ¦ 3QU LoRE | 2035 | 0.38782 | 0.0035244 | 0.42203 | 0 | 0.42203 | 0.0035244 | 0.42203 | 0 | 0.42203 | 0.16367 | 0.16367 | 0.0035244 | 0.0013668 | 0.42203 | 0.16367 | 0 | 0 | 0.42203 | 0.16367 | [22 empty] | WLDFR | HFTD - Distribution - Tier 2 - 1QU CoRE ¦ 2QU LoRE | Red Flag Warning - Catastrophic Fires | 2035 | 2.1039e-07 | 2.1039e-07 | 16044.1264 | 263.1074 | 9721.74 | 6059.2791 | 0 | 0 | 0.00021688 | 0.0033755 | 0 | 0.0033755 | 0.0033755 | 0 | 0.0033755 | [22 empty] | 7.3.3.17.5 (Remote Grid) Updates to grid topology to minimize risk of ignition in HFTDs Remote GridWLDFREquipment / facility failureAggregated | WLDFR | HFTD - Distribution - Tier 2 - 1QU CoRE ¦ 1QU LoRE | Non-Red Flag Warning - Large Fires | Equipment / facility failure | Aggregated | 2035 | 1.8391e-05 | 163.6441 | 0.0030096 | 2035 | Mitigation | 0.95 | 45 | 0 | esc | 0.00097009 | 1.7841e-08 | 0.00097009 | 1.7841e-08
[35 empty] | WLDFR | HFTD - Distribution - Tier 2 - 3QU CoRE ¦ 3QU LoRE | 2036 | 0.36245 | 0.0035244 | 0.42203 | 0 | 0.42203 | 0.0035244 | 0.42203 | 0 | 0.42203 | 0.15296 | 0.15296 | 0.0035244 | 0.0012774 | 0.42203 | 0.15296 | 0 | 0 | 0.42203 | 0.15296 | [22 empty] | WLDFR | HFTD - Distribution - Tier 2 - 1QU CoRE ¦ 2QU LoRE | Red Flag Warning - Catastrophic Fires | 2036 | 2.1039e-07 | 2.1039e-07 | 16044.1264 | 263.1074 | 9721.74 | 6059.2791 | 0 | 0 | 0.00021688 | 0.0033755 | 0 | 0.0033755 | 0.0033755 | 0 | 0.0033755 | [22 empty] | 7.3.3.17.5 (Remote Grid) Updates to grid topology to minimize risk of ignition in HFTDs Remote GridWLDFREquipment / facility failureAggregated | WLDFR | HFTD - Distribution - Tier 2 - 1QU CoRE ¦ 1QU LoRE | Non-Red Flag Warning - Large Fires | Equipment / facility failure | Aggregated | 2036 | 1.8391e-05 | 163.6441 | 0.0030096 | 2036 | Mitigation | 0.95 | 45 | 0 | esc | 0.00097009 | 1.7841e-08 | 0.00097009 | 1.7841e-08
[35 empty] | WLDFR | HFTD - Distribution - Tier 2 - 3QU CoRE ¦ 3QU LoRE | 2037 | 0.33873 | 0.0035244 | 0.42203 | 0 | 0.42203 | 0.0035244 | 0.42203 | 0 | 0.42203 | 0.14296 | 0.14296 | 0.0035244 | 0.0011938 | 0.42203 | 0.14296 | 0 | 0 | 0.42203 | 0.14296 | [22 empty] | WLDFR | HFTD - Distribution - Tier 2 - 1QU CoRE ¦ 2QU LoRE | Red Flag Warning - Catastrophic Fires | 2037 | 2.1039e-07 | 2.1039e-07 | 16044.1264 | 263.1074 | 9721.74 | 6059.2791 | 0 | 0 | 0.00021688 | 0.0033755 | 0 | 0.0033755 | 0.0033755 | 0 | 0.0033755 | [22 empty] | 7.3.3.17.5 (Remote Grid) Updates to grid topology to minimize risk of ignition in HFTDs Remote GridWLDFREquipment / facility failureAggregated | WLDFR | HFTD - Distribution - Tier 2 - 1QU CoRE ¦ 1QU LoRE | Non-Red Flag Warning - Large Fires | Equipment / facility failure | Aggregated | 2037 | 1.8391e-05 | 163.6441 | 0.0030096 | 2037 | Mitigation | 0.95 | 45 | 0 | esc | 0.00097009 | 1.7841e-08 | 0.00097009 | 1.7841e-08
[35 empty] | WLDFR | HFTD - Distribution - Tier 2 - 3QU CoRE ¦ 3QU LoRE | 2038 | 0.31657 | 0.0035244 | 0.44276 | 0 | 0.44276 | 0.0035244 | 0.44276 | 0 | 0.44276 | 0.14017 | 0.14017 | 0.0035244 | 0.0011157 | 0.44276 | 0.14017 | 0 | 0 | 0.44276 | 0.14017 | [22 empty] | WLDFR | HFTD - Distribution - Tier 2 - 1QU CoRE ¦ 2QU LoRE | Red Flag Warning - Catastrophic Fires | 2038 | 2.1039e-07 | 2.1039e-07 | 16832.3912 | 280.5544 | 10192.2718 | 6359.5651 | 0 | 0 | 0.00021688 | 0.0035414 | 0 | 0.0035414 | 0.0035414 | 0 | 0.0035414 | [22 empty] | 7.3.3.17.5 (Remote Grid) Updates to grid topology to minimize risk of ignition in HFTDs Remote GridWLDFREquipment / facility failureAggregated | WLDFR | HFTD - Distribution - Tier 2 - 1QU CoRE ¦ 1QU LoRE | Non-Red Flag Warning - Large Fires | Equipment / facility failure | Aggregated | 2038 | 1.8391e-05 | 163.6441 | 0.0030096 | 2038 | Mitigation | 0.95 | 45 | 0 | esc | 0.00097009 | 1.7841e-08 | 0.00097009 | 1.7841e-08
[35 empty] | WLDFR | HFTD - Distribution - Tier 2 - 3QU CoRE ¦ 3QU LoRE | 2039 | 0.29586 | 0.0035244 | 0.44276 | 0 | 0.44276 | 0.0035244 | 0.44276 | 0 | 0.44276 | 0.131 | 0.131 | 0.0035244 | 0.0010427 | 0.44276 | 0.131 | 0 | 0 | 0.44276 | 0.131 | [22 empty] | WLDFR | HFTD - Distribution - Tier 2 - 1QU CoRE ¦ 2QU LoRE | Red Flag Warning - Catastrophic Fires | 2039 | 2.1039e-07 | 2.1039e-07 | 16832.3912 | 280.5544 | 10192.2718 | 6359.5651 | 0 | 0 | 0.00021688 | 0.0035414 | 0 | 0.0035414 | 0.0035414 | 0 | 0.0035414 | [22 empty] | 7.3.3.17.5 (Remote Grid) Updates to grid topology to minimize risk of ignition in HFTDs Remote GridWLDFREquipment / facility failureAggregated | WLDFR | HFTD - Distribution - Tier 2 - 1QU CoRE ¦ 1QU LoRE | Non-Red Flag Warning - Large Fires | Equipment / facility failure | Aggregated | 2039 | 1.8391e-05 | 163.6441 | 0.0030096 | 2039 | Mitigation | 0.95 | 45 | 0 | esc | 0.00097009 | 1.7841e-08 | 0.00097009 | 1.7841e-08
[35 empty] | WLDFR | HFTD - Distribution - Tier 2 - 3QU CoRE ¦ 3QU LoRE | 2040 | 0.27651 | 0.0035244 | 0.44276 | 0 | 0.44276 | 0.0035244 | 0.44276 | 0 | 0.44276 | 0.12243 | 0.12243 | 0.0035244 | 0.00097451 | 0.44276 | 0.12243 | 0 | 0 | 0.44276 | 0.12243 | [22 empty] | WLDFR | HFTD - Distribution - Tier 2 - 1QU CoRE ¦ 2QU LoRE | Red Flag Warning - Catastrophic Fires | 2040 | 2.1039e-07 | 2.1039e-07 | 16832.3912 | 280.5544 | 10192.2718 | 6359.5651 | 0 | 0 | 0.00021688 | 0.0035414 | 0 | 0.0035414 | 0.0035414 | 0 | 0.0035414 | [22 empty] | 7.3.3.17.5 (Remote Grid) Updates to grid topology to minimize risk of ignition in HFTDs Remote GridWLDFREquipment / facility failureAggregated | WLDFR | HFTD - Distribution - Tier 2 - 1QU CoRE ¦ 1QU LoRE | Non-Red Flag Warning - Large Fires | Equipment / facility failure | Aggregated | 2040 | 1.8391e-05 | 163.6441 | 0.0030096 | 2040 | Mitigation | 0.95 | 45 | 0 | esc | 0.00097009 | 1.7841e-08 | 0.00097009 | 1.7841e-08
[35 empty] | WLDFR | HFTD - Distribution - Tier 2 - 3QU CoRE ¦ 3QU LoRE | 2041 | 0.25842 | 0.0035244 | 0.44276 | 0 | 0.44276 | 0.0035244 | 0.44276 | 0 | 0.44276 | 0.11442 | 0.11442 | 0.0035244 | 0.00091076 | 0.44276 | 0.11442 | 0 | 0 | 0.44276 | 0.11442 | [22 empty] | WLDFR | HFTD - Distribution - Tier 2 - 1QU CoRE ¦ 2QU LoRE | Red Flag Warning - Catastrophic Fires | 2041 | 2.1039e-07 | 2.1039e-07 | 16832.3912 | 280.5544 | 10192.2718 | 6359.5651 | 0 | 0 | 0.00021688 | 0.0035414 | 0 | 0.0035414 | 0.0035414 | 0 | 0.0035414 | [22 empty] | 7.3.3.17.5 (Remote Grid) Updates to grid topology to minimize risk of ignition in HFTDs Remote GridWLDFREquipment / facility failureAggregated | WLDFR | HFTD - Distribution - Tier 2 - 1QU CoRE ¦ 1QU LoRE | Non-Red Flag Warning - Large Fires | Equipment / facility failure | Aggregated | 2041 | 1.8391e-05 | 163.6441 | 0.0030096 | 2041 | Mitigation | 0.95 | 45 | 0 | esc | 0.00097009 | 1.7841e-08 | 0.00097009 | 1.7841e-08
[35 empty] | WLDFR | HFTD - Distribution - Tier 2 - 3QU CoRE ¦ 3QU LoRE | 2042 | 0.24151 | 0.0035244 | 0.44276 | 0 | 0.44276 | 0.0035244 | 0.44276 | 0 | 0.44276 | 0.10693 | 0.10693 | 0.0035244 | 0.00085118 | 0.44276 | 0.10693 | 0 | 0 | 0.44276 | 0.10693 | [22 empty] | WLDFR | HFTD - Distribution - Tier 2 - 1QU CoRE ¦ 2QU LoRE | Red Flag Warning - Catastrophic Fires | 2042 | 2.1039e-07 | 2.1039e-07 | 16832.3912 | 280.5544 | 10192.2718 | 6359.5651 | 0 | 0 | 0.00021688 | 0.0035414 | 0 | 0.0035414 | 0.0035414 | 0 | 0.0035414 | [22 empty] | 7.3.3.17.5 (Remote Grid) Updates to grid topology to minimize risk of ignition in HFTDs Remote GridWLDFREquipment / facility failureAggregated | WLDFR | HFTD - Distribution - Tier 2 - 1QU CoRE ¦ 1QU LoRE | Non-Red Flag Warning - Large Fires | Equipment / facility failure | Aggregated | 2042 | 1.8391e-05 | 163.6441 | 0.0030096 | 2042 | Mitigation | 0.95 | 45 | 0 | esc | 0.00097009 | 1.7841e-08 | 0.00097009 | 1.7841e-08
[35 empty] | WLDFR | HFTD - Distribution - Tier 2 - 3QU CoRE ¦ 3QU LoRE | 2043 | 0.22571 | 0.0035244 | 0.46484 | 0 | 0.46484 | 0.0035244 | 0.46484 | 0 | 0.46484 | 0.10492 | 0.10492 | 0.0035244 | 0.00079549 | 0.46484 | 0.10492 | 0 | 0 | 0.46484 | 0.10492 | [22 empty] | WLDFR | HFTD - Distribution - Tier 2 - 1QU CoRE ¦ 2QU LoRE | Red Flag Warning - Catastrophic Fires | 2043 | 2.1039e-07 | 2.1039e-07 | 17672.0852 | 299.42 | 10692.7362 | 6679.929 | 0 | 0 | 0.00021688 | 0.003718 | 0 | 0.003718 | 0.003718 | 0 | 0.003718 | [22 empty] | 7.3.3.17.5 (Remote Grid) Updates to grid topology to minimize risk of ignition in HFTDs Remote GridWLDFREquipment / facility failureAggregated | WLDFR | HFTD - Distribution - Tier 2 - 1QU CoRE ¦ 1QU LoRE | Non-Red Flag Warning - Large Fires | Equipment / facility failure | Aggregated | 2043 | 1.8391e-05 | 163.6441 | 0.0030096 | 2043 | Mitigation | 0.95 | 45 | 0 | esc | 0.00097009 | 1.7841e-08 | 0.00097009 | 1.7841e-08
[35 empty] | WLDFR | HFTD - Distribution - Tier 2 - 3QU CoRE ¦ 3QU LoRE | 2044 | 0.21095 | 0.0035244 | 0.46484 | 0 | 0.46484 | 0.0035244 | 0.46484 | 0 | 0.46484 | 0.098056 | 0.098056 | 0.0035244 | 0.00074345 | 0.46484 | 0.098056 | 0 | 0 | 0.46484 | 0.098056 | [22 empty] | WLDFR | HFTD - Distribution - Tier 2 - 1QU CoRE ¦ 2QU LoRE | Red Flag Warning - Catastrophic Fires | 2044 | 2.1039e-07 | 2.1039e-07 | 17672.0852 | 299.42 | 10692.7362 | 6679.929 | 0 | 0 | 0.00021688 | 0.003718 | 0 | 0.003718 | 0.003718 | 0 | 0.003718 | [22 empty] | 7.3.3.17.5 (Remote Grid) Updates to grid topology to minimize risk of ignition in HFTDs Remote GridWLDFREquipment / facility failureAggregated | WLDFR | HFTD - Distribution - Tier 2 - 1QU CoRE ¦ 1QU LoRE | Non-Red Flag Warning - Large Fires | Equipment / facility failure | Aggregated | 2044 | 1.8391e-05 | 163.6441 | 0.0030096 | 2044 | Mitigation | 0.95 | 45 | 0 | esc | 0.00097009 | 1.7841e-08 | 0.00097009 | 1.7841e-08
[35 empty] | WLDFR | HFTD - Distribution - Tier 2 - 3QU CoRE ¦ 3QU LoRE | 2045 | 0.19715 | 0.0035244 | 0.46484 | 0 | 0.46484 | 0.0035244 | 0.46484 | 0 | 0.46484 | 0.091641 | 0.091641 | 0.0035244 | 0.00069481 | 0.46484 | 0.091641 | 0 | 0 | 0.46484 | 0.091641 | [22 empty] | WLDFR | HFTD - Distribution - Tier 2 - 1QU CoRE ¦ 2QU LoRE | Red Flag Warning - Catastrophic Fires | 2045 | 2.1039e-07 | 2.1039e-07 | 17672.0852 | 299.42 | 10692.7362 | 6679.929 | 0 | 0 | 0.00021688 | 0.003718 | 0 | 0.003718 | 0.003718 | 0 | 0.003718 | [22 empty] | 7.3.3.17.5 (Remote Grid) Updates to grid topology to minimize risk of ignition in HFTDs Remote GridWLDFREquipment / facility failureAggregated | WLDFR | HFTD - Distribution - Tier 2 - 1QU CoRE ¦ 1QU LoRE | Non-Red Flag Warning - Large Fires | Equipment / facility failure | Aggregated | 2045 | 1.8391e-05 | 163.6441 | 0.0030096 | 2045 | Mitigation | 0.95 | 45 | 0 | esc | 0.00097009 | 1.7841e-08 | 0.00097009 | 1.7841e-08
[35 empty] | WLDFR | HFTD - Distribution - Tier 2 - 3QU CoRE ¦ 3QU LoRE | 2046 | 0.18425 | 0.0035244 | 0.46484 | 0 | 0.46484 | 0.0035244 | 0.46484 | 0 | 0.46484 | 0.085646 | 0.085646 | 0.0035244 | 0.00064936 | 0.46484 | 0.085646 | 0 | 0 | 0.46484 | 0.085646 | [22 empty] | WLDFR | HFTD - Distribution - Tier 2 - 1QU CoRE ¦ 2QU LoRE | Red Flag Warning - Catastrophic Fires | 2046 | 2.1039e-07 | 2.1039e-07 | 17672.0852 | 299.42 | 10692.7362 | 6679.929 | 0 | 0 | 0.00021688 | 0.003718 | 0 | 0.003718 | 0.003718 | 0 | 0.003718 | [22 empty] | 7.3.3.17.5 (Remote Grid) Updates to grid topology to minimize risk of ignition in HFTDs Remote GridWLDFREquipment / facility failureAggregated | WLDFR | HFTD - Distribution - Tier 2 - 1QU CoRE ¦ 1QU LoRE | Non-Red Flag Warning - Large Fires | Equipment / facility failure | Aggregated | 2046 | 1.8391e-05 | 163.6441 | 0.0030096 | 2046 | Mitigation | 0.95 | 45 | 0 | esc | 0.00097009 | 1.7841e-08 | 0.00097009 | 1.7841e-08
[35 empty] | WLDFR | HFTD - Distribution - Tier 2 - 3QU CoRE ¦ 3QU LoRE | 2047 | 0.1722 | 0.0035244 | 0.46484 | 0 | 0.46484 | 0.0035244 | 0.46484 | 0 | 0.46484 | 0.080043 | 0.080043 | 0.0035244 | 0.00060688 | 0.46484 | 0.080043 | 0 | 0 | 0.46484 | 0.080043 | [22 empty] | WLDFR | HFTD - Distribution - Tier 2 - 1QU CoRE ¦ 2QU LoRE | Red Flag Warning - Catastrophic Fires | 2047 | 2.1039e-07 | 2.1039e-07 | 17672.0852 | 299.42 | 10692.7362 | 6679.929 | 0 | 0 | 0.00021688 | 0.003718 | 0 | 0.003718 | 0.003718 | 0 | 0.003718 | [22 empty] | 7.3.3.17.5 (Remote Grid) Updates to grid topology to minimize risk of ignition in HFTDs Remote GridWLDFREquipment / facility failureAggregated | WLDFR | HFTD - Distribution - Tier 2 - 1QU CoRE ¦ 1QU LoRE | Non-Red Flag Warning - Large Fires | Equipment / facility failure | Aggregated | 2047 | 1.8391e-05 | 163.6441 | 0.0030096 | 2047 | Mitigation | 0.95 | 45 | 0 | esc | 0.00097009 | 1.7841e-08 | 0.00097009 | 1.7841e-08
[35 empty] | WLDFR | HFTD - Distribution - Tier 2 - 3QU CoRE ¦ 3QU LoRE | 2048 | 0.16093 | 0.0035244 | 0.48798 | 0 | 0.48798 | 0.0035244 | 0.48798 | 0 | 0.48798 | 0.078531 | 0.078531 | 0.0035244 | 0.00056718 | 0.48798 | 0.078531 | 0 | 0 | 0.48798 | 0.078531 | [22 empty] | WLDFR | HFTD - Distribution - Tier 2 - 1QU CoRE ¦ 2QU LoRE | Red Flag Warning - Catastrophic Fires | 2048 | 2.1039e-07 | 2.1039e-07 | 18552.3348 | 319.4911 | 11216.5626 | 7016.281 | 0 | 0 | 0.00021688 | 0.0039032 | 0 | 0.0039032 | 0.0039032 | 0 | 0.0039032 | [22 empty] | 7.3.3.17.5 (Remote Grid) Updates to grid topology to minimize risk of ignition in HFTDs Remote GridWLDFREquipment / facility failureAggregated | WLDFR | HFTD - Distribution - Tier 2 - 1QU CoRE ¦ 1QU LoRE | Non-Red Flag Warning - Large Fires | Equipment / facility failure | Aggregated | 2048 | 1.8391e-05 | 163.6441 | 0.0030096 | 2048 | Mitigation | 0.95 | 45 | 0 | esc | 0.00097009 | 1.7841e-08 | 0.00097009 | 1.7841e-08
[35 empty] | WLDFR | HFTD - Distribution - Tier 2 - 3QU CoRE ¦ 3QU LoRE | 2049 | 0.1504 | 0.0035244 | 0.48798 | 0 | 0.48798 | 0.0035244 | 0.48798 | 0 | 0.48798 | 0.073393 | 0.073393 | 0.0035244 | 0.00053007 | 0.48798 | 0.073393 | 0 | 0 | 0.48798 | 0.073393 | [22 empty] | WLDFR | HFTD - Distribution - Tier 2 - 1QU CoRE ¦ 2QU LoRE | Red Flag Warning - Catastrophic Fires | 2049 | 2.1039e-07 | 2.1039e-07 | 18552.3348 | 319.4911 | 11216.5626 | 7016.281 | 0 | 0 | 0.00021688 | 0.0039032 | 0 | 0.0039032 | 0.0039032 | 0 | 0.0039032 | [22 empty] | 7.3.3.17.5 (Remote Grid) Updates to grid topology to minimize risk of ignition in HFTDs Remote GridWLDFREquipment / facility failureAggregated | WLDFR | HFTD - Distribution - Tier 2 - 1QU CoRE ¦ 1QU LoRE | Non-Red Flag Warning - Large Fires | Equipment / facility failure | Aggregated | 2049 | 1.8391e-05 | 163.6441 | 0.0030096 | 2049 | Mitigation | 0.95 | 45 | 0 | esc | 0.00097009 | 1.7841e-08 | 0.00097009 | 1.7841e-08
[35 empty] | WLDFR | HFTD - Distribution - Tier 2 - 3QU CoRE ¦ 3QU LoRE | 2050 | 0.14056 | 0.0035244 | 0.48798 | 0 | 0.48798 | 0.0035244 | 0.48798 | 0 | 0.48798 | 0.068592 | 0.068592 | 0.0035244 | 0.00049539 | 0.48798 | 0.068592 | 0 | 0 | 0.48798 | 0.068592 | [22 empty] | WLDFR | HFTD - Distribution - Tier 2 - 1QU CoRE ¦ 2QU LoRE | Red Flag Warning - Catastrophic Fires | 2050 | 2.1039e-07 | 2.1039e-07 | 18552.3348 | 319.4911 | 11216.5626 | 7016.281 | 0 | 0 | 0.00021688 | 0.0039032 | 0 | 0.0039032 | 0.0039032 | 0 | 0.0039032 | [22 empty] | 7.3.3.17.5 (Remote Grid) Updates to grid topology to minimize risk of ignition in HFTDs Remote GridWLDFREquipment / facility failureAggregated | WLDFR | HFTD - Distribution - Tier 2 - 1QU CoRE ¦ 1QU LoRE | Non-Red Flag Warning - Large Fires | Equipment / facility failure | Aggregated | 2050 | 1.8391e-05 | 163.6441 | 0.0030096 | 2050 | Mitigation | 0.95 | 45 | 0 | esc | 0.00097009 | 1.7841e-08 | 0.00097009 | 1.7841e-08
[35 empty] | WLDFR | HFTD - Distribution - Tier 2 - 3QU CoRE ¦ 3QU LoRE | 2051 | 0.13137 | 0.0035244 | 0.48798 | 0 | 0.48798 | 0.0035244 | 0.48798 | 0 | 0.48798 | 0.064104 | 0.064104 | 0.0035244 | 0.00046298 | 0.48798 | 0.064104 | 0 | 0 | 0.48798 | 0.064104 | [22 empty] | WLDFR | HFTD - Distribution - Tier 2 - 1QU CoRE ¦ 2QU LoRE | Red Flag Warning - Catastrophic Fires | 2051 | 2.1039e-07 | 2.1039e-07 | 18552.3348 | 319.4911 | 11216.5626 | 7016.281 | 0 | 0 | 0.00021688 | 0.0039032 | 0 | 0.0039032 | 0.0039032 | 0 | 0.0039032 | [22 empty] | 7.3.3.17.5 (Remote Grid) Updates to grid topology to minimize risk of ignition in HFTDs Remote GridWLDFREquipment / facility failureAggregated | WLDFR | HFTD - Distribution - Tier 2 - 1QU CoRE ¦ 1QU LoRE | Non-Red Flag Warning - Large Fires | Equipment / facility failure | Aggregated | 2051 | 1.8391e-05 | 163.6441 | 0.0030096 | 2051 | Mitigation | 0.95 | 45 | 0 | esc | 0.00097009 | 1.7841e-08 | 0.00097009 | 1.7841e-08
[35 empty] | WLDFR | HFTD - Distribution - Tier 2 - 3QU CoRE ¦ 3QU LoRE | 2052 | 0.12277 | 0.0035244 | 0.48798 | 0 | 0.48798 | 0.0035244 | 0.48798 | 0 | 0.48798 | 0.059911 | 0.059911 | 0.0035244 | 0.0004327 | 0.48798 | 0.059911 | 0 | 0 | 0.48798 | 0.059911 | [22 empty] | WLDFR | HFTD - Distribution - Tier 2 - 1QU CoRE ¦ 2QU LoRE | Red Flag Warning - Catastrophic Fires | 2052 | 2.1039e-07 | 2.1039e-07 | 18552.3348 | 319.4911 | 11216.5626 | 7016.281 | 0 | 0 | 0.00021688 | 0.0039032 | 0 | 0.0039032 | 0.0039032 | 0 | 0.0039032 | [22 empty] | 7.3.3.17.5 (Remote Grid) Updates to grid topology to minimize risk of ignition in HFTDs Remote GridWLDFREquipment / facility failureAggregated | WLDFR | HFTD - Distribution - Tier 2 - 1QU CoRE ¦ 1QU LoRE | Non-Red Flag Warning - Large Fires | Equipment / facility failure | Aggregated | 2052 | 1.8391e-05 | 163.6441 | 0.0030096 | 2052 | Mitigation | 0.95 | 45 | 0 | esc | 0.00097009 | 1.7841e-08 | 0.00097009 | 1.7841e-08
[35 empty] | WLDFR | HFTD - Distribution - Tier 2 - 3QU CoRE ¦ 3QU LoRE | 2053 | 0.11474 | 0.0035244 | 0.5119 | 0 | 0.5119 | 0.0035244 | 0.5119 | 0 | 0.5119 | 0.058736 | 0.058736 | 0.0035244 | 0.00040439 | 0.5119 | 0.058736 | 0 | 0 | 0.5119 | 0.058736 | [22 empty] | WLDFR | HFTD - Distribution - Tier 2 - 1QU CoRE ¦ 2QU LoRE | Red Flag Warning - Catastrophic Fires | 2053 | 2.1039e-07 | 2.1039e-07 | 19462.1283 | 340.5356 | 11757.1413 | 7364.4514 | 0 | 0 | 0.00021688 | 0.0040946 | 0 | 0.0040946 | 0.0040946 | 0 | 0.0040946 | [22 empty] | 7.3.3.17.5 (Remote Grid) Updates to grid topology to minimize risk of ignition in HFTDs Remote GridWLDFREquipment / facility failureAggregated | WLDFR | HFTD - Distribution - Tier 2 - 1QU CoRE ¦ 1QU LoRE | Non-Red Flag Warning - Large Fires | Equipment / facility failure | Aggregated | 2053 | 1.8391e-05 | 163.6441 | 0.0030096 | 2053 | Mitigation | 0.95 | 45 | 0 | esc | 0.00097009 | 1.7841e-08 | 0.00097009 | 1.7841e-08
[35 empty] | WLDFR | HFTD - Distribution - Tier 2 - 3QU CoRE ¦ 3QU LoRE | 2054 | 0.10723 | 0.0035244 | 0.5119 | 0 | 0.5119 | 0.0035244 | 0.5119 | 0 | 0.5119 | 0.054893 | 0.054893 | 0.0035244 | 0.00037793 | 0.5119 | 0.054893 | 0 | 0 | 0.5119 | 0.054893 | [22 empty] | WLDFR | HFTD - Distribution - Tier 2 - 1QU CoRE ¦ 2QU LoRE | Red Flag Warning - Catastrophic Fires | 2054 | 2.1039e-07 | 2.1039e-07 | 19462.1283 | 340.5356 | 11757.1413 | 7364.4514 | 0 | 0 | 0.00021688 | 0.0040946 | 0 | 0.0040946 | 0.0040946 | 0 | 0.0040946 | [22 empty] | 7.3.3.17.5 (Remote Grid) Updates to grid topology to minimize risk of ignition in HFTDs Remote GridWLDFREquipment / facility failureAggregated | WLDFR | HFTD - Distribution - Tier 2 - 1QU CoRE ¦ 1QU LoRE | Non-Red Flag Warning - Large Fires | Equipment / facility failure | Aggregated | 2054 | 1.8391e-05 | 163.6441 | 0.0030096 | 2054 | Mitigation | 0.95 | 45 | 0 | esc | 0.00097009 | 1.7841e-08 | 0.00097009 | 1.7841e-08
[35 empty] | WLDFR | HFTD - Distribution - Tier 2 - 3QU CoRE ¦ 3QU LoRE | 2055 | 0.10022 | 0.0035244 | 0.5119 | 0 | 0.5119 | 0.0035244 | 0.5119 | 0 | 0.5119 | 0.051302 | 0.051302 | 0.0035244 | 0.00035321 | 0.5119 | 0.051302 | 0 | 0 | 0.5119 | 0.051302 | [22 empty] | WLDFR | HFTD - Distribution - Tier 2 - 1QU CoRE ¦ 2QU LoRE | Red Flag Warning - Catastrophic Fires | 2055 | 2.1039e-07 | 2.1039e-07 | 19462.1283 | 340.5356 | 11757.1413 | 7364.4514 | 0 | 0 | 0.00021688 | 0.0040946 | 0 | 0.0040946 | 0.0040946 | 0 | 0.0040946 | [22 empty] | 7.3.3.17.5 (Remote Grid) Updates to grid topology to minimize risk of ignition in HFTDs Remote GridWLDFREquipment / facility failureAggregated | WLDFR | HFTD - Distribution - Tier 2 - 1QU CoRE ¦ 1QU LoRE | Non-Red Flag Warning - Large Fires | Equipment / facility failure | Aggregated | 2055 | 1.8391e-05 | 163.6441 | 0.0030096 | 2055 | Mitigation | 0.95 | 45 | 0 | esc | 0.00097009 | 1.7841e-08 | 0.00097009 | 1.7841e-08
[35 empty] | WLDFR | HFTD - Distribution - Tier 2 - 3QU CoRE ¦ 3QU LoRE | 2056 | 0.093663 | 0.0035244 | 0.5119 | 0 | 0.5119 | 0.0035244 | 0.5119 | 0 | 0.5119 | 0.047946 | 0.047946 | 0.0035244 | 0.0003301 | 0.5119 | 0.047946 | 0 | 0 | 0.5119 | 0.047946 | [22 empty] | WLDFR | HFTD - Distribution - Tier 2 - 1QU CoRE ¦ 2QU LoRE | Red Flag Warning - Catastrophic Fires | 2056 | 2.1039e-07 | 2.1039e-07 | 19462.1283 | 340.5356 | 11757.1413 | 7364.4514 | 0 | 0 | 0.00021688 | 0.0040946 | 0 | 0.0040946 | 0.0040946 | 0 | 0.0040946 | [22 empty] | 7.3.3.17.5 (Remote Grid) Updates to grid topology to minimize risk of ignition in HFTDs Remote GridWLDFREquipment / facility failureAggregated | WLDFR | HFTD - Distribution - Tier 2 - 1QU CoRE ¦ 1QU LoRE | Non-Red Flag Warning - Large Fires | Equipment / facility failure | Aggregated | 2056 | 1.8391e-05 | 163.6441 | 0.0030096 | 2056 | Mitigation | 0.95 | 45 | 0 | esc | 0.00097009 | 1.7841e-08 | 0.00097009 | 1.7841e-08
[35 empty] | WLDFR | HFTD - Distribution - Tier 2 - 3QU CoRE ¦ 3QU LoRE | 2057 | 0.087535 | 0.0035244 | 0.5119 | 0 | 0.5119 | 0.0035244 | 0.5119 | 0 | 0.5119 | 0.044809 | 0.044809 | 0.0035244 | 0.00030851 | 0.5119 | 0.044809 | 0 | 0 | 0.5119 | 0.044809 | [22 empty] | WLDFR | HFTD - Distribution - Tier 2 - 1QU CoRE ¦ 2QU LoRE | Red Flag Warning - Catastrophic Fires | 2057 | 2.1039e-07 | 2.1039e-07 | 19462.1283 | 340.5356 | 11757.1413 | 7364.4514 | 0 | 0 | 0.00021688 | 0.0040946 | 0 | 0.0040946 | 0.0040946 | 0 | 0.0040946 | [22 empty] | 7.3.3.17.5 (Remote Grid) Updates to grid topology to minimize risk of ignition in HFTDs Remote GridWLDFREquipment / facility failureAggregated | WLDFR | HFTD - Distribution - Tier 2 - 1QU CoRE ¦ 1QU LoRE | Non-Red Flag Warning - Large Fires | Equipment / facility failure | Aggregated | 2057 | 1.8391e-05 | 163.6441 | 0.0030096 | 2057 | Mitigation | 0.95 | 45 | 0 | esc | 0.00097009 | 1.7841e-08 | 0.00097009 | 1.7841e-08
[35 empty] | WLDFR | HFTD - Distribution - Tier 2 - 3QU CoRE ¦ 3QU LoRE | 2058 | 0.081809 | 0.0035244 | 0.5363 | 0 | 0.5363 | 0.0035244 | 0.5363 | 0 | 0.5363 | 0.043874 | 0.043874 | 0.0035244 | 0.00028832 | 0.5363 | 0.043874 | 0 | 0 | 0.5363 | 0.043874 | [22 empty] | WLDFR | HFTD - Distribution - Tier 2 - 1QU CoRE ¦ 2QU LoRE | Red Flag Warning - Catastrophic Fires | 2058 | 2.1039e-07 | 2.1039e-07 | 20390.4035 | 362.3049 | 12307.8747 | 7720.2238 | 0 | 0 | 0.00021688 | 0.0042899 | 0 | 0.0042899 | 0.0042899 | 0 | 0.0042899 | [22 empty] | 7.3.3.17.5 (Remote Grid) Updates to grid topology to minimize risk of ignition in HFTDs Remote GridWLDFREquipment / facility failureAggregated | WLDFR | HFTD - Distribution - Tier 2 - 1QU CoRE ¦ 1QU LoRE | Non-Red Flag Warning - Large Fires | Equipment / facility failure | Aggregated | 2058 | 1.8391e-05 | 163.6441 | 0.0030096 | 2058 | Mitigation | 0.95 | 45 | 0 | esc | 0.00097009 | 1.7841e-08 | 0.00097009 | 1.7841e-08
[35 empty] | WLDFR | HFTD - Distribution - Tier 2 - 3QU CoRE ¦ 3QU LoRE | 2059 | 0.076457 | 0.0035244 | 0.5363 | 0 | 0.5363 | 0.0035244 | 0.5363 | 0 | 0.5363 | 0.041004 | 0.041004 | 0.0035244 | 0.00026946 | 0.5363 | 0.041004 | 0 | 0 | 0.5363 | 0.041004 | [22 empty] | WLDFR | HFTD - Distribution - Tier 2 - 1QU CoRE ¦ 2QU LoRE | Red Flag Warning - Catastrophic Fires | 2059 | 2.1039e-07 | 2.1039e-07 | 20390.4035 | 362.3049 | 12307.8747 | 7720.2238 | 0 | 0 | 0.00021688 | 0.0042899 | 0 | 0.0042899 | 0.0042899 | 0 | 0.0042899 | [22 empty] | 7.3.3.17.5 (Remote Grid) Updates to grid topology to minimize risk of ignition in HFTDs Remote GridWLDFREquipment / facility failureAggregated | WLDFR | HFTD - Distribution - Tier 2 - 1QU CoRE ¦ 1QU LoRE | Non-Red Flag Warning - Large Fires | Equipment / facility failure | Aggregated | 2059 | 1.8391e-05 | 163.6441 | 0.0030096 | 2059 | Mitigation | 0.95 | 45 | 0 | esc | 0.00097009 | 1.7841e-08 | 0.00097009 | 1.7841e-08
[35 empty] | WLDFR | HFTD - Distribution - Tier 2 - 3QU CoRE ¦ 3QU LoRE | 2060 | 0.071455 | 0.0035244 | 0.5363 | 0 | 0.5363 | 0.0035244 | 0.5363 | 0 | 0.5363 | 0.038321 | 0.038321 | 0.0035244 | 0.00025183 | 0.5363 | 0.038321 | 0 | 0 | 0.5363 | 0.038321 | [22 empty] | WLDFR | HFTD - Distribution - Tier 2 - 1QU CoRE ¦ 2QU LoRE | Red Flag Warning - Catastrophic Fires | 2060 | 2.1039e-07 | 2.1039e-07 | 20390.4035 | 362.3049 | 12307.8747 | 7720.2238 | 0 | 0 | 0.00021688 | 0.0042899 | 0 | 0.0042899 | 0.0042899 | 0 | 0.0042899 | [22 empty] | 7.3.3.17.5 (Remote Grid) Updates to grid topology to minimize risk of ignition in HFTDs Remote GridWLDFREquipment / facility failureAggregated | WLDFR | HFTD - Distribution - Tier 2 - 1QU CoRE ¦ 1QU LoRE | Non-Red Flag Warning - Large Fires | Equipment / facility failure | Aggregated | 2060 | 1.8391e-05 | 163.6441 | 0.0030096 | 2060 | Mitigation | 0.95 | 45 | 0 | esc | 0.00097009 | 1.7841e-08 | 0.00097009 | 1.7841e-08
[35 empty] | WLDFR | HFTD - Distribution - Tier 2 - 3QU CoRE ¦ 3QU LoRE | 2061 | 0.06678 | 0.0035244 | 0.5363 | 0 | 0.5363 | 0.0035244 | 0.5363 | 0 | 0.5363 | 0.035814 | 0.035814 | 0.0035244 | 0.00023536 | 0.5363 | 0.035814 | 0 | 0 | 0.5363 | 0.035814 | [22 empty] | WLDFR | HFTD - Distribution - Tier 2 - 1QU CoRE ¦ 2QU LoRE | Red Flag Warning - Catastrophic Fires | 2061 | 2.1039e-07 | 2.1039e-07 | 20390.4035 | 362.3049 | 12307.8747 | 7720.2238 | 0 | 0 | 0.00021688 | 0.0042899 | 0 | 0.0042899 | 0.0042899 | 0 | 0.0042899 | [22 empty] | 7.3.3.17.5 (Remote Grid) Updates to grid topology to minimize risk of ignition in HFTDs Remote GridWLDFREquipment / facility failureAggregated | WLDFR | HFTD - Distribution - Tier 2 - 1QU CoRE ¦ 1QU LoRE | Non-Red Flag Warning - Large Fires | Equipment / facility failure | Aggregated | 2061 | 1.8391e-05 | 163.6441 | 0.0030096 | 2061 | Mitigation | 0.95 | 45 | 0 | esc | 0.00097009 | 1.7841e-08 | 0.00097009 | 1.7841e-08
[35 empty] | WLDFR | HFTD - Distribution - Tier 2 - 3QU CoRE ¦ 3QU LoRE | 2062 | 0.062412 | 0.0035244 | 0.5363 | 0 | 0.5363 | 0.0035244 | 0.5363 | 0 | 0.5363 | 0.033471 | 0.033471 | 0.0035244 | 0.00021996 | 0.5363 | 0.033471 | 0 | 0 | 0.5363 | 0.033471 | [22 empty] | WLDFR | HFTD - Distribution - Tier 2 - 1QU CoRE ¦ 2QU LoRE | Red Flag Warning - Catastrophic Fires | 2062 | 2.1039e-07 | 2.1039e-07 | 20390.4035 | 362.3049 | 12307.8747 | 7720.2238 | 0 | 0 | 0.00021688 | 0.0042899 | 0 | 0.0042899 | 0.0042899 | 0 | 0.0042899 | [22 empty] | 7.3.3.17.5 (Remote Grid) Updates to grid topology to minimize risk of ignition in HFTDs Remote GridWLDFREquipment / facility failureAggregated | WLDFR | HFTD - Distribution - Tier 2 - 1QU CoRE ¦ 1QU LoRE | Non-Red Flag Warning - Large Fires | Equipment / facility failure | Aggregated | 2062 | 1.8391e-05 | 163.6441 | 0.0030096 | 2062 | Mitigation | 0.95 | 45 | 0 | esc | 0.00097009 | 1.7841e-08 | 0.00097009 | 1.7841e-08
[35 empty] | WLDFR | HFTD - Distribution - Tier 2 - 3QU CoRE ¦ 3QU LoRE | 2063 | 0.058329 | 0.0035244 | 0.56089 | 0 | 0.56089 | 0.0035244 | 0.56089 | 0 | 0.56089 | 0.032716 | 0.032716 | 0.0035244 | 0.00020557 | 0.56089 | 0.032716 | 0 | 0 | 0.56089 | 0.032716 | [22 empty] | WLDFR | HFTD - Distribution - Tier 2 - 1QU CoRE ¦ 2QU LoRE | Red Flag Warning - Catastrophic Fires | 2063 | 2.1039e-07 | 2.1039e-07 | 21325.9188 | 384.5316 | 12862.0997 | 8079.2876 | 0 | 0 | 0.00021688 | 0.0044867 | 0 | 0.0044867 | 0.0044867 | 0 | 0.0044867 | [22 empty] | 7.3.3.17.5 (Remote Grid) Updates to grid topology to minimize risk of ignition in HFTDs Remote GridWLDFREquipment / facility failureAggregated | WLDFR | HFTD - Distribution - Tier 2 - 1QU CoRE ¦ 1QU LoRE | Non-Red Flag Warning - Large Fires | Equipment / facility failure | Aggregated | 2063 | 1.8391e-05 | 163.6441 | 0.0030096 | 2063 | Mitigation | 0.95 | 45 | 0 | esc | 0.00097009 | 1.7841e-08 | 0.00097009 | 1.7841e-08
[35 empty] | WLDFR | HFTD - Distribution - Tier 2 - 3QU CoRE ¦ 3QU LoRE | 2064 | 0.054513 | 0.0035244 | 0.56089 | 0 | 0.56089 | 0.0035244 | 0.56089 | 0 | 0.56089 | 0.030576 | 0.030576 | 0.0035244 | 0.00019212 | 0.56089 | 0.030576 | 0 | 0 | 0.56089 | 0.030576 | [22 empty] | WLDFR | HFTD - Distribution - Tier 2 - 1QU CoRE ¦ 2QU LoRE | Red Flag Warning - Catastrophic Fires | 2064 | 2.1039e-07 | 2.1039e-07 | 21325.9188 | 384.5316 | 12862.0997 | 8079.2876 | 0 | 0 | 0.00021688 | 0.0044867 | 0 | 0.0044867 | 0.0044867 | 0 | 0.0044867 | [22 empty] | 7.3.3.17.5 (Remote Grid) Updates to grid topology to minimize risk of ignition in HFTDs Remote GridWLDFREquipment / facility failureAggregated | WLDFR | HFTD - Distribution - Tier 2 - 1QU CoRE ¦ 1QU LoRE | Non-Red Flag Warning - Large Fires | Equipment / facility failure | Aggregated | 2064 | 1.8391e-05 | 163.6441 | 0.0030096 | 2064 | Mitigation | 0.95 | 45 | 0 | esc | 0.00097009 | 1.7841e-08 | 0.00097009 | 1.7841e-08
[35 empty] | WLDFR | HFTD - Distribution - Tier 2 - 3QU CoRE ¦ 3QU LoRE | 2065 | 0.050946 | 0.0035244 | 0.56089 | 0 | 0.56089 | 0.0035244 | 0.56089 | 0 | 0.56089 | 0.028575 | 0.028575 | 0.0035244 | 0.00017955 | 0.56089 | 0.028575 | 0 | 0 | 0.56089 | 0.028575 | [22 empty] | WLDFR | HFTD - Distribution - Tier 2 - 1QU CoRE ¦ 2QU LoRE | Red Flag Warning - Catastrophic Fires | 2065 | 2.1039e-07 | 2.1039e-07 | 21325.9188 | 384.5316 | 12862.0997 | 8079.2876 | 0 | 0 | 0.00021688 | 0.0044867 | 0 | 0.0044867 | 0.0044867 | 0 | 0.0044867 | [22 empty] | 7.3.3.17.5 (Remote Grid) Updates to grid topology to minimize risk of ignition in HFTDs Remote GridWLDFREquipment / facility failureAggregated | WLDFR | HFTD - Distribution - Tier 2 - 1QU CoRE ¦ 1QU LoRE | Non-Red Flag Warning - Large Fires | Equipment / facility failure | Aggregated | 2065 | 1.8391e-05 | 163.6441 | 0.0030096 | 2065 | Mitigation | 0.95 | 45 | 0 | esc | 0.00097009 | 1.7841e-08 | 0.00097009 | 1.7841e-08
[35 empty] | WLDFR | HFTD - Distribution - Tier 2 - 3QU CoRE ¦ 3QU LoRE | 2066 | 0.047613 | 0.0035244 | 0.56089 | 0 | 0.56089 | 0.0035244 | 0.56089 | 0 | 0.56089 | 0.026706 | 0.026706 | 0.0035244 | 0.00016781 | 0.56089 | 0.026706 | 0 | 0 | 0.56089 | 0.026706 | [22 empty] | WLDFR | HFTD - Distribution - Tier 2 - 1QU CoRE ¦ 2QU LoRE | Red Flag Warning - Catastrophic Fires | 2066 | 2.1039e-07 | 2.1039e-07 | 21325.9188 | 384.5316 | 12862.0997 | 8079.2876 | 0 | 0 | 0.00021688 | 0.0044867 | 0 | 0.0044867 | 0.0044867 | 0 | 0.0044867 | [22 empty] | 7.3.3.17.5 (Remote Grid) Updates to grid topology to minimize risk of ignition in HFTDs Remote GridWLDFREquipment / facility failureAggregated | WLDFR | HFTD - Distribution - Tier 2 - 1QU CoRE ¦ 1QU LoRE | Non-Red Flag Warning - Large Fires | Equipment / facility failure | Aggregated | 2066 | 1.8391e-05 | 163.6441 | 0.0030096 | 2066 | Mitigation | 0.95 | 45 | 0 | esc | 0.00097009 | 1.7841e-08 | 0.00097009 | 1.7841e-08
[35 empty] | WLDFR | HFTD - Distribution - Tier 2 - 3QU CoRE ¦ 3QU LoRE | 2067 | 0.044499 | 0 | 0 | 0 | 0 | 0.0035244 | 0.56089 | 0 | 0.56089 | 0 | 0.024959 | 0 | 0 | 0 | 0 | 0 | 0 | 0 | 0 | [22 empty] | WLDFR | HFTD - Distribution - Tier 2 - 1QU CoRE ¦ 2QU LoRE | Red Flag Warning - Catastrophic Fires | 2067 | 0 | 2.1039e-07 | 21325.9188 | 384.5316 | 12862.0997 | 8079.2876 | 0 | 0 | 0.00021688 | 0 | 0 | 0 | 0.0044867 | 0 | 0.0044867 | [22 empty] | 7.3.3.17.5 (Remote Grid) Updates to grid topology to minimize risk of ignition in HFTDs Remote GridWLDFREquipment / facility failureAggregated | WLDFR | HFTD - Distribution - Tier 2 - 1QU CoRE ¦ 1QU LoRE | Non-Red Flag Warning - Large Fires | Equipment / facility failure | Aggregated | 2067 | 1.8391e-05 | 163.6441 | 0.0030096 | 2067 | Mitigation | 0.95 | 45 | 0 | esc | 0 | 0 | 0.00097009 | 1.7841e-08
[35 empty] | WLDFR | HFTD - Distribution - Tier 2 - 3QU CoRE ¦ 4QU LoRE | 2022 | 0.93458 | 0.0024821 | 0.25842 | 0 | 0.25842 | 0 | 0 | 0 | 0 | 0.24152 | 0 | 0.0024821 | 0.0023197 | 0.25842 | 0.24152 | 0 | 0 | 0.25842 | 0.24152 | [22 empty] | WLDFR | HFTD - Distribution - Tier 2 - 1QU CoRE ¦ 2QU LoRE | Red Flag Warning - Destructive Fires | 2022 | 3.2829e-08 | 0 | 8807.9522 | 222.2294 | 8585.7228 | 0 | 0 | 0 | 3.3842e-05 | 0.00028916 | 0 | 0.00028916 | 0 | 0 | 0 | [22 empty] | 7.3.3.17.5 (Remote Grid) Updates to grid topology to minimize risk of ignition in HFTDs Remote GridWLDFRVegetation ContactAggregated | WLDFR | HFTD - Distribution - Tier 2 - 1QU CoRE ¦ 1QU LoRE | Non-Red Flag Warning - Large Fires | Vegetation Contact | Aggregated | 2022 | 2.499e-05 | 163.6441 | 0.0040895 | 2022 | Mitigation | 0.95 | 45 | 0 | esc | 0.00097009 | 2.4243e-08 | 0 | 0
[35 empty] | WLDFR | HFTD - Distribution - Tier 2 - 3QU CoRE ¦ 4QU LoRE | 2023 | 0.87344 | 0.0024821 | 0.26789 | 0 | 0.26789 | 0.0024821 | 0.26789 | 0 | 0.26789 | 0.23399 | 0.23399 | 0.0024821 | 0.0021679 | 0.26789 | 0.23399 | 0 | 0 | 0.26789 | 0.23399 | [22 empty] | WLDFR | HFTD - Distribution - Tier 2 - 1QU CoRE ¦ 2QU LoRE | Red Flag Warning - Destructive Fires | 2023 | 3.2829e-08 | 3.2829e-08 | 9129.7461 | 233.2301 | 8896.516 | 0 | 0 | 0 | 3.3842e-05 | 0.00029972 | 0 | 0.00029972 | 0.00029972 | 0 | 0.00029972 | [22 empty] | 7.3.3.17.5 (Remote Grid) Updates to grid topology to minimize risk of ignition in HFTDs Remote GridWLDFRVegetation ContactAggregated | WLDFR | HFTD - Distribution - Tier 2 - 1QU CoRE ¦ 1QU LoRE | Non-Red Flag Warning - Large Fires | Vegetation Contact | Aggregated | 2023 | 2.499e-05 | 163.6441 | 0.0040895 | 2023 | Mitigation | 0.95 | 45 | 0 | esc | 0.00097009 | 2.4243e-08 | 0.00097009 | 2.4243e-08
[35 empty] | WLDFR | HFTD - Distribution - Tier 2 - 3QU CoRE ¦ 4QU LoRE | 2024 | 0.8163 | 0.0024821 | 0.26789 | 0 | 0.26789 | 0.0024821 | 0.26789 | 0 | 0.26789 | 0.21868 | 0.21868 | 0.0024821 | 0.0020261 | 0.26789 | 0.21868 | 0 | 0 | 0.26789 | 0.21868 | [22 empty] | WLDFR | HFTD - Distribution - Tier 2 - 1QU CoRE ¦ 2QU LoRE | Red Flag Warning - Destructive Fires | 2024 | 3.2829e-08 | 3.2829e-08 | 9129.7461 | 233.2301 | 8896.516 | 0 | 0 | 0 | 3.3842e-05 | 0.00029972 | 0 | 0.00029972 | 0.00029972 | 0 | 0.00029972 | [22 empty] | 7.3.3.17.5 (Remote Grid) Updates to grid topology to minimize risk of ignition in HFTDs Remote GridWLDFRVegetation ContactAggregated | WLDFR | HFTD - Distribution - Tier 2 - 1QU CoRE ¦ 1QU LoRE | Non-Red Flag Warning - Large Fires | Vegetation Contact | Aggregated | 2024 | 2.499e-05 | 163.6441 | 0.0040895 | 2024 | Mitigation | 0.95 | 45 | 0 | esc | 0.00097009 | 2.4243e-08 | 0.00097009 | 2.4243e-08
[35 empty] | WLDFR | HFTD - Distribution - Tier 2 - 3QU CoRE ¦ 4QU LoRE | 2025 | 0.7629 | 0.0024821 | 0.26789 | 0 | 0.26789 | 0.0024821 | 0.26789 | 0 | 0.26789 | 0.20438 | 0.20438 | 0.0024821 | 0.0018936 | 0.26789 | 0.20438 | 0 | 0 | 0.26789 | 0.20438 | [22 empty] | WLDFR | HFTD - Distribution - Tier 2 - 1QU CoRE ¦ 2QU LoRE | Red Flag Warning - Destructive Fires | 2025 | 3.2829e-08 | 3.2829e-08 | 9129.7461 | 233.2301 | 8896.516 | 0 | 0 | 0 | 3.3842e-05 | 0.00029972 | 0 | 0.00029972 | 0.00029972 | 0 | 0.00029972 | [22 empty] | 7.3.3.17.5 (Remote Grid) Updates to grid topology to minimize risk of ignition in HFTDs Remote GridWLDFRVegetation ContactAggregated | WLDFR | HFTD - Distribution - Tier 2 - 1QU CoRE ¦ 1QU LoRE | Non-Red Flag Warning - Large Fires | Vegetation Contact | Aggregated | 2025 | 2.499e-05 | 163.6441 | 0.0040895 | 2025 | Mitigation | 0.95 | 45 | 0 | esc | 0.00097009 | 2.4243e-08 | 0.00097009 | 2.4243e-08
[35 empty] | WLDFR | HFTD - Distribution - Tier 2 - 3QU CoRE ¦ 4QU LoRE | 2026 | 0.71299 | 0.0024821 | 0.26789 | 0 | 0.26789 | 0.0024821 | 0.26789 | 0 | 0.26789 | 0.19101 | 0.19101 | 0.0024821 | 0.0017697 | 0.26789 | 0.19101 | 0 | 0 | 0.26789 | 0.19101 | [22 empty] | WLDFR | HFTD - Distribution - Tier 2 - 1QU CoRE ¦ 2QU LoRE | Red Flag Warning - Destructive Fires | 2026 | 3.2829e-08 | 3.2829e-08 | 9129.7461 | 233.2301 | 8896.516 | 0 | 0 | 0 | 3.3842e-05 | 0.00029972 | 0 | 0.00029972 | 0.00029972 | 0 | 0.00029972 | [22 empty] | 7.3.3.17.5 (Remote Grid) Updates to grid topology to minimize risk of ignition in HFTDs Remote GridWLDFRVegetation ContactAggregated | WLDFR | HFTD - Distribution - Tier 2 - 1QU CoRE ¦ 1QU LoRE | Non-Red Flag Warning - Large Fires | Vegetation Contact | Aggregated | 2026 | 2.499e-05 | 163.6441 | 0.0040895 | 2026 | Mitigation | 0.95 | 45 | 0 | esc | 0.00097009 | 2.4243e-08 | 0.00097009 | 2.4243e-08
[35 empty] | WLDFR | HFTD - Distribution - Tier 2 - 3QU CoRE ¦ 4QU LoRE | 2027 | 0.66634 | 0.0024821 | 0.26789 | 0 | 0.26789 | 0.0024821 | 0.26789 | 0 | 0.26789 | 0.17851 | 0.17851 | 0.0024821 | 0.0016539 | 0.26789 | 0.17851 | 0 | 0 | 0.26789 | 0.17851 | [22 empty] | WLDFR | HFTD - Distribution - Tier 2 - 1QU CoRE ¦ 2QU LoRE | Red Flag Warning - Destructive Fires | 2027 | 3.2829e-08 | 3.2829e-08 | 9129.7461 | 233.2301 | 8896.516 | 0 | 0 | 0 | 3.3842e-05 | 0.00029972 | 0 | 0.00029972 | 0.00029972 | 0 | 0.00029972 | [22 empty] | 7.3.3.17.5 (Remote Grid) Updates to grid topology to minimize risk of ignition in HFTDs Remote GridWLDFRVegetation ContactAggregated | WLDFR | HFTD - Distribution - Tier 2 - 1QU CoRE ¦ 1QU LoRE | Non-Red Flag Warning - Large Fires | Vegetation Contact | Aggregated | 2027 | 2.499e-05 | 163.6441 | 0.0040895 | 2027 | Mitigation | 0.95 | 45 | 0 | esc | 0.00097009 | 2.4243e-08 | 0.00097009 | 2.4243e-08
[35 empty] | WLDFR | HFTD - Distribution - Tier 2 - 3QU CoRE ¦ 4QU LoRE | 2028 | 0.62275 | 0.0024821 | 0.27983 | 0 | 0.27983 | 0.0024821 | 0.27983 | 0 | 0.27983 | 0.17426 | 0.17426 | 0.0024821 | 0.0015457 | 0.27983 | 0.17426 | 0 | 0 | 0.27983 | 0.17426 | [22 empty] | WLDFR | HFTD - Distribution - Tier 2 - 1QU CoRE ¦ 2QU LoRE | Red Flag Warning - Destructive Fires | 2028 | 3.2829e-08 | 3.2829e-08 | 9534.9221 | 247.273 | 9287.6491 | 0 | 0 | 0 | 3.3842e-05 | 0.00031303 | 0 | 0.00031303 | 0.00031303 | 0 | 0.00031303 | [22 empty] | 7.3.3.17.5 (Remote Grid) Updates to grid topology to minimize risk of ignition in HFTDs Remote GridWLDFRVegetation ContactAggregated | WLDFR | HFTD - Distribution - Tier 2 - 1QU CoRE ¦ 1QU LoRE | Non-Red Flag Warning - Large Fires | Vegetation Contact | Aggregated | 2028 | 2.499e-05 | 163.6441 | 0.0040895 | 2028 | Mitigation | 0.95 | 45 | 0 | esc | 0.00097009 | 2.4243e-08 | 0.00097009 | 2.4243e-08
[35 empty] | WLDFR | HFTD - Distribution - Tier 2 - 3QU CoRE ¦ 4QU LoRE | 2029 | 0.58201 | 0.0024821 | 0.27983 | 0 | 0.27983 | 0.0024821 | 0.27983 | 0 | 0.27983 | 0.16286 | 0.16286 | 0.0024821 | 0.0014446 | 0.27983 | 0.16286 | 0 | 0 | 0.27983 | 0.16286 | [22 empty] | WLDFR | HFTD - Distribution - Tier 2 - 1QU CoRE ¦ 2QU LoRE | Red Flag Warning - Destructive Fires | 2029 | 3.2829e-08 | 3.2829e-08 | 9534.9221 | 247.273 | 9287.6491 | 0 | 0 | 0 | 3.3842e-05 | 0.00031303 | 0 | 0.00031303 | 0.00031303 | 0 | 0.00031303 | [22 empty] | 7.3.3.17.5 (Remote Grid) Updates to grid topology to minimize risk of ignition in HFTDs Remote GridWLDFRVegetation ContactAggregated | WLDFR | HFTD - Distribution - Tier 2 - 1QU CoRE ¦ 1QU LoRE | Non-Red Flag Warning - Large Fires | Vegetation Contact | Aggregated | 2029 | 2.499e-05 | 163.6441 | 0.0040895 | 2029 | Mitigation | 0.95 | 45 | 0 | esc | 0.00097009 | 2.4243e-08 | 0.00097009 | 2.4243e-08
[35 empty] | WLDFR | HFTD - Distribution - Tier 2 - 3QU CoRE ¦ 4QU LoRE | 2030 | 0.54393 | 0.0024821 | 0.27983 | 0 | 0.27983 | 0.0024821 | 0.27983 | 0 | 0.27983 | 0.15221 | 0.15221 | 0.0024821 | 0.0013501 | 0.27983 | 0.15221 | 0 | 0 | 0.27983 | 0.15221 | [22 empty] | WLDFR | HFTD - Distribution - Tier 2 - 1QU CoRE ¦ 2QU LoRE | Red Flag Warning - Destructive Fires | 2030 | 3.2829e-08 | 3.2829e-08 | 9534.9221 | 247.273 | 9287.6491 | 0 | 0 | 0 | 3.3842e-05 | 0.00031303 | 0 | 0.00031303 | 0.00031303 | 0 | 0.00031303 | [22 empty] | 7.3.3.17.5 (Remote Grid) Updates to grid topology to minimize risk of ignition in HFTDs Remote GridWLDFRVegetation ContactAggregated | WLDFR | HFTD - Distribution - Tier 2 - 1QU CoRE ¦ 1QU LoRE | Non-Red Flag Warning - Large Fires | Vegetation Contact | Aggregated | 2030 | 2.499e-05 | 163.6441 | 0.0040895 | 2030 | Mitigation | 0.95 | 45 | 0 | esc | 0.00097009 | 2.4243e-08 | 0.00097009 | 2.4243e-08
[35 empty] | WLDFR | HFTD - Distribution - Tier 2 - 3QU CoRE ¦ 4QU LoRE | 2031 | 0.50835 | 0.0024821 | 0.27983 | 0 | 0.27983 | 0.0024821 | 0.27983 | 0 | 0.27983 | 0.14225 | 0.14225 | 0.0024821 | 0.0012618 | 0.27983 | 0.14225 | 0 | 0 | 0.27983 | 0.14225 | [22 empty] | WLDFR | HFTD - Distribution - Tier 2 - 1QU CoRE ¦ 2QU LoRE | Red Flag Warning - Destructive Fires | 2031 | 3.2829e-08 | 3.2829e-08 | 9534.9221 | 247.273 | 9287.6491 | 0 | 0 | 0 | 3.3842e-05 | 0.00031303 | 0 | 0.00031303 | 0.00031303 | 0 | 0.00031303 | [22 empty] | 7.3.3.17.5 (Remote Grid) Updates to grid topology to minimize risk of ignition in HFTDs Remote GridWLDFRVegetation ContactAggregated | WLDFR | HFTD - Distribution - Tier 2 - 1QU CoRE ¦ 1QU LoRE | Non-Red Flag Warning - Large Fires | Vegetation Contact | Aggregated | 2031 | 2.499e-05 | 163.6441 | 0.0040895 | 2031 | Mitigation | 0.95 | 45 | 0 | esc | 0.00097009 | 2.4243e-08 | 0.00097009 | 2.4243e-08
[35 empty] | WLDFR | HFTD - Distribution - Tier 2 - 3QU CoRE ¦ 4QU LoRE | 2032 | 0.47509 | 0.0024821 | 0.27983 | 0 | 0.27983 | 0.0024821 | 0.27983 | 0 | 0.27983 | 0.13294 | 0.13294 | 0.0024821 | 0.0011792 | 0.27983 | 0.13294 | 0 | 0 | 0.27983 | 0.13294 | [22 empty] | WLDFR | HFTD - Distribution - Tier 2 - 1QU CoRE ¦ 2QU LoRE | Red Flag Warning - Destructive Fires | 2032 | 3.2829e-08 | 3.2829e-08 | 9534.9221 | 247.273 | 9287.6491 | 0 | 0 | 0 | 3.3842e-05 | 0.00031303 | 0 | 0.00031303 | 0.00031303 | 0 | 0.00031303 | [22 empty] | 7.3.3.17.5 (Remote Grid) Updates to grid topology to minimize risk of ignition in HFTDs Remote GridWLDFRVegetation ContactAggregated | WLDFR | HFTD - Distribution - Tier 2 - 1QU CoRE ¦ 1QU LoRE | Non-Red Flag Warning - Large Fires | Vegetation Contact | Aggregated | 2032 | 2.499e-05 | 163.6441 | 0.0040895 | 2032 | Mitigation | 0.95 | 45 | 0 | esc | 0.00097009 | 2.4243e-08 | 0.00097009 | 2.4243e-08
[35 empty] | WLDFR | HFTD - Distribution - Tier 2 - 3QU CoRE ¦ 4QU LoRE | 2033 | 0.44401 | 0.0024821 | 0.29309 | 0 | 0.29309 | 0.0024821 | 0.29309 | 0 | 0.29309 | 0.13013 | 0.13013 | 0.0024821 | 0.0011021 | 0.29309 | 0.13013 | 0 | 0 | 0.29309 | 0.13013 | [22 empty] | WLDFR | HFTD - Distribution - Tier 2 - 1QU CoRE ¦ 2QU LoRE | Red Flag Warning - Destructive Fires | 2033 | 3.2829e-08 | 3.2829e-08 | 9984.8474 | 263.1074 | 9721.74 | 0 | 0 | 0 | 3.3842e-05 | 0.0003278 | 0 | 0.0003278 | 0.0003278 | 0 | 0.0003278 | [22 empty] | 7.3.3.17.5 (Remote Grid) Updates to grid topology to minimize risk of ignition in HFTDs Remote GridWLDFRVegetation ContactAggregated | WLDFR | HFTD - Distribution - Tier 2 - 1QU CoRE ¦ 1QU LoRE | Non-Red Flag Warning - Large Fires | Vegetation Contact | Aggregated | 2033 | 2.499e-05 | 163.6441 | 0.0040895 | 2033 | Mitigation | 0.95 | 45 | 0 | esc | 0.00097009 | 2.4243e-08 | 0.00097009 | 2.4243e-08
[35 empty] | WLDFR | HFTD - Distribution - Tier 2 - 3QU CoRE ¦ 4QU LoRE | 2034 | 0.41496 | 0.0024821 | 0.29309 | 0 | 0.29309 | 0.0024821 | 0.29309 | 0 | 0.29309 | 0.12162 | 0.12162 | 0.0024821 | 0.00103 | 0.29309 | 0.12162 | 0 | 0 | 0.29309 | 0.12162 | [22 empty] | WLDFR | HFTD - Distribution - Tier 2 - 1QU CoRE ¦ 2QU LoRE | Red Flag Warning - Destructive Fires | 2034 | 3.2829e-08 | 3.2829e-08 | 9984.8474 | 263.1074 | 9721.74 | 0 | 0 | 0 | 3.3842e-05 | 0.0003278 | 0 | 0.0003278 | 0.0003278 | 0 | 0.0003278 | [22 empty] | 7.3.3.17.5 (Remote Grid) Updates to grid topology to minimize risk of ignition in HFTDs Remote GridWLDFRVegetation ContactAggregated | WLDFR | HFTD - Distribution - Tier 2 - 1QU CoRE ¦ 1QU LoRE | Non-Red Flag Warning - Large Fires | Vegetation Contact | Aggregated | 2034 | 2.499e-05 | 163.6441 | 0.0040895 | 2034 | Mitigation | 0.95 | 45 | 0 | esc | 0.00097009 | 2.4243e-08 | 0.00097009 | 2.4243e-08
[35 empty] | WLDFR | HFTD - Distribution - Tier 2 - 3QU CoRE ¦ 4QU LoRE | 2035 | 0.38782 | 0.0024821 | 0.29309 | 0 | 0.29309 | 0.0024821 | 0.29309 | 0 | 0.29309 | 0.11366 | 0.11366 | 0.0024821 | 0.00096259 | 0.29309 | 0.11366 | 0 | 0 | 0.29309 | 0.11366 | [22 empty] | WLDFR | HFTD - Distribution - Tier 2 - 1QU CoRE ¦ 2QU LoRE | Red Flag Warning - Destructive Fires | 2035 | 3.2829e-08 | 3.2829e-08 | 9984.8474 | 263.1074 | 9721.74 | 0 | 0 | 0 | 3.3842e-05 | 0.0003278 | 0 | 0.0003278 | 0.0003278 | 0 | 0.0003278 | [22 empty] | 7.3.3.17.5 (Remote Grid) Updates to grid topology to minimize risk of ignition in HFTDs Remote GridWLDFRVegetation ContactAggregated | WLDFR | HFTD - Distribution - Tier 2 - 1QU CoRE ¦ 1QU LoRE | Non-Red Flag Warning - Large Fires | Vegetation Contact | Aggregated | 2035 | 2.499e-05 | 163.6441 | 0.0040895 | 2035 | Mitigation | 0.95 | 45 | 0 | esc | 0.00097009 | 2.4243e-08 | 0.00097009 | 2.4243e-08
[35 empty] | WLDFR | HFTD - Distribution - Tier 2 - 3QU CoRE ¦ 4QU LoRE | 2036 | 0.36245 | 0.0024821 | 0.29309 | 0 | 0.29309 | 0.0024821 | 0.29309 | 0 | 0.29309 | 0.10623 | 0.10623 | 0.0024821 | 0.00089962 | 0.29309 | 0.10623 | 0 | 0 | 0.29309 | 0.10623 | [22 empty] | WLDFR | HFTD - Distribution - Tier 2 - 1QU CoRE ¦ 2QU LoRE | Red Flag Warning - Destructive Fires | 2036 | 3.2829e-08 | 3.2829e-08 | 9984.8474 | 263.1074 | 9721.74 | 0 | 0 | 0 | 3.3842e-05 | 0.0003278 | 0 | 0.0003278 | 0.0003278 | 0 | 0.0003278 | [22 empty] | 7.3.3.17.5 (Remote Grid) Updates to grid topology to minimize risk of ignition in HFTDs Remote GridWLDFRVegetation ContactAggregated | WLDFR | HFTD - Distribution - Tier 2 - 1QU CoRE ¦ 1QU LoRE | Non-Red Flag Warning - Large Fires | Vegetation Contact | Aggregated | 2036 | 2.499e-05 | 163.6441 | 0.0040895 | 2036 | Mitigation | 0.95 | 45 | 0 | esc | 0.00097009 | 2.4243e-08 | 0.00097009 | 2.4243e-08
[35 empty] | WLDFR | HFTD - Distribution - Tier 2 - 3QU CoRE ¦ 4QU LoRE | 2037 | 0.33873 | 0.0024821 | 0.29309 | 0 | 0.29309 | 0.0024821 | 0.29309 | 0 | 0.29309 | 0.099278 | 0.099278 | 0.0024821 | 0.00084077 | 0.29309 | 0.099278 | 0 | 0 | 0.29309 | 0.099278 | [22 empty] | WLDFR | HFTD - Distribution - Tier 2 - 1QU CoRE ¦ 2QU LoRE | Red Flag Warning - Destructive Fires | 2037 | 3.2829e-08 | 3.2829e-08 | 9984.8474 | 263.1074 | 9721.74 | 0 | 0 | 0 | 3.3842e-05 | 0.0003278 | 0 | 0.0003278 | 0.0003278 | 0 | 0.0003278 | [22 empty] | 7.3.3.17.5 (Remote Grid) Updates to grid topology to minimize risk of ignition in HFTDs Remote GridWLDFRVegetation ContactAggregated | WLDFR | HFTD - Distribution - Tier 2 - 1QU CoRE ¦ 1QU LoRE | Non-Red Flag Warning - Large Fires | Vegetation Contact | Aggregated | 2037 | 2.499e-05 | 163.6441 | 0.0040895 | 2037 | Mitigation | 0.95 | 45 | 0 | esc | 0.00097009 | 2.4243e-08 | 0.00097009 | 2.4243e-08
[35 empty] | WLDFR | HFTD - Distribution - Tier 2 - 3QU CoRE ¦ 4QU LoRE | 2038 | 0.31657 | 0.0024821 | 0.30748 | 0 | 0.30748 | 0.0024821 | 0.30748 | 0 | 0.30748 | 0.09734 | 0.09734 | 0.0024821 | 0.00078576 | 0.30748 | 0.09734 | 0 | 0 | 0.30748 | 0.09734 | [22 empty] | WLDFR | HFTD - Distribution - Tier 2 - 1QU CoRE ¦ 2QU LoRE | Red Flag Warning - Destructive Fires | 2038 | 3.2829e-08 | 3.2829e-08 | 10472.8261 | 280.5544 | 10192.2718 | 0 | 0 | 0 | 3.3842e-05 | 0.00034382 | 0 | 0.00034382 | 0.00034382 | 0 | 0.00034382 | [22 empty] | 7.3.3.17.5 (Remote Grid) Updates to grid topology to minimize risk of ignition in HFTDs Remote GridWLDFRVegetation ContactAggregated | WLDFR | HFTD - Distribution - Tier 2 - 1QU CoRE ¦ 1QU LoRE | Non-Red Flag Warning - Large Fires | Vegetation Contact | Aggregated | 2038 | 2.499e-05 | 163.6441 | 0.0040895 | 2038 | Mitigation | 0.95 | 45 | 0 | esc | 0.00097009 | 2.4243e-08 | 0.00097009 | 2.4243e-08
[35 empty] | WLDFR | HFTD - Distribution - Tier 2 - 3QU CoRE ¦ 4QU LoRE | 2039 | 0.29586 | 0.0024821 | 0.30748 | 0 | 0.30748 | 0.0024821 | 0.30748 | 0 | 0.30748 | 0.090972 | 0.090972 | 0.0024821 | 0.00073436 | 0.30748 | 0.090972 | 0 | 0 | 0.30748 | 0.090972 | [22 empty] | WLDFR | HFTD - Distribution - Tier 2 - 1QU CoRE ¦ 2QU LoRE | Red Flag Warning - Destructive Fires | 2039 | 3.2829e-08 | 3.2829e-08 | 10472.8261 | 280.5544 | 10192.2718 | 0 | 0 | 0 | 3.3842e-05 | 0.00034382 | 0 | 0.00034382 | 0.00034382 | 0 | 0.00034382 | [22 empty] | 7.3.3.17.5 (Remote Grid) Updates to grid topology to minimize risk of ignition in HFTDs Remote GridWLDFRVegetation ContactAggregated | WLDFR | HFTD - Distribution - Tier 2 - 1QU CoRE ¦ 1QU LoRE | Non-Red Flag Warning - Large Fires | Vegetation Contact | Aggregated | 2039 | 2.499e-05 | 163.6441 | 0.0040895 | 2039 | Mitigation | 0.95 | 45 | 0 | esc | 0.00097009 | 2.4243e-08 | 0.00097009 | 2.4243e-08
[35 empty] | WLDFR | HFTD - Distribution - Tier 2 - 3QU CoRE ¦ 4QU LoRE | 2040 | 0.27651 | 0.0024821 | 0.30748 | 0 | 0.30748 | 0.0024821 | 0.30748 | 0 | 0.30748 | 0.085021 | 0.085021 | 0.0024821 | 0.00068632 | 0.30748 | 0.085021 | 0 | 0 | 0.30748 | 0.085021 | [22 empty] | WLDFR | HFTD - Distribution - Tier 2 - 1QU CoRE ¦ 2QU LoRE | Red Flag Warning - Destructive Fires | 2040 | 3.2829e-08 | 3.2829e-08 | 10472.8261 | 280.5544 | 10192.2718 | 0 | 0 | 0 | 3.3842e-05 | 0.00034382 | 0 | 0.00034382 | 0.00034382 | 0 | 0.00034382 | [22 empty] | 7.3.3.17.5 (Remote Grid) Updates to grid topology to minimize risk of ignition in HFTDs Remote GridWLDFRVegetation ContactAggregated | WLDFR | HFTD - Distribution - Tier 2 - 1QU CoRE ¦ 1QU LoRE | Non-Red Flag Warning - Large Fires | Vegetation Contact | Aggregated | 2040 | 2.499e-05 | 163.6441 | 0.0040895 | 2040 | Mitigation | 0.95 | 45 | 0 | esc | 0.00097009 | 2.4243e-08 | 0.00097009 | 2.4243e-08
[35 empty] | WLDFR | HFTD - Distribution - Tier 2 - 3QU CoRE ¦ 4QU LoRE | 2041 | 0.25842 | 0.0024821 | 0.30748 | 0 | 0.30748 | 0.0024821 | 0.30748 | 0 | 0.30748 | 0.079459 | 0.079459 | 0.0024821 | 0.00064142 | 0.30748 | 0.079459 | 0 | 0 | 0.30748 | 0.079459 | [22 empty] | WLDFR | HFTD - Distribution - Tier 2 - 1QU CoRE ¦ 2QU LoRE | Red Flag Warning - Destructive Fires | 2041 | 3.2829e-08 | 3.2829e-08 | 10472.8261 | 280.5544 | 10192.2718 | 0 | 0 | 0 | 3.3842e-05 | 0.00034382 | 0 | 0.00034382 | 0.00034382 | 0 | 0.00034382 | [22 empty] | 7.3.3.17.5 (Remote Grid) Updates to grid topology to minimize risk of ignition in HFTDs Remote GridWLDFRVegetation ContactAggregated | WLDFR | HFTD - Distribution - Tier 2 - 1QU CoRE ¦ 1QU LoRE | Non-Red Flag Warning - Large Fires | Vegetation Contact | Aggregated | 2041 | 2.499e-05 | 163.6441 | 0.0040895 | 2041 | Mitigation | 0.95 | 45 | 0 | esc | 0.00097009 | 2.4243e-08 | 0.00097009 | 2.4243e-08
[35 empty] | WLDFR | HFTD - Distribution - Tier 2 - 3QU CoRE ¦ 4QU LoRE | 2042 | 0.24151 | 0.0024821 | 0.30748 | 0 | 0.30748 | 0.0024821 | 0.30748 | 0 | 0.30748 | 0.07426 | 0.07426 | 0.0024821 | 0.00059946 | 0.30748 | 0.07426 | 0 | 0 | 0.30748 | 0.07426 | [22 empty] | WLDFR | HFTD - Distribution - Tier 2 - 1QU CoRE ¦ 2QU LoRE | Red Flag Warning - Destructive Fires | 2042 | 3.2829e-08 | 3.2829e-08 | 10472.8261 | 280.5544 | 10192.2718 | 0 | 0 | 0 | 3.3842e-05 | 0.00034382 | 0 | 0.00034382 | 0.00034382 | 0 | 0.00034382 | [22 empty] | 7.3.3.17.5 (Remote Grid) Updates to grid topology to minimize risk of ignition in HFTDs Remote GridWLDFRVegetation ContactAggregated | WLDFR | HFTD - Distribution - Tier 2 - 1QU CoRE ¦ 1QU LoRE | Non-Red Flag Warning - Large Fires | Vegetation Contact | Aggregated | 2042 | 2.499e-05 | 163.6441 | 0.0040895 | 2042 | Mitigation | 0.95 | 45 | 0 | esc | 0.00097009 | 2.4243e-08 | 0.00097009 | 2.4243e-08
[35 empty] | WLDFR | HFTD - Distribution - Tier 2 - 3QU CoRE ¦ 4QU LoRE | 2043 | 0.22571 | 0.0024821 | 0.32281 | 0 | 0.32281 | 0.0024821 | 0.32281 | 0 | 0.32281 | 0.072863 | 0.072863 | 0.0024821 | 0.00056024 | 0.32281 | 0.072863 | 0 | 0 | 0.32281 | 0.072863 | [22 empty] | WLDFR | HFTD - Distribution - Tier 2 - 1QU CoRE ¦ 2QU LoRE | Red Flag Warning - Destructive Fires | 2043 | 3.2829e-08 | 3.2829e-08 | 10992.1562 | 299.42 | 10692.7362 | 0 | 0 | 0 | 3.3842e-05 | 0.00036087 | 0 | 0.00036087 | 0.00036087 | 0 | 0.00036087 | [22 empty] | 7.3.3.17.5 (Remote Grid) Updates to grid topology to minimize risk of ignition in HFTDs Remote GridWLDFRVegetation ContactAggregated | WLDFR | HFTD - Distribution - Tier 2 - 1QU CoRE ¦ 1QU LoRE | Non-Red Flag Warning - Large Fires | Vegetation Contact | Aggregated | 2043 | 2.499e-05 | 163.6441 | 0.0040895 | 2043 | Mitigation | 0.95 | 45 | 0 | esc | 0.00097009 | 2.4243e-08 | 0.00097009 | 2.4243e-08
[35 empty] | WLDFR | HFTD - Distribution - Tier 2 - 3QU CoRE ¦ 4QU LoRE | 2044 | 0.21095 | 0.0024821 | 0.32281 | 0 | 0.32281 | 0.0024821 | 0.32281 | 0 | 0.32281 | 0.068096 | 0.068096 | 0.0024821 | 0.00052359 | 0.32281 | 0.068096 | 0 | 0 | 0.32281 | 0.068096 | [22 empty] | WLDFR | HFTD - Distribution - Tier 2 - 1QU CoRE ¦ 2QU LoRE | Red Flag Warning - Destructive Fires | 2044 | 3.2829e-08 | 3.2829e-08 | 10992.1562 | 299.42 | 10692.7362 | 0 | 0 | 0 | 3.3842e-05 | 0.00036087 | 0 | 0.00036087 | 0.00036087 | 0 | 0.00036087 | [22 empty] | 7.3.3.17.5 (Remote Grid) Updates to grid topology to minimize risk of ignition in HFTDs Remote GridWLDFRVegetation ContactAggregated | WLDFR | HFTD - Distribution - Tier 2 - 1QU CoRE ¦ 1QU LoRE | Non-Red Flag Warning - Large Fires | Vegetation Contact | Aggregated | 2044 | 2.499e-05 | 163.6441 | 0.0040895 | 2044 | Mitigation | 0.95 | 45 | 0 | esc | 0.00097009 | 2.4243e-08 | 0.00097009 | 2.4243e-08
[35 empty] | WLDFR | HFTD - Distribution - Tier 2 - 3QU CoRE ¦ 4QU LoRE | 2045 | 0.19715 | 0.0024821 | 0.32281 | 0 | 0.32281 | 0.0024821 | 0.32281 | 0 | 0.32281 | 0.063641 | 0.063641 | 0.0024821 | 0.00048933 | 0.32281 | 0.063641 | 0 | 0 | 0.32281 | 0.063641 | [22 empty] | WLDFR | HFTD - Distribution - Tier 2 - 1QU CoRE ¦ 2QU LoRE | Red Flag Warning - Destructive Fires | 2045 | 3.2829e-08 | 3.2829e-08 | 10992.1562 | 299.42 | 10692.7362 | 0 | 0 | 0 | 3.3842e-05 | 0.00036087 | 0 | 0.00036087 | 0.00036087 | 0 | 0.00036087 | [22 empty] | 7.3.3.17.5 (Remote Grid) Updates to grid topology to minimize risk of ignition in HFTDs Remote GridWLDFRVegetation ContactAggregated | WLDFR | HFTD - Distribution - Tier 2 - 1QU CoRE ¦ 1QU LoRE | Non-Red Flag Warning - Large Fires | Vegetation Contact | Aggregated | 2045 | 2.499e-05 | 163.6441 | 0.0040895 | 2045 | Mitigation | 0.95 | 45 | 0 | esc | 0.00097009 | 2.4243e-08 | 0.00097009 | 2.4243e-08
[35 empty] | WLDFR | HFTD - Distribution - Tier 2 - 3QU CoRE ¦ 4QU LoRE | 2046 | 0.18425 | 0.0024821 | 0.32281 | 0 | 0.32281 | 0.0024821 | 0.32281 | 0 | 0.32281 | 0.059478 | 0.059478 | 0.0024821 | 0.00045732 | 0.32281 | 0.059478 | 0 | 0 | 0.32281 | 0.059478 | [22 empty] | WLDFR | HFTD - Distribution - Tier 2 - 1QU CoRE ¦ 2QU LoRE | Red Flag Warning - Destructive Fires | 2046 | 3.2829e-08 | 3.2829e-08 | 10992.1562 | 299.42 | 10692.7362 | 0 | 0 | 0 | 3.3842e-05 | 0.00036087 | 0 | 0.00036087 | 0.00036087 | 0 | 0.00036087 | [22 empty] | 7.3.3.17.5 (Remote Grid) Updates to grid topology to minimize risk of ignition in HFTDs Remote GridWLDFRVegetation ContactAggregated | WLDFR | HFTD - Distribution - Tier 2 - 1QU CoRE ¦ 1QU LoRE | Non-Red Flag Warning - Large Fires | Vegetation Contact | Aggregated | 2046 | 2.499e-05 | 163.6441 | 0.0040895 | 2046 | Mitigation | 0.95 | 45 | 0 | esc | 0.00097009 | 2.4243e-08 | 0.00097009 | 2.4243e-08
[35 empty] | WLDFR | HFTD - Distribution - Tier 2 - 3QU CoRE ¦ 4QU LoRE | 2047 | 0.1722 | 0.0024821 | 0.32281 | 0 | 0.32281 | 0.0024821 | 0.32281 | 0 | 0.32281 | 0.055587 | 0.055587 | 0.0024821 | 0.0004274 | 0.32281 | 0.055587 | 0 | 0 | 0.32281 | 0.055587 | [22 empty] | WLDFR | HFTD - Distribution - Tier 2 - 1QU CoRE ¦ 2QU LoRE | Red Flag Warning - Destructive Fires | 2047 | 3.2829e-08 | 3.2829e-08 | 10992.1562 | 299.42 | 10692.7362 | 0 | 0 | 0 | 3.3842e-05 | 0.00036087 | 0 | 0.00036087 | 0.00036087 | 0 | 0.00036087 | [22 empty] | 7.3.3.17.5 (Remote Grid) Updates to grid topology to minimize risk of ignition in HFTDs Remote GridWLDFRVegetation ContactAggregated | WLDFR | HFTD - Distribution - Tier 2 - 1QU CoRE ¦ 1QU LoRE | Non-Red Flag Warning - Large Fires | Vegetation Contact | Aggregated | 2047 | 2.499e-05 | 163.6441 | 0.0040895 | 2047 | Mitigation | 0.95 | 45 | 0 | esc | 0.00097009 | 2.4243e-08 | 0.00097009 | 2.4243e-08
[35 empty] | WLDFR | HFTD - Distribution - Tier 2 - 3QU CoRE ¦ 4QU LoRE | 2048 | 0.16093 | 0.0024821 | 0.33888 | 0 | 0.33888 | 0.0024821 | 0.33888 | 0 | 0.33888 | 0.054537 | 0.054537 | 0.0024821 | 0.00039944 | 0.33888 | 0.054537 | 0 | 0 | 0.33888 | 0.054537 | [22 empty] | WLDFR | HFTD - Distribution - Tier 2 - 1QU CoRE ¦ 2QU LoRE | Red Flag Warning - Destructive Fires | 2048 | 3.2829e-08 | 3.2829e-08 | 11536.0538 | 319.4911 | 11216.5626 | 0 | 0 | 0 | 3.3842e-05 | 0.00037872 | 0 | 0.00037872 | 0.00037872 | 0 | 0.00037872 | [22 empty] | 7.3.3.17.5 (Remote Grid) Updates to grid topology to minimize risk of ignition in HFTDs Remote GridWLDFRVegetation ContactAggregated | WLDFR | HFTD - Distribution - Tier 2 - 1QU CoRE ¦ 1QU LoRE | Non-Red Flag Warning - Large Fires | Vegetation Contact | Aggregated | 2048 | 2.499e-05 | 163.6441 | 0.0040895 | 2048 | Mitigation | 0.95 | 45 | 0 | esc | 0.00097009 | 2.4243e-08 | 0.00097009 | 2.4243e-08
[35 empty] | WLDFR | HFTD - Distribution - Tier 2 - 3QU CoRE ¦ 4QU LoRE | 2049 | 0.1504 | 0.0024821 | 0.33888 | 0 | 0.33888 | 0.0024821 | 0.33888 | 0 | 0.33888 | 0.050969 | 0.050969 | 0.0024821 | 0.00037331 | 0.33888 | 0.050969 | 0 | 0 | 0.33888 | 0.050969 | [22 empty] | WLDFR | HFTD - Distribution - Tier 2 - 1QU CoRE ¦ 2QU LoRE | Red Flag Warning - Destructive Fires | 2049 | 3.2829e-08 | 3.2829e-08 | 11536.0538 | 319.4911 | 11216.5626 | 0 | 0 | 0 | 3.3842e-05 | 0.00037872 | 0 | 0.00037872 | 0.00037872 | 0 | 0.00037872 | [22 empty] | 7.3.3.17.5 (Remote Grid) Updates to grid topology to minimize risk of ignition in HFTDs Remote GridWLDFRVegetation ContactAggregated | WLDFR | HFTD - Distribution - Tier 2 - 1QU CoRE ¦ 1QU LoRE | Non-Red Flag Warning - Large Fires | Vegetation Contact | Aggregated | 2049 | 2.499e-05 | 163.6441 | 0.0040895 | 2049 | Mitigation | 0.95 | 45 | 0 | esc | 0.00097009 | 2.4243e-08 | 0.00097009 | 2.4243e-08
[35 empty] | WLDFR | HFTD - Distribution - Tier 2 - 3QU CoRE ¦ 4QU LoRE | 2050 | 0.14056 | 0.0024821 | 0.33888 | 0 | 0.33888 | 0.0024821 | 0.33888 | 0 | 0.33888 | 0.047634 | 0.047634 | 0.0024821 | 0.00034889 | 0.33888 | 0.047634 | 0 | 0 | 0.33888 | 0.047634 | [22 empty] | WLDFR | HFTD - Distribution - Tier 2 - 1QU CoRE ¦ 2QU LoRE | Red Flag Warning - Destructive Fires | 2050 | 3.2829e-08 | 3.2829e-08 | 11536.0538 | 319.4911 | 11216.5626 | 0 | 0 | 0 | 3.3842e-05 | 0.00037872 | 0 | 0.00037872 | 0.00037872 | 0 | 0.00037872 | [22 empty] | 7.3.3.17.5 (Remote Grid) Updates to grid topology to minimize risk of ignition in HFTDs Remote GridWLDFRVegetation ContactAggregated | WLDFR | HFTD - Distribution - Tier 2 - 1QU CoRE ¦ 1QU LoRE | Non-Red Flag Warning - Large Fires | Vegetation Contact | Aggregated | 2050 | 2.499e-05 | 163.6441 | 0.0040895 | 2050 | Mitigation | 0.95 | 45 | 0 | esc | 0.00097009 | 2.4243e-08 | 0.00097009 | 2.4243e-08
[35 empty] | WLDFR | HFTD - Distribution - Tier 2 - 3QU CoRE ¦ 4QU LoRE | 2051 | 0.13137 | 0.0024821 | 0.33888 | 0 | 0.33888 | 0.0024821 | 0.33888 | 0 | 0.33888 | 0.044518 | 0.044518 | 0.0024821 | 0.00032606 | 0.33888 | 0.044518 | 0 | 0 | 0.33888 | 0.044518 | [22 empty] | WLDFR | HFTD - Distribution - Tier 2 - 1QU CoRE ¦ 2QU LoRE | Red Flag Warning - Destructive Fires | 2051 | 3.2829e-08 | 3.2829e-08 | 11536.0538 | 319.4911 | 11216.5626 | 0 | 0 | 0 | 3.3842e-05 | 0.00037872 | 0 | 0.00037872 | 0.00037872 | 0 | 0.00037872 | [22 empty] | 7.3.3.17.5 (Remote Grid) Updates to grid topology to minimize risk of ignition in HFTDs Remote GridWLDFRVegetation ContactAggregated | WLDFR | HFTD - Distribution - Tier 2 - 1QU CoRE ¦ 1QU LoRE | Non-Red Flag Warning - Large Fires | Vegetation Contact | Aggregated | 2051 | 2.499e-05 | 163.6441 | 0.0040895 | 2051 | Mitigation | 0.95 | 45 | 0 | esc | 0.00097009 | 2.4243e-08 | 0.00097009 | 2.4243e-08
[35 empty] | WLDFR | HFTD - Distribution - Tier 2 - 3QU CoRE ¦ 4QU LoRE | 2052 | 0.12277 | 0.0024821 | 0.33888 | 0 | 0.33888 | 0.0024821 | 0.33888 | 0 | 0.33888 | 0.041606 | 0.041606 | 0.0024821 | 0.00030473 | 0.33888 | 0.041606 | 0 | 0 | 0.33888 | 0.041606 | [22 empty] | WLDFR | HFTD - Distribution - Tier 2 - 1QU CoRE ¦ 2QU LoRE | Red Flag Warning - Destructive Fires | 2052 | 3.2829e-08 | 3.2829e-08 | 11536.0538 | 319.4911 | 11216.5626 | 0 | 0 | 0 | 3.3842e-05 | 0.00037872 | 0 | 0.00037872 | 0.00037872 | 0 | 0.00037872 | [22 empty] | 7.3.3.17.5 (Remote Grid) Updates to grid topology to minimize risk of ignition in HFTDs Remote GridWLDFRVegetation ContactAggregated | WLDFR | HFTD - Distribution - Tier 2 - 1QU CoRE ¦ 1QU LoRE | Non-Red Flag Warning - Large Fires | Vegetation Contact | Aggregated | 2052 | 2.499e-05 | 163.6441 | 0.0040895 | 2052 | Mitigation | 0.95 | 45 | 0 | esc | 0.00097009 | 2.4243e-08 | 0.00097009 | 2.4243e-08
[35 empty] | WLDFR | HFTD - Distribution - Tier 2 - 3QU CoRE ¦ 4QU LoRE | 2053 | 0.11474 | 0.0024821 | 0.35549 | 0 | 0.35549 | 0.0024821 | 0.35549 | 0 | 0.35549 | 0.04079 | 0.04079 | 0.0024821 | 0.0002848 | 0.35549 | 0.04079 | 0 | 0 | 0.35549 | 0.04079 | [22 empty] | WLDFR | HFTD - Distribution - Tier 2 - 1QU CoRE ¦ 2QU LoRE | Red Flag Warning - Destructive Fires | 2053 | 3.2829e-08 | 3.2829e-08 | 12097.6769 | 340.5356 | 11757.1413 | 0 | 0 | 0 | 3.3842e-05 | 0.00039716 | 0 | 0.00039716 | 0.00039716 | 0 | 0.00039716 | [22 empty] | 7.3.3.17.5 (Remote Grid) Updates to grid topology to minimize risk of ignition in HFTDs Remote GridWLDFRVegetation ContactAggregated | WLDFR | HFTD - Distribution - Tier 2 - 1QU CoRE ¦ 1QU LoRE | Non-Red Flag Warning - Large Fires | Vegetation Contact | Aggregated | 2053 | 2.499e-05 | 163.6441 | 0.0040895 | 2053 | Mitigation | 0.95 | 45 | 0 | esc | 0.00097009 | 2.4243e-08 | 0.00097009 | 2.4243e-08
[35 empty] | WLDFR | HFTD - Distribution - Tier 2 - 3QU CoRE ¦ 4QU LoRE | 2054 | 0.10723 | 0.0024821 | 0.35549 | 0 | 0.35549 | 0.0024821 | 0.35549 | 0 | 0.35549 | 0.038121 | 0.038121 | 0.0024821 | 0.00026617 | 0.35549 | 0.038121 | 0 | 0 | 0.35549 | 0.038121 | [22 empty] | WLDFR | HFTD - Distribution - Tier 2 - 1QU CoRE ¦ 2QU LoRE | Red Flag Warning - Destructive Fires | 2054 | 3.2829e-08 | 3.2829e-08 | 12097.6769 | 340.5356 | 11757.1413 | 0 | 0 | 0 | 3.3842e-05 | 0.00039716 | 0 | 0.00039716 | 0.00039716 | 0 | 0.00039716 | [22 empty] | 7.3.3.17.5 (Remote Grid) Updates to grid topology to minimize risk of ignition in HFTDs Remote GridWLDFRVegetation ContactAggregated | WLDFR | HFTD - Distribution - Tier 2 - 1QU CoRE ¦ 1QU LoRE | Non-Red Flag Warning - Large Fires | Vegetation Contact | Aggregated | 2054 | 2.499e-05 | 163.6441 | 0.0040895 | 2054 | Mitigation | 0.95 | 45 | 0 | esc | 0.00097009 | 2.4243e-08 | 0.00097009 | 2.4243e-08
[35 empty] | WLDFR | HFTD - Distribution - Tier 2 - 3QU CoRE ¦ 4QU LoRE | 2055 | 0.10022 | 0.0024821 | 0.35549 | 0 | 0.35549 | 0.0024821 | 0.35549 | 0 | 0.35549 | 0.035627 | 0.035627 | 0.0024821 | 0.00024875 | 0.35549 | 0.035627 | 0 | 0 | 0.35549 | 0.035627 | [22 empty] | WLDFR | HFTD - Distribution - Tier 2 - 1QU CoRE ¦ 2QU LoRE | Red Flag Warning - Destructive Fires | 2055 | 3.2829e-08 | 3.2829e-08 | 12097.6769 | 340.5356 | 11757.1413 | 0 | 0 | 0 | 3.3842e-05 | 0.00039716 | 0 | 0.00039716 | 0.00039716 | 0 | 0.00039716 | [22 empty] | 7.3.3.17.5 (Remote Grid) Updates to grid topology to minimize risk of ignition in HFTDs Remote GridWLDFRVegetation ContactAggregated | WLDFR | HFTD - Distribution - Tier 2 - 1QU CoRE ¦ 1QU LoRE | Non-Red Flag Warning - Large Fires | Vegetation Contact | Aggregated | 2055 | 2.499e-05 | 163.6441 | 0.0040895 | 2055 | Mitigation | 0.95 | 45 | 0 | esc | 0.00097009 | 2.4243e-08 | 0.00097009 | 2.4243e-08
[35 empty] | WLDFR | HFTD - Distribution - Tier 2 - 3QU CoRE ¦ 4QU LoRE | 2056 | 0.093663 | 0.0024821 | 0.35549 | 0 | 0.35549 | 0.0024821 | 0.35549 | 0 | 0.35549 | 0.033297 | 0.033297 | 0.0024821 | 0.00023248 | 0.35549 | 0.033297 | 0 | 0 | 0.35549 | 0.033297 | [22 empty] | WLDFR | HFTD - Distribution - Tier 2 - 1QU CoRE ¦ 2QU LoRE | Red Flag Warning - Destructive Fires | 2056 | 3.2829e-08 | 3.2829e-08 | 12097.6769 | 340.5356 | 11757.1413 | 0 | 0 | 0 | 3.3842e-05 | 0.00039716 | 0 | 0.00039716 | 0.00039716 | 0 | 0.00039716 | [22 empty] | 7.3.3.17.5 (Remote Grid) Updates to grid topology to minimize risk of ignition in HFTDs Remote GridWLDFRVegetation ContactAggregated | WLDFR | HFTD - Distribution - Tier 2 - 1QU CoRE ¦ 1QU LoRE | Non-Red Flag Warning - Large Fires | Vegetation Contact | Aggregated | 2056 | 2.499e-05 | 163.6441 | 0.0040895 | 2056 | Mitigation | 0.95 | 45 | 0 | esc | 0.00097009 | 2.4243e-08 | 0.00097009 | 2.4243e-08
[35 empty] | WLDFR | HFTD - Distribution - Tier 2 - 3QU CoRE ¦ 4QU LoRE | 2057 | 0.087535 | 0.0024821 | 0.35549 | 0 | 0.35549 | 0.0024821 | 0.35549 | 0 | 0.35549 | 0.031118 | 0.031118 | 0.0024821 | 0.00021727 | 0.35549 | 0.031118 | 0 | 0 | 0.35549 | 0.031118 | [22 empty] | WLDFR | HFTD - Distribution - Tier 2 - 1QU CoRE ¦ 2QU LoRE | Red Flag Warning - Destructive Fires | 2057 | 3.2829e-08 | 3.2829e-08 | 12097.6769 | 340.5356 | 11757.1413 | 0 | 0 | 0 | 3.3842e-05 | 0.00039716 | 0 | 0.00039716 | 0.00039716 | 0 | 0.00039716 | [22 empty] | 7.3.3.17.5 (Remote Grid) Updates to grid topology to minimize risk of ignition in HFTDs Remote GridWLDFRVegetation ContactAggregated | WLDFR | HFTD - Distribution - Tier 2 - 1QU CoRE ¦ 1QU LoRE | Non-Red Flag Warning - Large Fires | Vegetation Contact | Aggregated | 2057 | 2.499e-05 | 163.6441 | 0.0040895 | 2057 | Mitigation | 0.95 | 45 | 0 | esc | 0.00097009 | 2.4243e-08 | 0.00097009 | 2.4243e-08
[35 empty] | WLDFR | HFTD - Distribution - Tier 2 - 3QU CoRE ¦ 4QU LoRE | 2058 | 0.081809 | 0.0024821 | 0.37244 | 0 | 0.37244 | 0.0024821 | 0.37244 | 0 | 0.37244 | 0.030469 | 0.030469 | 0.0024821 | 0.00020306 | 0.37244 | 0.030469 | 0 | 0 | 0.37244 | 0.030469 | [22 empty] | WLDFR | HFTD - Distribution - Tier 2 - 1QU CoRE ¦ 2QU LoRE | Red Flag Warning - Destructive Fires | 2058 | 3.2829e-08 | 3.2829e-08 | 12670.1796 | 362.3049 | 12307.8747 | 0 | 0 | 0 | 3.3842e-05 | 0.00041595 | 0 | 0.00041595 | 0.00041595 | 0 | 0.00041595 | [22 empty] | 7.3.3.17.5 (Remote Grid) Updates to grid topology to minimize risk of ignition in HFTDs Remote GridWLDFRVegetation ContactAggregated | WLDFR | HFTD - Distribution - Tier 2 - 1QU CoRE ¦ 1QU LoRE | Non-Red Flag Warning - Large Fires | Vegetation Contact | Aggregated | 2058 | 2.499e-05 | 163.6441 | 0.0040895 | 2058 | Mitigation | 0.95 | 45 | 0 | esc | 0.00097009 | 2.4243e-08 | 0.00097009 | 2.4243e-08
[35 empty] | WLDFR | HFTD - Distribution - Tier 2 - 3QU CoRE ¦ 4QU LoRE | 2059 | 0.076457 | 0.0024821 | 0.37244 | 0 | 0.37244 | 0.0024821 | 0.37244 | 0 | 0.37244 | 0.028476 | 0.028476 | 0.0024821 | 0.00018977 | 0.37244 | 0.028476 | 0 | 0 | 0.37244 | 0.028476 | [22 empty] | WLDFR | HFTD - Distribution - Tier 2 - 1QU CoRE ¦ 2QU LoRE | Red Flag Warning - Destructive Fires | 2059 | 3.2829e-08 | 3.2829e-08 | 12670.1796 | 362.3049 | 12307.8747 | 0 | 0 | 0 | 3.3842e-05 | 0.00041595 | 0 | 0.00041595 | 0.00041595 | 0 | 0.00041595 | [22 empty] | 7.3.3.17.5 (Remote Grid) Updates to grid topology to minimize risk of ignition in HFTDs Remote GridWLDFRVegetation ContactAggregated | WLDFR | HFTD - Distribution - Tier 2 - 1QU CoRE ¦ 1QU LoRE | Non-Red Flag Warning - Large Fires | Vegetation Contact | Aggregated | 2059 | 2.499e-05 | 163.6441 | 0.0040895 | 2059 | Mitigation | 0.95 | 45 | 0 | esc | 0.00097009 | 2.4243e-08 | 0.00097009 | 2.4243e-08
[35 empty] | WLDFR | HFTD - Distribution - Tier 2 - 3QU CoRE ¦ 4QU LoRE | 2060 | 0.071455 | 0.0024821 | 0.37244 | 0 | 0.37244 | 0.0024821 | 0.37244 | 0 | 0.37244 | 0.026613 | 0.026613 | 0.0024821 | 0.00017736 | 0.37244 | 0.026613 | 0 | 0 | 0.37244 | 0.026613 | [22 empty] | WLDFR | HFTD - Distribution - Tier 2 - 1QU CoRE ¦ 2QU LoRE | Red Flag Warning - Destructive Fires | 2060 | 3.2829e-08 | 3.2829e-08 | 12670.1796 | 362.3049 | 12307.8747 | 0 | 0 | 0 | 3.3842e-05 | 0.00041595 | 0 | 0.00041595 | 0.00041595 | 0 | 0.00041595 | [22 empty] | 7.3.3.17.5 (Remote Grid) Updates to grid topology to minimize risk of ignition in HFTDs Remote GridWLDFRVegetation ContactAggregated | WLDFR | HFTD - Distribution - Tier 2 - 1QU CoRE ¦ 1QU LoRE | Non-Red Flag Warning - Large Fires | Vegetation Contact | Aggregated | 2060 | 2.499e-05 | 163.6441 | 0.0040895 | 2060 | Mitigation | 0.95 | 45 | 0 | esc | 0.00097009 | 2.4243e-08 | 0.00097009 | 2.4243e-08
[35 empty] | WLDFR | HFTD - Distribution - Tier 2 - 3QU CoRE ¦ 4QU LoRE | 2061 | 0.06678 | 0.0024821 | 0.37244 | 0 | 0.37244 | 0.0024821 | 0.37244 | 0 | 0.37244 | 0.024872 | 0.024872 | 0.0024821 | 0.00016575 | 0.37244 | 0.024872 | 0 | 0 | 0.37244 | 0.024872 | [22 empty] | WLDFR | HFTD - Distribution - Tier 2 - 1QU CoRE ¦ 2QU LoRE | Red Flag Warning - Destructive Fires | 2061 | 3.2829e-08 | 3.2829e-08 | 12670.1796 | 362.3049 | 12307.8747 | 0 | 0 | 0 | 3.3842e-05 | 0.00041595 | 0 | 0.00041595 | 0.00041595 | 0 | 0.00041595 | [22 empty] | 7.3.3.17.5 (Remote Grid) Updates to grid topology to minimize risk of ignition in HFTDs Remote GridWLDFRVegetation ContactAggregated | WLDFR | HFTD - Distribution - Tier 2 - 1QU CoRE ¦ 1QU LoRE | Non-Red Flag Warning - Large Fires | Vegetation Contact | Aggregated | 2061 | 2.499e-05 | 163.6441 | 0.0040895 | 2061 | Mitigation | 0.95 | 45 | 0 | esc | 0.00097009 | 2.4243e-08 | 0.00097009 | 2.4243e-08
[35 empty] | WLDFR | HFTD - Distribution - Tier 2 - 3QU CoRE ¦ 4QU LoRE | 2062 | 0.062412 | 0.0024821 | 0.37244 | 0 | 0.37244 | 0.0024821 | 0.37244 | 0 | 0.37244 | 0.023245 | 0.023245 | 0.0024821 | 0.00015491 | 0.37244 | 0.023245 | 0 | 0 | 0.37244 | 0.023245 | [22 empty] | WLDFR | HFTD - Distribution - Tier 2 - 1QU CoRE ¦ 2QU LoRE | Red Flag Warning - Destructive Fires | 2062 | 3.2829e-08 | 3.2829e-08 | 12670.1796 | 362.3049 | 12307.8747 | 0 | 0 | 0 | 3.3842e-05 | 0.00041595 | 0 | 0.00041595 | 0.00041595 | 0 | 0.00041595 | [22 empty] | 7.3.3.17.5 (Remote Grid) Updates to grid topology to minimize risk of ignition in HFTDs Remote GridWLDFRVegetation ContactAggregated | WLDFR | HFTD - Distribution - Tier 2 - 1QU CoRE ¦ 1QU LoRE | Non-Red Flag Warning - Large Fires | Vegetation Contact | Aggregated | 2062 | 2.499e-05 | 163.6441 | 0.0040895 | 2062 | Mitigation | 0.95 | 45 | 0 | esc | 0.00097009 | 2.4243e-08 | 0.00097009 | 2.4243e-08
[35 empty] | WLDFR | HFTD - Distribution - Tier 2 - 3QU CoRE ¦ 4QU LoRE | 2063 | 0.058329 | 0.0024821 | 0.38952 | 0 | 0.38952 | 0.0024821 | 0.38952 | 0 | 0.38952 | 0.02272 | 0.02272 | 0.0024821 | 0.00014478 | 0.38952 | 0.02272 | 0 | 0 | 0.38952 | 0.02272 | [22 empty] | WLDFR | HFTD - Distribution - Tier 2 - 1QU CoRE ¦ 2QU LoRE | Red Flag Warning - Destructive Fires | 2063 | 3.2829e-08 | 3.2829e-08 | 13246.6313 | 384.5316 | 12862.0997 | 0 | 0 | 0 | 3.3842e-05 | 0.00043488 | 0 | 0.00043488 | 0.00043488 | 0 | 0.00043488 | [22 empty] | 7.3.3.17.5 (Remote Grid) Updates to grid topology to minimize risk of ignition in HFTDs Remote GridWLDFRVegetation ContactAggregated | WLDFR | HFTD - Distribution - Tier 2 - 1QU CoRE ¦ 1QU LoRE | Non-Red Flag Warning - Large Fires | Vegetation Contact | Aggregated | 2063 | 2.499e-05 | 163.6441 | 0.0040895 | 2063 | Mitigation | 0.95 | 45 | 0 | esc | 0.00097009 | 2.4243e-08 | 0.00097009 | 2.4243e-08
[35 empty] | WLDFR | HFTD - Distribution - Tier 2 - 3QU CoRE ¦ 4QU LoRE | 2064 | 0.054513 | 0.0024821 | 0.38952 | 0 | 0.38952 | 0.0024821 | 0.38952 | 0 | 0.38952 | 0.021234 | 0.021234 | 0.0024821 | 0.0001353 | 0.38952 | 0.021234 | 0 | 0 | 0.38952 | 0.021234 | [22 empty] | WLDFR | HFTD - Distribution - Tier 2 - 1QU CoRE ¦ 2QU LoRE | Red Flag Warning - Destructive Fires | 2064 | 3.2829e-08 | 3.2829e-08 | 13246.6313 | 384.5316 | 12862.0997 | 0 | 0 | 0 | 3.3842e-05 | 0.00043488 | 0 | 0.00043488 | 0.00043488 | 0 | 0.00043488 | [22 empty] | 7.3.3.17.5 (Remote Grid) Updates to grid topology to minimize risk of ignition in HFTDs Remote GridWLDFRVegetation ContactAggregated | WLDFR | HFTD - Distribution - Tier 2 - 1QU CoRE ¦ 1QU LoRE | Non-Red Flag Warning - Large Fires | Vegetation Contact | Aggregated | 2064 | 2.499e-05 | 163.6441 | 0.0040895 | 2064 | Mitigation | 0.95 | 45 | 0 | esc | 0.00097009 | 2.4243e-08 | 0.00097009 | 2.4243e-08
[35 empty] | WLDFR | HFTD - Distribution - Tier 2 - 3QU CoRE ¦ 4QU LoRE | 2065 | 0.050946 | 0.0024821 | 0.38952 | 0 | 0.38952 | 0.0024821 | 0.38952 | 0 | 0.38952 | 0.019845 | 0.019845 | 0.0024821 | 0.00012645 | 0.38952 | 0.019845 | 0 | 0 | 0.38952 | 0.019845 | [22 empty] | WLDFR | HFTD - Distribution - Tier 2 - 1QU CoRE ¦ 2QU LoRE | Red Flag Warning - Destructive Fires | 2065 | 3.2829e-08 | 3.2829e-08 | 13246.6313 | 384.5316 | 12862.0997 | 0 | 0 | 0 | 3.3842e-05 | 0.00043488 | 0 | 0.00043488 | 0.00043488 | 0 | 0.00043488 | [22 empty] | 7.3.3.17.5 (Remote Grid) Updates to grid topology to minimize risk of ignition in HFTDs Remote GridWLDFRVegetation ContactAggregated | WLDFR | HFTD - Distribution - Tier 2 - 1QU CoRE ¦ 1QU LoRE | Non-Red Flag Warning - Large Fires | Vegetation Contact | Aggregated | 2065 | 2.499e-05 | 163.6441 | 0.0040895 | 2065 | Mitigation | 0.95 | 45 | 0 | esc | 0.00097009 | 2.4243e-08 | 0.00097009 | 2.4243e-08
[35 empty] | WLDFR | HFTD - Distribution - Tier 2 - 3QU CoRE ¦ 4QU LoRE | 2066 | 0.047613 | 0.0024821 | 0.38952 | 0 | 0.38952 | 0.0024821 | 0.38952 | 0 | 0.38952 | 0.018546 | 0.018546 | 0.0024821 | 0.00011818 | 0.38952 | 0.018546 | 0 | 0 | 0.38952 | 0.018546 | [22 empty] | WLDFR | HFTD - Distribution - Tier 2 - 1QU CoRE ¦ 2QU LoRE | Red Flag Warning - Destructive Fires | 2066 | 3.2829e-08 | 3.2829e-08 | 13246.6313 | 384.5316 | 12862.0997 | 0 | 0 | 0 | 3.3842e-05 | 0.00043488 | 0 | 0.00043488 | 0.00043488 | 0 | 0.00043488 | [22 empty] | 7.3.3.17.5 (Remote Grid) Updates to grid topology to minimize risk of ignition in HFTDs Remote GridWLDFRVegetation ContactAggregated | WLDFR | HFTD - Distribution - Tier 2 - 1QU CoRE ¦ 1QU LoRE | Non-Red Flag Warning - Large Fires | Vegetation Contact | Aggregated | 2066 | 2.499e-05 | 163.6441 | 0.0040895 | 2066 | Mitigation | 0.95 | 45 | 0 | esc | 0.00097009 | 2.4243e-08 | 0.00097009 | 2.4243e-08
[35 empty] | WLDFR | HFTD - Distribution - Tier 2 - 3QU CoRE ¦ 4QU LoRE | 2067 | 0.044499 | 0 | 0 | 0 | 0 | 0.0024821 | 0.38952 | 0 | 0.38952 | 0 | 0.017333 | 0 | 0 | 0 | 0 | 0 | 0 | 0 | 0 | [22 empty] | WLDFR | HFTD - Distribution - Tier 2 - 1QU CoRE ¦ 2QU LoRE | Red Flag Warning - Destructive Fires | 2067 | 0 | 3.2829e-08 | 13246.6313 | 384.5316 | 12862.0997 | 0 | 0 | 0 | 3.3842e-05 | 0 | 0 | 0 | 0.00043488 | 0 | 0.00043488 | [22 empty] | 7.3.3.17.5 (Remote Grid) Updates to grid topology to minimize risk of ignition in HFTDs Remote GridWLDFRVegetation ContactAggregated | WLDFR | HFTD - Distribution - Tier 2 - 1QU CoRE ¦ 1QU LoRE | Non-Red Flag Warning - Large Fires | Vegetation Contact | Aggregated | 2067 | 2.499e-05 | 163.6441 | 0.0040895 | 2067 | Mitigation | 0.95 | 45 | 0 | esc | 0 | 0 | 0.00097009 | 2.4243e-08
[35 empty] | WLDFR | HFTD - Distribution - Tier 2 - 3QU CoRE ¦ 5QU LoRE | 2022 | 0.93458 | 0.001584 | 0.17448 | 0 | 0.17448 | 0 | 0 | 0 | 0 | 0.16307 | 0 | 0.001584 | 0.0014804 | 0.17448 | 0.16307 | 0 | 0 | 0.17448 | 0.16307 | [22 empty] | WLDFR | HFTD - Distribution - Tier 2 - 1QU CoRE ¦ 2QU LoRE | Red Flag Warning - Large Fires | 2022 | 1.205e-07 | 0 | 5.2406 | 0.69642 | 2.942 | 1.6022 | 0 | 0 | 0.00012421 | 6.3148e-07 | 0 | 6.3148e-07 | 0 | 0 | 0 | [22 empty] | 7.3.3.17.5 (Remote Grid) Updates to grid topology to minimize risk of ignition in HFTDs Remote GridWLDFRWire-to-wire contactAggregated | WLDFR | HFTD - Distribution - Tier 2 - 1QU CoRE ¦ 1QU LoRE | Non-Red Flag Warning - Large Fires | Wire-to-wire contact | Aggregated | 2022 | 2.1267e-05 | 163.6441 | 0.0034802 | 2022 | Mitigation | 0.95 | 45 | 0 | esc | 0.00097009 | 2.0631e-08 | 0 | 0
[35 empty] | WLDFR | HFTD - Distribution - Tier 2 - 3QU CoRE ¦ 5QU LoRE | 2023 | 0.87344 | 0.001584 | 0.18088 | 0 | 0.18088 | 0.001584 | 0.18088 | 0 | 0.18088 | 0.15799 | 0.15799 | 0.001584 | 0.0013836 | 0.18088 | 0.15799 | 0 | 0 | 0.18088 | 0.15799 | [22 empty] | WLDFR | HFTD - Distribution - Tier 2 - 1QU CoRE ¦ 2QU LoRE | Red Flag Warning - Large Fires | 2023 | 1.205e-07 | 1.205e-07 | 5.475 | 0.71896 | 3.0715 | 1.6846 | 0 | 0 | 0.00012421 | 6.5974e-07 | 0 | 6.5974e-07 | 6.5974e-07 | 0 | 6.5974e-07 | [22 empty] | 7.3.3.17.5 (Remote Grid) Updates to grid topology to minimize risk of ignition in HFTDs Remote GridWLDFRWire-to-wire contactAggregated | WLDFR | HFTD - Distribution - Tier 2 - 1QU CoRE ¦ 1QU LoRE | Non-Red Flag Warning - Large Fires | Wire-to-wire contact | Aggregated | 2023 | 2.1267e-05 | 163.6441 | 0.0034802 | 2023 | Mitigation | 0.95 | 45 | 0 | esc | 0.00097009 | 2.0631e-08 | 0.00097009 | 2.0631e-08
[35 empty] | WLDFR | HFTD - Distribution - Tier 2 - 3QU CoRE ¦ 5QU LoRE | 2024 | 0.8163 | 0.001584 | 0.18088 | 0 | 0.18088 | 0.001584 | 0.18088 | 0 | 0.18088 | 0.14765 | 0.14765 | 0.001584 | 0.0012931 | 0.18088 | 0.14765 | 0 | 0 | 0.18088 | 0.14765 | [22 empty] | WLDFR | HFTD - Distribution - Tier 2 - 1QU CoRE ¦ 2QU LoRE | Red Flag Warning - Large Fires | 2024 | 1.205e-07 | 1.205e-07 | 5.475 | 0.71896 | 3.0715 | 1.6846 | 0 | 0 | 0.00012421 | 6.5974e-07 | 0 | 6.5974e-07 | 6.5974e-07 | 0 | 6.5974e-07 | [22 empty] | 7.3.3.17.5 (Remote Grid) Updates to grid topology to minimize risk of ignition in HFTDs Remote GridWLDFRWire-to-wire contactAggregated | WLDFR | HFTD - Distribution - Tier 2 - 1QU CoRE ¦ 1QU LoRE | Non-Red Flag Warning - Large Fires | Wire-to-wire contact | Aggregated | 2024 | 2.1267e-05 | 163.6441 | 0.0034802 | 2024 | Mitigation | 0.95 | 45 | 0 | esc | 0.00097009 | 2.0631e-08 | 0.00097009 | 2.0631e-08
[35 empty] | WLDFR | HFTD - Distribution - Tier 2 - 3QU CoRE ¦ 5QU LoRE | 2025 | 0.7629 | 0.001584 | 0.18088 | 0 | 0.18088 | 0.001584 | 0.18088 | 0 | 0.18088 | 0.13799 | 0.13799 | 0.001584 | 0.0012085 | 0.18088 | 0.13799 | 0 | 0 | 0.18088 | 0.13799 | [22 empty] | WLDFR | HFTD - Distribution - Tier 2 - 1QU CoRE ¦ 2QU LoRE | Red Flag Warning - Large Fires | 2025 | 1.205e-07 | 1.205e-07 | 5.475 | 0.71896 | 3.0715 | 1.6846 | 0 | 0 | 0.00012421 | 6.5974e-07 | 0 | 6.5974e-07 | 6.5974e-07 | 0 | 6.5974e-07 | [22 empty] | 7.3.3.17.5 (Remote Grid) Updates to grid topology to minimize risk of ignition in HFTDs Remote GridWLDFRWire-to-wire contactAggregated | WLDFR | HFTD - Distribution - Tier 2 - 1QU CoRE ¦ 1QU LoRE | Non-Red Flag Warning - Large Fires | Wire-to-wire contact | Aggregated | 2025 | 2.1267e-05 | 163.6441 | 0.0034802 | 2025 | Mitigation | 0.95 | 45 | 0 | esc | 0.00097009 | 2.0631e-08 | 0.00097009 | 2.0631e-08
[35 empty] | WLDFR | HFTD - Distribution - Tier 2 - 3QU CoRE ¦ 5QU LoRE | 2026 | 0.71299 | 0.001584 | 0.18088 | 0 | 0.18088 | 0.001584 | 0.18088 | 0 | 0.18088 | 0.12896 | 0.12896 | 0.001584 | 0.0011294 | 0.18088 | 0.12896 | 0 | 0 | 0.18088 | 0.12896 | [22 empty] | WLDFR | HFTD - Distribution - Tier 2 - 1QU CoRE ¦ 2QU LoRE | Red Flag Warning - Large Fires | 2026 | 1.205e-07 | 1.205e-07 | 5.475 | 0.71896 | 3.0715 | 1.6846 | 0 | 0 | 0.00012421 | 6.5974e-07 | 0 | 6.5974e-07 | 6.5974e-07 | 0 | 6.5974e-07 | [22 empty] | 7.3.3.17.5 (Remote Grid) Updates to grid topology to minimize risk of ignition in HFTDs Remote GridWLDFRWire-to-wire contactAggregated | WLDFR | HFTD - Distribution - Tier 2 - 1QU CoRE ¦ 1QU LoRE | Non-Red Flag Warning - Large Fires | Wire-to-wire contact | Aggregated | 2026 | 2.1267e-05 | 163.6441 | 0.0034802 | 2026 | Mitigation | 0.95 | 45 | 0 | esc | 0.00097009 | 2.0631e-08 | 0.00097009 | 2.0631e-08
[35 empty] | WLDFR | HFTD - Distribution - Tier 2 - 3QU CoRE ¦ 5QU LoRE | 2027 | 0.66634 | 0.001584 | 0.18088 | 0 | 0.18088 | 0.001584 | 0.18088 | 0 | 0.18088 | 0.12053 | 0.12053 | 0.001584 | 0.0010555 | 0.18088 | 0.12053 | 0 | 0 | 0.18088 | 0.12053 | [22 empty] | WLDFR | HFTD - Distribution - Tier 2 - 1QU CoRE ¦ 2QU LoRE | Red Flag Warning - Large Fires | 2027 | 1.205e-07 | 1.205e-07 | 5.475 | 0.71896 | 3.0715 | 1.6846 | 0 | 0 | 0.00012421 | 6.5974e-07 | 0 | 6.5974e-07 | 6.5974e-07 | 0 | 6.5974e-07 | [22 empty] | 7.3.3.17.5 (Remote Grid) Updates to grid topology to minimize risk of ignition in HFTDs Remote GridWLDFRWire-to-wire contactAggregated | WLDFR | HFTD - Distribution - Tier 2 - 1QU CoRE ¦ 1QU LoRE | Non-Red Flag Warning - Large Fires | Wire-to-wire contact | Aggregated | 2027 | 2.1267e-05 | 163.6441 | 0.0034802 | 2027 | Mitigation | 0.95 | 45 | 0 | esc | 0.00097009 | 2.0631e-08 | 0.00097009 | 2.0631e-08
[35 empty] | WLDFR | HFTD - Distribution - Tier 2 - 3QU CoRE ¦ 5QU LoRE | 2028 | 0.62275 | 0.001584 | 0.18893 | 0 | 0.18893 | 0.001584 | 0.18893 | 0 | 0.18893 | 0.11766 | 0.11766 | 0.001584 | 0.00098646 | 0.18893 | 0.11766 | 0 | 0 | 0.18893 | 0.11766 | [22 empty] | WLDFR | HFTD - Distribution - Tier 2 - 1QU CoRE ¦ 2QU LoRE | Red Flag Warning - Large Fires | 2028 | 1.205e-07 | 1.205e-07 | 5.777 | 0.74734 | 3.238 | 1.7917 | 0 | 0 | 0.00012421 | 6.9612e-07 | 0 | 6.9612e-07 | 6.9612e-07 | 0 | 6.9612e-07 | [22 empty] | 7.3.3.17.5 (Remote Grid) Updates to grid topology to minimize risk of ignition in HFTDs Remote GridWLDFRWire-to-wire contactAggregated | WLDFR | HFTD - Distribution - Tier 2 - 1QU CoRE ¦ 1QU LoRE | Non-Red Flag Warning - Large Fires | Wire-to-wire contact | Aggregated | 2028 | 2.1267e-05 | 163.6441 | 0.0034802 | 2028 | Mitigation | 0.95 | 45 | 0 | esc | 0.00097009 | 2.0631e-08 | 0.00097009 | 2.0631e-08
[35 empty] | WLDFR | HFTD - Distribution - Tier 2 - 3QU CoRE ¦ 5QU LoRE | 2029 | 0.58201 | 0.001584 | 0.18893 | 0 | 0.18893 | 0.001584 | 0.18893 | 0 | 0.18893 | 0.10996 | 0.10996 | 0.001584 | 0.00092193 | 0.18893 | 0.10996 | 0 | 0 | 0.18893 | 0.10996 | [22 empty] | WLDFR | HFTD - Distribution - Tier 2 - 1QU CoRE ¦ 2QU LoRE | Red Flag Warning - Large Fires | 2029 | 1.205e-07 | 1.205e-07 | 5.777 | 0.74734 | 3.238 | 1.7917 | 0 | 0 | 0.00012421 | 6.9612e-07 | 0 | 6.9612e-07 | 6.9612e-07 | 0 | 6.9612e-07 | [22 empty] | 7.3.3.17.5 (Remote Grid) Updates to grid topology to minimize risk of ignition in HFTDs Remote GridWLDFRWire-to-wire contactAggregated | WLDFR | HFTD - Distribution - Tier 2 - 1QU CoRE ¦ 1QU LoRE | Non-Red Flag Warning - Large Fires | Wire-to-wire contact | Aggregated | 2029 | 2.1267e-05 | 163.6441 | 0.0034802 | 2029 | Mitigation | 0.95 | 45 | 0 | esc | 0.00097009 | 2.0631e-08 | 0.00097009 | 2.0631e-08
[35 empty] | WLDFR | HFTD - Distribution - Tier 2 - 3QU CoRE ¦ 5QU LoRE | 2030 | 0.54393 | 0.001584 | 0.18893 | 0 | 0.18893 | 0.001584 | 0.18893 | 0 | 0.18893 | 0.10277 | 0.10277 | 0.001584 | 0.00086162 | 0.18893 | 0.10277 | 0 | 0 | 0.18893 | 0.10277 | [22 empty] | WLDFR | HFTD - Distribution - Tier 2 - 1QU CoRE ¦ 2QU LoRE | Red Flag Warning - Large Fires | 2030 | 1.205e-07 | 1.205e-07 | 5.777 | 0.74734 | 3.238 | 1.7917 | 0 | 0 | 0.00012421 | 6.9612e-07 | 0 | 6.9612e-07 | 6.9612e-07 | 0 | 6.9612e-07 | [22 empty] | 7.3.3.17.5 (Remote Grid) Updates to grid topology to minimize risk of ignition in HFTDs Remote GridWLDFRWire-to-wire contactAggregated | WLDFR | HFTD - Distribution - Tier 2 - 1QU CoRE ¦ 1QU LoRE | Non-Red Flag Warning - Large Fires | Wire-to-wire contact | Aggregated | 2030 | 2.1267e-05 | 163.6441 | 0.0034802 | 2030 | Mitigation | 0.95 | 45 | 0 | esc | 0.00097009 | 2.0631e-08 | 0.00097009 | 2.0631e-08
[35 empty] | WLDFR | HFTD - Distribution - Tier 2 - 3QU CoRE ¦ 5QU LoRE | 2031 | 0.50835 | 0.001584 | 0.18893 | 0 | 0.18893 | 0.001584 | 0.18893 | 0 | 0.18893 | 0.096044 | 0.096044 | 0.001584 | 0.00080525 | 0.18893 | 0.096044 | 0 | 0 | 0.18893 | 0.096044 | [22 empty] | WLDFR | HFTD - Distribution - Tier 2 - 1QU CoRE ¦ 2QU LoRE | Red Flag Warning - Large Fires | 2031 | 1.205e-07 | 1.205e-07 | 5.777 | 0.74734 | 3.238 | 1.7917 | 0 | 0 | 0.00012421 | 6.9612e-07 | 0 | 6.9612e-07 | 6.9612e-07 | 0 | 6.9612e-07 | [22 empty] | 7.3.3.17.5 (Remote Grid) Updates to grid topology to minimize risk of ignition in HFTDs Remote GridWLDFRWire-to-wire contactAggregated | WLDFR | HFTD - Distribution - Tier 2 - 1QU CoRE ¦ 1QU LoRE | Non-Red Flag Warning - Large Fires | Wire-to-wire contact | Aggregated | 2031 | 2.1267e-05 | 163.6441 | 0.0034802 | 2031 | Mitigation | 0.95 | 45 | 0 | esc | 0.00097009 | 2.0631e-08 | 0.00097009 | 2.0631e-08
[35 empty] | WLDFR | HFTD - Distribution - Tier 2 - 3QU CoRE ¦ 5QU LoRE | 2032 | 0.47509 | 0.001584 | 0.18893 | 0 | 0.18893 | 0.001584 | 0.18893 | 0 | 0.18893 | 0.089761 | 0.089761 | 0.001584 | 0.00075257 | 0.18893 | 0.089761 | 0 | 0 | 0.18893 | 0.089761 | [22 empty] | WLDFR | HFTD - Distribution - Tier 2 - 1QU CoRE ¦ 2QU LoRE | Red Flag Warning - Large Fires | 2032 | 1.205e-07 | 1.205e-07 | 5.777 | 0.74734 | 3.238 | 1.7917 | 0 | 0 | 0.00012421 | 6.9612e-07 | 0 | 6.9612e-07 | 6.9612e-07 | 0 | 6.9612e-07 | [22 empty] | 7.3.3.17.5 (Remote Grid) Updates to grid topology to minimize risk of ignition in HFTDs Remote GridWLDFRWire-to-wire contactAggregated | WLDFR | HFTD - Distribution - Tier 2 - 1QU CoRE ¦ 1QU LoRE | Non-Red Flag Warning - Large Fires | Wire-to-wire contact | Aggregated | 2032 | 2.1267e-05 | 163.6441 | 0.0034802 | 2032 | Mitigation | 0.95 | 45 | 0 | esc | 0.00097009 | 2.0631e-08 | 0.00097009 | 2.0631e-08
[35 empty] | WLDFR | HFTD - Distribution - Tier 2 - 3QU CoRE ¦ 5QU LoRE | 2033 | 0.44401 | 0.001584 | 0.19789 | 0 | 0.19789 | 0.001584 | 0.19789 | 0 | 0.19789 | 0.087864 | 0.087864 | 0.001584 | 0.00070334 | 0.19789 | 0.087864 | 0 | 0 | 0.19789 | 0.087864 | [22 empty] | WLDFR | HFTD - Distribution - Tier 2 - 1QU CoRE ¦ 2QU LoRE | Red Flag Warning - Large Fires | 2033 | 1.205e-07 | 1.205e-07 | 6.1205 | 0.77885 | 3.4265 | 1.9151 | 0 | 0 | 0.00012421 | 7.3751e-07 | 0 | 7.3751e-07 | 7.3751e-07 | 0 | 7.3751e-07 | [22 empty] | 7.3.3.17.5 (Remote Grid) Updates to grid topology to minimize risk of ignition in HFTDs Remote GridWLDFRWire-to-wire contactAggregated | WLDFR | HFTD - Distribution - Tier 2 - 1QU CoRE ¦ 1QU LoRE | Non-Red Flag Warning - Large Fires | Wire-to-wire contact | Aggregated | 2033 | 2.1267e-05 | 163.6441 | 0.0034802 | 2033 | Mitigation | 0.95 | 45 | 0 | esc | 0.00097009 | 2.0631e-08 | 0.00097009 | 2.0631e-08
[35 empty] | WLDFR | HFTD - Distribution - Tier 2 - 3QU CoRE ¦ 5QU LoRE | 2034 | 0.41496 | 0.001584 | 0.19789 | 0 | 0.19789 | 0.001584 | 0.19789 | 0 | 0.19789 | 0.082116 | 0.082116 | 0.001584 | 0.00065732 | 0.19789 | 0.082116 | 0 | 0 | 0.19789 | 0.082116 | [22 empty] | WLDFR | HFTD - Distribution - Tier 2 - 1QU CoRE ¦ 2QU LoRE | Red Flag Warning - Large Fires | 2034 | 1.205e-07 | 1.205e-07 | 6.1205 | 0.77885 | 3.4265 | 1.9151 | 0 | 0 | 0.00012421 | 7.3751e-07 | 0 | 7.3751e-07 | 7.3751e-07 | 0 | 7.3751e-07 | [22 empty] | 7.3.3.17.5 (Remote Grid) Updates to grid topology to minimize risk of ignition in HFTDs Remote GridWLDFRWire-to-wire contactAggregated | WLDFR | HFTD - Distribution - Tier 2 - 1QU CoRE ¦ 1QU LoRE | Non-Red Flag Warning - Large Fires | Wire-to-wire contact | Aggregated | 2034 | 2.1267e-05 | 163.6441 | 0.0034802 | 2034 | Mitigation | 0.95 | 45 | 0 | esc | 0.00097009 | 2.0631e-08 | 0.00097009 | 2.0631e-08
[35 empty] | WLDFR | HFTD - Distribution - Tier 2 - 3QU CoRE ¦ 5QU LoRE | 2035 | 0.38782 | 0.001584 | 0.19789 | 0 | 0.19789 | 0.001584 | 0.19789 | 0 | 0.19789 | 0.076744 | 0.076744 | 0.001584 | 0.00061432 | 0.19789 | 0.076744 | 0 | 0 | 0.19789 | 0.076744 | [22 empty] | WLDFR | HFTD - Distribution - Tier 2 - 1QU CoRE ¦ 2QU LoRE | Red Flag Warning - Large Fires | 2035 | 1.205e-07 | 1.205e-07 | 6.1205 | 0.77885 | 3.4265 | 1.9151 | 0 | 0 | 0.00012421 | 7.3751e-07 | 0 | 7.3751e-07 | 7.3751e-07 | 0 | 7.3751e-07 | [22 empty] | 7.3.3.17.5 (Remote Grid) Updates to grid topology to minimize risk of ignition in HFTDs Remote GridWLDFRWire-to-wire contactAggregated | WLDFR | HFTD - Distribution - Tier 2 - 1QU CoRE ¦ 1QU LoRE | Non-Red Flag Warning - Large Fires | Wire-to-wire contact | Aggregated | 2035 | 2.1267e-05 | 163.6441 | 0.0034802 | 2035 | Mitigation | 0.95 | 45 | 0 | esc | 0.00097009 | 2.0631e-08 | 0.00097009 | 2.0631e-08
[35 empty] | WLDFR | HFTD - Distribution - Tier 2 - 3QU CoRE ¦ 5QU LoRE | 2036 | 0.36245 | 0.001584 | 0.19789 | 0 | 0.19789 | 0.001584 | 0.19789 | 0 | 0.19789 | 0.071723 | 0.071723 | 0.001584 | 0.00057413 | 0.19789 | 0.071723 | 0 | 0 | 0.19789 | 0.071723 | [22 empty] | WLDFR | HFTD - Distribution - Tier 2 - 1QU CoRE ¦ 2QU LoRE | Red Flag Warning - Large Fires | 2036 | 1.205e-07 | 1.205e-07 | 6.1205 | 0.77885 | 3.4265 | 1.9151 | 0 | 0 | 0.00012421 | 7.3751e-07 | 0 | 7.3751e-07 | 7.3751e-07 | 0 | 7.3751e-07 | [22 empty] | 7.3.3.17.5 (Remote Grid) Updates to grid topology to minimize risk of ignition in HFTDs Remote GridWLDFRWire-to-wire contactAggregated | WLDFR | HFTD - Distribution - Tier 2 - 1QU CoRE ¦ 1QU LoRE | Non-Red Flag Warning - Large Fires | Wire-to-wire contact | Aggregated | 2036 | 2.1267e-05 | 163.6441 | 0.0034802 | 2036 | Mitigation | 0.95 | 45 | 0 | esc | 0.00097009 | 2.0631e-08 | 0.00097009 | 2.0631e-08
[35 empty] | WLDFR | HFTD - Distribution - Tier 2 - 3QU CoRE ¦ 5QU LoRE | 2037 | 0.33873 | 0.001584 | 0.19789 | 0 | 0.19789 | 0.001584 | 0.19789 | 0 | 0.19789 | 0.067031 | 0.067031 | 0.001584 | 0.00053657 | 0.19789 | 0.067031 | 0 | 0 | 0.19789 | 0.067031 | [22 empty] | WLDFR | HFTD - Distribution - Tier 2 - 1QU CoRE ¦ 2QU LoRE | Red Flag Warning - Large Fires | 2037 | 1.205e-07 | 1.205e-07 | 6.1205 | 0.77885 | 3.4265 | 1.9151 | 0 | 0 | 0.00012421 | 7.3751e-07 | 0 | 7.3751e-07 | 7.3751e-07 | 0 | 7.3751e-07 | [22 empty] | 7.3.3.17.5 (Remote Grid) Updates to grid topology to minimize risk of ignition in HFTDs Remote GridWLDFRWire-to-wire contactAggregated | WLDFR | HFTD - Distribution - Tier 2 - 1QU CoRE ¦ 1QU LoRE | Non-Red Flag Warning - Large Fires | Wire-to-wire contact | Aggregated | 2037 | 2.1267e-05 | 163.6441 | 0.0034802 | 2037 | Mitigation | 0.95 | 45 | 0 | esc | 0.00097009 | 2.0631e-08 | 0.00097009 | 2.0631e-08
[35 empty] | WLDFR | HFTD - Distribution - Tier 2 - 3QU CoRE ¦ 5QU LoRE | 2038 | 0.31657 | 0.001584 | 0.2076 | 0 | 0.2076 | 0.001584 | 0.2076 | 0 | 0.2076 | 0.065722 | 0.065722 | 0.001584 | 0.00050147 | 0.2076 | 0.065722 | 0 | 0 | 0.2076 | 0.065722 | [22 empty] | WLDFR | HFTD - Distribution - Tier 2 - 1QU CoRE ¦ 2QU LoRE | Red Flag Warning - Large Fires | 2038 | 1.205e-07 | 1.205e-07 | 6.5028 | 0.81304 | 3.6355 | 2.0543 | 0 | 0 | 0.00012421 | 7.8358e-07 | 0 | 7.8358e-07 | 7.8358e-07 | 0 | 7.8358e-07 | [22 empty] | 7.3.3.17.5 (Remote Grid) Updates to grid topology to minimize risk of ignition in HFTDs Remote GridWLDFRWire-to-wire contactAggregated | WLDFR | HFTD - Distribution - Tier 2 - 1QU CoRE ¦ 1QU LoRE | Non-Red Flag Warning - Large Fires | Wire-to-wire contact | Aggregated | 2038 | 2.1267e-05 | 163.6441 | 0.0034802 | 2038 | Mitigation | 0.95 | 45 | 0 | esc | 0.00097009 | 2.0631e-08 | 0.00097009 | 2.0631e-08
[35 empty] | WLDFR | HFTD - Distribution - Tier 2 - 3QU CoRE ¦ 5QU LoRE | 2039 | 0.29586 | 0.001584 | 0.2076 | 0 | 0.2076 | 0.001584 | 0.2076 | 0 | 0.2076 | 0.061423 | 0.061423 | 0.001584 | 0.00046866 | 0.2076 | 0.061423 | 0 | 0 | 0.2076 | 0.061423 | [22 empty] | WLDFR | HFTD - Distribution - Tier 2 - 1QU CoRE ¦ 2QU LoRE | Red Flag Warning - Large Fires | 2039 | 1.205e-07 | 1.205e-07 | 6.5028 | 0.81304 | 3.6355 | 2.0543 | 0 | 0 | 0.00012421 | 7.8358e-07 | 0 | 7.8358e-07 | 7.8358e-07 | 0 | 7.8358e-07 | [22 empty] | 7.3.3.17.5 (Remote Grid) Updates to grid topology to minimize risk of ignition in HFTDs Remote GridWLDFRWire-to-wire contactAggregated | WLDFR | HFTD - Distribution - Tier 2 - 1QU CoRE ¦ 1QU LoRE | Non-Red Flag Warning - Large Fires | Wire-to-wire contact | Aggregated | 2039 | 2.1267e-05 | 163.6441 | 0.0034802 | 2039 | Mitigation | 0.95 | 45 | 0 | esc | 0.00097009 | 2.0631e-08 | 0.00097009 | 2.0631e-08
[35 empty] | WLDFR | HFTD - Distribution - Tier 2 - 3QU CoRE ¦ 5QU LoRE | 2040 | 0.27651 | 0.001584 | 0.2076 | 0 | 0.2076 | 0.001584 | 0.2076 | 0 | 0.2076 | 0.057404 | 0.057404 | 0.001584 | 0.000438 | 0.2076 | 0.057404 | 0 | 0 | 0.2076 | 0.057404 | [22 empty] | WLDFR | HFTD - Distribution - Tier 2 - 1QU CoRE ¦ 2QU LoRE | Red Flag Warning - Large Fires | 2040 | 1.205e-07 | 1.205e-07 | 6.5028 | 0.81304 | 3.6355 | 2.0543 | 0 | 0 | 0.00012421 | 7.8358e-07 | 0 | 7.8358e-07 | 7.8358e-07 | 0 | 7.8358e-07 | [22 empty] | 7.3.3.17.5 (Remote Grid) Updates to grid topology to minimize risk of ignition in HFTDs Remote GridWLDFRWire-to-wire contactAggregated | WLDFR | HFTD - Distribution - Tier 2 - 1QU CoRE ¦ 1QU LoRE | Non-Red Flag Warning - Large Fires | Wire-to-wire contact | Aggregated | 2040 | 2.1267e-05 | 163.6441 | 0.0034802 | 2040 | Mitigation | 0.95 | 45 | 0 | esc | 0.00097009 | 2.0631e-08 | 0.00097009 | 2.0631e-08
[35 empty] | WLDFR | HFTD - Distribution - Tier 2 - 3QU CoRE ¦ 5QU LoRE | 2041 | 0.25842 | 0.001584 | 0.2076 | 0 | 0.2076 | 0.001584 | 0.2076 | 0 | 0.2076 | 0.053649 | 0.053649 | 0.001584 | 0.00040935 | 0.2076 | 0.053649 | 0 | 0 | 0.2076 | 0.053649 | [22 empty] | WLDFR | HFTD - Distribution - Tier 2 - 1QU CoRE ¦ 2QU LoRE | Red Flag Warning - Large Fires | 2041 | 1.205e-07 | 1.205e-07 | 6.5028 | 0.81304 | 3.6355 | 2.0543 | 0 | 0 | 0.00012421 | 7.8358e-07 | 0 | 7.8358e-07 | 7.8358e-07 | 0 | 7.8358e-07 | [22 empty] | 7.3.3.17.5 (Remote Grid) Updates to grid topology to minimize risk of ignition in HFTDs Remote GridWLDFRWire-to-wire contactAggregated | WLDFR | HFTD - Distribution - Tier 2 - 1QU CoRE ¦ 1QU LoRE | Non-Red Flag Warning - Large Fires | Wire-to-wire contact | Aggregated | 2041 | 2.1267e-05 | 163.6441 | 0.0034802 | 2041 | Mitigation | 0.95 | 45 | 0 | esc | 0.00097009 | 2.0631e-08 | 0.00097009 | 2.0631e-08
[35 empty] | WLDFR | HFTD - Distribution - Tier 2 - 3QU CoRE ¦ 5QU LoRE | 2042 | 0.24151 | 0.001584 | 0.2076 | 0 | 0.2076 | 0.001584 | 0.2076 | 0 | 0.2076 | 0.050139 | 0.050139 | 0.001584 | 0.00038257 | 0.2076 | 0.050139 | 0 | 0 | 0.2076 | 0.050139 | [22 empty] | WLDFR | HFTD - Distribution - Tier 2 - 1QU CoRE ¦ 2QU LoRE | Red Flag Warning - Large Fires | 2042 | 1.205e-07 | 1.205e-07 | 6.5028 | 0.81304 | 3.6355 | 2.0543 | 0 | 0 | 0.00012421 | 7.8358e-07 | 0 | 7.8358e-07 | 7.8358e-07 | 0 | 7.8358e-07 | [22 empty] | 7.3.3.17.5 (Remote Grid) Updates to grid topology to minimize risk of ignition in HFTDs Remote GridWLDFRWire-to-wire contactAggregated | WLDFR | HFTD - Distribution - Tier 2 - 1QU CoRE ¦ 1QU LoRE | Non-Red Flag Warning - Large Fires | Wire-to-wire contact | Aggregated | 2042 | 2.1267e-05 | 163.6441 | 0.0034802 | 2042 | Mitigation | 0.95 | 45 | 0 | esc | 0.00097009 | 2.0631e-08 | 0.00097009 | 2.0631e-08
[35 empty] | WLDFR | HFTD - Distribution - Tier 2 - 3QU CoRE ¦ 5QU LoRE | 2043 | 0.22571 | 0.001584 | 0.21796 | 0 | 0.21796 | 0.001584 | 0.21796 | 0 | 0.21796 | 0.049196 | 0.049196 | 0.001584 | 0.00035754 | 0.21796 | 0.049196 | 0 | 0 | 0.21796 | 0.049196 | [22 empty] | WLDFR | HFTD - Distribution - Tier 2 - 1QU CoRE ¦ 2QU LoRE | Red Flag Warning - Large Fires | 2043 | 1.205e-07 | 1.205e-07 | 6.9209 | 0.84944 | 3.8632 | 2.2083 | 0 | 0 | 0.00012421 | 8.3397e-07 | 0 | 8.3397e-07 | 8.3397e-07 | 0 | 8.3397e-07 | [22 empty] | 7.3.3.17.5 (Remote Grid) Updates to grid topology to minimize risk of ignition in HFTDs Remote GridWLDFRWire-to-wire contactAggregated | WLDFR | HFTD - Distribution - Tier 2 - 1QU CoRE ¦ 1QU LoRE | Non-Red Flag Warning - Large Fires | Wire-to-wire contact | Aggregated | 2043 | 2.1267e-05 | 163.6441 | 0.0034802 | 2043 | Mitigation | 0.95 | 45 | 0 | esc | 0.00097009 | 2.0631e-08 | 0.00097009 | 2.0631e-08
[35 empty] | WLDFR | HFTD - Distribution - Tier 2 - 3QU CoRE ¦ 5QU LoRE | 2044 | 0.21095 | 0.001584 | 0.21796 | 0 | 0.21796 | 0.001584 | 0.21796 | 0 | 0.21796 | 0.045977 | 0.045977 | 0.001584 | 0.00033415 | 0.21796 | 0.045977 | 0 | 0 | 0.21796 | 0.045977 | [22 empty] | WLDFR | HFTD - Distribution - Tier 2 - 1QU CoRE ¦ 2QU LoRE | Red Flag Warning - Large Fires | 2044 | 1.205e-07 | 1.205e-07 | 6.9209 | 0.84944 | 3.8632 | 2.2083 | 0 | 0 | 0.00012421 | 8.3397e-07 | 0 | 8.3397e-07 | 8.3397e-07 | 0 | 8.3397e-07 | [22 empty] | 7.3.3.17.5 (Remote Grid) Updates to grid topology to minimize risk of ignition in HFTDs Remote GridWLDFRWire-to-wire contactAggregated | WLDFR | HFTD - Distribution - Tier 2 - 1QU CoRE ¦ 1QU LoRE | Non-Red Flag Warning - Large Fires | Wire-to-wire contact | Aggregated | 2044 | 2.1267e-05 | 163.6441 | 0.0034802 | 2044 | Mitigation | 0.95 | 45 | 0 | esc | 0.00097009 | 2.0631e-08 | 0.00097009 | 2.0631e-08
[35 empty] | WLDFR | HFTD - Distribution - Tier 2 - 3QU CoRE ¦ 5QU LoRE | 2045 | 0.19715 | 0.001584 | 0.21796 | 0 | 0.21796 | 0.001584 | 0.21796 | 0 | 0.21796 | 0.042969 | 0.042969 | 0.001584 | 0.00031229 | 0.21796 | 0.042969 | 0 | 0 | 0.21796 | 0.042969 | [22 empty] | WLDFR | HFTD - Distribution - Tier 2 - 1QU CoRE ¦ 2QU LoRE | Red Flag Warning - Large Fires | 2045 | 1.205e-07 | 1.205e-07 | 6.9209 | 0.84944 | 3.8632 | 2.2083 | 0 | 0 | 0.00012421 | 8.3397e-07 | 0 | 8.3397e-07 | 8.3397e-07 | 0 | 8.3397e-07 | [22 empty] | 7.3.3.17.5 (Remote Grid) Updates to grid topology to minimize risk of ignition in HFTDs Remote GridWLDFRWire-to-wire contactAggregated | WLDFR | HFTD - Distribution - Tier 2 - 1QU CoRE ¦ 1QU LoRE | Non-Red Flag Warning - Large Fires | Wire-to-wire contact | Aggregated | 2045 | 2.1267e-05 | 163.6441 | 0.0034802 | 2045 | Mitigation | 0.95 | 45 | 0 | esc | 0.00097009 | 2.0631e-08 | 0.00097009 | 2.0631e-08
[35 empty] | WLDFR | HFTD - Distribution - Tier 2 - 3QU CoRE ¦ 5QU LoRE | 2046 | 0.18425 | 0.001584 | 0.21796 | 0 | 0.21796 | 0.001584 | 0.21796 | 0 | 0.21796 | 0.040158 | 0.040158 | 0.001584 | 0.00029186 | 0.21796 | 0.040158 | 0 | 0 | 0.21796 | 0.040158 | [22 empty] | WLDFR | HFTD - Distribution - Tier 2 - 1QU CoRE ¦ 2QU LoRE | Red Flag Warning - Large Fires | 2046 | 1.205e-07 | 1.205e-07 | 6.9209 | 0.84944 | 3.8632 | 2.2083 | 0 | 0 | 0.00012421 | 8.3397e-07 | 0 | 8.3397e-07 | 8.3397e-07 | 0 | 8.3397e-07 | [22 empty] | 7.3.3.17.5 (Remote Grid) Updates to grid topology to minimize risk of ignition in HFTDs Remote GridWLDFRWire-to-wire contactAggregated | WLDFR | HFTD - Distribution - Tier 2 - 1QU CoRE ¦ 1QU LoRE | Non-Red Flag Warning - Large Fires | Wire-to-wire contact | Aggregated | 2046 | 2.1267e-05 | 163.6441 | 0.0034802 | 2046 | Mitigation | 0.95 | 45 | 0 | esc | 0.00097009 | 2.0631e-08 | 0.00097009 | 2.0631e-08
[35 empty] | WLDFR | HFTD - Distribution - Tier 2 - 3QU CoRE ¦ 5QU LoRE | 2047 | 0.1722 | 0.001584 | 0.21796 | 0 | 0.21796 | 0.001584 | 0.21796 | 0 | 0.21796 | 0.037531 | 0.037531 | 0.001584 | 0.00027277 | 0.21796 | 0.037531 | 0 | 0 | 0.21796 | 0.037531 | [22 empty] | WLDFR | HFTD - Distribution - Tier 2 - 1QU CoRE ¦ 2QU LoRE | Red Flag Warning - Large Fires | 2047 | 1.205e-07 | 1.205e-07 | 6.9209 | 0.84944 | 3.8632 | 2.2083 | 0 | 0 | 0.00012421 | 8.3397e-07 | 0 | 8.3397e-07 | 8.3397e-07 | 0 | 8.3397e-07 | [22 empty] | 7.3.3.17.5 (Remote Grid) Updates to grid topology to minimize risk of ignition in HFTDs Remote GridWLDFRWire-to-wire contactAggregated | WLDFR | HFTD - Distribution - Tier 2 - 1QU CoRE ¦ 1QU LoRE | Non-Red Flag Warning - Large Fires | Wire-to-wire contact | Aggregated | 2047 | 2.1267e-05 | 163.6441 | 0.0034802 | 2047 | Mitigation | 0.95 | 45 | 0 | esc | 0.00097009 | 2.0631e-08 | 0.00097009 | 2.0631e-08
[35 empty] | WLDFR | HFTD - Distribution - Tier 2 - 3QU CoRE ¦ 5QU LoRE | 2048 | 0.16093 | 0.001584 | 0.22881 | 0 | 0.22881 | 0.001584 | 0.22881 | 0 | 0.22881 | 0.036822 | 0.036822 | 0.001584 | 0.00025492 | 0.22881 | 0.036822 | 0 | 0 | 0.22881 | 0.036822 | [22 empty] | WLDFR | HFTD - Distribution - Tier 2 - 1QU CoRE ¦ 2QU LoRE | Red Flag Warning - Large Fires | 2048 | 1.205e-07 | 1.205e-07 | 7.3713 | 0.88759 | 4.1075 | 2.3763 | 0 | 0 | 0.00012421 | 8.8824e-07 | 0 | 8.8824e-07 | 8.8824e-07 | 0 | 8.8824e-07 | [22 empty] | 7.3.3.17.5 (Remote Grid) Updates to grid topology to minimize risk of ignition in HFTDs Remote GridWLDFRWire-to-wire contactAggregated | WLDFR | HFTD - Distribution - Tier 2 - 1QU CoRE ¦ 1QU LoRE | Non-Red Flag Warning - Large Fires | Wire-to-wire contact | Aggregated | 2048 | 2.1267e-05 | 163.6441 | 0.0034802 | 2048 | Mitigation | 0.95 | 45 | 0 | esc | 0.00097009 | 2.0631e-08 | 0.00097009 | 2.0631e-08
[35 empty] | WLDFR | HFTD - Distribution - Tier 2 - 3QU CoRE ¦ 5QU LoRE | 2049 | 0.1504 | 0.001584 | 0.22881 | 0 | 0.22881 | 0.001584 | 0.22881 | 0 | 0.22881 | 0.034413 | 0.034413 | 0.001584 | 0.00023824 | 0.22881 | 0.034413 | 0 | 0 | 0.22881 | 0.034413 | [22 empty] | WLDFR | HFTD - Distribution - Tier 2 - 1QU CoRE ¦ 2QU LoRE | Red Flag Warning - Large Fires | 2049 | 1.205e-07 | 1.205e-07 | 7.3713 | 0.88759 | 4.1075 | 2.3763 | 0 | 0 | 0.00012421 | 8.8824e-07 | 0 | 8.8824e-07 | 8.8824e-07 | 0 | 8.8824e-07 | [22 empty] | 7.3.3.17.5 (Remote Grid) Updates to grid topology to minimize risk of ignition in HFTDs Remote GridWLDFRWire-to-wire contactAggregated | WLDFR | HFTD - Distribution - Tier 2 - 1QU CoRE ¦ 1QU LoRE | Non-Red Flag Warning - Large Fires | Wire-to-wire contact | Aggregated | 2049 | 2.1267e-05 | 163.6441 | 0.0034802 | 2049 | Mitigation | 0.95 | 45 | 0 | esc | 0.00097009 | 2.0631e-08 | 0.00097009 | 2.0631e-08
[35 empty] | WLDFR | HFTD - Distribution - Tier 2 - 3QU CoRE ¦ 5QU LoRE | 2050 | 0.14056 | 0.001584 | 0.22881 | 0 | 0.22881 | 0.001584 | 0.22881 | 0 | 0.22881 | 0.032162 | 0.032162 | 0.001584 | 0.00022266 | 0.22881 | 0.032162 | 0 | 0 | 0.22881 | 0.032162 | [22 empty] | WLDFR | HFTD - Distribution - Tier 2 - 1QU CoRE ¦ 2QU LoRE | Red Flag Warning - Large Fires | 2050 | 1.205e-07 | 1.205e-07 | 7.3713 | 0.88759 | 4.1075 | 2.3763 | 0 | 0 | 0.00012421 | 8.8824e-07 | 0 | 8.8824e-07 | 8.8824e-07 | 0 | 8.8824e-07 | [22 empty] | 7.3.3.17.5 (Remote Grid) Updates to grid topology to minimize risk of ignition in HFTDs Remote GridWLDFRWire-to-wire contactAggregated | WLDFR | HFTD - Distribution - Tier 2 - 1QU CoRE ¦ 1QU LoRE | Non-Red Flag Warning - Large Fires | Wire-to-wire contact | Aggregated | 2050 | 2.1267e-05 | 163.6441 | 0.0034802 | 2050 | Mitigation | 0.95 | 45 | 0 | esc | 0.00097009 | 2.0631e-08 | 0.00097009 | 2.0631e-08
[35 empty] | WLDFR | HFTD - Distribution - Tier 2 - 3QU CoRE ¦ 5QU LoRE | 2051 | 0.13137 | 0.001584 | 0.22881 | 0 | 0.22881 | 0.001584 | 0.22881 | 0 | 0.22881 | 0.030058 | 0.030058 | 0.001584 | 0.00020809 | 0.22881 | 0.030058 | 0 | 0 | 0.22881 | 0.030058 | [22 empty] | WLDFR | HFTD - Distribution - Tier 2 - 1QU CoRE ¦ 2QU LoRE | Red Flag Warning - Large Fires | 2051 | 1.205e-07 | 1.205e-07 | 7.3713 | 0.88759 | 4.1075 | 2.3763 | 0 | 0 | 0.00012421 | 8.8824e-07 | 0 | 8.8824e-07 | 8.8824e-07 | 0 | 8.8824e-07 | [22 empty] | 7.3.3.17.5 (Remote Grid) Updates to grid topology to minimize risk of ignition in HFTDs Remote GridWLDFRWire-to-wire contactAggregated | WLDFR | HFTD - Distribution - Tier 2 - 1QU CoRE ¦ 1QU LoRE | Non-Red Flag Warning - Large Fires | Wire-to-wire contact | Aggregated | 2051 | 2.1267e-05 | 163.6441 | 0.0034802 | 2051 | Mitigation | 0.95 | 45 | 0 | esc | 0.00097009 | 2.0631e-08 | 0.00097009 | 2.0631e-08
[35 empty] | WLDFR | HFTD - Distribution - Tier 2 - 3QU CoRE ¦ 5QU LoRE | 2052 | 0.12277 | 0.001584 | 0.22881 | 0 | 0.22881 | 0.001584 | 0.22881 | 0 | 0.22881 | 0.028091 | 0.028091 | 0.001584 | 0.00019448 | 0.22881 | 0.028091 | 0 | 0 | 0.22881 | 0.028091 | [22 empty] | WLDFR | HFTD - Distribution - Tier 2 - 1QU CoRE ¦ 2QU LoRE | Red Flag Warning - Large Fires | 2052 | 1.205e-07 | 1.205e-07 | 7.3713 | 0.88759 | 4.1075 | 2.3763 | 0 | 0 | 0.00012421 | 8.8824e-07 | 0 | 8.8824e-07 | 8.8824e-07 | 0 | 8.8824e-07 | [22 empty] | 7.3.3.17.5 (Remote Grid) Updates to grid topology to minimize risk of ignition in HFTDs Remote GridWLDFRWire-to-wire contactAggregated | WLDFR | HFTD - Distribution - Tier 2 - 1QU CoRE ¦ 1QU LoRE | Non-Red Flag Warning - Large Fires | Wire-to-wire contact | Aggregated | 2052 | 2.1267e-05 | 163.6441 | 0.0034802 | 2052 | Mitigation | 0.95 | 45 | 0 | esc | 0.00097009 | 2.0631e-08 | 0.00097009 | 2.0631e-08
[35 empty] | WLDFR | HFTD - Distribution - Tier 2 - 3QU CoRE ¦ 5QU LoRE | 2053 | 0.11474 | 0.001584 | 0.24002 | 0 | 0.24002 | 0.001584 | 0.24002 | 0 | 0.24002 | 0.02754 | 0.02754 | 0.001584 | 0.00018176 | 0.24002 | 0.02754 | 0 | 0 | 0.24002 | 0.02754 | [22 empty] | WLDFR | HFTD - Distribution - Tier 2 - 1QU CoRE ¦ 2QU LoRE | Red Flag Warning - Large Fires | 2053 | 1.205e-07 | 1.205e-07 | 7.8503 | 0.92702 | 4.3664 | 2.5569 | 0 | 0 | 0.00012421 | 9.4596e-07 | 0 | 9.4596e-07 | 9.4596e-07 | 0 | 9.4596e-07 | [22 empty] | 7.3.3.17.5 (Remote Grid) Updates to grid topology to minimize risk of ignition in HFTDs Remote GridWLDFRWire-to-wire contactAggregated | WLDFR | HFTD - Distribution - Tier 2 - 1QU CoRE ¦ 1QU LoRE | Non-Red Flag Warning - Large Fires | Wire-to-wire contact | Aggregated | 2053 | 2.1267e-05 | 163.6441 | 0.0034802 | 2053 | Mitigation | 0.95 | 45 | 0 | esc | 0.00097009 | 2.0631e-08 | 0.00097009 | 2.0631e-08
[35 empty] | WLDFR | HFTD - Distribution - Tier 2 - 3QU CoRE ¦ 5QU LoRE | 2054 | 0.10723 | 0.001584 | 0.24002 | 0 | 0.24002 | 0.001584 | 0.24002 | 0 | 0.24002 | 0.025739 | 0.025739 | 0.001584 | 0.00016986 | 0.24002 | 0.025739 | 0 | 0 | 0.24002 | 0.025739 | [22 empty] | WLDFR | HFTD - Distribution - Tier 2 - 1QU CoRE ¦ 2QU LoRE | Red Flag Warning - Large Fires | 2054 | 1.205e-07 | 1.205e-07 | 7.8503 | 0.92702 | 4.3664 | 2.5569 | 0 | 0 | 0.00012421 | 9.4596e-07 | 0 | 9.4596e-07 | 9.4596e-07 | 0 | 9.4596e-07 | [22 empty] | 7.3.3.17.5 (Remote Grid) Updates to grid topology to minimize risk of ignition in HFTDs Remote GridWLDFRWire-to-wire contactAggregated | WLDFR | HFTD - Distribution - Tier 2 - 1QU CoRE ¦ 1QU LoRE | Non-Red Flag Warning - Large Fires | Wire-to-wire contact | Aggregated | 2054 | 2.1267e-05 | 163.6441 | 0.0034802 | 2054 | Mitigation | 0.95 | 45 | 0 | esc | 0.00097009 | 2.0631e-08 | 0.00097009 | 2.0631e-08
[35 empty] | WLDFR | HFTD - Distribution - Tier 2 - 3QU CoRE ¦ 5QU LoRE | 2055 | 0.10022 | 0.001584 | 0.24002 | 0 | 0.24002 | 0.001584 | 0.24002 | 0 | 0.24002 | 0.024055 | 0.024055 | 0.001584 | 0.00015875 | 0.24002 | 0.024055 | 0 | 0 | 0.24002 | 0.024055 | [22 empty] | WLDFR | HFTD - Distribution - Tier 2 - 1QU CoRE ¦ 2QU LoRE | Red Flag Warning - Large Fires | 2055 | 1.205e-07 | 1.205e-07 | 7.8503 | 0.92702 | 4.3664 | 2.5569 | 0 | 0 | 0.00012421 | 9.4596e-07 | 0 | 9.4596e-07 | 9.4596e-07 | 0 | 9.4596e-07 | [22 empty] | 7.3.3.17.5 (Remote Grid) Updates to grid topology to minimize risk of ignition in HFTDs Remote GridWLDFRWire-to-wire contactAggregated | WLDFR | HFTD - Distribution - Tier 2 - 1QU CoRE ¦ 1QU LoRE | Non-Red Flag Warning - Large Fires | Wire-to-wire contact | Aggregated | 2055 | 2.1267e-05 | 163.6441 | 0.0034802 | 2055 | Mitigation | 0.95 | 45 | 0 | esc | 0.00097009 | 2.0631e-08 | 0.00097009 | 2.0631e-08
[35 empty] | WLDFR | HFTD - Distribution - Tier 2 - 3QU CoRE ¦ 5QU LoRE | 2056 | 0.093663 | 0.001584 | 0.24002 | 0 | 0.24002 | 0.001584 | 0.24002 | 0 | 0.24002 | 0.022481 | 0.022481 | 0.001584 | 0.00014837 | 0.24002 | 0.022481 | 0 | 0 | 0.24002 | 0.022481 | [22 empty] | WLDFR | HFTD - Distribution - Tier 2 - 1QU CoRE ¦ 2QU LoRE | Red Flag Warning - Large Fires | 2056 | 1.205e-07 | 1.205e-07 | 7.8503 | 0.92702 | 4.3664 | 2.5569 | 0 | 0 | 0.00012421 | 9.4596e-07 | 0 | 9.4596e-07 | 9.4596e-07 | 0 | 9.4596e-07 | [22 empty] | 7.3.3.17.5 (Remote Grid) Updates to grid topology to minimize risk of ignition in HFTDs Remote GridWLDFRWire-to-wire contactAggregated | WLDFR | HFTD - Distribution - Tier 2 - 1QU CoRE ¦ 1QU LoRE | Non-Red Flag Warning - Large Fires | Wire-to-wire contact | Aggregated | 2056 | 2.1267e-05 | 163.6441 | 0.0034802 | 2056 | Mitigation | 0.95 | 45 | 0 | esc | 0.00097009 | 2.0631e-08 | 0.00097009 | 2.0631e-08
[35 empty] | WLDFR | HFTD - Distribution - Tier 2 - 3QU CoRE ¦ 5QU LoRE | 2057 | 0.087535 | 0.001584 | 0.24002 | 0 | 0.24002 | 0.001584 | 0.24002 | 0 | 0.24002 | 0.02101 | 0.02101 | 0.001584 | 0.00013866 | 0.24002 | 0.02101 | 0 | 0 | 0.24002 | 0.02101 | [22 empty] | WLDFR | HFTD - Distribution - Tier 2 - 1QU CoRE ¦ 2QU LoRE | Red Flag Warning - Large Fires | 2057 | 1.205e-07 | 1.205e-07 | 7.8503 | 0.92702 | 4.3664 | 2.5569 | 0 | 0 | 0.00012421 | 9.4596e-07 | 0 | 9.4596e-07 | 9.4596e-07 | 0 | 9.4596e-07 | [22 empty] | 7.3.3.17.5 (Remote Grid) Updates to grid topology to minimize risk of ignition in HFTDs Remote GridWLDFRWire-to-wire contactAggregated | WLDFR | HFTD - Distribution - Tier 2 - 1QU CoRE ¦ 1QU LoRE | Non-Red Flag Warning - Large Fires | Wire-to-wire contact | Aggregated | 2057 | 2.1267e-05 | 163.6441 | 0.0034802 | 2057 | Mitigation | 0.95 | 45 | 0 | esc | 0.00097009 | 2.0631e-08 | 0.00097009 | 2.0631e-08
[35 empty] | WLDFR | HFTD - Distribution - Tier 2 - 3QU CoRE ¦ 5QU LoRE | 2058 | 0.081809 | 0.001584 | 0.25146 | 0 | 0.25146 | 0.001584 | 0.25146 | 0 | 0.25146 | 0.020572 | 0.020572 | 0.001584 | 0.00012959 | 0.25146 | 0.020572 | 0 | 0 | 0.25146 | 0.020572 | [22 empty] | WLDFR | HFTD - Distribution - Tier 2 - 1QU CoRE ¦ 2QU LoRE | Red Flag Warning - Large Fires | 2058 | 1.205e-07 | 1.205e-07 | 8.3524 | 0.96727 | 4.6367 | 2.7484 | 0 | 0 | 0.00012421 | 1.0065e-06 | 0 | 1.0065e-06 | 1.0065e-06 | 0 | 1.0065e-06 | [22 empty] | 7.3.3.17.5 (Remote Grid) Updates to grid topology to minimize risk of ignition in HFTDs Remote GridWLDFRWire-to-wire contactAggregated | WLDFR | HFTD - Distribution - Tier 2 - 1QU CoRE ¦ 1QU LoRE | Non-Red Flag Warning - Large Fires | Wire-to-wire contact | Aggregated | 2058 | 2.1267e-05 | 163.6441 | 0.0034802 | 2058 | Mitigation | 0.95 | 45 | 0 | esc | 0.00097009 | 2.0631e-08 | 0.00097009 | 2.0631e-08
[35 empty] | WLDFR | HFTD - Distribution - Tier 2 - 3QU CoRE ¦ 5QU LoRE | 2059 | 0.076457 | 0.001584 | 0.25146 | 0 | 0.25146 | 0.001584 | 0.25146 | 0 | 0.25146 | 0.019226 | 0.019226 | 0.001584 | 0.00012111 | 0.25146 | 0.019226 | 0 | 0 | 0.25146 | 0.019226 | [22 empty] | WLDFR | HFTD - Distribution - Tier 2 - 1QU CoRE ¦ 2QU LoRE | Red Flag Warning - Large Fires | 2059 | 1.205e-07 | 1.205e-07 | 8.3524 | 0.96727 | 4.6367 | 2.7484 | 0 | 0 | 0.00012421 | 1.0065e-06 | 0 | 1.0065e-06 | 1.0065e-06 | 0 | 1.0065e-06 | [22 empty] | 7.3.3.17.5 (Remote Grid) Updates to grid topology to minimize risk of ignition in HFTDs Remote GridWLDFRWire-to-wire contactAggregated | WLDFR | HFTD - Distribution - Tier 2 - 1QU CoRE ¦ 1QU LoRE | Non-Red Flag Warning - Large Fires | Wire-to-wire contact | Aggregated | 2059 | 2.1267e-05 | 163.6441 | 0.0034802 | 2059 | Mitigation | 0.95 | 45 | 0 | esc | 0.00097009 | 2.0631e-08 | 0.00097009 | 2.0631e-08
[35 empty] | WLDFR | HFTD - Distribution - Tier 2 - 3QU CoRE ¦ 5QU LoRE | 2060 | 0.071455 | 0.001584 | 0.25146 | 0 | 0.25146 | 0.001584 | 0.25146 | 0 | 0.25146 | 0.017968 | 0.017968 | 0.001584 | 0.00011319 | 0.25146 | 0.017968 | 0 | 0 | 0.25146 | 0.017968 | [22 empty] | WLDFR | HFTD - Distribution - Tier 2 - 1QU CoRE ¦ 2QU LoRE | Red Flag Warning - Large Fires | 2060 | 1.205e-07 | 1.205e-07 | 8.3524 | 0.96727 | 4.6367 | 2.7484 | 0 | 0 | 0.00012421 | 1.0065e-06 | 0 | 1.0065e-06 | 1.0065e-06 | 0 | 1.0065e-06 | [22 empty] | 7.3.3.17.5 (Remote Grid) Updates to grid topology to minimize risk of ignition in HFTDs Remote GridWLDFRWire-to-wire contactAggregated | WLDFR | HFTD - Distribution - Tier 2 - 1QU CoRE ¦ 1QU LoRE | Non-Red Flag Warning - Large Fires | Wire-to-wire contact | Aggregated | 2060 | 2.1267e-05 | 163.6441 | 0.0034802 | 2060 | Mitigation | 0.95 | 45 | 0 | esc | 0.00097009 | 2.0631e-08 | 0.00097009 | 2.0631e-08
[35 empty] | WLDFR | HFTD - Distribution - Tier 2 - 3QU CoRE ¦ 5QU LoRE | 2061 | 0.06678 | 0.001584 | 0.25146 | 0 | 0.25146 | 0.001584 | 0.25146 | 0 | 0.25146 | 0.016793 | 0.016793 | 0.001584 | 0.00010578 | 0.25146 | 0.016793 | 0 | 0 | 0.25146 | 0.016793 | [22 empty] | WLDFR | HFTD - Distribution - Tier 2 - 1QU CoRE ¦ 2QU LoRE | Red Flag Warning - Large Fires | 2061 | 1.205e-07 | 1.205e-07 | 8.3524 | 0.96727 | 4.6367 | 2.7484 | 0 | 0 | 0.00012421 | 1.0065e-06 | 0 | 1.0065e-06 | 1.0065e-06 | 0 | 1.0065e-06 | [22 empty] | 7.3.3.17.5 (Remote Grid) Updates to grid topology to minimize risk of ignition in HFTDs Remote GridWLDFRWire-to-wire contactAggregated | WLDFR | HFTD - Distribution - Tier 2 - 1QU CoRE ¦ 1QU LoRE | Non-Red Flag Warning - Large Fires | Wire-to-wire contact | Aggregated | 2061 | 2.1267e-05 | 163.6441 | 0.0034802 | 2061 | Mitigation | 0.95 | 45 | 0 | esc | 0.00097009 | 2.0631e-08 | 0.00097009 | 2.0631e-08
[35 empty] | WLDFR | HFTD - Distribution - Tier 2 - 3QU CoRE ¦ 5QU LoRE | 2062 | 0.062412 | 0.001584 | 0.25146 | 0 | 0.25146 | 0.001584 | 0.25146 | 0 | 0.25146 | 0.015694 | 0.015694 | 0.001584 | 9.8863e-05 | 0.25146 | 0.015694 | 0 | 0 | 0.25146 | 0.015694 | [22 empty] | WLDFR | HFTD - Distribution - Tier 2 - 1QU CoRE ¦ 2QU LoRE | Red Flag Warning - Large Fires | 2062 | 1.205e-07 | 1.205e-07 | 8.3524 | 0.96727 | 4.6367 | 2.7484 | 0 | 0 | 0.00012421 | 1.0065e-06 | 0 | 1.0065e-06 | 1.0065e-06 | 0 | 1.0065e-06 | [22 empty] | 7.3.3.17.5 (Remote Grid) Updates to grid topology to minimize risk of ignition in HFTDs Remote GridWLDFRWire-to-wire contactAggregated | WLDFR | HFTD - Distribution - Tier 2 - 1QU CoRE ¦ 1QU LoRE | Non-Red Flag Warning - Large Fires | Wire-to-wire contact | Aggregated | 2062 | 2.1267e-05 | 163.6441 | 0.0034802 | 2062 | Mitigation | 0.95 | 45 | 0 | esc | 0.00097009 | 2.0631e-08 | 0.00097009 | 2.0631e-08
[35 empty] | WLDFR | HFTD - Distribution - Tier 2 - 3QU CoRE ¦ 5QU LoRE | 2063 | 0.058329 | 0.001584 | 0.26299 | 0 | 0.26299 | 0.001584 | 0.26299 | 0 | 0.26299 | 0.01534 | 0.01534 | 0.001584 | 9.2395e-05 | 0.26299 | 0.01534 | 0 | 0 | 0.26299 | 0.01534 | [22 empty] | WLDFR | HFTD - Distribution - Tier 2 - 1QU CoRE ¦ 2QU LoRE | Red Flag Warning - Large Fires | 2063 | 1.205e-07 | 1.205e-07 | 8.872 | 1.0079 | 4.9153 | 2.9488 | 0 | 0 | 0.00012421 | 1.0691e-06 | 0 | 1.0691e-06 | 1.0691e-06 | 0 | 1.0691e-06 | [22 empty] | 7.3.3.17.5 (Remote Grid) Updates to grid topology to minimize risk of ignition in HFTDs Remote GridWLDFRWire-to-wire contactAggregated | WLDFR | HFTD - Distribution - Tier 2 - 1QU CoRE ¦ 1QU LoRE | Non-Red Flag Warning - Large Fires | Wire-to-wire contact | Aggregated | 2063 | 2.1267e-05 | 163.6441 | 0.0034802 | 2063 | Mitigation | 0.95 | 45 | 0 | esc | 0.00097009 | 2.0631e-08 | 0.00097009 | 2.0631e-08
[35 empty] | WLDFR | HFTD - Distribution - Tier 2 - 3QU CoRE ¦ 5QU LoRE | 2064 | 0.054513 | 0.001584 | 0.26299 | 0 | 0.26299 | 0.001584 | 0.26299 | 0 | 0.26299 | 0.014336 | 0.014336 | 0.001584 | 8.6351e-05 | 0.26299 | 0.014336 | 0 | 0 | 0.26299 | 0.014336 | [22 empty] | WLDFR | HFTD - Distribution - Tier 2 - 1QU CoRE ¦ 2QU LoRE | Red Flag Warning - Large Fires | 2064 | 1.205e-07 | 1.205e-07 | 8.872 | 1.0079 | 4.9153 | 2.9488 | 0 | 0 | 0.00012421 | 1.0691e-06 | 0 | 1.0691e-06 | 1.0691e-06 | 0 | 1.0691e-06 | [22 empty] | 7.3.3.17.5 (Remote Grid) Updates to grid topology to minimize risk of ignition in HFTDs Remote GridWLDFRWire-to-wire contactAggregated | WLDFR | HFTD - Distribution - Tier 2 - 1QU CoRE ¦ 1QU LoRE | Non-Red Flag Warning - Large Fires | Wire-to-wire contact | Aggregated | 2064 | 2.1267e-05 | 163.6441 | 0.0034802 | 2064 | Mitigation | 0.95 | 45 | 0 | esc | 0.00097009 | 2.0631e-08 | 0.00097009 | 2.0631e-08
[35 empty] | WLDFR | HFTD - Distribution - Tier 2 - 3QU CoRE ¦ 5QU LoRE | 2065 | 0.050946 | 0.001584 | 0.26299 | 0 | 0.26299 | 0.001584 | 0.26299 | 0 | 0.26299 | 0.013399 | 0.013399 | 0.001584 | 8.0701e-05 | 0.26299 | 0.013399 | 0 | 0 | 0.26299 | 0.013399 | [22 empty] | WLDFR | HFTD - Distribution - Tier 2 - 1QU CoRE ¦ 2QU LoRE | Red Flag Warning - Large Fires | 2065 | 1.205e-07 | 1.205e-07 | 8.872 | 1.0079 | 4.9153 | 2.9488 | 0 | 0 | 0.00012421 | 1.0691e-06 | 0 | 1.0691e-06 | 1.0691e-06 | 0 | 1.0691e-06 | [22 empty] | 7.3.3.17.5 (Remote Grid) Updates to grid topology to minimize risk of ignition in HFTDs Remote GridWLDFRWire-to-wire contactAggregated | WLDFR | HFTD - Distribution - Tier 2 - 1QU CoRE ¦ 1QU LoRE | Non-Red Flag Warning - Large Fires | Wire-to-wire contact | Aggregated | 2065 | 2.1267e-05 | 163.6441 | 0.0034802 | 2065 | Mitigation | 0.95 | 45 | 0 | esc | 0.00097009 | 2.0631e-08 | 0.00097009 | 2.0631e-08
[35 empty] | WLDFR | HFTD - Distribution - Tier 2 - 3QU CoRE ¦ 5QU LoRE | 2066 | 0.047613 | 0.001584 | 0.26299 | 0 | 0.26299 | 0.001584 | 0.26299 | 0 | 0.26299 | 0.012522 | 0.012522 | 0.001584 | 7.5422e-05 | 0.26299 | 0.012522 | 0 | 0 | 0.26299 | 0.012522 | [22 empty] | WLDFR | HFTD - Distribution - Tier 2 - 1QU CoRE ¦ 2QU LoRE | Red Flag Warning - Large Fires | 2066 | 1.205e-07 | 1.205e-07 | 8.872 | 1.0079 | 4.9153 | 2.9488 | 0 | 0 | 0.00012421 | 1.0691e-06 | 0 | 1.0691e-06 | 1.0691e-06 | 0 | 1.0691e-06 | [22 empty] | 7.3.3.17.5 (Remote Grid) Updates to grid topology to minimize risk of ignition in HFTDs Remote GridWLDFRWire-to-wire contactAggregated | WLDFR | HFTD - Distribution - Tier 2 - 1QU CoRE ¦ 1QU LoRE | Non-Red Flag Warning - Large Fires | Wire-to-wire contact | Aggregated | 2066 | 2.1267e-05 | 163.6441 | 0.0034802 | 2066 | Mitigation | 0.95 | 45 | 0 | esc | 0.00097009 | 2.0631e-08 | 0.00097009 | 2.0631e-08
[35 empty] | WLDFR | HFTD - Distribution - Tier 2 - 3QU CoRE ¦ 5QU LoRE | 2067 | 0.044499 | 0 | 0 | 0 | 0 | 0.001584 | 0.26299 | 0 | 0.26299 | 0 | 0.011703 | 0 | 0 | 0 | 0 | 0 | 0 | 0 | 0 | [22 empty] | WLDFR | HFTD - Distribution - Tier 2 - 1QU CoRE ¦ 2QU LoRE | Red Flag Warning - Large Fires | 2067 | 0 | 1.205e-07 | 8.872 | 1.0079 | 4.9153 | 2.9488 | 0 | 0 | 0.00012421 | 0 | 0 | 0 | 1.0691e-06 | 0 | 1.0691e-06 | [22 empty] | 7.3.3.17.5 (Remote Grid) Updates to grid topology to minimize risk of ignition in HFTDs Remote GridWLDFRWire-to-wire contactAggregated | WLDFR | HFTD - Distribution - Tier 2 - 1QU CoRE ¦ 1QU LoRE | Non-Red Flag Warning - Large Fires | Wire-to-wire contact | Aggregated | 2067 | 2.1267e-05 | 163.6441 | 0.0034802 | 2067 | Mitigation | 0.95 | 45 | 0 | esc | 0 | 0 | 0.00097009 | 2.0631e-08
[35 empty] | WLDFR | HFTD - Distribution - Tier 2 - 4QU CoRE ¦ 1QU LoRE | 2022 | 0.93458 | 0.0080674 | 0.27728 | 0 | 0.27728 | 0 | 0 | 0 | 0 | 0.25914 | 0 | 0.0080674 | 0.0075397 | 0.27728 | 0.25914 | 0 | 0 | 0.27728 | 0.25914 | [22 empty] | WLDFR | HFTD - Distribution - Tier 2 - 1QU CoRE ¦ 2QU LoRE | Red Flag Warning - Small Fires | 2022 | 5.6915e-07 | 0 | 0.077901 | 0.036425 | 0.0015809 | 0.039895 | 0 | 0 | 0.00060412 | 4.4337e-08 | 0 | 4.4337e-08 | 0 | 0 | 0 | [22 empty] | 7.3.3.17.5 (Remote Grid) Updates to grid topology to minimize risk of ignition in HFTDs Remote GridWLDFRContact from objectAggregated | WLDFR | HFTD - Distribution - Tier 2 - 1QU CoRE ¦ 1QU LoRE | Non-Red Flag Warning - Small Fires | Contact from object | Aggregated | 2022 | 0.0015148 | 163.6441 | 0.24789 | 2022 | Mitigation | 0.95 | 45 | 0 | esc | 0.00097009 | 1.4695e-06 | 0 | 0
[35 empty] | WLDFR | HFTD - Distribution - Tier 2 - 4QU CoRE ¦ 1QU LoRE | 2023 | 0.87344 | 0.0080674 | 0.28744 | 0 | 0.28744 | 0.0080674 | 0.28744 | 0 | 0.28744 | 0.25106 | 0.25106 | 0.0080674 | 0.0070464 | 0.28744 | 0.25106 | 0 | 0 | 0.28744 | 0.25106 | [22 empty] | WLDFR | HFTD - Distribution - Tier 2 - 1QU CoRE ¦ 2QU LoRE | Red Flag Warning - Small Fires | 2023 | 5.6915e-07 | 5.6915e-07 | 0.080408 | 0.03759 | 0.0016314 | 0.041187 | 0 | 0 | 0.00060412 | 4.5764e-08 | 0 | 4.5764e-08 | 4.5764e-08 | 0 | 4.5764e-08 | [22 empty] | 7.3.3.17.5 (Remote Grid) Updates to grid topology to minimize risk of ignition in HFTDs Remote GridWLDFRContact from objectAggregated | WLDFR | HFTD - Distribution - Tier 2 - 1QU CoRE ¦ 1QU LoRE | Non-Red Flag Warning - Small Fires | Contact from object | Aggregated | 2023 | 0.0015148 | 163.6441 | 0.24789 | 2023 | Mitigation | 0.95 | 45 | 0 | esc | 0.00097009 | 1.4695e-06 | 0.00097009 | 1.4695e-06
[35 empty] | WLDFR | HFTD - Distribution - Tier 2 - 4QU CoRE ¦ 1QU LoRE | 2024 | 0.8163 | 0.0080674 | 0.28744 | 0 | 0.28744 | 0.0080674 | 0.28744 | 0 | 0.28744 | 0.23464 | 0.23464 | 0.0080674 | 0.0065854 | 0.28744 | 0.23464 | 0 | 0 | 0.28744 | 0.23464 | [22 empty] | WLDFR | HFTD - Distribution - Tier 2 - 1QU CoRE ¦ 2QU LoRE | Red Flag Warning - Small Fires | 2024 | 5.6915e-07 | 5.6915e-07 | 0.080408 | 0.03759 | 0.0016314 | 0.041187 | 0 | 0 | 0.00060412 | 4.5764e-08 | 0 | 4.5764e-08 | 4.5764e-08 | 0 | 4.5764e-08 | [22 empty] | 7.3.3.17.5 (Remote Grid) Updates to grid topology to minimize risk of ignition in HFTDs Remote GridWLDFRContact from objectAggregated | WLDFR | HFTD - Distribution - Tier 2 - 1QU CoRE ¦ 1QU LoRE | Non-Red Flag Warning - Small Fires | Contact from object | Aggregated | 2024 | 0.0015148 | 163.6441 | 0.24789 | 2024 | Mitigation | 0.95 | 45 | 0 | esc | 0.00097009 | 1.4695e-06 | 0.00097009 | 1.4695e-06
[35 empty] | WLDFR | HFTD - Distribution - Tier 2 - 4QU CoRE ¦ 1QU LoRE | 2025 | 0.7629 | 0.0080674 | 0.28744 | 0 | 0.28744 | 0.0080674 | 0.28744 | 0 | 0.28744 | 0.21929 | 0.21929 | 0.0080674 | 0.0061546 | 0.28744 | 0.21929 | 0 | 0 | 0.28744 | 0.21929 | [22 empty] | WLDFR | HFTD - Distribution - Tier 2 - 1QU CoRE ¦ 2QU LoRE | Red Flag Warning - Small Fires | 2025 | 5.6915e-07 | 5.6915e-07 | 0.080408 | 0.03759 | 0.0016314 | 0.041187 | 0 | 0 | 0.00060412 | 4.5764e-08 | 0 | 4.5764e-08 | 4.5764e-08 | 0 | 4.5764e-08 | [22 empty] | 7.3.3.17.5 (Remote Grid) Updates to grid topology to minimize risk of ignition in HFTDs Remote GridWLDFRContact from objectAggregated | WLDFR | HFTD - Distribution - Tier 2 - 1QU CoRE ¦ 1QU LoRE | Non-Red Flag Warning - Small Fires | Contact from object | Aggregated | 2025 | 0.0015148 | 163.6441 | 0.24789 | 2025 | Mitigation | 0.95 | 45 | 0 | esc | 0.00097009 | 1.4695e-06 | 0.00097009 | 1.4695e-06
[35 empty] | WLDFR | HFTD - Distribution - Tier 2 - 4QU CoRE ¦ 1QU LoRE | 2026 | 0.71299 | 0.0080674 | 0.28744 | 0 | 0.28744 | 0.0080674 | 0.28744 | 0 | 0.28744 | 0.20494 | 0.20494 | 0.0080674 | 0.005752 | 0.28744 | 0.20494 | 0 | 0 | 0.28744 | 0.20494 | [22 empty] | WLDFR | HFTD - Distribution - Tier 2 - 1QU CoRE ¦ 2QU LoRE | Red Flag Warning - Small Fires | 2026 | 5.6915e-07 | 5.6915e-07 | 0.080408 | 0.03759 | 0.0016314 | 0.041187 | 0 | 0 | 0.00060412 | 4.5764e-08 | 0 | 4.5764e-08 | 4.5764e-08 | 0 | 4.5764e-08 | [22 empty] | 7.3.3.17.5 (Remote Grid) Updates to grid topology to minimize risk of ignition in HFTDs Remote GridWLDFRContact from objectAggregated | WLDFR | HFTD - Distribution - Tier 2 - 1QU CoRE ¦ 1QU LoRE | Non-Red Flag Warning - Small Fires | Contact from object | Aggregated | 2026 | 0.0015148 | 163.6441 | 0.24789 | 2026 | Mitigation | 0.95 | 45 | 0 | esc | 0.00097009 | 1.4695e-06 | 0.00097009 | 1.4695e-06
[35 empty] | WLDFR | HFTD - Distribution - Tier 2 - 4QU CoRE ¦ 1QU LoRE | 2027 | 0.66634 | 0.0080674 | 0.28744 | 0 | 0.28744 | 0.0080674 | 0.28744 | 0 | 0.28744 | 0.19153 | 0.19153 | 0.0080674 | 0.0053757 | 0.28744 | 0.19153 | 0 | 0 | 0.28744 | 0.19153 | [22 empty] | WLDFR | HFTD - Distribution - Tier 2 - 1QU CoRE ¦ 2QU LoRE | Red Flag Warning - Small Fires | 2027 | 5.6915e-07 | 5.6915e-07 | 0.080408 | 0.03759 | 0.0016314 | 0.041187 | 0 | 0 | 0.00060412 | 4.5764e-08 | 0 | 4.5764e-08 | 4.5764e-08 | 0 | 4.5764e-08 | [22 empty] | 7.3.3.17.5 (Remote Grid) Updates to grid topology to minimize risk of ignition in HFTDs Remote GridWLDFRContact from objectAggregated | WLDFR | HFTD - Distribution - Tier 2 - 1QU CoRE ¦ 1QU LoRE | Non-Red Flag Warning - Small Fires | Contact from object | Aggregated | 2027 | 0.0015148 | 163.6441 | 0.24789 | 2027 | Mitigation | 0.95 | 45 | 0 | esc | 0.00097009 | 1.4695e-06 | 0.00097009 | 1.4695e-06
[35 empty] | WLDFR | HFTD - Distribution - Tier 2 - 4QU CoRE ¦ 1QU LoRE | 2028 | 0.62275 | 0.0080674 | 0.30024 | 0 | 0.30024 | 0.0080674 | 0.30024 | 0 | 0.30024 | 0.18698 | 0.18698 | 0.0080674 | 0.005024 | 0.30024 | 0.18698 | 0 | 0 | 0.30024 | 0.18698 | [22 empty] | WLDFR | HFTD - Distribution - Tier 2 - 1QU CoRE ¦ 2QU LoRE | Red Flag Warning - Small Fires | 2028 | 5.6915e-07 | 5.6915e-07 | 0.083606 | 0.039055 | 0.001695 | 0.042856 | 0 | 0 | 0.00060412 | 4.7584e-08 | 0 | 4.7584e-08 | 4.7584e-08 | 0 | 4.7584e-08 | [22 empty] | 7.3.3.17.5 (Remote Grid) Updates to grid topology to minimize risk of ignition in HFTDs Remote GridWLDFRContact from objectAggregated | WLDFR | HFTD - Distribution - Tier 2 - 1QU CoRE ¦ 1QU LoRE | Non-Red Flag Warning - Small Fires | Contact from object | Aggregated | 2028 | 0.0015148 | 163.6441 | 0.24789 | 2028 | Mitigation | 0.95 | 45 | 0 | esc | 0.00097009 | 1.4695e-06 | 0.00097009 | 1.4695e-06
[35 empty] | WLDFR | HFTD - Distribution - Tier 2 - 4QU CoRE ¦ 1QU LoRE | 2029 | 0.58201 | 0.0080674 | 0.30024 | 0 | 0.30024 | 0.0080674 | 0.30024 | 0 | 0.30024 | 0.17474 | 0.17474 | 0.0080674 | 0.0046953 | 0.30024 | 0.17474 | 0 | 0 | 0.30024 | 0.17474 | [22 empty] | WLDFR | HFTD - Distribution - Tier 2 - 1QU CoRE ¦ 2QU LoRE | Red Flag Warning - Small Fires | 2029 | 5.6915e-07 | 5.6915e-07 | 0.083606 | 0.039055 | 0.001695 | 0.042856 | 0 | 0 | 0.00060412 | 4.7584e-08 | 0 | 4.7584e-08 | 4.7584e-08 | 0 | 4.7584e-08 | [22 empty] | 7.3.3.17.5 (Remote Grid) Updates to grid topology to minimize risk of ignition in HFTDs Remote GridWLDFRContact from objectAggregated | WLDFR | HFTD - Distribution - Tier 2 - 1QU CoRE ¦ 1QU LoRE | Non-Red Flag Warning - Small Fires | Contact from object | Aggregated | 2029 | 0.0015148 | 163.6441 | 0.24789 | 2029 | Mitigation | 0.95 | 45 | 0 | esc | 0.00097009 | 1.4695e-06 | 0.00097009 | 1.4695e-06
[35 empty] | WLDFR | HFTD - Distribution - Tier 2 - 4QU CoRE ¦ 1QU LoRE | 2030 | 0.54393 | 0.0080674 | 0.30024 | 0 | 0.30024 | 0.0080674 | 0.30024 | 0 | 0.30024 | 0.16331 | 0.16331 | 0.0080674 | 0.0043882 | 0.30024 | 0.16331 | 0 | 0 | 0.30024 | 0.16331 | [22 empty] | WLDFR | HFTD - Distribution - Tier 2 - 1QU CoRE ¦ 2QU LoRE | Red Flag Warning - Small Fires | 2030 | 5.6915e-07 | 5.6915e-07 | 0.083606 | 0.039055 | 0.001695 | 0.042856 | 0 | 0 | 0.00060412 | 4.7584e-08 | 0 | 4.7584e-08 | 4.7584e-08 | 0 | 4.7584e-08 | [22 empty] | 7.3.3.17.5 (Remote Grid) Updates to grid topology to minimize risk of ignition in HFTDs Remote GridWLDFRContact from objectAggregated | WLDFR | HFTD - Distribution - Tier 2 - 1QU CoRE ¦ 1QU LoRE | Non-Red Flag Warning - Small Fires | Contact from object | Aggregated | 2030 | 0.0015148 | 163.6441 | 0.24789 | 2030 | Mitigation | 0.95 | 45 | 0 | esc | 0.00097009 | 1.4695e-06 | 0.00097009 | 1.4695e-06
[35 empty] | WLDFR | HFTD - Distribution - Tier 2 - 4QU CoRE ¦ 1QU LoRE | 2031 | 0.50835 | 0.0080674 | 0.30024 | 0 | 0.30024 | 0.0080674 | 0.30024 | 0 | 0.30024 | 0.15263 | 0.15263 | 0.0080674 | 0.0041011 | 0.30024 | 0.15263 | 0 | 0 | 0.30024 | 0.15263 | [22 empty] | WLDFR | HFTD - Distribution - Tier 2 - 1QU CoRE ¦ 2QU LoRE | Red Flag Warning - Small Fires | 2031 | 5.6915e-07 | 5.6915e-07 | 0.083606 | 0.039055 | 0.001695 | 0.042856 | 0 | 0 | 0.00060412 | 4.7584e-08 | 0 | 4.7584e-08 | 4.7584e-08 | 0 | 4.7584e-08 | [22 empty] | 7.3.3.17.5 (Remote Grid) Updates to grid topology to minimize risk of ignition in HFTDs Remote GridWLDFRContact from objectAggregated | WLDFR | HFTD - Distribution - Tier 2 - 1QU CoRE ¦ 1QU LoRE | Non-Red Flag Warning - Small Fires | Contact from object | Aggregated | 2031 | 0.0015148 | 163.6441 | 0.24789 | 2031 | Mitigation | 0.95 | 45 | 0 | esc | 0.00097009 | 1.4695e-06 | 0.00097009 | 1.4695e-06
[35 empty] | WLDFR | HFTD - Distribution - Tier 2 - 4QU CoRE ¦ 1QU LoRE | 2032 | 0.47509 | 0.0080674 | 0.30024 | 0 | 0.30024 | 0.0080674 | 0.30024 | 0 | 0.30024 | 0.14264 | 0.14264 | 0.0080674 | 0.0038328 | 0.30024 | 0.14264 | 0 | 0 | 0.30024 | 0.14264 | [22 empty] | WLDFR | HFTD - Distribution - Tier 2 - 1QU CoRE ¦ 2QU LoRE | Red Flag Warning - Small Fires | 2032 | 5.6915e-07 | 5.6915e-07 | 0.083606 | 0.039055 | 0.001695 | 0.042856 | 0 | 0 | 0.00060412 | 4.7584e-08 | 0 | 4.7584e-08 | 4.7584e-08 | 0 | 4.7584e-08 | [22 empty] | 7.3.3.17.5 (Remote Grid) Updates to grid topology to minimize risk of ignition in HFTDs Remote GridWLDFRContact from objectAggregated | WLDFR | HFTD - Distribution - Tier 2 - 1QU CoRE ¦ 1QU LoRE | Non-Red Flag Warning - Small Fires | Contact from object | Aggregated | 2032 | 0.0015148 | 163.6441 | 0.24789 | 2032 | Mitigation | 0.95 | 45 | 0 | esc | 0.00097009 | 1.4695e-06 | 0.00097009 | 1.4695e-06
[35 empty] | WLDFR | HFTD - Distribution - Tier 2 - 4QU CoRE ¦ 1QU LoRE | 2033 | 0.44401 | 0.0080674 | 0.31447 | 0 | 0.31447 | 0.0080674 | 0.31447 | 0 | 0.31447 | 0.13963 | 0.13963 | 0.0080674 | 0.003582 | 0.31447 | 0.13963 | 0 | 0 | 0.31447 | 0.13963 | [22 empty] | WLDFR | HFTD - Distribution - Tier 2 - 1QU CoRE ¦ 2QU LoRE | Red Flag Warning - Small Fires | 2033 | 5.6915e-07 | 5.6915e-07 | 0.087211 | 0.040679 | 0.0017655 | 0.044766 | 0 | 0 | 0.00060412 | 4.9636e-08 | 0 | 4.9636e-08 | 4.9636e-08 | 0 | 4.9636e-08 | [22 empty] | 7.3.3.17.5 (Remote Grid) Updates to grid topology to minimize risk of ignition in HFTDs Remote GridWLDFRContact from objectAggregated | WLDFR | HFTD - Distribution - Tier 2 - 1QU CoRE ¦ 1QU LoRE | Non-Red Flag Warning - Small Fires | Contact from object | Aggregated | 2033 | 0.0015148 | 163.6441 | 0.24789 | 2033 | Mitigation | 0.95 | 45 | 0 | esc | 0.00097009 | 1.4695e-06 | 0.00097009 | 1.4695e-06
[35 empty] | WLDFR | HFTD - Distribution - Tier 2 - 4QU CoRE ¦ 1QU LoRE | 2034 | 0.41496 | 0.0080674 | 0.31447 | 0 | 0.31447 | 0.0080674 | 0.31447 | 0 | 0.31447 | 0.13049 | 0.13049 | 0.0080674 | 0.0033477 | 0.31447 | 0.13049 | 0 | 0 | 0.31447 | 0.13049 | [22 empty] | WLDFR | HFTD - Distribution - Tier 2 - 1QU CoRE ¦ 2QU LoRE | Red Flag Warning - Small Fires | 2034 | 5.6915e-07 | 5.6915e-07 | 0.087211 | 0.040679 | 0.0017655 | 0.044766 | 0 | 0 | 0.00060412 | 4.9636e-08 | 0 | 4.9636e-08 | 4.9636e-08 | 0 | 4.9636e-08 | [22 empty] | 7.3.3.17.5 (Remote Grid) Updates to grid topology to minimize risk of ignition in HFTDs Remote GridWLDFRContact from objectAggregated | WLDFR | HFTD - Distribution - Tier 2 - 1QU CoRE ¦ 1QU LoRE | Non-Red Flag Warning - Small Fires | Contact from object | Aggregated | 2034 | 0.0015148 | 163.6441 | 0.24789 | 2034 | Mitigation | 0.95 | 45 | 0 | esc | 0.00097009 | 1.4695e-06 | 0.00097009 | 1.4695e-06
[35 empty] | WLDFR | HFTD - Distribution - Tier 2 - 4QU CoRE ¦ 1QU LoRE | 2035 | 0.38782 | 0.0080674 | 0.31447 | 0 | 0.31447 | 0.0080674 | 0.31447 | 0 | 0.31447 | 0.12196 | 0.12196 | 0.0080674 | 0.0031287 | 0.31447 | 0.12196 | 0 | 0 | 0.31447 | 0.12196 | [22 empty] | WLDFR | HFTD - Distribution - Tier 2 - 1QU CoRE ¦ 2QU LoRE | Red Flag Warning - Small Fires | 2035 | 5.6915e-07 | 5.6915e-07 | 0.087211 | 0.040679 | 0.0017655 | 0.044766 | 0 | 0 | 0.00060412 | 4.9636e-08 | 0 | 4.9636e-08 | 4.9636e-08 | 0 | 4.9636e-08 | [22 empty] | 7.3.3.17.5 (Remote Grid) Updates to grid topology to minimize risk of ignition in HFTDs Remote GridWLDFRContact from objectAggregated | WLDFR | HFTD - Distribution - Tier 2 - 1QU CoRE ¦ 1QU LoRE | Non-Red Flag Warning - Small Fires | Contact from object | Aggregated | 2035 | 0.0015148 | 163.6441 | 0.24789 | 2035 | Mitigation | 0.95 | 45 | 0 | esc | 0.00097009 | 1.4695e-06 | 0.00097009 | 1.4695e-06
[35 empty] | WLDFR | HFTD - Distribution - Tier 2 - 4QU CoRE ¦ 1QU LoRE | 2036 | 0.36245 | 0.0080674 | 0.31447 | 0 | 0.31447 | 0.0080674 | 0.31447 | 0 | 0.31447 | 0.11398 | 0.11398 | 0.0080674 | 0.002924 | 0.31447 | 0.11398 | 0 | 0 | 0.31447 | 0.11398 | [22 empty] | WLDFR | HFTD - Distribution - Tier 2 - 1QU CoRE ¦ 2QU LoRE | Red Flag Warning - Small Fires | 2036 | 5.6915e-07 | 5.6915e-07 | 0.087211 | 0.040679 | 0.0017655 | 0.044766 | 0 | 0 | 0.00060412 | 4.9636e-08 | 0 | 4.9636e-08 | 4.9636e-08 | 0 | 4.9636e-08 | [22 empty] | 7.3.3.17.5 (Remote Grid) Updates to grid topology to minimize risk of ignition in HFTDs Remote GridWLDFRContact from objectAggregated | WLDFR | HFTD - Distribution - Tier 2 - 1QU CoRE ¦ 1QU LoRE | Non-Red Flag Warning - Small Fires | Contact from object | Aggregated | 2036 | 0.0015148 | 163.6441 | 0.24789 | 2036 | Mitigation | 0.95 | 45 | 0 | esc | 0.00097009 | 1.4695e-06 | 0.00097009 | 1.4695e-06
[35 empty] | WLDFR | HFTD - Distribution - Tier 2 - 4QU CoRE ¦ 1QU LoRE | 2037 | 0.33873 | 0.0080674 | 0.31447 | 0 | 0.31447 | 0.0080674 | 0.31447 | 0 | 0.31447 | 0.10652 | 0.10652 | 0.0080674 | 0.0027327 | 0.31447 | 0.10652 | 0 | 0 | 0.31447 | 0.10652 | [22 empty] | WLDFR | HFTD - Distribution - Tier 2 - 1QU CoRE ¦ 2QU LoRE | Red Flag Warning - Small Fires | 2037 | 5.6915e-07 | 5.6915e-07 | 0.087211 | 0.040679 | 0.0017655 | 0.044766 | 0 | 0 | 0.00060412 | 4.9636e-08 | 0 | 4.9636e-08 | 4.9636e-08 | 0 | 4.9636e-08 | [22 empty] | 7.3.3.17.5 (Remote Grid) Updates to grid topology to minimize risk of ignition in HFTDs Remote GridWLDFRContact from objectAggregated | WLDFR | HFTD - Distribution - Tier 2 - 1QU CoRE ¦ 1QU LoRE | Non-Red Flag Warning - Small Fires | Contact from object | Aggregated | 2037 | 0.0015148 | 163.6441 | 0.24789 | 2037 | Mitigation | 0.95 | 45 | 0 | esc | 0.00097009 | 1.4695e-06 | 0.00097009 | 1.4695e-06
[35 empty] | WLDFR | HFTD - Distribution - Tier 2 - 4QU CoRE ¦ 1QU LoRE | 2038 | 0.31657 | 0.0080674 | 0.32991 | 0 | 0.32991 | 0.0080674 | 0.32991 | 0 | 0.32991 | 0.10444 | 0.10444 | 0.0080674 | 0.0025539 | 0.32991 | 0.10444 | 0 | 0 | 0.32991 | 0.10444 | [22 empty] | WLDFR | HFTD - Distribution - Tier 2 - 1QU CoRE ¦ 2QU LoRE | Red Flag Warning - Small Fires | 2038 | 5.6915e-07 | 5.6915e-07 | 0.091184 | 0.042438 | 0.0018418 | 0.046905 | 0 | 0 | 0.00060412 | 5.1897e-08 | 0 | 5.1897e-08 | 5.1897e-08 | 0 | 5.1897e-08 | [22 empty] | 7.3.3.17.5 (Remote Grid) Updates to grid topology to minimize risk of ignition in HFTDs Remote GridWLDFRContact from objectAggregated | WLDFR | HFTD - Distribution - Tier 2 - 1QU CoRE ¦ 1QU LoRE | Non-Red Flag Warning - Small Fires | Contact from object | Aggregated | 2038 | 0.0015148 | 163.6441 | 0.24789 | 2038 | Mitigation | 0.95 | 45 | 0 | esc | 0.00097009 | 1.4695e-06 | 0.00097009 | 1.4695e-06
[35 empty] | WLDFR | HFTD - Distribution - Tier 2 - 4QU CoRE ¦ 1QU LoRE | 2039 | 0.29586 | 0.0080674 | 0.32991 | 0 | 0.32991 | 0.0080674 | 0.32991 | 0 | 0.32991 | 0.097609 | 0.097609 | 0.0080674 | 0.0023869 | 0.32991 | 0.097609 | 0 | 0 | 0.32991 | 0.097609 | [22 empty] | WLDFR | HFTD - Distribution - Tier 2 - 1QU CoRE ¦ 2QU LoRE | Red Flag Warning - Small Fires | 2039 | 5.6915e-07 | 5.6915e-07 | 0.091184 | 0.042438 | 0.0018418 | 0.046905 | 0 | 0 | 0.00060412 | 5.1897e-08 | 0 | 5.1897e-08 | 5.1897e-08 | 0 | 5.1897e-08 | [22 empty] | 7.3.3.17.5 (Remote Grid) Updates to grid topology to minimize risk of ignition in HFTDs Remote GridWLDFRContact from objectAggregated | WLDFR | HFTD - Distribution - Tier 2 - 1QU CoRE ¦ 1QU LoRE | Non-Red Flag Warning - Small Fires | Contact from object | Aggregated | 2039 | 0.0015148 | 163.6441 | 0.24789 | 2039 | Mitigation | 0.95 | 45 | 0 | esc | 0.00097009 | 1.4695e-06 | 0.00097009 | 1.4695e-06
[35 empty] | WLDFR | HFTD - Distribution - Tier 2 - 4QU CoRE ¦ 1QU LoRE | 2040 | 0.27651 | 0.0080674 | 0.32991 | 0 | 0.32991 | 0.0080674 | 0.32991 | 0 | 0.32991 | 0.091223 | 0.091223 | 0.0080674 | 0.0022307 | 0.32991 | 0.091223 | 0 | 0 | 0.32991 | 0.091223 | [22 empty] | WLDFR | HFTD - Distribution - Tier 2 - 1QU CoRE ¦ 2QU LoRE | Red Flag Warning - Small Fires | 2040 | 5.6915e-07 | 5.6915e-07 | 0.091184 | 0.042438 | 0.0018418 | 0.046905 | 0 | 0 | 0.00060412 | 5.1897e-08 | 0 | 5.1897e-08 | 5.1897e-08 | 0 | 5.1897e-08 | [22 empty] | 7.3.3.17.5 (Remote Grid) Updates to grid topology to minimize risk of ignition in HFTDs Remote GridWLDFRContact from objectAggregated | WLDFR | HFTD - Distribution - Tier 2 - 1QU CoRE ¦ 1QU LoRE | Non-Red Flag Warning - Small Fires | Contact from object | Aggregated | 2040 | 0.0015148 | 163.6441 | 0.24789 | 2040 | Mitigation | 0.95 | 45 | 0 | esc | 0.00097009 | 1.4695e-06 | 0.00097009 | 1.4695e-06
[35 empty] | WLDFR | HFTD - Distribution - Tier 2 - 4QU CoRE ¦ 1QU LoRE | 2041 | 0.25842 | 0.0080674 | 0.32991 | 0 | 0.32991 | 0.0080674 | 0.32991 | 0 | 0.32991 | 0.085255 | 0.085255 | 0.0080674 | 0.0020848 | 0.32991 | 0.085255 | 0 | 0 | 0.32991 | 0.085255 | [22 empty] | WLDFR | HFTD - Distribution - Tier 2 - 1QU CoRE ¦ 2QU LoRE | Red Flag Warning - Small Fires | 2041 | 5.6915e-07 | 5.6915e-07 | 0.091184 | 0.042438 | 0.0018418 | 0.046905 | 0 | 0 | 0.00060412 | 5.1897e-08 | 0 | 5.1897e-08 | 5.1897e-08 | 0 | 5.1897e-08 | [22 empty] | 7.3.3.17.5 (Remote Grid) Updates to grid topology to minimize risk of ignition in HFTDs Remote GridWLDFRContact from objectAggregated | WLDFR | HFTD - Distribution - Tier 2 - 1QU CoRE ¦ 1QU LoRE | Non-Red Flag Warning - Small Fires | Contact from object | Aggregated | 2041 | 0.0015148 | 163.6441 | 0.24789 | 2041 | Mitigation | 0.95 | 45 | 0 | esc | 0.00097009 | 1.4695e-06 | 0.00097009 | 1.4695e-06
[35 empty] | WLDFR | HFTD - Distribution - Tier 2 - 4QU CoRE ¦ 1QU LoRE | 2042 | 0.24151 | 0.0080674 | 0.32991 | 0 | 0.32991 | 0.0080674 | 0.32991 | 0 | 0.32991 | 0.079678 | 0.079678 | 0.0080674 | 0.0019484 | 0.32991 | 0.079678 | 0 | 0 | 0.32991 | 0.079678 | [22 empty] | WLDFR | HFTD - Distribution - Tier 2 - 1QU CoRE ¦ 2QU LoRE | Red Flag Warning - Small Fires | 2042 | 5.6915e-07 | 5.6915e-07 | 0.091184 | 0.042438 | 0.0018418 | 0.046905 | 0 | 0 | 0.00060412 | 5.1897e-08 | 0 | 5.1897e-08 | 5.1897e-08 | 0 | 5.1897e-08 | [22 empty] | 7.3.3.17.5 (Remote Grid) Updates to grid topology to minimize risk of ignition in HFTDs Remote GridWLDFRContact from objectAggregated | WLDFR | HFTD - Distribution - Tier 2 - 1QU CoRE ¦ 1QU LoRE | Non-Red Flag Warning - Small Fires | Contact from object | Aggregated | 2042 | 0.0015148 | 163.6441 | 0.24789 | 2042 | Mitigation | 0.95 | 45 | 0 | esc | 0.00097009 | 1.4695e-06 | 0.00097009 | 1.4695e-06
[35 empty] | WLDFR | HFTD - Distribution - Tier 2 - 4QU CoRE ¦ 1QU LoRE | 2043 | 0.22571 | 0.0080674 | 0.34636 | 0 | 0.34636 | 0.0080674 | 0.34636 | 0 | 0.34636 | 0.078178 | 0.078178 | 0.0080674 | 0.0018209 | 0.34636 | 0.078178 | 0 | 0 | 0.34636 | 0.078178 | [22 empty] | WLDFR | HFTD - Distribution - Tier 2 - 1QU CoRE ¦ 2QU LoRE | Red Flag Warning - Small Fires | 2043 | 5.6915e-07 | 5.6915e-07 | 0.095486 | 0.044306 | 0.0019228 | 0.049257 | 0 | 0 | 0.00060412 | 5.4345e-08 | 0 | 5.4345e-08 | 5.4345e-08 | 0 | 5.4345e-08 | [22 empty] | 7.3.3.17.5 (Remote Grid) Updates to grid topology to minimize risk of ignition in HFTDs Remote GridWLDFRContact from objectAggregated | WLDFR | HFTD - Distribution - Tier 2 - 1QU CoRE ¦ 1QU LoRE | Non-Red Flag Warning - Small Fires | Contact from object | Aggregated | 2043 | 0.0015148 | 163.6441 | 0.24789 | 2043 | Mitigation | 0.95 | 45 | 0 | esc | 0.00097009 | 1.4695e-06 | 0.00097009 | 1.4695e-06
[35 empty] | WLDFR | HFTD - Distribution - Tier 2 - 4QU CoRE ¦ 1QU LoRE | 2044 | 0.21095 | 0.0080674 | 0.34636 | 0 | 0.34636 | 0.0080674 | 0.34636 | 0 | 0.34636 | 0.073064 | 0.073064 | 0.0080674 | 0.0017018 | 0.34636 | 0.073064 | 0 | 0 | 0.34636 | 0.073064 | [22 empty] | WLDFR | HFTD - Distribution - Tier 2 - 1QU CoRE ¦ 2QU LoRE | Red Flag Warning - Small Fires | 2044 | 5.6915e-07 | 5.6915e-07 | 0.095486 | 0.044306 | 0.0019228 | 0.049257 | 0 | 0 | 0.00060412 | 5.4345e-08 | 0 | 5.4345e-08 | 5.4345e-08 | 0 | 5.4345e-08 | [22 empty] | 7.3.3.17.5 (Remote Grid) Updates to grid topology to minimize risk of ignition in HFTDs Remote GridWLDFRContact from objectAggregated | WLDFR | HFTD - Distribution - Tier 2 - 1QU CoRE ¦ 1QU LoRE | Non-Red Flag Warning - Small Fires | Contact from object | Aggregated | 2044 | 0.0015148 | 163.6441 | 0.24789 | 2044 | Mitigation | 0.95 | 45 | 0 | esc | 0.00097009 | 1.4695e-06 | 0.00097009 | 1.4695e-06
[35 empty] | WLDFR | HFTD - Distribution - Tier 2 - 4QU CoRE ¦ 1QU LoRE | 2045 | 0.19715 | 0.0080674 | 0.34636 | 0 | 0.34636 | 0.0080674 | 0.34636 | 0 | 0.34636 | 0.068284 | 0.068284 | 0.0080674 | 0.0015905 | 0.34636 | 0.068284 | 0 | 0 | 0.34636 | 0.068284 | [22 empty] | WLDFR | HFTD - Distribution - Tier 2 - 1QU CoRE ¦ 2QU LoRE | Red Flag Warning - Small Fires | 2045 | 5.6915e-07 | 5.6915e-07 | 0.095486 | 0.044306 | 0.0019228 | 0.049257 | 0 | 0 | 0.00060412 | 5.4345e-08 | 0 | 5.4345e-08 | 5.4345e-08 | 0 | 5.4345e-08 | [22 empty] | 7.3.3.17.5 (Remote Grid) Updates to grid topology to minimize risk of ignition in HFTDs Remote GridWLDFRContact from objectAggregated | WLDFR | HFTD - Distribution - Tier 2 - 1QU CoRE ¦ 1QU LoRE | Non-Red Flag Warning - Small Fires | Contact from object | Aggregated | 2045 | 0.0015148 | 163.6441 | 0.24789 | 2045 | Mitigation | 0.95 | 45 | 0 | esc | 0.00097009 | 1.4695e-06 | 0.00097009 | 1.4695e-06
[35 empty] | WLDFR | HFTD - Distribution - Tier 2 - 4QU CoRE ¦ 1QU LoRE | 2046 | 0.18425 | 0.0080674 | 0.34636 | 0 | 0.34636 | 0.0080674 | 0.34636 | 0 | 0.34636 | 0.063817 | 0.063817 | 0.0080674 | 0.0014864 | 0.34636 | 0.063817 | 0 | 0 | 0.34636 | 0.063817 | [22 empty] | WLDFR | HFTD - Distribution - Tier 2 - 1QU CoRE ¦ 2QU LoRE | Red Flag Warning - Small Fires | 2046 | 5.6915e-07 | 5.6915e-07 | 0.095486 | 0.044306 | 0.0019228 | 0.049257 | 0 | 0 | 0.00060412 | 5.4345e-08 | 0 | 5.4345e-08 | 5.4345e-08 | 0 | 5.4345e-08 | [22 empty] | 7.3.3.17.5 (Remote Grid) Updates to grid topology to minimize risk of ignition in HFTDs Remote GridWLDFRContact from objectAggregated | WLDFR | HFTD - Distribution - Tier 2 - 1QU CoRE ¦ 1QU LoRE | Non-Red Flag Warning - Small Fires | Contact from object | Aggregated | 2046 | 0.0015148 | 163.6441 | 0.24789 | 2046 | Mitigation | 0.95 | 45 | 0 | esc | 0.00097009 | 1.4695e-06 | 0.00097009 | 1.4695e-06
[35 empty] | WLDFR | HFTD - Distribution - Tier 2 - 4QU CoRE ¦ 1QU LoRE | 2047 | 0.1722 | 0.0080674 | 0.34636 | 0 | 0.34636 | 0.0080674 | 0.34636 | 0 | 0.34636 | 0.059642 | 0.059642 | 0.0080674 | 0.0013892 | 0.34636 | 0.059642 | 0 | 0 | 0.34636 | 0.059642 | [22 empty] | WLDFR | HFTD - Distribution - Tier 2 - 1QU CoRE ¦ 2QU LoRE | Red Flag Warning - Small Fires | 2047 | 5.6915e-07 | 5.6915e-07 | 0.095486 | 0.044306 | 0.0019228 | 0.049257 | 0 | 0 | 0.00060412 | 5.4345e-08 | 0 | 5.4345e-08 | 5.4345e-08 | 0 | 5.4345e-08 | [22 empty] | 7.3.3.17.5 (Remote Grid) Updates to grid topology to minimize risk of ignition in HFTDs Remote GridWLDFRContact from objectAggregated | WLDFR | HFTD - Distribution - Tier 2 - 1QU CoRE ¦ 1QU LoRE | Non-Red Flag Warning - Small Fires | Contact from object | Aggregated | 2047 | 0.0015148 | 163.6441 | 0.24789 | 2047 | Mitigation | 0.95 | 45 | 0 | esc | 0.00097009 | 1.4695e-06 | 0.00097009 | 1.4695e-06
[35 empty] | WLDFR | HFTD - Distribution - Tier 2 - 4QU CoRE ¦ 1QU LoRE | 2048 | 0.16093 | 0.0080674 | 0.3636 | 0 | 0.3636 | 0.0080674 | 0.3636 | 0 | 0.3636 | 0.058515 | 0.058515 | 0.0080674 | 0.0012983 | 0.3636 | 0.058515 | 0 | 0 | 0.3636 | 0.058515 | [22 empty] | WLDFR | HFTD - Distribution - Tier 2 - 1QU CoRE ¦ 2QU LoRE | Red Flag Warning - Small Fires | 2048 | 5.6915e-07 | 5.6915e-07 | 0.10007 | 0.04626 | 0.0020076 | 0.051804 | 0 | 0 | 0.00060412 | 5.6956e-08 | 0 | 5.6956e-08 | 5.6956e-08 | 0 | 5.6956e-08 | [22 empty] | 7.3.3.17.5 (Remote Grid) Updates to grid topology to minimize risk of ignition in HFTDs Remote GridWLDFRContact from objectAggregated | WLDFR | HFTD - Distribution - Tier 2 - 1QU CoRE ¦ 1QU LoRE | Non-Red Flag Warning - Small Fires | Contact from object | Aggregated | 2048 | 0.0015148 | 163.6441 | 0.24789 | 2048 | Mitigation | 0.95 | 45 | 0 | esc | 0.00097009 | 1.4695e-06 | 0.00097009 | 1.4695e-06
[35 empty] | WLDFR | HFTD - Distribution - Tier 2 - 4QU CoRE ¦ 1QU LoRE | 2049 | 0.1504 | 0.0080674 | 0.3636 | 0 | 0.3636 | 0.0080674 | 0.3636 | 0 | 0.3636 | 0.054687 | 0.054687 | 0.0080674 | 0.0012134 | 0.3636 | 0.054687 | 0 | 0 | 0.3636 | 0.054687 | [22 empty] | WLDFR | HFTD - Distribution - Tier 2 - 1QU CoRE ¦ 2QU LoRE | Red Flag Warning - Small Fires | 2049 | 5.6915e-07 | 5.6915e-07 | 0.10007 | 0.04626 | 0.0020076 | 0.051804 | 0 | 0 | 0.00060412 | 5.6956e-08 | 0 | 5.6956e-08 | 5.6956e-08 | 0 | 5.6956e-08 | [22 empty] | 7.3.3.17.5 (Remote Grid) Updates to grid topology to minimize risk of ignition in HFTDs Remote GridWLDFRContact from objectAggregated | WLDFR | HFTD - Distribution - Tier 2 - 1QU CoRE ¦ 1QU LoRE | Non-Red Flag Warning - Small Fires | Contact from object | Aggregated | 2049 | 0.0015148 | 163.6441 | 0.24789 | 2049 | Mitigation | 0.95 | 45 | 0 | esc | 0.00097009 | 1.4695e-06 | 0.00097009 | 1.4695e-06
[35 empty] | WLDFR | HFTD - Distribution - Tier 2 - 4QU CoRE ¦ 1QU LoRE | 2050 | 0.14056 | 0.0080674 | 0.3636 | 0 | 0.3636 | 0.0080674 | 0.3636 | 0 | 0.3636 | 0.051109 | 0.051109 | 0.0080674 | 0.001134 | 0.3636 | 0.051109 | 0 | 0 | 0.3636 | 0.051109 | [22 empty] | WLDFR | HFTD - Distribution - Tier 2 - 1QU CoRE ¦ 2QU LoRE | Red Flag Warning - Small Fires | 2050 | 5.6915e-07 | 5.6915e-07 | 0.10007 | 0.04626 | 0.0020076 | 0.051804 | 0 | 0 | 0.00060412 | 5.6956e-08 | 0 | 5.6956e-08 | 5.6956e-08 | 0 | 5.6956e-08 | [22 empty] | 7.3.3.17.5 (Remote Grid) Updates to grid topology to minimize risk of ignition in HFTDs Remote GridWLDFRContact from objectAggregated | WLDFR | HFTD - Distribution - Tier 2 - 1QU CoRE ¦ 1QU LoRE | Non-Red Flag Warning - Small Fires | Contact from object | Aggregated | 2050 | 0.0015148 | 163.6441 | 0.24789 | 2050 | Mitigation | 0.95 | 45 | 0 | esc | 0.00097009 | 1.4695e-06 | 0.00097009 | 1.4695e-06
[35 empty] | WLDFR | HFTD - Distribution - Tier 2 - 4QU CoRE ¦ 1QU LoRE | 2051 | 0.13137 | 0.0080674 | 0.3636 | 0 | 0.3636 | 0.0080674 | 0.3636 | 0 | 0.3636 | 0.047766 | 0.047766 | 0.0080674 | 0.0010598 | 0.3636 | 0.047766 | 0 | 0 | 0.3636 | 0.047766 | [22 empty] | WLDFR | HFTD - Distribution - Tier 2 - 1QU CoRE ¦ 2QU LoRE | Red Flag Warning - Small Fires | 2051 | 5.6915e-07 | 5.6915e-07 | 0.10007 | 0.04626 | 0.0020076 | 0.051804 | 0 | 0 | 0.00060412 | 5.6956e-08 | 0 | 5.6956e-08 | 5.6956e-08 | 0 | 5.6956e-08 | [22 empty] | 7.3.3.17.5 (Remote Grid) Updates to grid topology to minimize risk of ignition in HFTDs Remote GridWLDFRContact from objectAggregated | WLDFR | HFTD - Distribution - Tier 2 - 1QU CoRE ¦ 1QU LoRE | Non-Red Flag Warning - Small Fires | Contact from object | Aggregated | 2051 | 0.0015148 | 163.6441 | 0.24789 | 2051 | Mitigation | 0.95 | 45 | 0 | esc | 0.00097009 | 1.4695e-06 | 0.00097009 | 1.4695e-06
[35 empty] | WLDFR | HFTD - Distribution - Tier 2 - 4QU CoRE ¦ 1QU LoRE | 2052 | 0.12277 | 0.0080674 | 0.3636 | 0 | 0.3636 | 0.0080674 | 0.3636 | 0 | 0.3636 | 0.044641 | 0.044641 | 0.0080674 | 0.00099046 | 0.3636 | 0.044641 | 0 | 0 | 0.3636 | 0.044641 | [22 empty] | WLDFR | HFTD - Distribution - Tier 2 - 1QU CoRE ¦ 2QU LoRE | Red Flag Warning - Small Fires | 2052 | 5.6915e-07 | 5.6915e-07 | 0.10007 | 0.04626 | 0.0020076 | 0.051804 | 0 | 0 | 0.00060412 | 5.6956e-08 | 0 | 5.6956e-08 | 5.6956e-08 | 0 | 5.6956e-08 | [22 empty] | 7.3.3.17.5 (Remote Grid) Updates to grid topology to minimize risk of ignition in HFTDs Remote GridWLDFRContact from objectAggregated | WLDFR | HFTD - Distribution - Tier 2 - 1QU CoRE ¦ 1QU LoRE | Non-Red Flag Warning - Small Fires | Contact from object | Aggregated | 2052 | 0.0015148 | 163.6441 | 0.24789 | 2052 | Mitigation | 0.95 | 45 | 0 | esc | 0.00097009 | 1.4695e-06 | 0.00097009 | 1.4695e-06
[35 empty] | WLDFR | HFTD - Distribution - Tier 2 - 4QU CoRE ¦ 1QU LoRE | 2053 | 0.11474 | 0.0080674 | 0.38143 | 0 | 0.38143 | 0.0080674 | 0.38143 | 0 | 0.38143 | 0.043765 | 0.043765 | 0.0080674 | 0.00092567 | 0.38143 | 0.043765 | 0 | 0 | 0.38143 | 0.043765 | [22 empty] | WLDFR | HFTD - Distribution - Tier 2 - 1QU CoRE ¦ 2QU LoRE | Red Flag Warning - Small Fires | 2053 | 5.6915e-07 | 5.6915e-07 | 0.10489 | 0.048274 | 0.002095 | 0.054525 | 0 | 0 | 0.00060412 | 5.97e-08 | 0 | 5.97e-08 | 5.97e-08 | 0 | 5.97e-08 | [22 empty] | 7.3.3.17.5 (Remote Grid) Updates to grid topology to minimize risk of ignition in HFTDs Remote GridWLDFRContact from objectAggregated | WLDFR | HFTD - Distribution - Tier 2 - 1QU CoRE ¦ 1QU LoRE | Non-Red Flag Warning - Small Fires | Contact from object | Aggregated | 2053 | 0.0015148 | 163.6441 | 0.24789 | 2053 | Mitigation | 0.95 | 45 | 0 | esc | 0.00097009 | 1.4695e-06 | 0.00097009 | 1.4695e-06
[35 empty] | WLDFR | HFTD - Distribution - Tier 2 - 4QU CoRE ¦ 1QU LoRE | 2054 | 0.10723 | 0.0080674 | 0.38143 | 0 | 0.38143 | 0.0080674 | 0.38143 | 0 | 0.38143 | 0.040902 | 0.040902 | 0.0080674 | 0.00086511 | 0.38143 | 0.040902 | 0 | 0 | 0.38143 | 0.040902 | [22 empty] | WLDFR | HFTD - Distribution - Tier 2 - 1QU CoRE ¦ 2QU LoRE | Red Flag Warning - Small Fires | 2054 | 5.6915e-07 | 5.6915e-07 | 0.10489 | 0.048274 | 0.002095 | 0.054525 | 0 | 0 | 0.00060412 | 5.97e-08 | 0 | 5.97e-08 | 5.97e-08 | 0 | 5.97e-08 | [22 empty] | 7.3.3.17.5 (Remote Grid) Updates to grid topology to minimize risk of ignition in HFTDs Remote GridWLDFRContact from objectAggregated | WLDFR | HFTD - Distribution - Tier 2 - 1QU CoRE ¦ 1QU LoRE | Non-Red Flag Warning - Small Fires | Contact from object | Aggregated | 2054 | 0.0015148 | 163.6441 | 0.24789 | 2054 | Mitigation | 0.95 | 45 | 0 | esc | 0.00097009 | 1.4695e-06 | 0.00097009 | 1.4695e-06
[35 empty] | WLDFR | HFTD - Distribution - Tier 2 - 4QU CoRE ¦ 1QU LoRE | 2055 | 0.10022 | 0.0080674 | 0.38143 | 0 | 0.38143 | 0.0080674 | 0.38143 | 0 | 0.38143 | 0.038226 | 0.038226 | 0.0080674 | 0.00080851 | 0.38143 | 0.038226 | 0 | 0 | 0.38143 | 0.038226 | [22 empty] | WLDFR | HFTD - Distribution - Tier 2 - 1QU CoRE ¦ 2QU LoRE | Red Flag Warning - Small Fires | 2055 | 5.6915e-07 | 5.6915e-07 | 0.10489 | 0.048274 | 0.002095 | 0.054525 | 0 | 0 | 0.00060412 | 5.97e-08 | 0 | 5.97e-08 | 5.97e-08 | 0 | 5.97e-08 | [22 empty] | 7.3.3.17.5 (Remote Grid) Updates to grid topology to minimize risk of ignition in HFTDs Remote GridWLDFRContact from objectAggregated | WLDFR | HFTD - Distribution - Tier 2 - 1QU CoRE ¦ 1QU LoRE | Non-Red Flag Warning - Small Fires | Contact from object | Aggregated | 2055 | 0.0015148 | 163.6441 | 0.24789 | 2055 | Mitigation | 0.95 | 45 | 0 | esc | 0.00097009 | 1.4695e-06 | 0.00097009 | 1.4695e-06
[35 empty] | WLDFR | HFTD - Distribution - Tier 2 - 4QU CoRE ¦ 1QU LoRE | 2056 | 0.093663 | 0.0080674 | 0.38143 | 0 | 0.38143 | 0.0080674 | 0.38143 | 0 | 0.38143 | 0.035725 | 0.035725 | 0.0080674 | 0.00075562 | 0.38143 | 0.035725 | 0 | 0 | 0.38143 | 0.035725 | [22 empty] | WLDFR | HFTD - Distribution - Tier 2 - 1QU CoRE ¦ 2QU LoRE | Red Flag Warning - Small Fires | 2056 | 5.6915e-07 | 5.6915e-07 | 0.10489 | 0.048274 | 0.002095 | 0.054525 | 0 | 0 | 0.00060412 | 5.97e-08 | 0 | 5.97e-08 | 5.97e-08 | 0 | 5.97e-08 | [22 empty] | 7.3.3.17.5 (Remote Grid) Updates to grid topology to minimize risk of ignition in HFTDs Remote GridWLDFRContact from objectAggregated | WLDFR | HFTD - Distribution - Tier 2 - 1QU CoRE ¦ 1QU LoRE | Non-Red Flag Warning - Small Fires | Contact from object | Aggregated | 2056 | 0.0015148 | 163.6441 | 0.24789 | 2056 | Mitigation | 0.95 | 45 | 0 | esc | 0.00097009 | 1.4695e-06 | 0.00097009 | 1.4695e-06
[35 empty] | WLDFR | HFTD - Distribution - Tier 2 - 4QU CoRE ¦ 1QU LoRE | 2057 | 0.087535 | 0.0080674 | 0.38143 | 0 | 0.38143 | 0.0080674 | 0.38143 | 0 | 0.38143 | 0.033388 | 0.033388 | 0.0080674 | 0.00070619 | 0.38143 | 0.033388 | 0 | 0 | 0.38143 | 0.033388 | [22 empty] | WLDFR | HFTD - Distribution - Tier 2 - 1QU CoRE ¦ 2QU LoRE | Red Flag Warning - Small Fires | 2057 | 5.6915e-07 | 5.6915e-07 | 0.10489 | 0.048274 | 0.002095 | 0.054525 | 0 | 0 | 0.00060412 | 5.97e-08 | 0 | 5.97e-08 | 5.97e-08 | 0 | 5.97e-08 | [22 empty] | 7.3.3.17.5 (Remote Grid) Updates to grid topology to minimize risk of ignition in HFTDs Remote GridWLDFRContact from objectAggregated | WLDFR | HFTD - Distribution - Tier 2 - 1QU CoRE ¦ 1QU LoRE | Non-Red Flag Warning - Small Fires | Contact from object | Aggregated | 2057 | 0.0015148 | 163.6441 | 0.24789 | 2057 | Mitigation | 0.95 | 45 | 0 | esc | 0.00097009 | 1.4695e-06 | 0.00097009 | 1.4695e-06
[35 empty] | WLDFR | HFTD - Distribution - Tier 2 - 4QU CoRE ¦ 1QU LoRE | 2058 | 0.081809 | 0.0080674 | 0.39961 | 0 | 0.39961 | 0.0080674 | 0.39961 | 0 | 0.39961 | 0.032692 | 0.032692 | 0.0080674 | 0.00065999 | 0.39961 | 0.032692 | 0 | 0 | 0.39961 | 0.032692 | [22 empty] | WLDFR | HFTD - Distribution - Tier 2 - 1QU CoRE ¦ 2QU LoRE | Red Flag Warning - Small Fires | 2058 | 5.6915e-07 | 5.6915e-07 | 0.1099 | 0.050325 | 0.0021839 | 0.057393 | 0 | 0 | 0.00060412 | 6.2551e-08 | 0 | 6.2551e-08 | 6.2551e-08 | 0 | 6.2551e-08 | [22 empty] | 7.3.3.17.5 (Remote Grid) Updates to grid topology to minimize risk of ignition in HFTDs Remote GridWLDFRContact from objectAggregated | WLDFR | HFTD - Distribution - Tier 2 - 1QU CoRE ¦ 1QU LoRE | Non-Red Flag Warning - Small Fires | Contact from object | Aggregated | 2058 | 0.0015148 | 163.6441 | 0.24789 | 2058 | Mitigation | 0.95 | 45 | 0 | esc | 0.00097009 | 1.4695e-06 | 0.00097009 | 1.4695e-06
[35 empty] | WLDFR | HFTD - Distribution - Tier 2 - 4QU CoRE ¦ 1QU LoRE | 2059 | 0.076457 | 0.0080674 | 0.39961 | 0 | 0.39961 | 0.0080674 | 0.39961 | 0 | 0.39961 | 0.030553 | 0.030553 | 0.0080674 | 0.00061681 | 0.39961 | 0.030553 | 0 | 0 | 0.39961 | 0.030553 | [22 empty] | WLDFR | HFTD - Distribution - Tier 2 - 1QU CoRE ¦ 2QU LoRE | Red Flag Warning - Small Fires | 2059 | 5.6915e-07 | 5.6915e-07 | 0.1099 | 0.050325 | 0.0021839 | 0.057393 | 0 | 0 | 0.00060412 | 6.2551e-08 | 0 | 6.2551e-08 | 6.2551e-08 | 0 | 6.2551e-08 | [22 empty] | 7.3.3.17.5 (Remote Grid) Updates to grid topology to minimize risk of ignition in HFTDs Remote GridWLDFRContact from objectAggregated | WLDFR | HFTD - Distribution - Tier 2 - 1QU CoRE ¦ 1QU LoRE | Non-Red Flag Warning - Small Fires | Contact from object | Aggregated | 2059 | 0.0015148 | 163.6441 | 0.24789 | 2059 | Mitigation | 0.95 | 45 | 0 | esc | 0.00097009 | 1.4695e-06 | 0.00097009 | 1.4695e-06
[35 empty] | WLDFR | HFTD - Distribution - Tier 2 - 4QU CoRE ¦ 1QU LoRE | 2060 | 0.071455 | 0.0080674 | 0.39961 | 0 | 0.39961 | 0.0080674 | 0.39961 | 0 | 0.39961 | 0.028554 | 0.028554 | 0.0080674 | 0.00057646 | 0.39961 | 0.028554 | 0 | 0 | 0.39961 | 0.028554 | [22 empty] | WLDFR | HFTD - Distribution - Tier 2 - 1QU CoRE ¦ 2QU LoRE | Red Flag Warning - Small Fires | 2060 | 5.6915e-07 | 5.6915e-07 | 0.1099 | 0.050325 | 0.0021839 | 0.057393 | 0 | 0 | 0.00060412 | 6.2551e-08 | 0 | 6.2551e-08 | 6.2551e-08 | 0 | 6.2551e-08 | [22 empty] | 7.3.3.17.5 (Remote Grid) Updates to grid topology to minimize risk of ignition in HFTDs Remote GridWLDFRContact from objectAggregated | WLDFR | HFTD - Distribution - Tier 2 - 1QU CoRE ¦ 1QU LoRE | Non-Red Flag Warning - Small Fires | Contact from object | Aggregated | 2060 | 0.0015148 | 163.6441 | 0.24789 | 2060 | Mitigation | 0.95 | 45 | 0 | esc | 0.00097009 | 1.4695e-06 | 0.00097009 | 1.4695e-06
[35 empty] | WLDFR | HFTD - Distribution - Tier 2 - 4QU CoRE ¦ 1QU LoRE | 2061 | 0.06678 | 0.0080674 | 0.39961 | 0 | 0.39961 | 0.0080674 | 0.39961 | 0 | 0.39961 | 0.026686 | 0.026686 | 0.0080674 | 0.00053875 | 0.39961 | 0.026686 | 0 | 0 | 0.39961 | 0.026686 | [22 empty] | WLDFR | HFTD - Distribution - Tier 2 - 1QU CoRE ¦ 2QU LoRE | Red Flag Warning - Small Fires | 2061 | 5.6915e-07 | 5.6915e-07 | 0.1099 | 0.050325 | 0.0021839 | 0.057393 | 0 | 0 | 0.00060412 | 6.2551e-08 | 0 | 6.2551e-08 | 6.2551e-08 | 0 | 6.2551e-08 | [22 empty] | 7.3.3.17.5 (Remote Grid) Updates to grid topology to minimize risk of ignition in HFTDs Remote GridWLDFRContact from objectAggregated | WLDFR | HFTD - Distribution - Tier 2 - 1QU CoRE ¦ 1QU LoRE | Non-Red Flag Warning - Small Fires | Contact from object | Aggregated | 2061 | 0.0015148 | 163.6441 | 0.24789 | 2061 | Mitigation | 0.95 | 45 | 0 | esc | 0.00097009 | 1.4695e-06 | 0.00097009 | 1.4695e-06
[35 empty] | WLDFR | HFTD - Distribution - Tier 2 - 4QU CoRE ¦ 1QU LoRE | 2062 | 0.062412 | 0.0080674 | 0.39961 | 0 | 0.39961 | 0.0080674 | 0.39961 | 0 | 0.39961 | 0.02494 | 0.02494 | 0.0080674 | 0.0005035 | 0.39961 | 0.02494 | 0 | 0 | 0.39961 | 0.02494 | [22 empty] | WLDFR | HFTD - Distribution - Tier 2 - 1QU CoRE ¦ 2QU LoRE | Red Flag Warning - Small Fires | 2062 | 5.6915e-07 | 5.6915e-07 | 0.1099 | 0.050325 | 0.0021839 | 0.057393 | 0 | 0 | 0.00060412 | 6.2551e-08 | 0 | 6.2551e-08 | 6.2551e-08 | 0 | 6.2551e-08 | [22 empty] | 7.3.3.17.5 (Remote Grid) Updates to grid topology to minimize risk of ignition in HFTDs Remote GridWLDFRContact from objectAggregated | WLDFR | HFTD - Distribution - Tier 2 - 1QU CoRE ¦ 1QU LoRE | Non-Red Flag Warning - Small Fires | Contact from object | Aggregated | 2062 | 0.0015148 | 163.6441 | 0.24789 | 2062 | Mitigation | 0.95 | 45 | 0 | esc | 0.00097009 | 1.4695e-06 | 0.00097009 | 1.4695e-06
[35 empty] | WLDFR | HFTD - Distribution - Tier 2 - 4QU CoRE ¦ 1QU LoRE | 2063 | 0.058329 | 0.0080674 | 0.41793 | 0 | 0.41793 | 0.0080674 | 0.41793 | 0 | 0.41793 | 0.024377 | 0.024377 | 0.0080674 | 0.00047056 | 0.41793 | 0.024377 | 0 | 0 | 0.41793 | 0.024377 | [22 empty] | WLDFR | HFTD - Distribution - Tier 2 - 1QU CoRE ¦ 2QU LoRE | Red Flag Warning - Small Fires | 2063 | 5.6915e-07 | 5.6915e-07 | 0.11504 | 0.052388 | 0.0022734 | 0.060377 | 0 | 0 | 0.00060412 | 6.5474e-08 | 0 | 6.5474e-08 | 6.5474e-08 | 0 | 6.5474e-08 | [22 empty] | 7.3.3.17.5 (Remote Grid) Updates to grid topology to minimize risk of ignition in HFTDs Remote GridWLDFRContact from objectAggregated | WLDFR | HFTD - Distribution - Tier 2 - 1QU CoRE ¦ 1QU LoRE | Non-Red Flag Warning - Small Fires | Contact from object | Aggregated | 2063 | 0.0015148 | 163.6441 | 0.24789 | 2063 | Mitigation | 0.95 | 45 | 0 | esc | 0.00097009 | 1.4695e-06 | 0.00097009 | 1.4695e-06
[35 empty] | WLDFR | HFTD - Distribution - Tier 2 - 4QU CoRE ¦ 1QU LoRE | 2064 | 0.054513 | 0.0080674 | 0.41793 | 0 | 0.41793 | 0.0080674 | 0.41793 | 0 | 0.41793 | 0.022783 | 0.022783 | 0.0080674 | 0.00043978 | 0.41793 | 0.022783 | 0 | 0 | 0.41793 | 0.022783 | [22 empty] | WLDFR | HFTD - Distribution - Tier 2 - 1QU CoRE ¦ 2QU LoRE | Red Flag Warning - Small Fires | 2064 | 5.6915e-07 | 5.6915e-07 | 0.11504 | 0.052388 | 0.0022734 | 0.060377 | 0 | 0 | 0.00060412 | 6.5474e-08 | 0 | 6.5474e-08 | 6.5474e-08 | 0 | 6.5474e-08 | [22 empty] | 7.3.3.17.5 (Remote Grid) Updates to grid topology to minimize risk of ignition in HFTDs Remote GridWLDFRContact from objectAggregated | WLDFR | HFTD - Distribution - Tier 2 - 1QU CoRE ¦ 1QU LoRE | Non-Red Flag Warning - Small Fires | Contact from object | Aggregated | 2064 | 0.0015148 | 163.6441 | 0.24789 | 2064 | Mitigation | 0.95 | 45 | 0 | esc | 0.00097009 | 1.4695e-06 | 0.00097009 | 1.4695e-06
[35 empty] | WLDFR | HFTD - Distribution - Tier 2 - 4QU CoRE ¦ 1QU LoRE | 2065 | 0.050946 | 0.0080674 | 0.41793 | 0 | 0.41793 | 0.0080674 | 0.41793 | 0 | 0.41793 | 0.021292 | 0.021292 | 0.0080674 | 0.00041101 | 0.41793 | 0.021292 | 0 | 0 | 0.41793 | 0.021292 | [22 empty] | WLDFR | HFTD - Distribution - Tier 2 - 1QU CoRE ¦ 2QU LoRE | Red Flag Warning - Small Fires | 2065 | 5.6915e-07 | 5.6915e-07 | 0.11504 | 0.052388 | 0.0022734 | 0.060377 | 0 | 0 | 0.00060412 | 6.5474e-08 | 0 | 6.5474e-08 | 6.5474e-08 | 0 | 6.5474e-08 | [22 empty] | 7.3.3.17.5 (Remote Grid) Updates to grid topology to minimize risk of ignition in HFTDs Remote GridWLDFRContact from objectAggregated | WLDFR | HFTD - Distribution - Tier 2 - 1QU CoRE ¦ 1QU LoRE | Non-Red Flag Warning - Small Fires | Contact from object | Aggregated | 2065 | 0.0015148 | 163.6441 | 0.24789 | 2065 | Mitigation | 0.95 | 45 | 0 | esc | 0.00097009 | 1.4695e-06 | 0.00097009 | 1.4695e-06
[35 empty] | WLDFR | HFTD - Distribution - Tier 2 - 4QU CoRE ¦ 1QU LoRE | 2066 | 0.047613 | 0.0080674 | 0.41793 | 0 | 0.41793 | 0.0080674 | 0.41793 | 0 | 0.41793 | 0.019899 | 0.019899 | 0.0080674 | 0.00038412 | 0.41793 | 0.019899 | 0 | 0 | 0.41793 | 0.019899 | [22 empty] | WLDFR | HFTD - Distribution - Tier 2 - 1QU CoRE ¦ 2QU LoRE | Red Flag Warning - Small Fires | 2066 | 5.6915e-07 | 5.6915e-07 | 0.11504 | 0.052388 | 0.0022734 | 0.060377 | 0 | 0 | 0.00060412 | 6.5474e-08 | 0 | 6.5474e-08 | 6.5474e-08 | 0 | 6.5474e-08 | [22 empty] | 7.3.3.17.5 (Remote Grid) Updates to grid topology to minimize risk of ignition in HFTDs Remote GridWLDFRContact from objectAggregated | WLDFR | HFTD - Distribution - Tier 2 - 1QU CoRE ¦ 1QU LoRE | Non-Red Flag Warning - Small Fires | Contact from object | Aggregated | 2066 | 0.0015148 | 163.6441 | 0.24789 | 2066 | Mitigation | 0.95 | 45 | 0 | esc | 0.00097009 | 1.4695e-06 | 0.00097009 | 1.4695e-06
[35 empty] | WLDFR | HFTD - Distribution - Tier 2 - 4QU CoRE ¦ 1QU LoRE | 2067 | 0.044499 | 0 | 0 | 0 | 0 | 0.0080674 | 0.41793 | 0 | 0.41793 | 0 | 0.018597 | 0 | 0 | 0 | 0 | 0 | 0 | 0 | 0 | [22 empty] | WLDFR | HFTD - Distribution - Tier 2 - 1QU CoRE ¦ 2QU LoRE | Red Flag Warning - Small Fires | 2067 | 0 | 5.6915e-07 | 0.11504 | 0.052388 | 0.0022734 | 0.060377 | 0 | 0 | 0.00060412 | 0 | 0 | 0 | 6.5474e-08 | 0 | 6.5474e-08 | [22 empty] | 7.3.3.17.5 (Remote Grid) Updates to grid topology to minimize risk of ignition in HFTDs Remote GridWLDFRContact from objectAggregated | WLDFR | HFTD - Distribution - Tier 2 - 1QU CoRE ¦ 1QU LoRE | Non-Red Flag Warning - Small Fires | Contact from object | Aggregated | 2067 | 0.0015148 | 163.6441 | 0.24789 | 2067 | Mitigation | 0.95 | 45 | 0 | esc | 0 | 0 | 0.00097009 | 1.4695e-06
[35 empty] | WLDFR | HFTD - Distribution - Tier 2 - 4QU CoRE ¦ 2QU LoRE | 2022 | 0.93458 | 0.0029691 | 0.10937 | 0 | 0.10937 | 0 | 0 | 0 | 0 | 0.10222 | 0 | 0.0029691 | 0.0027748 | 0.10937 | 0.10222 | 0 | 0 | 0.10937 | 0.10222 | [22 empty] | WLDFR | HFTD - Distribution - Tier 2 - 1QU CoRE ¦ 3QU LoRE | Non-Red Flag Warning - Catastrophic Fires | 2022 | 9.1967e-09 | 0 | 14146.1306 | 222.2294 | 8585.7228 | 5338.1784 | 0 | 0 | 1.1698e-05 | 0.0001301 | 0 | 0.0001301 | 0 | 0 | 0 | [22 empty] | 7.3.3.17.5 (Remote Grid) Updates to grid topology to minimize risk of ignition in HFTDs Remote GridWLDFRContaminationAggregated | WLDFR | HFTD - Distribution - Tier 2 - 1QU CoRE ¦ 1QU LoRE | Non-Red Flag Warning - Small Fires | Contamination | Aggregated | 2022 | 2.7033e-05 | 163.6441 | 0.0044239 | 2022 | Mitigation | 0.95 | 45 | 0 | esc | 0.00097009 | 2.6225e-08 | 0 | 0
[35 empty] | WLDFR | HFTD - Distribution - Tier 2 - 4QU CoRE ¦ 2QU LoRE | 2023 | 0.87344 | 0.0029691 | 0.11338 | 0 | 0.11338 | 0.0029691 | 0.11338 | 0 | 0.11338 | 0.099028 | 0.099028 | 0.0029691 | 0.0025933 | 0.11338 | 0.099028 | 0 | 0 | 0.11338 | 0.099028 | [22 empty] | WLDFR | HFTD - Distribution - Tier 2 - 1QU CoRE ¦ 3QU LoRE | Non-Red Flag Warning - Catastrophic Fires | 2023 | 9.1967e-09 | 9.1967e-09 | 14664.6376 | 233.2301 | 8896.516 | 5534.8915 | 0 | 0 | 1.1698e-05 | 0.00013487 | 0 | 0.00013487 | 0.00013487 | 0 | 0.00013487 | [22 empty] | 7.3.3.17.5 (Remote Grid) Updates to grid topology to minimize risk of ignition in HFTDs Remote GridWLDFRContaminationAggregated | WLDFR | HFTD - Distribution - Tier 2 - 1QU CoRE ¦ 1QU LoRE | Non-Red Flag Warning - Small Fires | Contamination | Aggregated | 2023 | 2.7033e-05 | 163.6441 | 0.0044239 | 2023 | Mitigation | 0.95 | 45 | 0 | esc | 0.00097009 | 2.6225e-08 | 0.00097009 | 2.6225e-08
[35 empty] | WLDFR | HFTD - Distribution - Tier 2 - 4QU CoRE ¦ 2QU LoRE | 2024 | 0.8163 | 0.0029691 | 0.11338 | 0 | 0.11338 | 0.0029691 | 0.11338 | 0 | 0.11338 | 0.09255 | 0.09255 | 0.0029691 | 0.0024237 | 0.11338 | 0.09255 | 0 | 0 | 0.11338 | 0.09255 | [22 empty] | WLDFR | HFTD - Distribution - Tier 2 - 1QU CoRE ¦ 3QU LoRE | Non-Red Flag Warning - Catastrophic Fires | 2024 | 9.1967e-09 | 9.1967e-09 | 14664.6376 | 233.2301 | 8896.516 | 5534.8915 | 0 | 0 | 1.1698e-05 | 0.00013487 | 0 | 0.00013487 | 0.00013487 | 0 | 0.00013487 | [22 empty] | 7.3.3.17.5 (Remote Grid) Updates to grid topology to minimize risk of ignition in HFTDs Remote GridWLDFRContaminationAggregated | WLDFR | HFTD - Distribution - Tier 2 - 1QU CoRE ¦ 1QU LoRE | Non-Red Flag Warning - Small Fires | Contamination | Aggregated | 2024 | 2.7033e-05 | 163.6441 | 0.0044239 | 2024 | Mitigation | 0.95 | 45 | 0 | esc | 0.00097009 | 2.6225e-08 | 0.00097009 | 2.6225e-08
[35 empty] | WLDFR | HFTD - Distribution - Tier 2 - 4QU CoRE ¦ 2QU LoRE | 2025 | 0.7629 | 0.0029691 | 0.11338 | 0 | 0.11338 | 0.0029691 | 0.11338 | 0 | 0.11338 | 0.086495 | 0.086495 | 0.0029691 | 0.0022651 | 0.11338 | 0.086495 | 0 | 0 | 0.11338 | 0.086495 | [22 empty] | WLDFR | HFTD - Distribution - Tier 2 - 1QU CoRE ¦ 3QU LoRE | Non-Red Flag Warning - Catastrophic Fires | 2025 | 9.1967e-09 | 9.1967e-09 | 14664.6376 | 233.2301 | 8896.516 | 5534.8915 | 0 | 0 | 1.1698e-05 | 0.00013487 | 0 | 0.00013487 | 0.00013487 | 0 | 0.00013487 | [22 empty] | 7.3.3.17.5 (Remote Grid) Updates to grid topology to minimize risk of ignition in HFTDs Remote GridWLDFRContaminationAggregated | WLDFR | HFTD - Distribution - Tier 2 - 1QU CoRE ¦ 1QU LoRE | Non-Red Flag Warning - Small Fires | Contamination | Aggregated | 2025 | 2.7033e-05 | 163.6441 | 0.0044239 | 2025 | Mitigation | 0.95 | 45 | 0 | esc | 0.00097009 | 2.6225e-08 | 0.00097009 | 2.6225e-08
[35 empty] | WLDFR | HFTD - Distribution - Tier 2 - 4QU CoRE ¦ 2QU LoRE | 2026 | 0.71299 | 0.0029691 | 0.11338 | 0 | 0.11338 | 0.0029691 | 0.11338 | 0 | 0.11338 | 0.080837 | 0.080837 | 0.0029691 | 0.0021169 | 0.11338 | 0.080837 | 0 | 0 | 0.11338 | 0.080837 | [22 empty] | WLDFR | HFTD - Distribution - Tier 2 - 1QU CoRE ¦ 3QU LoRE | Non-Red Flag Warning - Catastrophic Fires | 2026 | 9.1967e-09 | 9.1967e-09 | 14664.6376 | 233.2301 | 8896.516 | 5534.8915 | 0 | 0 | 1.1698e-05 | 0.00013487 | 0 | 0.00013487 | 0.00013487 | 0 | 0.00013487 | [22 empty] | 7.3.3.17.5 (Remote Grid) Updates to grid topology to minimize risk of ignition in HFTDs Remote GridWLDFRContaminationAggregated | WLDFR | HFTD - Distribution - Tier 2 - 1QU CoRE ¦ 1QU LoRE | Non-Red Flag Warning - Small Fires | Contamination | Aggregated | 2026 | 2.7033e-05 | 163.6441 | 0.0044239 | 2026 | Mitigation | 0.95 | 45 | 0 | esc | 0.00097009 | 2.6225e-08 | 0.00097009 | 2.6225e-08
[35 empty] | WLDFR | HFTD - Distribution - Tier 2 - 4QU CoRE ¦ 2QU LoRE | 2027 | 0.66634 | 0.0029691 | 0.11338 | 0 | 0.11338 | 0.0029691 | 0.11338 | 0 | 0.11338 | 0.075548 | 0.075548 | 0.0029691 | 0.0019784 | 0.11338 | 0.075548 | 0 | 0 | 0.11338 | 0.075548 | [22 empty] | WLDFR | HFTD - Distribution - Tier 2 - 1QU CoRE ¦ 3QU LoRE | Non-Red Flag Warning - Catastrophic Fires | 2027 | 9.1967e-09 | 9.1967e-09 | 14664.6376 | 233.2301 | 8896.516 | 5534.8915 | 0 | 0 | 1.1698e-05 | 0.00013487 | 0 | 0.00013487 | 0.00013487 | 0 | 0.00013487 | [22 empty] | 7.3.3.17.5 (Remote Grid) Updates to grid topology to minimize risk of ignition in HFTDs Remote GridWLDFRContaminationAggregated | WLDFR | HFTD - Distribution - Tier 2 - 1QU CoRE ¦ 1QU LoRE | Non-Red Flag Warning - Small Fires | Contamination | Aggregated | 2027 | 2.7033e-05 | 163.6441 | 0.0044239 | 2027 | Mitigation | 0.95 | 45 | 0 | esc | 0.00097009 | 2.6225e-08 | 0.00097009 | 2.6225e-08
[35 empty] | WLDFR | HFTD - Distribution - Tier 2 - 4QU CoRE ¦ 2QU LoRE | 2028 | 0.62275 | 0.0029691 | 0.11843 | 0 | 0.11843 | 0.0029691 | 0.11843 | 0 | 0.11843 | 0.07375 | 0.07375 | 0.0029691 | 0.001849 | 0.11843 | 0.07375 | 0 | 0 | 0.11843 | 0.07375 | [22 empty] | WLDFR | HFTD - Distribution - Tier 2 - 1QU CoRE ¦ 3QU LoRE | Non-Red Flag Warning - Catastrophic Fires | 2028 | 9.1967e-09 | 9.1967e-09 | 15317.9909 | 247.273 | 9287.6491 | 5783.0689 | 0 | 0 | 1.1698e-05 | 0.00014087 | 0 | 0.00014087 | 0.00014087 | 0 | 0.00014087 | [22 empty] | 7.3.3.17.5 (Remote Grid) Updates to grid topology to minimize risk of ignition in HFTDs Remote GridWLDFRContaminationAggregated | WLDFR | HFTD - Distribution - Tier 2 - 1QU CoRE ¦ 1QU LoRE | Non-Red Flag Warning - Small Fires | Contamination | Aggregated | 2028 | 2.7033e-05 | 163.6441 | 0.0044239 | 2028 | Mitigation | 0.95 | 45 | 0 | esc | 0.00097009 | 2.6225e-08 | 0.00097009 | 2.6225e-08
[35 empty] | WLDFR | HFTD - Distribution - Tier 2 - 4QU CoRE ¦ 2QU LoRE | 2029 | 0.58201 | 0.0029691 | 0.11843 | 0 | 0.11843 | 0.0029691 | 0.11843 | 0 | 0.11843 | 0.068925 | 0.068925 | 0.0029691 | 0.001728 | 0.11843 | 0.068925 | 0 | 0 | 0.11843 | 0.068925 | [22 empty] | WLDFR | HFTD - Distribution - Tier 2 - 1QU CoRE ¦ 3QU LoRE | Non-Red Flag Warning - Catastrophic Fires | 2029 | 9.1967e-09 | 9.1967e-09 | 15317.9909 | 247.273 | 9287.6491 | 5783.0689 | 0 | 0 | 1.1698e-05 | 0.00014087 | 0 | 0.00014087 | 0.00014087 | 0 | 0.00014087 | [22 empty] | 7.3.3.17.5 (Remote Grid) Updates to grid topology to minimize risk of ignition in HFTDs Remote GridWLDFRContaminationAggregated | WLDFR | HFTD - Distribution - Tier 2 - 1QU CoRE ¦ 1QU LoRE | Non-Red Flag Warning - Small Fires | Contamination | Aggregated | 2029 | 2.7033e-05 | 163.6441 | 0.0044239 | 2029 | Mitigation | 0.95 | 45 | 0 | esc | 0.00097009 | 2.6225e-08 | 0.00097009 | 2.6225e-08
[35 empty] | WLDFR | HFTD - Distribution - Tier 2 - 4QU CoRE ¦ 2QU LoRE | 2030 | 0.54393 | 0.0029691 | 0.11843 | 0 | 0.11843 | 0.0029691 | 0.11843 | 0 | 0.11843 | 0.064416 | 0.064416 | 0.0029691 | 0.001615 | 0.11843 | 0.064416 | 0 | 0 | 0.11843 | 0.064416 | [22 empty] | WLDFR | HFTD - Distribution - Tier 2 - 1QU CoRE ¦ 3QU LoRE | Non-Red Flag Warning - Catastrophic Fires | 2030 | 9.1967e-09 | 9.1967e-09 | 15317.9909 | 247.273 | 9287.6491 | 5783.0689 | 0 | 0 | 1.1698e-05 | 0.00014087 | 0 | 0.00014087 | 0.00014087 | 0 | 0.00014087 | [22 empty] | 7.3.3.17.5 (Remote Grid) Updates to grid topology to minimize risk of ignition in HFTDs Remote GridWLDFRContaminationAggregated | WLDFR | HFTD - Distribution - Tier 2 - 1QU CoRE ¦ 1QU LoRE | Non-Red Flag Warning - Small Fires | Contamination | Aggregated | 2030 | 2.7033e-05 | 163.6441 | 0.0044239 | 2030 | Mitigation | 0.95 | 45 | 0 | esc | 0.00097009 | 2.6225e-08 | 0.00097009 | 2.6225e-08
[35 empty] | WLDFR | HFTD - Distribution - Tier 2 - 4QU CoRE ¦ 2QU LoRE | 2031 | 0.50835 | 0.0029691 | 0.11843 | 0 | 0.11843 | 0.0029691 | 0.11843 | 0 | 0.11843 | 0.060202 | 0.060202 | 0.0029691 | 0.0015093 | 0.11843 | 0.060202 | 0 | 0 | 0.11843 | 0.060202 | [22 empty] | WLDFR | HFTD - Distribution - Tier 2 - 1QU CoRE ¦ 3QU LoRE | Non-Red Flag Warning - Catastrophic Fires | 2031 | 9.1967e-09 | 9.1967e-09 | 15317.9909 | 247.273 | 9287.6491 | 5783.0689 | 0 | 0 | 1.1698e-05 | 0.00014087 | 0 | 0.00014087 | 0.00014087 | 0 | 0.00014087 | [22 empty] | 7.3.3.17.5 (Remote Grid) Updates to grid topology to minimize risk of ignition in HFTDs Remote GridWLDFRContaminationAggregated | WLDFR | HFTD - Distribution - Tier 2 - 1QU CoRE ¦ 1QU LoRE | Non-Red Flag Warning - Small Fires | Contamination | Aggregated | 2031 | 2.7033e-05 | 163.6441 | 0.0044239 | 2031 | Mitigation | 0.95 | 45 | 0 | esc | 0.00097009 | 2.6225e-08 | 0.00097009 | 2.6225e-08
[35 empty] | WLDFR | HFTD - Distribution - Tier 2 - 4QU CoRE ¦ 2QU LoRE | 2032 | 0.47509 | 0.0029691 | 0.11843 | 0 | 0.11843 | 0.0029691 | 0.11843 | 0 | 0.11843 | 0.056264 | 0.056264 | 0.0029691 | 0.0014106 | 0.11843 | 0.056264 | 0 | 0 | 0.11843 | 0.056264 | [22 empty] | WLDFR | HFTD - Distribution - Tier 2 - 1QU CoRE ¦ 3QU LoRE | Non-Red Flag Warning - Catastrophic Fires | 2032 | 9.1967e-09 | 9.1967e-09 | 15317.9909 | 247.273 | 9287.6491 | 5783.0689 | 0 | 0 | 1.1698e-05 | 0.00014087 | 0 | 0.00014087 | 0.00014087 | 0 | 0.00014087 | [22 empty] | 7.3.3.17.5 (Remote Grid) Updates to grid topology to minimize risk of ignition in HFTDs Remote GridWLDFRContaminationAggregated | WLDFR | HFTD - Distribution - Tier 2 - 1QU CoRE ¦ 1QU LoRE | Non-Red Flag Warning - Small Fires | Contamination | Aggregated | 2032 | 2.7033e-05 | 163.6441 | 0.0044239 | 2032 | Mitigation | 0.95 | 45 | 0 | esc | 0.00097009 | 2.6225e-08 | 0.00097009 | 2.6225e-08
[35 empty] | WLDFR | HFTD - Distribution - Tier 2 - 4QU CoRE ¦ 2QU LoRE | 2033 | 0.44401 | 0.0029691 | 0.12404 | 0 | 0.12404 | 0.0029691 | 0.12404 | 0 | 0.12404 | 0.055074 | 0.055074 | 0.0029691 | 0.0013183 | 0.12404 | 0.055074 | 0 | 0 | 0.12404 | 0.055074 | [22 empty] | WLDFR | HFTD - Distribution - Tier 2 - 1QU CoRE ¦ 3QU LoRE | Non-Red Flag Warning - Catastrophic Fires | 2033 | 9.1967e-09 | 9.1967e-09 | 16044.1264 | 263.1074 | 9721.74 | 6059.2791 | 0 | 0 | 1.1698e-05 | 0.00014755 | 0 | 0.00014755 | 0.00014755 | 0 | 0.00014755 | [22 empty] | 7.3.3.17.5 (Remote Grid) Updates to grid topology to minimize risk of ignition in HFTDs Remote GridWLDFRContaminationAggregated | WLDFR | HFTD - Distribution - Tier 2 - 1QU CoRE ¦ 1QU LoRE | Non-Red Flag Warning - Small Fires | Contamination | Aggregated | 2033 | 2.7033e-05 | 163.6441 | 0.0044239 | 2033 | Mitigation | 0.95 | 45 | 0 | esc | 0.00097009 | 2.6225e-08 | 0.00097009 | 2.6225e-08
[35 empty] | WLDFR | HFTD - Distribution - Tier 2 - 4QU CoRE ¦ 2QU LoRE | 2034 | 0.41496 | 0.0029691 | 0.12404 | 0 | 0.12404 | 0.0029691 | 0.12404 | 0 | 0.12404 | 0.051471 | 0.051471 | 0.0029691 | 0.0012321 | 0.12404 | 0.051471 | 0 | 0 | 0.12404 | 0.051471 | [22 empty] | WLDFR | HFTD - Distribution - Tier 2 - 1QU CoRE ¦ 3QU LoRE | Non-Red Flag Warning - Catastrophic Fires | 2034 | 9.1967e-09 | 9.1967e-09 | 16044.1264 | 263.1074 | 9721.74 | 6059.2791 | 0 | 0 | 1.1698e-05 | 0.00014755 | 0 | 0.00014755 | 0.00014755 | 0 | 0.00014755 | [22 empty] | 7.3.3.17.5 (Remote Grid) Updates to grid topology to minimize risk of ignition in HFTDs Remote GridWLDFRContaminationAggregated | WLDFR | HFTD - Distribution - Tier 2 - 1QU CoRE ¦ 1QU LoRE | Non-Red Flag Warning - Small Fires | Contamination | Aggregated | 2034 | 2.7033e-05 | 163.6441 | 0.0044239 | 2034 | Mitigation | 0.95 | 45 | 0 | esc | 0.00097009 | 2.6225e-08 | 0.00097009 | 2.6225e-08
[35 empty] | WLDFR | HFTD - Distribution - Tier 2 - 4QU CoRE ¦ 2QU LoRE | 2035 | 0.38782 | 0.0029691 | 0.12404 | 0 | 0.12404 | 0.0029691 | 0.12404 | 0 | 0.12404 | 0.048104 | 0.048104 | 0.0029691 | 0.0011515 | 0.12404 | 0.048104 | 0 | 0 | 0.12404 | 0.048104 | [22 empty] | WLDFR | HFTD - Distribution - Tier 2 - 1QU CoRE ¦ 3QU LoRE | Non-Red Flag Warning - Catastrophic Fires | 2035 | 9.1967e-09 | 9.1967e-09 | 16044.1264 | 263.1074 | 9721.74 | 6059.2791 | 0 | 0 | 1.1698e-05 | 0.00014755 | 0 | 0.00014755 | 0.00014755 | 0 | 0.00014755 | [22 empty] | 7.3.3.17.5 (Remote Grid) Updates to grid topology to minimize risk of ignition in HFTDs Remote GridWLDFRContaminationAggregated | WLDFR | HFTD - Distribution - Tier 2 - 1QU CoRE ¦ 1QU LoRE | Non-Red Flag Warning - Small Fires | Contamination | Aggregated | 2035 | 2.7033e-05 | 163.6441 | 0.0044239 | 2035 | Mitigation | 0.95 | 45 | 0 | esc | 0.00097009 | 2.6225e-08 | 0.00097009 | 2.6225e-08
[35 empty] | WLDFR | HFTD - Distribution - Tier 2 - 4QU CoRE ¦ 2QU LoRE | 2036 | 0.36245 | 0.0029691 | 0.12404 | 0 | 0.12404 | 0.0029691 | 0.12404 | 0 | 0.12404 | 0.044957 | 0.044957 | 0.0029691 | 0.0010761 | 0.12404 | 0.044957 | 0 | 0 | 0.12404 | 0.044957 | [22 empty] | WLDFR | HFTD - Distribution - Tier 2 - 1QU CoRE ¦ 3QU LoRE | Non-Red Flag Warning - Catastrophic Fires | 2036 | 9.1967e-09 | 9.1967e-09 | 16044.1264 | 263.1074 | 9721.74 | 6059.2791 | 0 | 0 | 1.1698e-05 | 0.00014755 | 0 | 0.00014755 | 0.00014755 | 0 | 0.00014755 | [22 empty] | 7.3.3.17.5 (Remote Grid) Updates to grid topology to minimize risk of ignition in HFTDs Remote GridWLDFRContaminationAggregated | WLDFR | HFTD - Distribution - Tier 2 - 1QU CoRE ¦ 1QU LoRE | Non-Red Flag Warning - Small Fires | Contamination | Aggregated | 2036 | 2.7033e-05 | 163.6441 | 0.0044239 | 2036 | Mitigation | 0.95 | 45 | 0 | esc | 0.00097009 | 2.6225e-08 | 0.00097009 | 2.6225e-08
[35 empty] | WLDFR | HFTD - Distribution - Tier 2 - 4QU CoRE ¦ 2QU LoRE | 2037 | 0.33873 | 0.0029691 | 0.12404 | 0 | 0.12404 | 0.0029691 | 0.12404 | 0 | 0.12404 | 0.042016 | 0.042016 | 0.0029691 | 0.0010057 | 0.12404 | 0.042016 | 0 | 0 | 0.12404 | 0.042016 | [22 empty] | WLDFR | HFTD - Distribution - Tier 2 - 1QU CoRE ¦ 3QU LoRE | Non-Red Flag Warning - Catastrophic Fires | 2037 | 9.1967e-09 | 9.1967e-09 | 16044.1264 | 263.1074 | 9721.74 | 6059.2791 | 0 | 0 | 1.1698e-05 | 0.00014755 | 0 | 0.00014755 | 0.00014755 | 0 | 0.00014755 | [22 empty] | 7.3.3.17.5 (Remote Grid) Updates to grid topology to minimize risk of ignition in HFTDs Remote GridWLDFRContaminationAggregated | WLDFR | HFTD - Distribution - Tier 2 - 1QU CoRE ¦ 1QU LoRE | Non-Red Flag Warning - Small Fires | Contamination | Aggregated | 2037 | 2.7033e-05 | 163.6441 | 0.0044239 | 2037 | Mitigation | 0.95 | 45 | 0 | esc | 0.00097009 | 2.6225e-08 | 0.00097009 | 2.6225e-08
[35 empty] | WLDFR | HFTD - Distribution - Tier 2 - 4QU CoRE ¦ 2QU LoRE | 2038 | 0.31657 | 0.0029691 | 0.13013 | 0 | 0.13013 | 0.0029691 | 0.13013 | 0 | 0.13013 | 0.041196 | 0.041196 | 0.0029691 | 0.00093994 | 0.13013 | 0.041196 | 0 | 0 | 0.13013 | 0.041196 | [22 empty] | WLDFR | HFTD - Distribution - Tier 2 - 1QU CoRE ¦ 3QU LoRE | Non-Red Flag Warning - Catastrophic Fires | 2038 | 9.1967e-09 | 9.1967e-09 | 16832.3912 | 280.5544 | 10192.2718 | 6359.5651 | 0 | 0 | 1.1698e-05 | 0.0001548 | 0 | 0.0001548 | 0.0001548 | 0 | 0.0001548 | [22 empty] | 7.3.3.17.5 (Remote Grid) Updates to grid topology to minimize risk of ignition in HFTDs Remote GridWLDFRContaminationAggregated | WLDFR | HFTD - Distribution - Tier 2 - 1QU CoRE ¦ 1QU LoRE | Non-Red Flag Warning - Small Fires | Contamination | Aggregated | 2038 | 2.7033e-05 | 163.6441 | 0.0044239 | 2038 | Mitigation | 0.95 | 45 | 0 | esc | 0.00097009 | 2.6225e-08 | 0.00097009 | 2.6225e-08
[35 empty] | WLDFR | HFTD - Distribution - Tier 2 - 4QU CoRE ¦ 2QU LoRE | 2039 | 0.29586 | 0.0029691 | 0.13013 | 0 | 0.13013 | 0.0029691 | 0.13013 | 0 | 0.13013 | 0.038501 | 0.038501 | 0.0029691 | 0.00087844 | 0.13013 | 0.038501 | 0 | 0 | 0.13013 | 0.038501 | [22 empty] | WLDFR | HFTD - Distribution - Tier 2 - 1QU CoRE ¦ 3QU LoRE | Non-Red Flag Warning - Catastrophic Fires | 2039 | 9.1967e-09 | 9.1967e-09 | 16832.3912 | 280.5544 | 10192.2718 | 6359.5651 | 0 | 0 | 1.1698e-05 | 0.0001548 | 0 | 0.0001548 | 0.0001548 | 0 | 0.0001548 | [22 empty] | 7.3.3.17.5 (Remote Grid) Updates to grid topology to minimize risk of ignition in HFTDs Remote GridWLDFRContaminationAggregated | WLDFR | HFTD - Distribution - Tier 2 - 1QU CoRE ¦ 1QU LoRE | Non-Red Flag Warning - Small Fires | Contamination | Aggregated | 2039 | 2.7033e-05 | 163.6441 | 0.0044239 | 2039 | Mitigation | 0.95 | 45 | 0 | esc | 0.00097009 | 2.6225e-08 | 0.00097009 | 2.6225e-08
[35 empty] | WLDFR | HFTD - Distribution - Tier 2 - 4QU CoRE ¦ 2QU LoRE | 2040 | 0.27651 | 0.0029691 | 0.13013 | 0 | 0.13013 | 0.0029691 | 0.13013 | 0 | 0.13013 | 0.035982 | 0.035982 | 0.0029691 | 0.00082098 | 0.13013 | 0.035982 | 0 | 0 | 0.13013 | 0.035982 | [22 empty] | WLDFR | HFTD - Distribution - Tier 2 - 1QU CoRE ¦ 3QU LoRE | Non-Red Flag Warning - Catastrophic Fires | 2040 | 9.1967e-09 | 9.1967e-09 | 16832.3912 | 280.5544 | 10192.2718 | 6359.5651 | 0 | 0 | 1.1698e-05 | 0.0001548 | 0 | 0.0001548 | 0.0001548 | 0 | 0.0001548 | [22 empty] | 7.3.3.17.5 (Remote Grid) Updates to grid topology to minimize risk of ignition in HFTDs Remote GridWLDFRContaminationAggregated | WLDFR | HFTD - Distribution - Tier 2 - 1QU CoRE ¦ 1QU LoRE | Non-Red Flag Warning - Small Fires | Contamination | Aggregated | 2040 | 2.7033e-05 | 163.6441 | 0.0044239 | 2040 | Mitigation | 0.95 | 45 | 0 | esc | 0.00097009 | 2.6225e-08 | 0.00097009 | 2.6225e-08
[35 empty] | WLDFR | HFTD - Distribution - Tier 2 - 4QU CoRE ¦ 2QU LoRE | 2041 | 0.25842 | 0.0029691 | 0.13013 | 0 | 0.13013 | 0.0029691 | 0.13013 | 0 | 0.13013 | 0.033628 | 0.033628 | 0.0029691 | 0.00076727 | 0.13013 | 0.033628 | 0 | 0 | 0.13013 | 0.033628 | [22 empty] | WLDFR | HFTD - Distribution - Tier 2 - 1QU CoRE ¦ 3QU LoRE | Non-Red Flag Warning - Catastrophic Fires | 2041 | 9.1967e-09 | 9.1967e-09 | 16832.3912 | 280.5544 | 10192.2718 | 6359.5651 | 0 | 0 | 1.1698e-05 | 0.0001548 | 0 | 0.0001548 | 0.0001548 | 0 | 0.0001548 | [22 empty] | 7.3.3.17.5 (Remote Grid) Updates to grid topology to minimize risk of ignition in HFTDs Remote GridWLDFRContaminationAggregated | WLDFR | HFTD - Distribution - Tier 2 - 1QU CoRE ¦ 1QU LoRE | Non-Red Flag Warning - Small Fires | Contamination | Aggregated | 2041 | 2.7033e-05 | 163.6441 | 0.0044239 | 2041 | Mitigation | 0.95 | 45 | 0 | esc | 0.00097009 | 2.6225e-08 | 0.00097009 | 2.6225e-08
[35 empty] | WLDFR | HFTD - Distribution - Tier 2 - 4QU CoRE ¦ 2QU LoRE | 2042 | 0.24151 | 0.0029691 | 0.13013 | 0 | 0.13013 | 0.0029691 | 0.13013 | 0 | 0.13013 | 0.031428 | 0.031428 | 0.0029691 | 0.00071707 | 0.13013 | 0.031428 | 0 | 0 | 0.13013 | 0.031428 | [22 empty] | WLDFR | HFTD - Distribution - Tier 2 - 1QU CoRE ¦ 3QU LoRE | Non-Red Flag Warning - Catastrophic Fires | 2042 | 9.1967e-09 | 9.1967e-09 | 16832.3912 | 280.5544 | 10192.2718 | 6359.5651 | 0 | 0 | 1.1698e-05 | 0.0001548 | 0 | 0.0001548 | 0.0001548 | 0 | 0.0001548 | [22 empty] | 7.3.3.17.5 (Remote Grid) Updates to grid topology to minimize risk of ignition in HFTDs Remote GridWLDFRContaminationAggregated | WLDFR | HFTD - Distribution - Tier 2 - 1QU CoRE ¦ 1QU LoRE | Non-Red Flag Warning - Small Fires | Contamination | Aggregated | 2042 | 2.7033e-05 | 163.6441 | 0.0044239 | 2042 | Mitigation | 0.95 | 45 | 0 | esc | 0.00097009 | 2.6225e-08 | 0.00097009 | 2.6225e-08
[35 empty] | WLDFR | HFTD - Distribution - Tier 2 - 4QU CoRE ¦ 2QU LoRE | 2043 | 0.22571 | 0.0029691 | 0.13662 | 0 | 0.13662 | 0.0029691 | 0.13662 | 0 | 0.13662 | 0.030836 | 0.030836 | 0.0029691 | 0.00067016 | 0.13662 | 0.030836 | 0 | 0 | 0.13662 | 0.030836 | [22 empty] | WLDFR | HFTD - Distribution - Tier 2 - 1QU CoRE ¦ 3QU LoRE | Non-Red Flag Warning - Catastrophic Fires | 2043 | 9.1967e-09 | 9.1967e-09 | 17672.0852 | 299.42 | 10692.7362 | 6679.929 | 0 | 0 | 1.1698e-05 | 0.00016252 | 0 | 0.00016252 | 0.00016252 | 0 | 0.00016252 | [22 empty] | 7.3.3.17.5 (Remote Grid) Updates to grid topology to minimize risk of ignition in HFTDs Remote GridWLDFRContaminationAggregated | WLDFR | HFTD - Distribution - Tier 2 - 1QU CoRE ¦ 1QU LoRE | Non-Red Flag Warning - Small Fires | Contamination | Aggregated | 2043 | 2.7033e-05 | 163.6441 | 0.0044239 | 2043 | Mitigation | 0.95 | 45 | 0 | esc | 0.00097009 | 2.6225e-08 | 0.00097009 | 2.6225e-08
[35 empty] | WLDFR | HFTD - Distribution - Tier 2 - 4QU CoRE ¦ 2QU LoRE | 2044 | 0.21095 | 0.0029691 | 0.13662 | 0 | 0.13662 | 0.0029691 | 0.13662 | 0 | 0.13662 | 0.028819 | 0.028819 | 0.0029691 | 0.00062632 | 0.13662 | 0.028819 | 0 | 0 | 0.13662 | 0.028819 | [22 empty] | WLDFR | HFTD - Distribution - Tier 2 - 1QU CoRE ¦ 3QU LoRE | Non-Red Flag Warning - Catastrophic Fires | 2044 | 9.1967e-09 | 9.1967e-09 | 17672.0852 | 299.42 | 10692.7362 | 6679.929 | 0 | 0 | 1.1698e-05 | 0.00016252 | 0 | 0.00016252 | 0.00016252 | 0 | 0.00016252 | [22 empty] | 7.3.3.17.5 (Remote Grid) Updates to grid topology to minimize risk of ignition in HFTDs Remote GridWLDFRContaminationAggregated | WLDFR | HFTD - Distribution - Tier 2 - 1QU CoRE ¦ 1QU LoRE | Non-Red Flag Warning - Small Fires | Contamination | Aggregated | 2044 | 2.7033e-05 | 163.6441 | 0.0044239 | 2044 | Mitigation | 0.95 | 45 | 0 | esc | 0.00097009 | 2.6225e-08 | 0.00097009 | 2.6225e-08
[35 empty] | WLDFR | HFTD - Distribution - Tier 2 - 4QU CoRE ¦ 2QU LoRE | 2045 | 0.19715 | 0.0029691 | 0.13662 | 0 | 0.13662 | 0.0029691 | 0.13662 | 0 | 0.13662 | 0.026934 | 0.026934 | 0.0029691 | 0.00058534 | 0.13662 | 0.026934 | 0 | 0 | 0.13662 | 0.026934 | [22 empty] | WLDFR | HFTD - Distribution - Tier 2 - 1QU CoRE ¦ 3QU LoRE | Non-Red Flag Warning - Catastrophic Fires | 2045 | 9.1967e-09 | 9.1967e-09 | 17672.0852 | 299.42 | 10692.7362 | 6679.929 | 0 | 0 | 1.1698e-05 | 0.00016252 | 0 | 0.00016252 | 0.00016252 | 0 | 0.00016252 | [22 empty] | 7.3.3.17.5 (Remote Grid) Updates to grid topology to minimize risk of ignition in HFTDs Remote GridWLDFRContaminationAggregated | WLDFR | HFTD - Distribution - Tier 2 - 1QU CoRE ¦ 1QU LoRE | Non-Red Flag Warning - Small Fires | Contamination | Aggregated | 2045 | 2.7033e-05 | 163.6441 | 0.0044239 | 2045 | Mitigation | 0.95 | 45 | 0 | esc | 0.00097009 | 2.6225e-08 | 0.00097009 | 2.6225e-08
[35 empty] | WLDFR | HFTD - Distribution - Tier 2 - 4QU CoRE ¦ 2QU LoRE | 2046 | 0.18425 | 0.0029691 | 0.13662 | 0 | 0.13662 | 0.0029691 | 0.13662 | 0 | 0.13662 | 0.025172 | 0.025172 | 0.0029691 | 0.00054705 | 0.13662 | 0.025172 | 0 | 0 | 0.13662 | 0.025172 | [22 empty] | WLDFR | HFTD - Distribution - Tier 2 - 1QU CoRE ¦ 3QU LoRE | Non-Red Flag Warning - Catastrophic Fires | 2046 | 9.1967e-09 | 9.1967e-09 | 17672.0852 | 299.42 | 10692.7362 | 6679.929 | 0 | 0 | 1.1698e-05 | 0.00016252 | 0 | 0.00016252 | 0.00016252 | 0 | 0.00016252 | [22 empty] | 7.3.3.17.5 (Remote Grid) Updates to grid topology to minimize risk of ignition in HFTDs Remote GridWLDFRContaminationAggregated | WLDFR | HFTD - Distribution - Tier 2 - 1QU CoRE ¦ 1QU LoRE | Non-Red Flag Warning - Small Fires | Contamination | Aggregated | 2046 | 2.7033e-05 | 163.6441 | 0.0044239 | 2046 | Mitigation | 0.95 | 45 | 0 | esc | 0.00097009 | 2.6225e-08 | 0.00097009 | 2.6225e-08
[35 empty] | WLDFR | HFTD - Distribution - Tier 2 - 4QU CoRE ¦ 2QU LoRE | 2047 | 0.1722 | 0.0029691 | 0.13662 | 0 | 0.13662 | 0.0029691 | 0.13662 | 0 | 0.13662 | 0.023525 | 0.023525 | 0.0029691 | 0.00051126 | 0.13662 | 0.023525 | 0 | 0 | 0.13662 | 0.023525 | [22 empty] | WLDFR | HFTD - Distribution - Tier 2 - 1QU CoRE ¦ 3QU LoRE | Non-Red Flag Warning - Catastrophic Fires | 2047 | 9.1967e-09 | 9.1967e-09 | 17672.0852 | 299.42 | 10692.7362 | 6679.929 | 0 | 0 | 1.1698e-05 | 0.00016252 | 0 | 0.00016252 | 0.00016252 | 0 | 0.00016252 | [22 empty] | 7.3.3.17.5 (Remote Grid) Updates to grid topology to minimize risk of ignition in HFTDs Remote GridWLDFRContaminationAggregated | WLDFR | HFTD - Distribution - Tier 2 - 1QU CoRE ¦ 1QU LoRE | Non-Red Flag Warning - Small Fires | Contamination | Aggregated | 2047 | 2.7033e-05 | 163.6441 | 0.0044239 | 2047 | Mitigation | 0.95 | 45 | 0 | esc | 0.00097009 | 2.6225e-08 | 0.00097009 | 2.6225e-08
[35 empty] | WLDFR | HFTD - Distribution - Tier 2 - 4QU CoRE ¦ 2QU LoRE | 2048 | 0.16093 | 0.0029691 | 0.14342 | 0 | 0.14342 | 0.0029691 | 0.14342 | 0 | 0.14342 | 0.023081 | 0.023081 | 0.0029691 | 0.00047782 | 0.14342 | 0.023081 | 0 | 0 | 0.14342 | 0.023081 | [22 empty] | WLDFR | HFTD - Distribution - Tier 2 - 1QU CoRE ¦ 3QU LoRE | Non-Red Flag Warning - Catastrophic Fires | 2048 | 9.1967e-09 | 9.1967e-09 | 18552.3348 | 319.4911 | 11216.5626 | 7016.281 | 0 | 0 | 1.1698e-05 | 0.00017062 | 0 | 0.00017062 | 0.00017062 | 0 | 0.00017062 | [22 empty] | 7.3.3.17.5 (Remote Grid) Updates to grid topology to minimize risk of ignition in HFTDs Remote GridWLDFRContaminationAggregated | WLDFR | HFTD - Distribution - Tier 2 - 1QU CoRE ¦ 1QU LoRE | Non-Red Flag Warning - Small Fires | Contamination | Aggregated | 2048 | 2.7033e-05 | 163.6441 | 0.0044239 | 2048 | Mitigation | 0.95 | 45 | 0 | esc | 0.00097009 | 2.6225e-08 | 0.00097009 | 2.6225e-08
[35 empty] | WLDFR | HFTD - Distribution - Tier 2 - 4QU CoRE ¦ 2QU LoRE | 2049 | 0.1504 | 0.0029691 | 0.14342 | 0 | 0.14342 | 0.0029691 | 0.14342 | 0 | 0.14342 | 0.021571 | 0.021571 | 0.0029691 | 0.00044656 | 0.14342 | 0.021571 | 0 | 0 | 0.14342 | 0.021571 | [22 empty] | WLDFR | HFTD - Distribution - Tier 2 - 1QU CoRE ¦ 3QU LoRE | Non-Red Flag Warning - Catastrophic Fires | 2049 | 9.1967e-09 | 9.1967e-09 | 18552.3348 | 319.4911 | 11216.5626 | 7016.281 | 0 | 0 | 1.1698e-05 | 0.00017062 | 0 | 0.00017062 | 0.00017062 | 0 | 0.00017062 | [22 empty] | 7.3.3.17.5 (Remote Grid) Updates to grid topology to minimize risk of ignition in HFTDs Remote GridWLDFRContaminationAggregated | WLDFR | HFTD - Distribution - Tier 2 - 1QU CoRE ¦ 1QU LoRE | Non-Red Flag Warning - Small Fires | Contamination | Aggregated | 2049 | 2.7033e-05 | 163.6441 | 0.0044239 | 2049 | Mitigation | 0.95 | 45 | 0 | esc | 0.00097009 | 2.6225e-08 | 0.00097009 | 2.6225e-08
[35 empty] | WLDFR | HFTD - Distribution - Tier 2 - 4QU CoRE ¦ 2QU LoRE | 2050 | 0.14056 | 0.0029691 | 0.14342 | 0 | 0.14342 | 0.0029691 | 0.14342 | 0 | 0.14342 | 0.020159 | 0.020159 | 0.0029691 | 0.00041734 | 0.14342 | 0.020159 | 0 | 0 | 0.14342 | 0.020159 | [22 empty] | WLDFR | HFTD - Distribution - Tier 2 - 1QU CoRE ¦ 3QU LoRE | Non-Red Flag Warning - Catastrophic Fires | 2050 | 9.1967e-09 | 9.1967e-09 | 18552.3348 | 319.4911 | 11216.5626 | 7016.281 | 0 | 0 | 1.1698e-05 | 0.00017062 | 0 | 0.00017062 | 0.00017062 | 0 | 0.00017062 | [22 empty] | 7.3.3.17.5 (Remote Grid) Updates to grid topology to minimize risk of ignition in HFTDs Remote GridWLDFRContaminationAggregated | WLDFR | HFTD - Distribution - Tier 2 - 1QU CoRE ¦ 1QU LoRE | Non-Red Flag Warning - Small Fires | Contamination | Aggregated | 2050 | 2.7033e-05 | 163.6441 | 0.0044239 | 2050 | Mitigation | 0.95 | 45 | 0 | esc | 0.00097009 | 2.6225e-08 | 0.00097009 | 2.6225e-08
[35 empty] | WLDFR | HFTD - Distribution - Tier 2 - 4QU CoRE ¦ 2QU LoRE | 2051 | 0.13137 | 0.0029691 | 0.14342 | 0 | 0.14342 | 0.0029691 | 0.14342 | 0 | 0.14342 | 0.018841 | 0.018841 | 0.0029691 | 0.00039004 | 0.14342 | 0.018841 | 0 | 0 | 0.14342 | 0.018841 | [22 empty] | WLDFR | HFTD - Distribution - Tier 2 - 1QU CoRE ¦ 3QU LoRE | Non-Red Flag Warning - Catastrophic Fires | 2051 | 9.1967e-09 | 9.1967e-09 | 18552.3348 | 319.4911 | 11216.5626 | 7016.281 | 0 | 0 | 1.1698e-05 | 0.00017062 | 0 | 0.00017062 | 0.00017062 | 0 | 0.00017062 | [22 empty] | 7.3.3.17.5 (Remote Grid) Updates to grid topology to minimize risk of ignition in HFTDs Remote GridWLDFRContaminationAggregated | WLDFR | HFTD - Distribution - Tier 2 - 1QU CoRE ¦ 1QU LoRE | Non-Red Flag Warning - Small Fires | Contamination | Aggregated | 2051 | 2.7033e-05 | 163.6441 | 0.0044239 | 2051 | Mitigation | 0.95 | 45 | 0 | esc | 0.00097009 | 2.6225e-08 | 0.00097009 | 2.6225e-08
[35 empty] | WLDFR | HFTD - Distribution - Tier 2 - 4QU CoRE ¦ 2QU LoRE | 2052 | 0.12277 | 0.0029691 | 0.14342 | 0 | 0.14342 | 0.0029691 | 0.14342 | 0 | 0.14342 | 0.017608 | 0.017608 | 0.0029691 | 0.00036452 | 0.14342 | 0.017608 | 0 | 0 | 0.14342 | 0.017608 | [22 empty] | WLDFR | HFTD - Distribution - Tier 2 - 1QU CoRE ¦ 3QU LoRE | Non-Red Flag Warning - Catastrophic Fires | 2052 | 9.1967e-09 | 9.1967e-09 | 18552.3348 | 319.4911 | 11216.5626 | 7016.281 | 0 | 0 | 1.1698e-05 | 0.00017062 | 0 | 0.00017062 | 0.00017062 | 0 | 0.00017062 | [22 empty] | 7.3.3.17.5 (Remote Grid) Updates to grid topology to minimize risk of ignition in HFTDs Remote GridWLDFRContaminationAggregated | WLDFR | HFTD - Distribution - Tier 2 - 1QU CoRE ¦ 1QU LoRE | Non-Red Flag Warning - Small Fires | Contamination | Aggregated | 2052 | 2.7033e-05 | 163.6441 | 0.0044239 | 2052 | Mitigation | 0.95 | 45 | 0 | esc | 0.00097009 | 2.6225e-08 | 0.00097009 | 2.6225e-08
[35 empty] | WLDFR | HFTD - Distribution - Tier 2 - 4QU CoRE ¦ 2QU LoRE | 2053 | 0.11474 | 0.0029691 | 0.15045 | 0 | 0.15045 | 0.0029691 | 0.15045 | 0 | 0.15045 | 0.017263 | 0.017263 | 0.0029691 | 0.00034068 | 0.15045 | 0.017263 | 0 | 0 | 0.15045 | 0.017263 | [22 empty] | WLDFR | HFTD - Distribution - Tier 2 - 1QU CoRE ¦ 3QU LoRE | Non-Red Flag Warning - Catastrophic Fires | 2053 | 9.1967e-09 | 9.1967e-09 | 19462.1283 | 340.5356 | 11757.1413 | 7364.4514 | 0 | 0 | 1.1698e-05 | 0.00017899 | 0 | 0.00017899 | 0.00017899 | 0 | 0.00017899 | [22 empty] | 7.3.3.17.5 (Remote Grid) Updates to grid topology to minimize risk of ignition in HFTDs Remote GridWLDFRContaminationAggregated | WLDFR | HFTD - Distribution - Tier 2 - 1QU CoRE ¦ 1QU LoRE | Non-Red Flag Warning - Small Fires | Contamination | Aggregated | 2053 | 2.7033e-05 | 163.6441 | 0.0044239 | 2053 | Mitigation | 0.95 | 45 | 0 | esc | 0.00097009 | 2.6225e-08 | 0.00097009 | 2.6225e-08
[35 empty] | WLDFR | HFTD - Distribution - Tier 2 - 4QU CoRE ¦ 2QU LoRE | 2054 | 0.10723 | 0.0029691 | 0.15045 | 0 | 0.15045 | 0.0029691 | 0.15045 | 0 | 0.15045 | 0.016133 | 0.016133 | 0.0029691 | 0.00031839 | 0.15045 | 0.016133 | 0 | 0 | 0.15045 | 0.016133 | [22 empty] | WLDFR | HFTD - Distribution - Tier 2 - 1QU CoRE ¦ 3QU LoRE | Non-Red Flag Warning - Catastrophic Fires | 2054 | 9.1967e-09 | 9.1967e-09 | 19462.1283 | 340.5356 | 11757.1413 | 7364.4514 | 0 | 0 | 1.1698e-05 | 0.00017899 | 0 | 0.00017899 | 0.00017899 | 0 | 0.00017899 | [22 empty] | 7.3.3.17.5 (Remote Grid) Updates to grid topology to minimize risk of ignition in HFTDs Remote GridWLDFRContaminationAggregated | WLDFR | HFTD - Distribution - Tier 2 - 1QU CoRE ¦ 1QU LoRE | Non-Red Flag Warning - Small Fires | Contamination | Aggregated | 2054 | 2.7033e-05 | 163.6441 | 0.0044239 | 2054 | Mitigation | 0.95 | 45 | 0 | esc | 0.00097009 | 2.6225e-08 | 0.00097009 | 2.6225e-08
[35 empty] | WLDFR | HFTD - Distribution - Tier 2 - 4QU CoRE ¦ 2QU LoRE | 2055 | 0.10022 | 0.0029691 | 0.15045 | 0 | 0.15045 | 0.0029691 | 0.15045 | 0 | 0.15045 | 0.015078 | 0.015078 | 0.0029691 | 0.00029756 | 0.15045 | 0.015078 | 0 | 0 | 0.15045 | 0.015078 | [22 empty] | WLDFR | HFTD - Distribution - Tier 2 - 1QU CoRE ¦ 3QU LoRE | Non-Red Flag Warning - Catastrophic Fires | 2055 | 9.1967e-09 | 9.1967e-09 | 19462.1283 | 340.5356 | 11757.1413 | 7364.4514 | 0 | 0 | 1.1698e-05 | 0.00017899 | 0 | 0.00017899 | 0.00017899 | 0 | 0.00017899 | [22 empty] | 7.3.3.17.5 (Remote Grid) Updates to grid topology to minimize risk of ignition in HFTDs Remote GridWLDFRContaminationAggregated | WLDFR | HFTD - Distribution - Tier 2 - 1QU CoRE ¦ 1QU LoRE | Non-Red Flag Warning - Small Fires | Contamination | Aggregated | 2055 | 2.7033e-05 | 163.6441 | 0.0044239 | 2055 | Mitigation | 0.95 | 45 | 0 | esc | 0.00097009 | 2.6225e-08 | 0.00097009 | 2.6225e-08
[35 empty] | WLDFR | HFTD - Distribution - Tier 2 - 4QU CoRE ¦ 2QU LoRE | 2056 | 0.093663 | 0.0029691 | 0.15045 | 0 | 0.15045 | 0.0029691 | 0.15045 | 0 | 0.15045 | 0.014092 | 0.014092 | 0.0029691 | 0.00027809 | 0.15045 | 0.014092 | 0 | 0 | 0.15045 | 0.014092 | [22 empty] | WLDFR | HFTD - Distribution - Tier 2 - 1QU CoRE ¦ 3QU LoRE | Non-Red Flag Warning - Catastrophic Fires | 2056 | 9.1967e-09 | 9.1967e-09 | 19462.1283 | 340.5356 | 11757.1413 | 7364.4514 | 0 | 0 | 1.1698e-05 | 0.00017899 | 0 | 0.00017899 | 0.00017899 | 0 | 0.00017899 | [22 empty] | 7.3.3.17.5 (Remote Grid) Updates to grid topology to minimize risk of ignition in HFTDs Remote GridWLDFRContaminationAggregated | WLDFR | HFTD - Distribution - Tier 2 - 1QU CoRE ¦ 1QU LoRE | Non-Red Flag Warning - Small Fires | Contamination | Aggregated | 2056 | 2.7033e-05 | 163.6441 | 0.0044239 | 2056 | Mitigation | 0.95 | 45 | 0 | esc | 0.00097009 | 2.6225e-08 | 0.00097009 | 2.6225e-08
[35 empty] | WLDFR | HFTD - Distribution - Tier 2 - 4QU CoRE ¦ 2QU LoRE | 2057 | 0.087535 | 0.0029691 | 0.15045 | 0 | 0.15045 | 0.0029691 | 0.15045 | 0 | 0.15045 | 0.01317 | 0.01317 | 0.0029691 | 0.0002599 | 0.15045 | 0.01317 | 0 | 0 | 0.15045 | 0.01317 | [22 empty] | WLDFR | HFTD - Distribution - Tier 2 - 1QU CoRE ¦ 3QU LoRE | Non-Red Flag Warning - Catastrophic Fires | 2057 | 9.1967e-09 | 9.1967e-09 | 19462.1283 | 340.5356 | 11757.1413 | 7364.4514 | 0 | 0 | 1.1698e-05 | 0.00017899 | 0 | 0.00017899 | 0.00017899 | 0 | 0.00017899 | [22 empty] | 7.3.3.17.5 (Remote Grid) Updates to grid topology to minimize risk of ignition in HFTDs Remote GridWLDFRContaminationAggregated | WLDFR | HFTD - Distribution - Tier 2 - 1QU CoRE ¦ 1QU LoRE | Non-Red Flag Warning - Small Fires | Contamination | Aggregated | 2057 | 2.7033e-05 | 163.6441 | 0.0044239 | 2057 | Mitigation | 0.95 | 45 | 0 | esc | 0.00097009 | 2.6225e-08 | 0.00097009 | 2.6225e-08
[35 empty] | WLDFR | HFTD - Distribution - Tier 2 - 4QU CoRE ¦ 2QU LoRE | 2058 | 0.081809 | 0.0029691 | 0.15762 | 0 | 0.15762 | 0.0029691 | 0.15762 | 0 | 0.15762 | 0.012895 | 0.012895 | 0.0029691 | 0.0002429 | 0.15762 | 0.012895 | 0 | 0 | 0.15762 | 0.012895 | [22 empty] | WLDFR | HFTD - Distribution - Tier 2 - 1QU CoRE ¦ 3QU LoRE | Non-Red Flag Warning - Catastrophic Fires | 2058 | 9.1967e-09 | 9.1967e-09 | 20390.4035 | 362.3049 | 12307.8747 | 7720.2238 | 0 | 0 | 1.1698e-05 | 0.00018752 | 0 | 0.00018752 | 0.00018752 | 0 | 0.00018752 | [22 empty] | 7.3.3.17.5 (Remote Grid) Updates to grid topology to minimize risk of ignition in HFTDs Remote GridWLDFRContaminationAggregated | WLDFR | HFTD - Distribution - Tier 2 - 1QU CoRE ¦ 1QU LoRE | Non-Red Flag Warning - Small Fires | Contamination | Aggregated | 2058 | 2.7033e-05 | 163.6441 | 0.0044239 | 2058 | Mitigation | 0.95 | 45 | 0 | esc | 0.00097009 | 2.6225e-08 | 0.00097009 | 2.6225e-08
[35 empty] | WLDFR | HFTD - Distribution - Tier 2 - 4QU CoRE ¦ 2QU LoRE | 2059 | 0.076457 | 0.0029691 | 0.15762 | 0 | 0.15762 | 0.0029691 | 0.15762 | 0 | 0.15762 | 0.012051 | 0.012051 | 0.0029691 | 0.00022701 | 0.15762 | 0.012051 | 0 | 0 | 0.15762 | 0.012051 | [22 empty] | WLDFR | HFTD - Distribution - Tier 2 - 1QU CoRE ¦ 3QU LoRE | Non-Red Flag Warning - Catastrophic Fires | 2059 | 9.1967e-09 | 9.1967e-09 | 20390.4035 | 362.3049 | 12307.8747 | 7720.2238 | 0 | 0 | 1.1698e-05 | 0.00018752 | 0 | 0.00018752 | 0.00018752 | 0 | 0.00018752 | [22 empty] | 7.3.3.17.5 (Remote Grid) Updates to grid topology to minimize risk of ignition in HFTDs Remote GridWLDFRContaminationAggregated | WLDFR | HFTD - Distribution - Tier 2 - 1QU CoRE ¦ 1QU LoRE | Non-Red Flag Warning - Small Fires | Contamination | Aggregated | 2059 | 2.7033e-05 | 163.6441 | 0.0044239 | 2059 | Mitigation | 0.95 | 45 | 0 | esc | 0.00097009 | 2.6225e-08 | 0.00097009 | 2.6225e-08
[35 empty] | WLDFR | HFTD - Distribution - Tier 2 - 4QU CoRE ¦ 2QU LoRE | 2060 | 0.071455 | 0.0029691 | 0.15762 | 0 | 0.15762 | 0.0029691 | 0.15762 | 0 | 0.15762 | 0.011263 | 0.011263 | 0.0029691 | 0.00021216 | 0.15762 | 0.011263 | 0 | 0 | 0.15762 | 0.011263 | [22 empty] | WLDFR | HFTD - Distribution - Tier 2 - 1QU CoRE ¦ 3QU LoRE | Non-Red Flag Warning - Catastrophic Fires | 2060 | 9.1967e-09 | 9.1967e-09 | 20390.4035 | 362.3049 | 12307.8747 | 7720.2238 | 0 | 0 | 1.1698e-05 | 0.00018752 | 0 | 0.00018752 | 0.00018752 | 0 | 0.00018752 | [22 empty] | 7.3.3.17.5 (Remote Grid) Updates to grid topology to minimize risk of ignition in HFTDs Remote GridWLDFRContaminationAggregated | WLDFR | HFTD - Distribution - Tier 2 - 1QU CoRE ¦ 1QU LoRE | Non-Red Flag Warning - Small Fires | Contamination | Aggregated | 2060 | 2.7033e-05 | 163.6441 | 0.0044239 | 2060 | Mitigation | 0.95 | 45 | 0 | esc | 0.00097009 | 2.6225e-08 | 0.00097009 | 2.6225e-08
[35 empty] | WLDFR | HFTD - Distribution - Tier 2 - 4QU CoRE ¦ 2QU LoRE | 2061 | 0.06678 | 0.0029691 | 0.15762 | 0 | 0.15762 | 0.0029691 | 0.15762 | 0 | 0.15762 | 0.010526 | 0.010526 | 0.0029691 | 0.00019828 | 0.15762 | 0.010526 | 0 | 0 | 0.15762 | 0.010526 | [22 empty] | WLDFR | HFTD - Distribution - Tier 2 - 1QU CoRE ¦ 3QU LoRE | Non-Red Flag Warning - Catastrophic Fires | 2061 | 9.1967e-09 | 9.1967e-09 | 20390.4035 | 362.3049 | 12307.8747 | 7720.2238 | 0 | 0 | 1.1698e-05 | 0.00018752 | 0 | 0.00018752 | 0.00018752 | 0 | 0.00018752 | [22 empty] | 7.3.3.17.5 (Remote Grid) Updates to grid topology to minimize risk of ignition in HFTDs Remote GridWLDFRContaminationAggregated | WLDFR | HFTD - Distribution - Tier 2 - 1QU CoRE ¦ 1QU LoRE | Non-Red Flag Warning - Small Fires | Contamination | Aggregated | 2061 | 2.7033e-05 | 163.6441 | 0.0044239 | 2061 | Mitigation | 0.95 | 45 | 0 | esc | 0.00097009 | 2.6225e-08 | 0.00097009 | 2.6225e-08
[35 empty] | WLDFR | HFTD - Distribution - Tier 2 - 4QU CoRE ¦ 2QU LoRE | 2062 | 0.062412 | 0.0029691 | 0.15762 | 0 | 0.15762 | 0.0029691 | 0.15762 | 0 | 0.15762 | 0.0098374 | 0.0098374 | 0.0029691 | 0.00018531 | 0.15762 | 0.0098374 | 0 | 0 | 0.15762 | 0.0098374 | [22 empty] | WLDFR | HFTD - Distribution - Tier 2 - 1QU CoRE ¦ 3QU LoRE | Non-Red Flag Warning - Catastrophic Fires | 2062 | 9.1967e-09 | 9.1967e-09 | 20390.4035 | 362.3049 | 12307.8747 | 7720.2238 | 0 | 0 | 1.1698e-05 | 0.00018752 | 0 | 0.00018752 | 0.00018752 | 0 | 0.00018752 | [22 empty] | 7.3.3.17.5 (Remote Grid) Updates to grid topology to minimize risk of ignition in HFTDs Remote GridWLDFRContaminationAggregated | WLDFR | HFTD - Distribution - Tier 2 - 1QU CoRE ¦ 1QU LoRE | Non-Red Flag Warning - Small Fires | Contamination | Aggregated | 2062 | 2.7033e-05 | 163.6441 | 0.0044239 | 2062 | Mitigation | 0.95 | 45 | 0 | esc | 0.00097009 | 2.6225e-08 | 0.00097009 | 2.6225e-08
[35 empty] | WLDFR | HFTD - Distribution - Tier 2 - 4QU CoRE ¦ 2QU LoRE | 2063 | 0.058329 | 0.0029691 | 0.16485 | 0 | 0.16485 | 0.0029691 | 0.16485 | 0 | 0.16485 | 0.0096154 | 0.0096154 | 0.0029691 | 0.00017318 | 0.16485 | 0.0096154 | 0 | 0 | 0.16485 | 0.0096154 | [22 empty] | WLDFR | HFTD - Distribution - Tier 2 - 1QU CoRE ¦ 3QU LoRE | Non-Red Flag Warning - Catastrophic Fires | 2063 | 9.1967e-09 | 9.1967e-09 | 21325.9188 | 384.5316 | 12862.0997 | 8079.2876 | 0 | 0 | 1.1698e-05 | 0.00019613 | 0 | 0.00019613 | 0.00019613 | 0 | 0.00019613 | [22 empty] | 7.3.3.17.5 (Remote Grid) Updates to grid topology to minimize risk of ignition in HFTDs Remote GridWLDFRContaminationAggregated | WLDFR | HFTD - Distribution - Tier 2 - 1QU CoRE ¦ 1QU LoRE | Non-Red Flag Warning - Small Fires | Contamination | Aggregated | 2063 | 2.7033e-05 | 163.6441 | 0.0044239 | 2063 | Mitigation | 0.95 | 45 | 0 | esc | 0.00097009 | 2.6225e-08 | 0.00097009 | 2.6225e-08
[35 empty] | WLDFR | HFTD - Distribution - Tier 2 - 4QU CoRE ¦ 2QU LoRE | 2064 | 0.054513 | 0.0029691 | 0.16485 | 0 | 0.16485 | 0.0029691 | 0.16485 | 0 | 0.16485 | 0.0089864 | 0.0089864 | 0.0029691 | 0.00016185 | 0.16485 | 0.0089864 | 0 | 0 | 0.16485 | 0.0089864 | [22 empty] | WLDFR | HFTD - Distribution - Tier 2 - 1QU CoRE ¦ 3QU LoRE | Non-Red Flag Warning - Catastrophic Fires | 2064 | 9.1967e-09 | 9.1967e-09 | 21325.9188 | 384.5316 | 12862.0997 | 8079.2876 | 0 | 0 | 1.1698e-05 | 0.00019613 | 0 | 0.00019613 | 0.00019613 | 0 | 0.00019613 | [22 empty] | 7.3.3.17.5 (Remote Grid) Updates to grid topology to minimize risk of ignition in HFTDs Remote GridWLDFRContaminationAggregated | WLDFR | HFTD - Distribution - Tier 2 - 1QU CoRE ¦ 1QU LoRE | Non-Red Flag Warning - Small Fires | Contamination | Aggregated | 2064 | 2.7033e-05 | 163.6441 | 0.0044239 | 2064 | Mitigation | 0.95 | 45 | 0 | esc | 0.00097009 | 2.6225e-08 | 0.00097009 | 2.6225e-08
[35 empty] | WLDFR | HFTD - Distribution - Tier 2 - 4QU CoRE ¦ 2QU LoRE | 2065 | 0.050946 | 0.0029691 | 0.16485 | 0 | 0.16485 | 0.0029691 | 0.16485 | 0 | 0.16485 | 0.0083985 | 0.0083985 | 0.0029691 | 0.00015126 | 0.16485 | 0.0083985 | 0 | 0 | 0.16485 | 0.0083985 | [22 empty] | WLDFR | HFTD - Distribution - Tier 2 - 1QU CoRE ¦ 3QU LoRE | Non-Red Flag Warning - Catastrophic Fires | 2065 | 9.1967e-09 | 9.1967e-09 | 21325.9188 | 384.5316 | 12862.0997 | 8079.2876 | 0 | 0 | 1.1698e-05 | 0.00019613 | 0 | 0.00019613 | 0.00019613 | 0 | 0.00019613 | [22 empty] | 7.3.3.17.5 (Remote Grid) Updates to grid topology to minimize risk of ignition in HFTDs Remote GridWLDFRContaminationAggregated | WLDFR | HFTD - Distribution - Tier 2 - 1QU CoRE ¦ 1QU LoRE | Non-Red Flag Warning - Small Fires | Contamination | Aggregated | 2065 | 2.7033e-05 | 163.6441 | 0.0044239 | 2065 | Mitigation | 0.95 | 45 | 0 | esc | 0.00097009 | 2.6225e-08 | 0.00097009 | 2.6225e-08
[35 empty] | WLDFR | HFTD - Distribution - Tier 2 - 4QU CoRE ¦ 2QU LoRE | 2066 | 0.047613 | 0.0029691 | 0.16485 | 0 | 0.16485 | 0.0029691 | 0.16485 | 0 | 0.16485 | 0.0078491 | 0.0078491 | 0.0029691 | 0.00014137 | 0.16485 | 0.0078491 | 0 | 0 | 0.16485 | 0.0078491 | [22 empty] | WLDFR | HFTD - Distribution - Tier 2 - 1QU CoRE ¦ 3QU LoRE | Non-Red Flag Warning - Catastrophic Fires | 2066 | 9.1967e-09 | 9.1967e-09 | 21325.9188 | 384.5316 | 12862.0997 | 8079.2876 | 0 | 0 | 1.1698e-05 | 0.00019613 | 0 | 0.00019613 | 0.00019613 | 0 | 0.00019613 | [22 empty] | 7.3.3.17.5 (Remote Grid) Updates to grid topology to minimize risk of ignition in HFTDs Remote GridWLDFRContaminationAggregated | WLDFR | HFTD - Distribution - Tier 2 - 1QU CoRE ¦ 1QU LoRE | Non-Red Flag Warning - Small Fires | Contamination | Aggregated | 2066 | 2.7033e-05 | 163.6441 | 0.0044239 | 2066 | Mitigation | 0.95 | 45 | 0 | esc | 0.00097009 | 2.6225e-08 | 0.00097009 | 2.6225e-08
[35 empty] | WLDFR | HFTD - Distribution - Tier 2 - 4QU CoRE ¦ 2QU LoRE | 2067 | 0.044499 | 0 | 0 | 0 | 0 | 0.0029691 | 0.16485 | 0 | 0.16485 | 0 | 0.0073356 | 0 | 0 | 0 | 0 | 0 | 0 | 0 | 0 | [22 empty] | WLDFR | HFTD - Distribution - Tier 2 - 1QU CoRE ¦ 3QU LoRE | Non-Red Flag Warning - Catastrophic Fires | 2067 | 0 | 9.1967e-09 | 21325.9188 | 384.5316 | 12862.0997 | 8079.2876 | 0 | 0 | 1.1698e-05 | 0 | 0 | 0 | 0.00019613 | 0 | 0.00019613 | [22 empty] | 7.3.3.17.5 (Remote Grid) Updates to grid topology to minimize risk of ignition in HFTDs Remote GridWLDFRContaminationAggregated | WLDFR | HFTD - Distribution - Tier 2 - 1QU CoRE ¦ 1QU LoRE | Non-Red Flag Warning - Small Fires | Contamination | Aggregated | 2067 | 2.7033e-05 | 163.6441 | 0.0044239 | 2067 | Mitigation | 0.95 | 45 | 0 | esc | 0 | 0 | 0.00097009 | 2.6225e-08
[35 empty] | WLDFR | HFTD - Distribution - Tier 2 - 4QU CoRE ¦ 3QU LoRE | 2022 | 0.93458 | 0.0034768 | 0.12273 | 0 | 0.12273 | 0 | 0 | 0 | 0 | 0.1147 | 0 | 0.0034768 | 0.0032494 | 0.12273 | 0.1147 | 0 | 0 | 0.12273 | 0.1147 | [22 empty] | WLDFR | HFTD - Distribution - Tier 2 - 1QU CoRE ¦ 3QU LoRE | Non-Red Flag Warning - Destructive Fires | 2022 | 9.0186e-09 | 0 | 8807.9522 | 222.2294 | 8585.7228 | 0 | 0 | 0 | 1.0878e-05 | 7.9435e-05 | 0 | 7.9435e-05 | 0 | 0 | 0 | [22 empty] | 7.3.3.17.5 (Remote Grid) Updates to grid topology to minimize risk of ignition in HFTDs Remote GridWLDFREquipment / facility failureAggregated | WLDFR | HFTD - Distribution - Tier 2 - 1QU CoRE ¦ 1QU LoRE | Non-Red Flag Warning - Small Fires | Equipment / facility failure | Aggregated | 2022 | 0.0034406 | 163.6441 | 0.56304 | 2022 | Mitigation | 0.95 | 45 | 0 | esc | 0.00097009 | 3.3377e-06 | 0 | 0
[35 empty] | WLDFR | HFTD - Distribution - Tier 2 - 4QU CoRE ¦ 3QU LoRE | 2023 | 0.87344 | 0.0034768 | 0.12722 | 0 | 0.12722 | 0.0034768 | 0.12722 | 0 | 0.12722 | 0.11112 | 0.11112 | 0.0034768 | 0.0030368 | 0.12722 | 0.11112 | 0 | 0 | 0.12722 | 0.11112 | [22 empty] | WLDFR | HFTD - Distribution - Tier 2 - 1QU CoRE ¦ 3QU LoRE | Non-Red Flag Warning - Destructive Fires | 2023 | 9.0186e-09 | 9.0186e-09 | 9129.7461 | 233.2301 | 8896.516 | 0 | 0 | 0 | 1.0878e-05 | 8.2337e-05 | 0 | 8.2337e-05 | 8.2337e-05 | 0 | 8.2337e-05 | [22 empty] | 7.3.3.17.5 (Remote Grid) Updates to grid topology to minimize risk of ignition in HFTDs Remote GridWLDFREquipment / facility failureAggregated | WLDFR | HFTD - Distribution - Tier 2 - 1QU CoRE ¦ 1QU LoRE | Non-Red Flag Warning - Small Fires | Equipment / facility failure | Aggregated | 2023 | 0.0034406 | 163.6441 | 0.56304 | 2023 | Mitigation | 0.95 | 45 | 0 | esc | 0.00097009 | 3.3377e-06 | 0.00097009 | 3.3377e-06
[35 empty] | WLDFR | HFTD - Distribution - Tier 2 - 4QU CoRE ¦ 3QU LoRE | 2024 | 0.8163 | 0.0034768 | 0.12722 | 0 | 0.12722 | 0.0034768 | 0.12722 | 0 | 0.12722 | 0.10385 | 0.10385 | 0.0034768 | 0.0028381 | 0.12722 | 0.10385 | 0 | 0 | 0.12722 | 0.10385 | [22 empty] | WLDFR | HFTD - Distribution - Tier 2 - 1QU CoRE ¦ 3QU LoRE | Non-Red Flag Warning - Destructive Fires | 2024 | 9.0186e-09 | 9.0186e-09 | 9129.7461 | 233.2301 | 8896.516 | 0 | 0 | 0 | 1.0878e-05 | 8.2337e-05 | 0 | 8.2337e-05 | 8.2337e-05 | 0 | 8.2337e-05 | [22 empty] | 7.3.3.17.5 (Remote Grid) Updates to grid topology to minimize risk of ignition in HFTDs Remote GridWLDFREquipment / facility failureAggregated | WLDFR | HFTD - Distribution - Tier 2 - 1QU CoRE ¦ 1QU LoRE | Non-Red Flag Warning - Small Fires | Equipment / facility failure | Aggregated | 2024 | 0.0034406 | 163.6441 | 0.56304 | 2024 | Mitigation | 0.95 | 45 | 0 | esc | 0.00097009 | 3.3377e-06 | 0.00097009 | 3.3377e-06
[35 empty] | WLDFR | HFTD - Distribution - Tier 2 - 4QU CoRE ¦ 3QU LoRE | 2025 | 0.7629 | 0.0034768 | 0.12722 | 0 | 0.12722 | 0.0034768 | 0.12722 | 0 | 0.12722 | 0.097057 | 0.097057 | 0.0034768 | 0.0026524 | 0.12722 | 0.097057 | 0 | 0 | 0.12722 | 0.097057 | [22 empty] | WLDFR | HFTD - Distribution - Tier 2 - 1QU CoRE ¦ 3QU LoRE | Non-Red Flag Warning - Destructive Fires | 2025 | 9.0186e-09 | 9.0186e-09 | 9129.7461 | 233.2301 | 8896.516 | 0 | 0 | 0 | 1.0878e-05 | 8.2337e-05 | 0 | 8.2337e-05 | 8.2337e-05 | 0 | 8.2337e-05 | [22 empty] | 7.3.3.17.5 (Remote Grid) Updates to grid topology to minimize risk of ignition in HFTDs Remote GridWLDFREquipment / facility failureAggregated | WLDFR | HFTD - Distribution - Tier 2 - 1QU CoRE ¦ 1QU LoRE | Non-Red Flag Warning - Small Fires | Equipment / facility failure | Aggregated | 2025 | 0.0034406 | 163.6441 | 0.56304 | 2025 | Mitigation | 0.95 | 45 | 0 | esc | 0.00097009 | 3.3377e-06 | 0.00097009 | 3.3377e-06
[35 empty] | WLDFR | HFTD - Distribution - Tier 2 - 4QU CoRE ¦ 3QU LoRE | 2026 | 0.71299 | 0.0034768 | 0.12722 | 0 | 0.12722 | 0.0034768 | 0.12722 | 0 | 0.12722 | 0.090708 | 0.090708 | 0.0034768 | 0.0024789 | 0.12722 | 0.090708 | 0 | 0 | 0.12722 | 0.090708 | [22 empty] | WLDFR | HFTD - Distribution - Tier 2 - 1QU CoRE ¦ 3QU LoRE | Non-Red Flag Warning - Destructive Fires | 2026 | 9.0186e-09 | 9.0186e-09 | 9129.7461 | 233.2301 | 8896.516 | 0 | 0 | 0 | 1.0878e-05 | 8.2337e-05 | 0 | 8.2337e-05 | 8.2337e-05 | 0 | 8.2337e-05 | [22 empty] | 7.3.3.17.5 (Remote Grid) Updates to grid topology to minimize risk of ignition in HFTDs Remote GridWLDFREquipment / facility failureAggregated | WLDFR | HFTD - Distribution - Tier 2 - 1QU CoRE ¦ 1QU LoRE | Non-Red Flag Warning - Small Fires | Equipment / facility failure | Aggregated | 2026 | 0.0034406 | 163.6441 | 0.56304 | 2026 | Mitigation | 0.95 | 45 | 0 | esc | 0.00097009 | 3.3377e-06 | 0.00097009 | 3.3377e-06
[35 empty] | WLDFR | HFTD - Distribution - Tier 2 - 4QU CoRE ¦ 3QU LoRE | 2027 | 0.66634 | 0.0034768 | 0.12722 | 0 | 0.12722 | 0.0034768 | 0.12722 | 0 | 0.12722 | 0.084774 | 0.084774 | 0.0034768 | 0.0023168 | 0.12722 | 0.084774 | 0 | 0 | 0.12722 | 0.084774 | [22 empty] | WLDFR | HFTD - Distribution - Tier 2 - 1QU CoRE ¦ 3QU LoRE | Non-Red Flag Warning - Destructive Fires | 2027 | 9.0186e-09 | 9.0186e-09 | 9129.7461 | 233.2301 | 8896.516 | 0 | 0 | 0 | 1.0878e-05 | 8.2337e-05 | 0 | 8.2337e-05 | 8.2337e-05 | 0 | 8.2337e-05 | [22 empty] | 7.3.3.17.5 (Remote Grid) Updates to grid topology to minimize risk of ignition in HFTDs Remote GridWLDFREquipment / facility failureAggregated | WLDFR | HFTD - Distribution - Tier 2 - 1QU CoRE ¦ 1QU LoRE | Non-Red Flag Warning - Small Fires | Equipment / facility failure | Aggregated | 2027 | 0.0034406 | 163.6441 | 0.56304 | 2027 | Mitigation | 0.95 | 45 | 0 | esc | 0.00097009 | 3.3377e-06 | 0.00097009 | 3.3377e-06
[35 empty] | WLDFR | HFTD - Distribution - Tier 2 - 4QU CoRE ¦ 3QU LoRE | 2028 | 0.62275 | 0.0034768 | 0.13289 | 0 | 0.13289 | 0.0034768 | 0.13289 | 0 | 0.13289 | 0.082756 | 0.082756 | 0.0034768 | 0.0021652 | 0.13289 | 0.082756 | 0 | 0 | 0.13289 | 0.082756 | [22 empty] | WLDFR | HFTD - Distribution - Tier 2 - 1QU CoRE ¦ 3QU LoRE | Non-Red Flag Warning - Destructive Fires | 2028 | 9.0186e-09 | 9.0186e-09 | 9534.9221 | 247.273 | 9287.6491 | 0 | 0 | 0 | 1.0878e-05 | 8.5991e-05 | 0 | 8.5991e-05 | 8.5991e-05 | 0 | 8.5991e-05 | [22 empty] | 7.3.3.17.5 (Remote Grid) Updates to grid topology to minimize risk of ignition in HFTDs Remote GridWLDFREquipment / facility failureAggregated | WLDFR | HFTD - Distribution - Tier 2 - 1QU CoRE ¦ 1QU LoRE | Non-Red Flag Warning - Small Fires | Equipment / facility failure | Aggregated | 2028 | 0.0034406 | 163.6441 | 0.56304 | 2028 | Mitigation | 0.95 | 45 | 0 | esc | 0.00097009 | 3.3377e-06 | 0.00097009 | 3.3377e-06
[35 empty] | WLDFR | HFTD - Distribution - Tier 2 - 4QU CoRE ¦ 3QU LoRE | 2029 | 0.58201 | 0.0034768 | 0.13289 | 0 | 0.13289 | 0.0034768 | 0.13289 | 0 | 0.13289 | 0.077342 | 0.077342 | 0.0034768 | 0.0020235 | 0.13289 | 0.077342 | 0 | 0 | 0.13289 | 0.077342 | [22 empty] | WLDFR | HFTD - Distribution - Tier 2 - 1QU CoRE ¦ 3QU LoRE | Non-Red Flag Warning - Destructive Fires | 2029 | 9.0186e-09 | 9.0186e-09 | 9534.9221 | 247.273 | 9287.6491 | 0 | 0 | 0 | 1.0878e-05 | 8.5991e-05 | 0 | 8.5991e-05 | 8.5991e-05 | 0 | 8.5991e-05 | [22 empty] | 7.3.3.17.5 (Remote Grid) Updates to grid topology to minimize risk of ignition in HFTDs Remote GridWLDFREquipment / facility failureAggregated | WLDFR | HFTD - Distribution - Tier 2 - 1QU CoRE ¦ 1QU LoRE | Non-Red Flag Warning - Small Fires | Equipment / facility failure | Aggregated | 2029 | 0.0034406 | 163.6441 | 0.56304 | 2029 | Mitigation | 0.95 | 45 | 0 | esc | 0.00097009 | 3.3377e-06 | 0.00097009 | 3.3377e-06
[35 empty] | WLDFR | HFTD - Distribution - Tier 2 - 4QU CoRE ¦ 3QU LoRE | 2030 | 0.54393 | 0.0034768 | 0.13289 | 0 | 0.13289 | 0.0034768 | 0.13289 | 0 | 0.13289 | 0.072282 | 0.072282 | 0.0034768 | 0.0018912 | 0.13289 | 0.072282 | 0 | 0 | 0.13289 | 0.072282 | [22 empty] | WLDFR | HFTD - Distribution - Tier 2 - 1QU CoRE ¦ 3QU LoRE | Non-Red Flag Warning - Destructive Fires | 2030 | 9.0186e-09 | 9.0186e-09 | 9534.9221 | 247.273 | 9287.6491 | 0 | 0 | 0 | 1.0878e-05 | 8.5991e-05 | 0 | 8.5991e-05 | 8.5991e-05 | 0 | 8.5991e-05 | [22 empty] | 7.3.3.17.5 (Remote Grid) Updates to grid topology to minimize risk of ignition in HFTDs Remote GridWLDFREquipment / facility failureAggregated | WLDFR | HFTD - Distribution - Tier 2 - 1QU CoRE ¦ 1QU LoRE | Non-Red Flag Warning - Small Fires | Equipment / facility failure | Aggregated | 2030 | 0.0034406 | 163.6441 | 0.56304 | 2030 | Mitigation | 0.95 | 45 | 0 | esc | 0.00097009 | 3.3377e-06 | 0.00097009 | 3.3377e-06
[35 empty] | WLDFR | HFTD - Distribution - Tier 2 - 4QU CoRE ¦ 3QU LoRE | 2031 | 0.50835 | 0.0034768 | 0.13289 | 0 | 0.13289 | 0.0034768 | 0.13289 | 0 | 0.13289 | 0.067554 | 0.067554 | 0.0034768 | 0.0017674 | 0.13289 | 0.067554 | 0 | 0 | 0.13289 | 0.067554 | [22 empty] | WLDFR | HFTD - Distribution - Tier 2 - 1QU CoRE ¦ 3QU LoRE | Non-Red Flag Warning - Destructive Fires | 2031 | 9.0186e-09 | 9.0186e-09 | 9534.9221 | 247.273 | 9287.6491 | 0 | 0 | 0 | 1.0878e-05 | 8.5991e-05 | 0 | 8.5991e-05 | 8.5991e-05 | 0 | 8.5991e-05 | [22 empty] | 7.3.3.17.5 (Remote Grid) Updates to grid topology to minimize risk of ignition in HFTDs Remote GridWLDFREquipment / facility failureAggregated | WLDFR | HFTD - Distribution - Tier 2 - 1QU CoRE ¦ 1QU LoRE | Non-Red Flag Warning - Small Fires | Equipment / facility failure | Aggregated | 2031 | 0.0034406 | 163.6441 | 0.56304 | 2031 | Mitigation | 0.95 | 45 | 0 | esc | 0.00097009 | 3.3377e-06 | 0.00097009 | 3.3377e-06
[35 empty] | WLDFR | HFTD - Distribution - Tier 2 - 4QU CoRE ¦ 3QU LoRE | 2032 | 0.47509 | 0.0034768 | 0.13289 | 0 | 0.13289 | 0.0034768 | 0.13289 | 0 | 0.13289 | 0.063134 | 0.063134 | 0.0034768 | 0.0016518 | 0.13289 | 0.063134 | 0 | 0 | 0.13289 | 0.063134 | [22 empty] | WLDFR | HFTD - Distribution - Tier 2 - 1QU CoRE ¦ 3QU LoRE | Non-Red Flag Warning - Destructive Fires | 2032 | 9.0186e-09 | 9.0186e-09 | 9534.9221 | 247.273 | 9287.6491 | 0 | 0 | 0 | 1.0878e-05 | 8.5991e-05 | 0 | 8.5991e-05 | 8.5991e-05 | 0 | 8.5991e-05 | [22 empty] | 7.3.3.17.5 (Remote Grid) Updates to grid topology to minimize risk of ignition in HFTDs Remote GridWLDFREquipment / facility failureAggregated | WLDFR | HFTD - Distribution - Tier 2 - 1QU CoRE ¦ 1QU LoRE | Non-Red Flag Warning - Small Fires | Equipment / facility failure | Aggregated | 2032 | 0.0034406 | 163.6441 | 0.56304 | 2032 | Mitigation | 0.95 | 45 | 0 | esc | 0.00097009 | 3.3377e-06 | 0.00097009 | 3.3377e-06
[35 empty] | WLDFR | HFTD - Distribution - Tier 2 - 4QU CoRE ¦ 3QU LoRE | 2033 | 0.44401 | 0.0034768 | 0.13919 | 0 | 0.13919 | 0.0034768 | 0.13919 | 0 | 0.13919 | 0.0618 | 0.0618 | 0.0034768 | 0.0015437 | 0.13919 | 0.0618 | 0 | 0 | 0.13919 | 0.0618 | [22 empty] | WLDFR | HFTD - Distribution - Tier 2 - 1QU CoRE ¦ 3QU LoRE | Non-Red Flag Warning - Destructive Fires | 2033 | 9.0186e-09 | 9.0186e-09 | 9984.8474 | 263.1074 | 9721.74 | 0 | 0 | 0 | 1.0878e-05 | 9.0049e-05 | 0 | 9.0049e-05 | 9.0049e-05 | 0 | 9.0049e-05 | [22 empty] | 7.3.3.17.5 (Remote Grid) Updates to grid topology to minimize risk of ignition in HFTDs Remote GridWLDFREquipment / facility failureAggregated | WLDFR | HFTD - Distribution - Tier 2 - 1QU CoRE ¦ 1QU LoRE | Non-Red Flag Warning - Small Fires | Equipment / facility failure | Aggregated | 2033 | 0.0034406 | 163.6441 | 0.56304 | 2033 | Mitigation | 0.95 | 45 | 0 | esc | 0.00097009 | 3.3377e-06 | 0.00097009 | 3.3377e-06
[35 empty] | WLDFR | HFTD - Distribution - Tier 2 - 4QU CoRE ¦ 3QU LoRE | 2034 | 0.41496 | 0.0034768 | 0.13919 | 0 | 0.13919 | 0.0034768 | 0.13919 | 0 | 0.13919 | 0.057757 | 0.057757 | 0.0034768 | 0.0014428 | 0.13919 | 0.057757 | 0 | 0 | 0.13919 | 0.057757 | [22 empty] | WLDFR | HFTD - Distribution - Tier 2 - 1QU CoRE ¦ 3QU LoRE | Non-Red Flag Warning - Destructive Fires | 2034 | 9.0186e-09 | 9.0186e-09 | 9984.8474 | 263.1074 | 9721.74 | 0 | 0 | 0 | 1.0878e-05 | 9.0049e-05 | 0 | 9.0049e-05 | 9.0049e-05 | 0 | 9.0049e-05 | [22 empty] | 7.3.3.17.5 (Remote Grid) Updates to grid topology to minimize risk of ignition in HFTDs Remote GridWLDFREquipment / facility failureAggregated | WLDFR | HFTD - Distribution - Tier 2 - 1QU CoRE ¦ 1QU LoRE | Non-Red Flag Warning - Small Fires | Equipment / facility failure | Aggregated | 2034 | 0.0034406 | 163.6441 | 0.56304 | 2034 | Mitigation | 0.95 | 45 | 0 | esc | 0.00097009 | 3.3377e-06 | 0.00097009 | 3.3377e-06
[35 empty] | WLDFR | HFTD - Distribution - Tier 2 - 4QU CoRE ¦ 3QU LoRE | 2035 | 0.38782 | 0.0034768 | 0.13919 | 0 | 0.13919 | 0.0034768 | 0.13919 | 0 | 0.13919 | 0.053978 | 0.053978 | 0.0034768 | 0.0013484 | 0.13919 | 0.053978 | 0 | 0 | 0.13919 | 0.053978 | [22 empty] | WLDFR | HFTD - Distribution - Tier 2 - 1QU CoRE ¦ 3QU LoRE | Non-Red Flag Warning - Destructive Fires | 2035 | 9.0186e-09 | 9.0186e-09 | 9984.8474 | 263.1074 | 9721.74 | 0 | 0 | 0 | 1.0878e-05 | 9.0049e-05 | 0 | 9.0049e-05 | 9.0049e-05 | 0 | 9.0049e-05 | [22 empty] | 7.3.3.17.5 (Remote Grid) Updates to grid topology to minimize risk of ignition in HFTDs Remote GridWLDFREquipment / facility failureAggregated | WLDFR | HFTD - Distribution - Tier 2 - 1QU CoRE ¦ 1QU LoRE | Non-Red Flag Warning - Small Fires | Equipment / facility failure | Aggregated | 2035 | 0.0034406 | 163.6441 | 0.56304 | 2035 | Mitigation | 0.95 | 45 | 0 | esc | 0.00097009 | 3.3377e-06 | 0.00097009 | 3.3377e-06
[35 empty] | WLDFR | HFTD - Distribution - Tier 2 - 4QU CoRE ¦ 3QU LoRE | 2036 | 0.36245 | 0.0034768 | 0.13919 | 0 | 0.13919 | 0.0034768 | 0.13919 | 0 | 0.13919 | 0.050447 | 0.050447 | 0.0034768 | 0.0012602 | 0.13919 | 0.050447 | 0 | 0 | 0.13919 | 0.050447 | [22 empty] | WLDFR | HFTD - Distribution - Tier 2 - 1QU CoRE ¦ 3QU LoRE | Non-Red Flag Warning - Destructive Fires | 2036 | 9.0186e-09 | 9.0186e-09 | 9984.8474 | 263.1074 | 9721.74 | 0 | 0 | 0 | 1.0878e-05 | 9.0049e-05 | 0 | 9.0049e-05 | 9.0049e-05 | 0 | 9.0049e-05 | [22 empty] | 7.3.3.17.5 (Remote Grid) Updates to grid topology to minimize risk of ignition in HFTDs Remote GridWLDFREquipment / facility failureAggregated | WLDFR | HFTD - Distribution - Tier 2 - 1QU CoRE ¦ 1QU LoRE | Non-Red Flag Warning - Small Fires | Equipment / facility failure | Aggregated | 2036 | 0.0034406 | 163.6441 | 0.56304 | 2036 | Mitigation | 0.95 | 45 | 0 | esc | 0.00097009 | 3.3377e-06 | 0.00097009 | 3.3377e-06
[35 empty] | WLDFR | HFTD - Distribution - Tier 2 - 4QU CoRE ¦ 3QU LoRE | 2037 | 0.33873 | 0.0034768 | 0.13919 | 0 | 0.13919 | 0.0034768 | 0.13919 | 0 | 0.13919 | 0.047147 | 0.047147 | 0.0034768 | 0.0011777 | 0.13919 | 0.047147 | 0 | 0 | 0.13919 | 0.047147 | [22 empty] | WLDFR | HFTD - Distribution - Tier 2 - 1QU CoRE ¦ 3QU LoRE | Non-Red Flag Warning - Destructive Fires | 2037 | 9.0186e-09 | 9.0186e-09 | 9984.8474 | 263.1074 | 9721.74 | 0 | 0 | 0 | 1.0878e-05 | 9.0049e-05 | 0 | 9.0049e-05 | 9.0049e-05 | 0 | 9.0049e-05 | [22 empty] | 7.3.3.17.5 (Remote Grid) Updates to grid topology to minimize risk of ignition in HFTDs Remote GridWLDFREquipment / facility failureAggregated | WLDFR | HFTD - Distribution - Tier 2 - 1QU CoRE ¦ 1QU LoRE | Non-Red Flag Warning - Small Fires | Equipment / facility failure | Aggregated | 2037 | 0.0034406 | 163.6441 | 0.56304 | 2037 | Mitigation | 0.95 | 45 | 0 | esc | 0.00097009 | 3.3377e-06 | 0.00097009 | 3.3377e-06
[35 empty] | WLDFR | HFTD - Distribution - Tier 2 - 4QU CoRE ¦ 3QU LoRE | 2038 | 0.31657 | 0.0034768 | 0.14602 | 0 | 0.14602 | 0.0034768 | 0.14602 | 0 | 0.14602 | 0.046226 | 0.046226 | 0.0034768 | 0.0011007 | 0.14602 | 0.046226 | 0 | 0 | 0.14602 | 0.046226 | [22 empty] | WLDFR | HFTD - Distribution - Tier 2 - 1QU CoRE ¦ 3QU LoRE | Non-Red Flag Warning - Destructive Fires | 2038 | 9.0186e-09 | 9.0186e-09 | 10472.8261 | 280.5544 | 10192.2718 | 0 | 0 | 0 | 1.0878e-05 | 9.445e-05 | 0 | 9.445e-05 | 9.445e-05 | 0 | 9.445e-05 | [22 empty] | 7.3.3.17.5 (Remote Grid) Updates to grid topology to minimize risk of ignition in HFTDs Remote GridWLDFREquipment / facility failureAggregated | WLDFR | HFTD - Distribution - Tier 2 - 1QU CoRE ¦ 1QU LoRE | Non-Red Flag Warning - Small Fires | Equipment / facility failure | Aggregated | 2038 | 0.0034406 | 163.6441 | 0.56304 | 2038 | Mitigation | 0.95 | 45 | 0 | esc | 0.00097009 | 3.3377e-06 | 0.00097009 | 3.3377e-06
[35 empty] | WLDFR | HFTD - Distribution - Tier 2 - 4QU CoRE ¦ 3QU LoRE | 2039 | 0.29586 | 0.0034768 | 0.14602 | 0 | 0.14602 | 0.0034768 | 0.14602 | 0 | 0.14602 | 0.043202 | 0.043202 | 0.0034768 | 0.0010287 | 0.14602 | 0.043202 | 0 | 0 | 0.14602 | 0.043202 | [22 empty] | WLDFR | HFTD - Distribution - Tier 2 - 1QU CoRE ¦ 3QU LoRE | Non-Red Flag Warning - Destructive Fires | 2039 | 9.0186e-09 | 9.0186e-09 | 10472.8261 | 280.5544 | 10192.2718 | 0 | 0 | 0 | 1.0878e-05 | 9.445e-05 | 0 | 9.445e-05 | 9.445e-05 | 0 | 9.445e-05 | [22 empty] | 7.3.3.17.5 (Remote Grid) Updates to grid topology to minimize risk of ignition in HFTDs Remote GridWLDFREquipment / facility failureAggregated | WLDFR | HFTD - Distribution - Tier 2 - 1QU CoRE ¦ 1QU LoRE | Non-Red Flag Warning - Small Fires | Equipment / facility failure | Aggregated | 2039 | 0.0034406 | 163.6441 | 0.56304 | 2039 | Mitigation | 0.95 | 45 | 0 | esc | 0.00097009 | 3.3377e-06 | 0.00097009 | 3.3377e-06
[35 empty] | WLDFR | HFTD - Distribution - Tier 2 - 4QU CoRE ¦ 3QU LoRE | 2040 | 0.27651 | 0.0034768 | 0.14602 | 0 | 0.14602 | 0.0034768 | 0.14602 | 0 | 0.14602 | 0.040376 | 0.040376 | 0.0034768 | 0.00096137 | 0.14602 | 0.040376 | 0 | 0 | 0.14602 | 0.040376 | [22 empty] | WLDFR | HFTD - Distribution - Tier 2 - 1QU CoRE ¦ 3QU LoRE | Non-Red Flag Warning - Destructive Fires | 2040 | 9.0186e-09 | 9.0186e-09 | 10472.8261 | 280.5544 | 10192.2718 | 0 | 0 | 0 | 1.0878e-05 | 9.445e-05 | 0 | 9.445e-05 | 9.445e-05 | 0 | 9.445e-05 | [22 empty] | 7.3.3.17.5 (Remote Grid) Updates to grid topology to minimize risk of ignition in HFTDs Remote GridWLDFREquipment / facility failureAggregated | WLDFR | HFTD - Distribution - Tier 2 - 1QU CoRE ¦ 1QU LoRE | Non-Red Flag Warning - Small Fires | Equipment / facility failure | Aggregated | 2040 | 0.0034406 | 163.6441 | 0.56304 | 2040 | Mitigation | 0.95 | 45 | 0 | esc | 0.00097009 | 3.3377e-06 | 0.00097009 | 3.3377e-06
[35 empty] | WLDFR | HFTD - Distribution - Tier 2 - 4QU CoRE ¦ 3QU LoRE | 2041 | 0.25842 | 0.0034768 | 0.14602 | 0 | 0.14602 | 0.0034768 | 0.14602 | 0 | 0.14602 | 0.037734 | 0.037734 | 0.0034768 | 0.00089848 | 0.14602 | 0.037734 | 0 | 0 | 0.14602 | 0.037734 | [22 empty] | WLDFR | HFTD - Distribution - Tier 2 - 1QU CoRE ¦ 3QU LoRE | Non-Red Flag Warning - Destructive Fires | 2041 | 9.0186e-09 | 9.0186e-09 | 10472.8261 | 280.5544 | 10192.2718 | 0 | 0 | 0 | 1.0878e-05 | 9.445e-05 | 0 | 9.445e-05 | 9.445e-05 | 0 | 9.445e-05 | [22 empty] | 7.3.3.17.5 (Remote Grid) Updates to grid topology to minimize risk of ignition in HFTDs Remote GridWLDFREquipment / facility failureAggregated | WLDFR | HFTD - Distribution - Tier 2 - 1QU CoRE ¦ 1QU LoRE | Non-Red Flag Warning - Small Fires | Equipment / facility failure | Aggregated | 2041 | 0.0034406 | 163.6441 | 0.56304 | 2041 | Mitigation | 0.95 | 45 | 0 | esc | 0.00097009 | 3.3377e-06 | 0.00097009 | 3.3377e-06
[35 empty] | WLDFR | HFTD - Distribution - Tier 2 - 4QU CoRE ¦ 3QU LoRE | 2042 | 0.24151 | 0.0034768 | 0.14602 | 0 | 0.14602 | 0.0034768 | 0.14602 | 0 | 0.14602 | 0.035266 | 0.035266 | 0.0034768 | 0.0008397 | 0.14602 | 0.035266 | 0 | 0 | 0.14602 | 0.035266 | [22 empty] | WLDFR | HFTD - Distribution - Tier 2 - 1QU CoRE ¦ 3QU LoRE | Non-Red Flag Warning - Destructive Fires | 2042 | 9.0186e-09 | 9.0186e-09 | 10472.8261 | 280.5544 | 10192.2718 | 0 | 0 | 0 | 1.0878e-05 | 9.445e-05 | 0 | 9.445e-05 | 9.445e-05 | 0 | 9.445e-05 | [22 empty] | 7.3.3.17.5 (Remote Grid) Updates to grid topology to minimize risk of ignition in HFTDs Remote GridWLDFREquipment / facility failureAggregated | WLDFR | HFTD - Distribution - Tier 2 - 1QU CoRE ¦ 1QU LoRE | Non-Red Flag Warning - Small Fires | Equipment / facility failure | Aggregated | 2042 | 0.0034406 | 163.6441 | 0.56304 | 2042 | Mitigation | 0.95 | 45 | 0 | esc | 0.00097009 | 3.3377e-06 | 0.00097009 | 3.3377e-06
[35 empty] | WLDFR | HFTD - Distribution - Tier 2 - 4QU CoRE ¦ 3QU LoRE | 2043 | 0.22571 | 0.0034768 | 0.1533 | 0 | 0.1533 | 0.0034768 | 0.1533 | 0 | 0.1533 | 0.034602 | 0.034602 | 0.0034768 | 0.00078476 | 0.1533 | 0.034602 | 0 | 0 | 0.1533 | 0.034602 | [22 empty] | WLDFR | HFTD - Distribution - Tier 2 - 1QU CoRE ¦ 3QU LoRE | Non-Red Flag Warning - Destructive Fires | 2043 | 9.0186e-09 | 9.0186e-09 | 10992.1562 | 299.42 | 10692.7362 | 0 | 0 | 0 | 1.0878e-05 | 9.9134e-05 | 0 | 9.9134e-05 | 9.9134e-05 | 0 | 9.9134e-05 | [22 empty] | 7.3.3.17.5 (Remote Grid) Updates to grid topology to minimize risk of ignition in HFTDs Remote GridWLDFREquipment / facility failureAggregated | WLDFR | HFTD - Distribution - Tier 2 - 1QU CoRE ¦ 1QU LoRE | Non-Red Flag Warning - Small Fires | Equipment / facility failure | Aggregated | 2043 | 0.0034406 | 163.6441 | 0.56304 | 2043 | Mitigation | 0.95 | 45 | 0 | esc | 0.00097009 | 3.3377e-06 | 0.00097009 | 3.3377e-06
[35 empty] | WLDFR | HFTD - Distribution - Tier 2 - 4QU CoRE ¦ 3QU LoRE | 2044 | 0.21095 | 0.0034768 | 0.1533 | 0 | 0.1533 | 0.0034768 | 0.1533 | 0 | 0.1533 | 0.032339 | 0.032339 | 0.0034768 | 0.00073342 | 0.1533 | 0.032339 | 0 | 0 | 0.1533 | 0.032339 | [22 empty] | WLDFR | HFTD - Distribution - Tier 2 - 1QU CoRE ¦ 3QU LoRE | Non-Red Flag Warning - Destructive Fires | 2044 | 9.0186e-09 | 9.0186e-09 | 10992.1562 | 299.42 | 10692.7362 | 0 | 0 | 0 | 1.0878e-05 | 9.9134e-05 | 0 | 9.9134e-05 | 9.9134e-05 | 0 | 9.9134e-05 | [22 empty] | 7.3.3.17.5 (Remote Grid) Updates to grid topology to minimize risk of ignition in HFTDs Remote GridWLDFREquipment / facility failureAggregated | WLDFR | HFTD - Distribution - Tier 2 - 1QU CoRE ¦ 1QU LoRE | Non-Red Flag Warning - Small Fires | Equipment / facility failure | Aggregated | 2044 | 0.0034406 | 163.6441 | 0.56304 | 2044 | Mitigation | 0.95 | 45 | 0 | esc | 0.00097009 | 3.3377e-06 | 0.00097009 | 3.3377e-06
[35 empty] | WLDFR | HFTD - Distribution - Tier 2 - 4QU CoRE ¦ 3QU LoRE | 2045 | 0.19715 | 0.0034768 | 0.1533 | 0 | 0.1533 | 0.0034768 | 0.1533 | 0 | 0.1533 | 0.030223 | 0.030223 | 0.0034768 | 0.00068544 | 0.1533 | 0.030223 | 0 | 0 | 0.1533 | 0.030223 | [22 empty] | WLDFR | HFTD - Distribution - Tier 2 - 1QU CoRE ¦ 3QU LoRE | Non-Red Flag Warning - Destructive Fires | 2045 | 9.0186e-09 | 9.0186e-09 | 10992.1562 | 299.42 | 10692.7362 | 0 | 0 | 0 | 1.0878e-05 | 9.9134e-05 | 0 | 9.9134e-05 | 9.9134e-05 | 0 | 9.9134e-05 | [22 empty] | 7.3.3.17.5 (Remote Grid) Updates to grid topology to minimize risk of ignition in HFTDs Remote GridWLDFREquipment / facility failureAggregated | WLDFR | HFTD - Distribution - Tier 2 - 1QU CoRE ¦ 1QU LoRE | Non-Red Flag Warning - Small Fires | Equipment / facility failure | Aggregated | 2045 | 0.0034406 | 163.6441 | 0.56304 | 2045 | Mitigation | 0.95 | 45 | 0 | esc | 0.00097009 | 3.3377e-06 | 0.00097009 | 3.3377e-06
[35 empty] | WLDFR | HFTD - Distribution - Tier 2 - 4QU CoRE ¦ 3QU LoRE | 2046 | 0.18425 | 0.0034768 | 0.1533 | 0 | 0.1533 | 0.0034768 | 0.1533 | 0 | 0.1533 | 0.028246 | 0.028246 | 0.0034768 | 0.0006406 | 0.1533 | 0.028246 | 0 | 0 | 0.1533 | 0.028246 | [22 empty] | WLDFR | HFTD - Distribution - Tier 2 - 1QU CoRE ¦ 3QU LoRE | Non-Red Flag Warning - Destructive Fires | 2046 | 9.0186e-09 | 9.0186e-09 | 10992.1562 | 299.42 | 10692.7362 | 0 | 0 | 0 | 1.0878e-05 | 9.9134e-05 | 0 | 9.9134e-05 | 9.9134e-05 | 0 | 9.9134e-05 | [22 empty] | 7.3.3.17.5 (Remote Grid) Updates to grid topology to minimize risk of ignition in HFTDs Remote GridWLDFREquipment / facility failureAggregated | WLDFR | HFTD - Distribution - Tier 2 - 1QU CoRE ¦ 1QU LoRE | Non-Red Flag Warning - Small Fires | Equipment / facility failure | Aggregated | 2046 | 0.0034406 | 163.6441 | 0.56304 | 2046 | Mitigation | 0.95 | 45 | 0 | esc | 0.00097009 | 3.3377e-06 | 0.00097009 | 3.3377e-06
[35 empty] | WLDFR | HFTD - Distribution - Tier 2 - 4QU CoRE ¦ 3QU LoRE | 2047 | 0.1722 | 0.0034768 | 0.1533 | 0 | 0.1533 | 0.0034768 | 0.1533 | 0 | 0.1533 | 0.026398 | 0.026398 | 0.0034768 | 0.00059869 | 0.1533 | 0.026398 | 0 | 0 | 0.1533 | 0.026398 | [22 empty] | WLDFR | HFTD - Distribution - Tier 2 - 1QU CoRE ¦ 3QU LoRE | Non-Red Flag Warning - Destructive Fires | 2047 | 9.0186e-09 | 9.0186e-09 | 10992.1562 | 299.42 | 10692.7362 | 0 | 0 | 0 | 1.0878e-05 | 9.9134e-05 | 0 | 9.9134e-05 | 9.9134e-05 | 0 | 9.9134e-05 | [22 empty] | 7.3.3.17.5 (Remote Grid) Updates to grid topology to minimize risk of ignition in HFTDs Remote GridWLDFREquipment / facility failureAggregated | WLDFR | HFTD - Distribution - Tier 2 - 1QU CoRE ¦ 1QU LoRE | Non-Red Flag Warning - Small Fires | Equipment / facility failure | Aggregated | 2047 | 0.0034406 | 163.6441 | 0.56304 | 2047 | Mitigation | 0.95 | 45 | 0 | esc | 0.00097009 | 3.3377e-06 | 0.00097009 | 3.3377e-06
[35 empty] | WLDFR | HFTD - Distribution - Tier 2 - 4QU CoRE ¦ 3QU LoRE | 2048 | 0.16093 | 0.0034768 | 0.16093 | 0 | 0.16093 | 0.0034768 | 0.16093 | 0 | 0.16093 | 0.025899 | 0.025899 | 0.0034768 | 0.00055953 | 0.16093 | 0.025899 | 0 | 0 | 0.16093 | 0.025899 | [22 empty] | WLDFR | HFTD - Distribution - Tier 2 - 1QU CoRE ¦ 3QU LoRE | Non-Red Flag Warning - Destructive Fires | 2048 | 9.0186e-09 | 9.0186e-09 | 11536.0538 | 319.4911 | 11216.5626 | 0 | 0 | 0 | 1.0878e-05 | 0.00010404 | 0 | 0.00010404 | 0.00010404 | 0 | 0.00010404 | [22 empty] | 7.3.3.17.5 (Remote Grid) Updates to grid topology to minimize risk of ignition in HFTDs Remote GridWLDFREquipment / facility failureAggregated | WLDFR | HFTD - Distribution - Tier 2 - 1QU CoRE ¦ 1QU LoRE | Non-Red Flag Warning - Small Fires | Equipment / facility failure | Aggregated | 2048 | 0.0034406 | 163.6441 | 0.56304 | 2048 | Mitigation | 0.95 | 45 | 0 | esc | 0.00097009 | 3.3377e-06 | 0.00097009 | 3.3377e-06
[35 empty] | WLDFR | HFTD - Distribution - Tier 2 - 4QU CoRE ¦ 3QU LoRE | 2049 | 0.1504 | 0.0034768 | 0.16093 | 0 | 0.16093 | 0.0034768 | 0.16093 | 0 | 0.16093 | 0.024205 | 0.024205 | 0.0034768 | 0.00052292 | 0.16093 | 0.024205 | 0 | 0 | 0.16093 | 0.024205 | [22 empty] | WLDFR | HFTD - Distribution - Tier 2 - 1QU CoRE ¦ 3QU LoRE | Non-Red Flag Warning - Destructive Fires | 2049 | 9.0186e-09 | 9.0186e-09 | 11536.0538 | 319.4911 | 11216.5626 | 0 | 0 | 0 | 1.0878e-05 | 0.00010404 | 0 | 0.00010404 | 0.00010404 | 0 | 0.00010404 | [22 empty] | 7.3.3.17.5 (Remote Grid) Updates to grid topology to minimize risk of ignition in HFTDs Remote GridWLDFREquipment / facility failureAggregated | WLDFR | HFTD - Distribution - Tier 2 - 1QU CoRE ¦ 1QU LoRE | Non-Red Flag Warning - Small Fires | Equipment / facility failure | Aggregated | 2049 | 0.0034406 | 163.6441 | 0.56304 | 2049 | Mitigation | 0.95 | 45 | 0 | esc | 0.00097009 | 3.3377e-06 | 0.00097009 | 3.3377e-06
[35 empty] | WLDFR | HFTD - Distribution - Tier 2 - 4QU CoRE ¦ 3QU LoRE | 2050 | 0.14056 | 0.0034768 | 0.16093 | 0 | 0.16093 | 0.0034768 | 0.16093 | 0 | 0.16093 | 0.022621 | 0.022621 | 0.0034768 | 0.00048871 | 0.16093 | 0.022621 | 0 | 0 | 0.16093 | 0.022621 | [22 empty] | WLDFR | HFTD - Distribution - Tier 2 - 1QU CoRE ¦ 3QU LoRE | Non-Red Flag Warning - Destructive Fires | 2050 | 9.0186e-09 | 9.0186e-09 | 11536.0538 | 319.4911 | 11216.5626 | 0 | 0 | 0 | 1.0878e-05 | 0.00010404 | 0 | 0.00010404 | 0.00010404 | 0 | 0.00010404 | [22 empty] | 7.3.3.17.5 (Remote Grid) Updates to grid topology to minimize risk of ignition in HFTDs Remote GridWLDFREquipment / facility failureAggregated | WLDFR | HFTD - Distribution - Tier 2 - 1QU CoRE ¦ 1QU LoRE | Non-Red Flag Warning - Small Fires | Equipment / facility failure | Aggregated | 2050 | 0.0034406 | 163.6441 | 0.56304 | 2050 | Mitigation | 0.95 | 45 | 0 | esc | 0.00097009 | 3.3377e-06 | 0.00097009 | 3.3377e-06
[35 empty] | WLDFR | HFTD - Distribution - Tier 2 - 4QU CoRE ¦ 3QU LoRE | 2051 | 0.13137 | 0.0034768 | 0.16093 | 0 | 0.16093 | 0.0034768 | 0.16093 | 0 | 0.16093 | 0.021141 | 0.021141 | 0.0034768 | 0.00045674 | 0.16093 | 0.021141 | 0 | 0 | 0.16093 | 0.021141 | [22 empty] | WLDFR | HFTD - Distribution - Tier 2 - 1QU CoRE ¦ 3QU LoRE | Non-Red Flag Warning - Destructive Fires | 2051 | 9.0186e-09 | 9.0186e-09 | 11536.0538 | 319.4911 | 11216.5626 | 0 | 0 | 0 | 1.0878e-05 | 0.00010404 | 0 | 0.00010404 | 0.00010404 | 0 | 0.00010404 | [22 empty] | 7.3.3.17.5 (Remote Grid) Updates to grid topology to minimize risk of ignition in HFTDs Remote GridWLDFREquipment / facility failureAggregated | WLDFR | HFTD - Distribution - Tier 2 - 1QU CoRE ¦ 1QU LoRE | Non-Red Flag Warning - Small Fires | Equipment / facility failure | Aggregated | 2051 | 0.0034406 | 163.6441 | 0.56304 | 2051 | Mitigation | 0.95 | 45 | 0 | esc | 0.00097009 | 3.3377e-06 | 0.00097009 | 3.3377e-06
[35 empty] | WLDFR | HFTD - Distribution - Tier 2 - 4QU CoRE ¦ 3QU LoRE | 2052 | 0.12277 | 0.0034768 | 0.16093 | 0 | 0.16093 | 0.0034768 | 0.16093 | 0 | 0.16093 | 0.019758 | 0.019758 | 0.0034768 | 0.00042686 | 0.16093 | 0.019758 | 0 | 0 | 0.16093 | 0.019758 | [22 empty] | WLDFR | HFTD - Distribution - Tier 2 - 1QU CoRE ¦ 3QU LoRE | Non-Red Flag Warning - Destructive Fires | 2052 | 9.0186e-09 | 9.0186e-09 | 11536.0538 | 319.4911 | 11216.5626 | 0 | 0 | 0 | 1.0878e-05 | 0.00010404 | 0 | 0.00010404 | 0.00010404 | 0 | 0.00010404 | [22 empty] | 7.3.3.17.5 (Remote Grid) Updates to grid topology to minimize risk of ignition in HFTDs Remote GridWLDFREquipment / facility failureAggregated | WLDFR | HFTD - Distribution - Tier 2 - 1QU CoRE ¦ 1QU LoRE | Non-Red Flag Warning - Small Fires | Equipment / facility failure | Aggregated | 2052 | 0.0034406 | 163.6441 | 0.56304 | 2052 | Mitigation | 0.95 | 45 | 0 | esc | 0.00097009 | 3.3377e-06 | 0.00097009 | 3.3377e-06
[35 empty] | WLDFR | HFTD - Distribution - Tier 2 - 4QU CoRE ¦ 3QU LoRE | 2053 | 0.11474 | 0.0034768 | 0.16882 | 0 | 0.16882 | 0.0034768 | 0.16882 | 0 | 0.16882 | 0.019371 | 0.019371 | 0.0034768 | 0.00039893 | 0.16882 | 0.019371 | 0 | 0 | 0.16882 | 0.019371 | [22 empty] | WLDFR | HFTD - Distribution - Tier 2 - 1QU CoRE ¦ 3QU LoRE | Non-Red Flag Warning - Destructive Fires | 2053 | 9.0186e-09 | 9.0186e-09 | 12097.6769 | 340.5356 | 11757.1413 | 0 | 0 | 0 | 1.0878e-05 | 0.0001091 | 0 | 0.0001091 | 0.0001091 | 0 | 0.0001091 | [22 empty] | 7.3.3.17.5 (Remote Grid) Updates to grid topology to minimize risk of ignition in HFTDs Remote GridWLDFREquipment / facility failureAggregated | WLDFR | HFTD - Distribution - Tier 2 - 1QU CoRE ¦ 1QU LoRE | Non-Red Flag Warning - Small Fires | Equipment / facility failure | Aggregated | 2053 | 0.0034406 | 163.6441 | 0.56304 | 2053 | Mitigation | 0.95 | 45 | 0 | esc | 0.00097009 | 3.3377e-06 | 0.00097009 | 3.3377e-06
[35 empty] | WLDFR | HFTD - Distribution - Tier 2 - 4QU CoRE ¦ 3QU LoRE | 2054 | 0.10723 | 0.0034768 | 0.16882 | 0 | 0.16882 | 0.0034768 | 0.16882 | 0 | 0.16882 | 0.018104 | 0.018104 | 0.0034768 | 0.00037284 | 0.16882 | 0.018104 | 0 | 0 | 0.16882 | 0.018104 | [22 empty] | WLDFR | HFTD - Distribution - Tier 2 - 1QU CoRE ¦ 3QU LoRE | Non-Red Flag Warning - Destructive Fires | 2054 | 9.0186e-09 | 9.0186e-09 | 12097.6769 | 340.5356 | 11757.1413 | 0 | 0 | 0 | 1.0878e-05 | 0.0001091 | 0 | 0.0001091 | 0.0001091 | 0 | 0.0001091 | [22 empty] | 7.3.3.17.5 (Remote Grid) Updates to grid topology to minimize risk of ignition in HFTDs Remote GridWLDFREquipment / facility failureAggregated | WLDFR | HFTD - Distribution - Tier 2 - 1QU CoRE ¦ 1QU LoRE | Non-Red Flag Warning - Small Fires | Equipment / facility failure | Aggregated | 2054 | 0.0034406 | 163.6441 | 0.56304 | 2054 | Mitigation | 0.95 | 45 | 0 | esc | 0.00097009 | 3.3377e-06 | 0.00097009 | 3.3377e-06
[35 empty] | WLDFR | HFTD - Distribution - Tier 2 - 4QU CoRE ¦ 3QU LoRE | 2055 | 0.10022 | 0.0034768 | 0.16882 | 0 | 0.16882 | 0.0034768 | 0.16882 | 0 | 0.16882 | 0.016919 | 0.016919 | 0.0034768 | 0.00034844 | 0.16882 | 0.016919 | 0 | 0 | 0.16882 | 0.016919 | [22 empty] | WLDFR | HFTD - Distribution - Tier 2 - 1QU CoRE ¦ 3QU LoRE | Non-Red Flag Warning - Destructive Fires | 2055 | 9.0186e-09 | 9.0186e-09 | 12097.6769 | 340.5356 | 11757.1413 | 0 | 0 | 0 | 1.0878e-05 | 0.0001091 | 0 | 0.0001091 | 0.0001091 | 0 | 0.0001091 | [22 empty] | 7.3.3.17.5 (Remote Grid) Updates to grid topology to minimize risk of ignition in HFTDs Remote GridWLDFREquipment / facility failureAggregated | WLDFR | HFTD - Distribution - Tier 2 - 1QU CoRE ¦ 1QU LoRE | Non-Red Flag Warning - Small Fires | Equipment / facility failure | Aggregated | 2055 | 0.0034406 | 163.6441 | 0.56304 | 2055 | Mitigation | 0.95 | 45 | 0 | esc | 0.00097009 | 3.3377e-06 | 0.00097009 | 3.3377e-06
[35 empty] | WLDFR | HFTD - Distribution - Tier 2 - 4QU CoRE ¦ 3QU LoRE | 2056 | 0.093663 | 0.0034768 | 0.16882 | 0 | 0.16882 | 0.0034768 | 0.16882 | 0 | 0.16882 | 0.015812 | 0.015812 | 0.0034768 | 0.00032565 | 0.16882 | 0.015812 | 0 | 0 | 0.16882 | 0.015812 | [22 empty] | WLDFR | HFTD - Distribution - Tier 2 - 1QU CoRE ¦ 3QU LoRE | Non-Red Flag Warning - Destructive Fires | 2056 | 9.0186e-09 | 9.0186e-09 | 12097.6769 | 340.5356 | 11757.1413 | 0 | 0 | 0 | 1.0878e-05 | 0.0001091 | 0 | 0.0001091 | 0.0001091 | 0 | 0.0001091 | [22 empty] | 7.3.3.17.5 (Remote Grid) Updates to grid topology to minimize risk of ignition in HFTDs Remote GridWLDFREquipment / facility failureAggregated | WLDFR | HFTD - Distribution - Tier 2 - 1QU CoRE ¦ 1QU LoRE | Non-Red Flag Warning - Small Fires | Equipment / facility failure | Aggregated | 2056 | 0.0034406 | 163.6441 | 0.56304 | 2056 | Mitigation | 0.95 | 45 | 0 | esc | 0.00097009 | 3.3377e-06 | 0.00097009 | 3.3377e-06
[35 empty] | WLDFR | HFTD - Distribution - Tier 2 - 4QU CoRE ¦ 3QU LoRE | 2057 | 0.087535 | 0.0034768 | 0.16882 | 0 | 0.16882 | 0.0034768 | 0.16882 | 0 | 0.16882 | 0.014778 | 0.014778 | 0.0034768 | 0.00030434 | 0.16882 | 0.014778 | 0 | 0 | 0.16882 | 0.014778 | [22 empty] | WLDFR | HFTD - Distribution - Tier 2 - 1QU CoRE ¦ 3QU LoRE | Non-Red Flag Warning - Destructive Fires | 2057 | 9.0186e-09 | 9.0186e-09 | 12097.6769 | 340.5356 | 11757.1413 | 0 | 0 | 0 | 1.0878e-05 | 0.0001091 | 0 | 0.0001091 | 0.0001091 | 0 | 0.0001091 | [22 empty] | 7.3.3.17.5 (Remote Grid) Updates to grid topology to minimize risk of ignition in HFTDs Remote GridWLDFREquipment / facility failureAggregated | WLDFR | HFTD - Distribution - Tier 2 - 1QU CoRE ¦ 1QU LoRE | Non-Red Flag Warning - Small Fires | Equipment / facility failure | Aggregated | 2057 | 0.0034406 | 163.6441 | 0.56304 | 2057 | Mitigation | 0.95 | 45 | 0 | esc | 0.00097009 | 3.3377e-06 | 0.00097009 | 3.3377e-06
[35 empty] | WLDFR | HFTD - Distribution - Tier 2 - 4QU CoRE ¦ 3QU LoRE | 2058 | 0.081809 | 0.0034768 | 0.17687 | 0 | 0.17687 | 0.0034768 | 0.17687 | 0 | 0.17687 | 0.01447 | 0.01447 | 0.0034768 | 0.00028443 | 0.17687 | 0.01447 | 0 | 0 | 0.17687 | 0.01447 | [22 empty] | WLDFR | HFTD - Distribution - Tier 2 - 1QU CoRE ¦ 3QU LoRE | Non-Red Flag Warning - Destructive Fires | 2058 | 9.0186e-09 | 9.0186e-09 | 12670.1796 | 362.3049 | 12307.8747 | 0 | 0 | 0 | 1.0878e-05 | 0.00011427 | 0 | 0.00011427 | 0.00011427 | 0 | 0.00011427 | [22 empty] | 7.3.3.17.5 (Remote Grid) Updates to grid topology to minimize risk of ignition in HFTDs Remote GridWLDFREquipment / facility failureAggregated | WLDFR | HFTD - Distribution - Tier 2 - 1QU CoRE ¦ 1QU LoRE | Non-Red Flag Warning - Small Fires | Equipment / facility failure | Aggregated | 2058 | 0.0034406 | 163.6441 | 0.56304 | 2058 | Mitigation | 0.95 | 45 | 0 | esc | 0.00097009 | 3.3377e-06 | 0.00097009 | 3.3377e-06
[35 empty] | WLDFR | HFTD - Distribution - Tier 2 - 4QU CoRE ¦ 3QU LoRE | 2059 | 0.076457 | 0.0034768 | 0.17687 | 0 | 0.17687 | 0.0034768 | 0.17687 | 0 | 0.17687 | 0.013523 | 0.013523 | 0.0034768 | 0.00026583 | 0.17687 | 0.013523 | 0 | 0 | 0.17687 | 0.013523 | [22 empty] | WLDFR | HFTD - Distribution - Tier 2 - 1QU CoRE ¦ 3QU LoRE | Non-Red Flag Warning - Destructive Fires | 2059 | 9.0186e-09 | 9.0186e-09 | 12670.1796 | 362.3049 | 12307.8747 | 0 | 0 | 0 | 1.0878e-05 | 0.00011427 | 0 | 0.00011427 | 0.00011427 | 0 | 0.00011427 | [22 empty] | 7.3.3.17.5 (Remote Grid) Updates to grid topology to minimize risk of ignition in HFTDs Remote GridWLDFREquipment / facility failureAggregated | WLDFR | HFTD - Distribution - Tier 2 - 1QU CoRE ¦ 1QU LoRE | Non-Red Flag Warning - Small Fires | Equipment / facility failure | Aggregated | 2059 | 0.0034406 | 163.6441 | 0.56304 | 2059 | Mitigation | 0.95 | 45 | 0 | esc | 0.00097009 | 3.3377e-06 | 0.00097009 | 3.3377e-06
[35 empty] | WLDFR | HFTD - Distribution - Tier 2 - 4QU CoRE ¦ 3QU LoRE | 2060 | 0.071455 | 0.0034768 | 0.17687 | 0 | 0.17687 | 0.0034768 | 0.17687 | 0 | 0.17687 | 0.012638 | 0.012638 | 0.0034768 | 0.00024844 | 0.17687 | 0.012638 | 0 | 0 | 0.17687 | 0.012638 | [22 empty] | WLDFR | HFTD - Distribution - Tier 2 - 1QU CoRE ¦ 3QU LoRE | Non-Red Flag Warning - Destructive Fires | 2060 | 9.0186e-09 | 9.0186e-09 | 12670.1796 | 362.3049 | 12307.8747 | 0 | 0 | 0 | 1.0878e-05 | 0.00011427 | 0 | 0.00011427 | 0.00011427 | 0 | 0.00011427 | [22 empty] | 7.3.3.17.5 (Remote Grid) Updates to grid topology to minimize risk of ignition in HFTDs Remote GridWLDFREquipment / facility failureAggregated | WLDFR | HFTD - Distribution - Tier 2 - 1QU CoRE ¦ 1QU LoRE | Non-Red Flag Warning - Small Fires | Equipment / facility failure | Aggregated | 2060 | 0.0034406 | 163.6441 | 0.56304 | 2060 | Mitigation | 0.95 | 45 | 0 | esc | 0.00097009 | 3.3377e-06 | 0.00097009 | 3.3377e-06
[35 empty] | WLDFR | HFTD - Distribution - Tier 2 - 4QU CoRE ¦ 3QU LoRE | 2061 | 0.06678 | 0.0034768 | 0.17687 | 0 | 0.17687 | 0.0034768 | 0.17687 | 0 | 0.17687 | 0.011812 | 0.011812 | 0.0034768 | 0.00023218 | 0.17687 | 0.011812 | 0 | 0 | 0.17687 | 0.011812 | [22 empty] | WLDFR | HFTD - Distribution - Tier 2 - 1QU CoRE ¦ 3QU LoRE | Non-Red Flag Warning - Destructive Fires | 2061 | 9.0186e-09 | 9.0186e-09 | 12670.1796 | 362.3049 | 12307.8747 | 0 | 0 | 0 | 1.0878e-05 | 0.00011427 | 0 | 0.00011427 | 0.00011427 | 0 | 0.00011427 | [22 empty] | 7.3.3.17.5 (Remote Grid) Updates to grid topology to minimize risk of ignition in HFTDs Remote GridWLDFREquipment / facility failureAggregated | WLDFR | HFTD - Distribution - Tier 2 - 1QU CoRE ¦ 1QU LoRE | Non-Red Flag Warning - Small Fires | Equipment / facility failure | Aggregated | 2061 | 0.0034406 | 163.6441 | 0.56304 | 2061 | Mitigation | 0.95 | 45 | 0 | esc | 0.00097009 | 3.3377e-06 | 0.00097009 | 3.3377e-06
[35 empty] | WLDFR | HFTD - Distribution - Tier 2 - 4QU CoRE ¦ 3QU LoRE | 2062 | 0.062412 | 0.0034768 | 0.17687 | 0 | 0.17687 | 0.0034768 | 0.17687 | 0 | 0.17687 | 0.011039 | 0.011039 | 0.0034768 | 0.00021699 | 0.17687 | 0.011039 | 0 | 0 | 0.17687 | 0.011039 | [22 empty] | WLDFR | HFTD - Distribution - Tier 2 - 1QU CoRE ¦ 3QU LoRE | Non-Red Flag Warning - Destructive Fires | 2062 | 9.0186e-09 | 9.0186e-09 | 12670.1796 | 362.3049 | 12307.8747 | 0 | 0 | 0 | 1.0878e-05 | 0.00011427 | 0 | 0.00011427 | 0.00011427 | 0 | 0.00011427 | [22 empty] | 7.3.3.17.5 (Remote Grid) Updates to grid topology to minimize risk of ignition in HFTDs Remote GridWLDFREquipment / facility failureAggregated | WLDFR | HFTD - Distribution - Tier 2 - 1QU CoRE ¦ 1QU LoRE | Non-Red Flag Warning - Small Fires | Equipment / facility failure | Aggregated | 2062 | 0.0034406 | 163.6441 | 0.56304 | 2062 | Mitigation | 0.95 | 45 | 0 | esc | 0.00097009 | 3.3377e-06 | 0.00097009 | 3.3377e-06
[35 empty] | WLDFR | HFTD - Distribution - Tier 2 - 4QU CoRE ¦ 3QU LoRE | 2063 | 0.058329 | 0.0034768 | 0.18498 | 0 | 0.18498 | 0.0034768 | 0.18498 | 0 | 0.18498 | 0.01079 | 0.01079 | 0.0034768 | 0.0002028 | 0.18498 | 0.01079 | 0 | 0 | 0.18498 | 0.01079 | [22 empty] | WLDFR | HFTD - Distribution - Tier 2 - 1QU CoRE ¦ 3QU LoRE | Non-Red Flag Warning - Destructive Fires | 2063 | 9.0186e-09 | 9.0186e-09 | 13246.6313 | 384.5316 | 12862.0997 | 0 | 0 | 0 | 1.0878e-05 | 0.00011947 | 0 | 0.00011947 | 0.00011947 | 0 | 0.00011947 | [22 empty] | 7.3.3.17.5 (Remote Grid) Updates to grid topology to minimize risk of ignition in HFTDs Remote GridWLDFREquipment / facility failureAggregated | WLDFR | HFTD - Distribution - Tier 2 - 1QU CoRE ¦ 1QU LoRE | Non-Red Flag Warning - Small Fires | Equipment / facility failure | Aggregated | 2063 | 0.0034406 | 163.6441 | 0.56304 | 2063 | Mitigation | 0.95 | 45 | 0 | esc | 0.00097009 | 3.3377e-06 | 0.00097009 | 3.3377e-06
[35 empty] | WLDFR | HFTD - Distribution - Tier 2 - 4QU CoRE ¦ 3QU LoRE | 2064 | 0.054513 | 0.0034768 | 0.18498 | 0 | 0.18498 | 0.0034768 | 0.18498 | 0 | 0.18498 | 0.010084 | 0.010084 | 0.0034768 | 0.00018953 | 0.18498 | 0.010084 | 0 | 0 | 0.18498 | 0.010084 | [22 empty] | WLDFR | HFTD - Distribution - Tier 2 - 1QU CoRE ¦ 3QU LoRE | Non-Red Flag Warning - Destructive Fires | 2064 | 9.0186e-09 | 9.0186e-09 | 13246.6313 | 384.5316 | 12862.0997 | 0 | 0 | 0 | 1.0878e-05 | 0.00011947 | 0 | 0.00011947 | 0.00011947 | 0 | 0.00011947 | [22 empty] | 7.3.3.17.5 (Remote Grid) Updates to grid topology to minimize risk of ignition in HFTDs Remote GridWLDFREquipment / facility failureAggregated | WLDFR | HFTD - Distribution - Tier 2 - 1QU CoRE ¦ 1QU LoRE | Non-Red Flag Warning - Small Fires | Equipment / facility failure | Aggregated | 2064 | 0.0034406 | 163.6441 | 0.56304 | 2064 | Mitigation | 0.95 | 45 | 0 | esc | 0.00097009 | 3.3377e-06 | 0.00097009 | 3.3377e-06
[35 empty] | WLDFR | HFTD - Distribution - Tier 2 - 4QU CoRE ¦ 3QU LoRE | 2065 | 0.050946 | 0.0034768 | 0.18498 | 0 | 0.18498 | 0.0034768 | 0.18498 | 0 | 0.18498 | 0.0094242 | 0.0094242 | 0.0034768 | 0.00017713 | 0.18498 | 0.0094242 | 0 | 0 | 0.18498 | 0.0094242 | [22 empty] | WLDFR | HFTD - Distribution - Tier 2 - 1QU CoRE ¦ 3QU LoRE | Non-Red Flag Warning - Destructive Fires | 2065 | 9.0186e-09 | 9.0186e-09 | 13246.6313 | 384.5316 | 12862.0997 | 0 | 0 | 0 | 1.0878e-05 | 0.00011947 | 0 | 0.00011947 | 0.00011947 | 0 | 0.00011947 | [22 empty] | 7.3.3.17.5 (Remote Grid) Updates to grid topology to minimize risk of ignition in HFTDs Remote GridWLDFREquipment / facility failureAggregated | WLDFR | HFTD - Distribution - Tier 2 - 1QU CoRE ¦ 1QU LoRE | Non-Red Flag Warning - Small Fires | Equipment / facility failure | Aggregated | 2065 | 0.0034406 | 163.6441 | 0.56304 | 2065 | Mitigation | 0.95 | 45 | 0 | esc | 0.00097009 | 3.3377e-06 | 0.00097009 | 3.3377e-06
[35 empty] | WLDFR | HFTD - Distribution - Tier 2 - 4QU CoRE ¦ 3QU LoRE | 2066 | 0.047613 | 0.0034768 | 0.18498 | 0 | 0.18498 | 0.0034768 | 0.18498 | 0 | 0.18498 | 0.0088077 | 0.0088077 | 0.0034768 | 0.00016554 | 0.18498 | 0.0088077 | 0 | 0 | 0.18498 | 0.0088077 | [22 empty] | WLDFR | HFTD - Distribution - Tier 2 - 1QU CoRE ¦ 3QU LoRE | Non-Red Flag Warning - Destructive Fires | 2066 | 9.0186e-09 | 9.0186e-09 | 13246.6313 | 384.5316 | 12862.0997 | 0 | 0 | 0 | 1.0878e-05 | 0.00011947 | 0 | 0.00011947 | 0.00011947 | 0 | 0.00011947 | [22 empty] | 7.3.3.17.5 (Remote Grid) Updates to grid topology to minimize risk of ignition in HFTDs Remote GridWLDFREquipment / facility failureAggregated | WLDFR | HFTD - Distribution - Tier 2 - 1QU CoRE ¦ 1QU LoRE | Non-Red Flag Warning - Small Fires | Equipment / facility failure | Aggregated | 2066 | 0.0034406 | 163.6441 | 0.56304 | 2066 | Mitigation | 0.95 | 45 | 0 | esc | 0.00097009 | 3.3377e-06 | 0.00097009 | 3.3377e-06
[35 empty] | WLDFR | HFTD - Distribution - Tier 2 - 4QU CoRE ¦ 3QU LoRE | 2067 | 0.044499 | 0 | 0 | 0 | 0 | 0.0034768 | 0.18498 | 0 | 0.18498 | 0 | 0.0082315 | 0 | 0 | 0 | 0 | 0 | 0 | 0 | 0 | [22 empty] | WLDFR | HFTD - Distribution - Tier 2 - 1QU CoRE ¦ 3QU LoRE | Non-Red Flag Warning - Destructive Fires | 2067 | 0 | 9.0186e-09 | 13246.6313 | 384.5316 | 12862.0997 | 0 | 0 | 0 | 1.0878e-05 | 0 | 0 | 0 | 0.00011947 | 0 | 0.00011947 | [22 empty] | 7.3.3.17.5 (Remote Grid) Updates to grid topology to minimize risk of ignition in HFTDs Remote GridWLDFREquipment / facility failureAggregated | WLDFR | HFTD - Distribution - Tier 2 - 1QU CoRE ¦ 1QU LoRE | Non-Red Flag Warning - Small Fires | Equipment / facility failure | Aggregated | 2067 | 0.0034406 | 163.6441 | 0.56304 | 2067 | Mitigation | 0.95 | 45 | 0 | esc | 0 | 0 | 0.00097009 | 3.3377e-06
[35 empty] | WLDFR | HFTD - Distribution - Tier 2 - 4QU CoRE ¦ 4QU LoRE | 2022 | 0.93458 | 0.0023841 | 0.083164 | 0 | 0.083164 | 0 | 0 | 0 | 0 | 0.077724 | 0 | 0.0023841 | 0.0022281 | 0.083164 | 0.077724 | 0 | 0 | 0.083164 | 0.077724 | [22 empty] | WLDFR | HFTD - Distribution - Tier 2 - 1QU CoRE ¦ 3QU LoRE | Non-Red Flag Warning - Large Fires | 2022 | 5.7601e-08 | 0 | 5.2406 | 0.69642 | 2.942 | 1.6022 | 0 | 0 | 6.7136e-05 | 3.0186e-07 | 0 | 3.0186e-07 | 0 | 0 | 0 | [22 empty] | 7.3.3.17.5 (Remote Grid) Updates to grid topology to minimize risk of ignition in HFTDs Remote GridWLDFRVegetation ContactAggregated | WLDFR | HFTD - Distribution - Tier 2 - 1QU CoRE ¦ 1QU LoRE | Non-Red Flag Warning - Small Fires | Vegetation Contact | Aggregated | 2022 | 0.0018788 | 163.6441 | 0.30745 | 2022 | Mitigation | 0.95 | 45 | 0 | esc | 0.00097009 | 1.8226e-06 | 0 | 0
[35 empty] | WLDFR | HFTD - Distribution - Tier 2 - 4QU CoRE ¦ 4QU LoRE | 2023 | 0.87344 | 0.0023841 | 0.086212 | 0 | 0.086212 | 0.0023841 | 0.086212 | 0 | 0.086212 | 0.075301 | 0.075301 | 0.0023841 | 0.0020824 | 0.086212 | 0.075301 | 0 | 0 | 0.086212 | 0.075301 | [22 empty] | WLDFR | HFTD - Distribution - Tier 2 - 1QU CoRE ¦ 3QU LoRE | Non-Red Flag Warning - Large Fires | 2023 | 5.7601e-08 | 5.7601e-08 | 5.475 | 0.71896 | 3.0715 | 1.6846 | 0 | 0 | 6.7136e-05 | 3.1537e-07 | 0 | 3.1537e-07 | 3.1537e-07 | 0 | 3.1537e-07 | [22 empty] | 7.3.3.17.5 (Remote Grid) Updates to grid topology to minimize risk of ignition in HFTDs Remote GridWLDFRVegetation ContactAggregated | WLDFR | HFTD - Distribution - Tier 2 - 1QU CoRE ¦ 1QU LoRE | Non-Red Flag Warning - Small Fires | Vegetation Contact | Aggregated | 2023 | 0.0018788 | 163.6441 | 0.30745 | 2023 | Mitigation | 0.95 | 45 | 0 | esc | 0.00097009 | 1.8226e-06 | 0.00097009 | 1.8226e-06
[35 empty] | WLDFR | HFTD - Distribution - Tier 2 - 4QU CoRE ¦ 4QU LoRE | 2024 | 0.8163 | 0.0023841 | 0.086212 | 0 | 0.086212 | 0.0023841 | 0.086212 | 0 | 0.086212 | 0.070374 | 0.070374 | 0.0023841 | 0.0019461 | 0.086212 | 0.070374 | 0 | 0 | 0.086212 | 0.070374 | [22 empty] | WLDFR | HFTD - Distribution - Tier 2 - 1QU CoRE ¦ 3QU LoRE | Non-Red Flag Warning - Large Fires | 2024 | 5.7601e-08 | 5.7601e-08 | 5.475 | 0.71896 | 3.0715 | 1.6846 | 0 | 0 | 6.7136e-05 | 3.1537e-07 | 0 | 3.1537e-07 | 3.1537e-07 | 0 | 3.1537e-07 | [22 empty] | 7.3.3.17.5 (Remote Grid) Updates to grid topology to minimize risk of ignition in HFTDs Remote GridWLDFRVegetation ContactAggregated | WLDFR | HFTD - Distribution - Tier 2 - 1QU CoRE ¦ 1QU LoRE | Non-Red Flag Warning - Small Fires | Vegetation Contact | Aggregated | 2024 | 0.0018788 | 163.6441 | 0.30745 | 2024 | Mitigation | 0.95 | 45 | 0 | esc | 0.00097009 | 1.8226e-06 | 0.00097009 | 1.8226e-06
[35 empty] | WLDFR | HFTD - Distribution - Tier 2 - 4QU CoRE ¦ 4QU LoRE | 2025 | 0.7629 | 0.0023841 | 0.086212 | 0 | 0.086212 | 0.0023841 | 0.086212 | 0 | 0.086212 | 0.06577 | 0.06577 | 0.0023841 | 0.0018188 | 0.086212 | 0.06577 | 0 | 0 | 0.086212 | 0.06577 | [22 empty] | WLDFR | HFTD - Distribution - Tier 2 - 1QU CoRE ¦ 3QU LoRE | Non-Red Flag Warning - Large Fires | 2025 | 5.7601e-08 | 5.7601e-08 | 5.475 | 0.71896 | 3.0715 | 1.6846 | 0 | 0 | 6.7136e-05 | 3.1537e-07 | 0 | 3.1537e-07 | 3.1537e-07 | 0 | 3.1537e-07 | [22 empty] | 7.3.3.17.5 (Remote Grid) Updates to grid topology to minimize risk of ignition in HFTDs Remote GridWLDFRVegetation ContactAggregated | WLDFR | HFTD - Distribution - Tier 2 - 1QU CoRE ¦ 1QU LoRE | Non-Red Flag Warning - Small Fires | Vegetation Contact | Aggregated | 2025 | 0.0018788 | 163.6441 | 0.30745 | 2025 | Mitigation | 0.95 | 45 | 0 | esc | 0.00097009 | 1.8226e-06 | 0.00097009 | 1.8226e-06
[35 empty] | WLDFR | HFTD - Distribution - Tier 2 - 4QU CoRE ¦ 4QU LoRE | 2026 | 0.71299 | 0.0023841 | 0.086212 | 0 | 0.086212 | 0.0023841 | 0.086212 | 0 | 0.086212 | 0.061468 | 0.061468 | 0.0023841 | 0.0016998 | 0.086212 | 0.061468 | 0 | 0 | 0.086212 | 0.061468 | [22 empty] | WLDFR | HFTD - Distribution - Tier 2 - 1QU CoRE ¦ 3QU LoRE | Non-Red Flag Warning - Large Fires | 2026 | 5.7601e-08 | 5.7601e-08 | 5.475 | 0.71896 | 3.0715 | 1.6846 | 0 | 0 | 6.7136e-05 | 3.1537e-07 | 0 | 3.1537e-07 | 3.1537e-07 | 0 | 3.1537e-07 | [22 empty] | 7.3.3.17.5 (Remote Grid) Updates to grid topology to minimize risk of ignition in HFTDs Remote GridWLDFRVegetation ContactAggregated | WLDFR | HFTD - Distribution - Tier 2 - 1QU CoRE ¦ 1QU LoRE | Non-Red Flag Warning - Small Fires | Vegetation Contact | Aggregated | 2026 | 0.0018788 | 163.6441 | 0.30745 | 2026 | Mitigation | 0.95 | 45 | 0 | esc | 0.00097009 | 1.8226e-06 | 0.00097009 | 1.8226e-06
[35 empty] | WLDFR | HFTD - Distribution - Tier 2 - 4QU CoRE ¦ 4QU LoRE | 2027 | 0.66634 | 0.0023841 | 0.086212 | 0 | 0.086212 | 0.0023841 | 0.086212 | 0 | 0.086212 | 0.057446 | 0.057446 | 0.0023841 | 0.0015886 | 0.086212 | 0.057446 | 0 | 0 | 0.086212 | 0.057446 | [22 empty] | WLDFR | HFTD - Distribution - Tier 2 - 1QU CoRE ¦ 3QU LoRE | Non-Red Flag Warning - Large Fires | 2027 | 5.7601e-08 | 5.7601e-08 | 5.475 | 0.71896 | 3.0715 | 1.6846 | 0 | 0 | 6.7136e-05 | 3.1537e-07 | 0 | 3.1537e-07 | 3.1537e-07 | 0 | 3.1537e-07 | [22 empty] | 7.3.3.17.5 (Remote Grid) Updates to grid topology to minimize risk of ignition in HFTDs Remote GridWLDFRVegetation ContactAggregated | WLDFR | HFTD - Distribution - Tier 2 - 1QU CoRE ¦ 1QU LoRE | Non-Red Flag Warning - Small Fires | Vegetation Contact | Aggregated | 2027 | 0.0018788 | 163.6441 | 0.30745 | 2027 | Mitigation | 0.95 | 45 | 0 | esc | 0.00097009 | 1.8226e-06 | 0.00097009 | 1.8226e-06
[35 empty] | WLDFR | HFTD - Distribution - Tier 2 - 4QU CoRE ¦ 4QU LoRE | 2028 | 0.62275 | 0.0023841 | 0.090051 | 0 | 0.090051 | 0.0023841 | 0.090051 | 0 | 0.090051 | 0.056079 | 0.056079 | 0.0023841 | 0.0014847 | 0.090051 | 0.056079 | 0 | 0 | 0.090051 | 0.056079 | [22 empty] | WLDFR | HFTD - Distribution - Tier 2 - 1QU CoRE ¦ 3QU LoRE | Non-Red Flag Warning - Large Fires | 2028 | 5.7601e-08 | 5.7601e-08 | 5.777 | 0.74734 | 3.238 | 1.7917 | 0 | 0 | 6.7136e-05 | 3.3276e-07 | 0 | 3.3276e-07 | 3.3276e-07 | 0 | 3.3276e-07 | [22 empty] | 7.3.3.17.5 (Remote Grid) Updates to grid topology to minimize risk of ignition in HFTDs Remote GridWLDFRVegetation ContactAggregated | WLDFR | HFTD - Distribution - Tier 2 - 1QU CoRE ¦ 1QU LoRE | Non-Red Flag Warning - Small Fires | Vegetation Contact | Aggregated | 2028 | 0.0018788 | 163.6441 | 0.30745 | 2028 | Mitigation | 0.95 | 45 | 0 | esc | 0.00097009 | 1.8226e-06 | 0.00097009 | 1.8226e-06
[35 empty] | WLDFR | HFTD - Distribution - Tier 2 - 4QU CoRE ¦ 4QU LoRE | 2029 | 0.58201 | 0.0023841 | 0.090051 | 0 | 0.090051 | 0.0023841 | 0.090051 | 0 | 0.090051 | 0.052411 | 0.052411 | 0.0023841 | 0.0013876 | 0.090051 | 0.052411 | 0 | 0 | 0.090051 | 0.052411 | [22 empty] | WLDFR | HFTD - Distribution - Tier 2 - 1QU CoRE ¦ 3QU LoRE | Non-Red Flag Warning - Large Fires | 2029 | 5.7601e-08 | 5.7601e-08 | 5.777 | 0.74734 | 3.238 | 1.7917 | 0 | 0 | 6.7136e-05 | 3.3276e-07 | 0 | 3.3276e-07 | 3.3276e-07 | 0 | 3.3276e-07 | [22 empty] | 7.3.3.17.5 (Remote Grid) Updates to grid topology to minimize risk of ignition in HFTDs Remote GridWLDFRVegetation ContactAggregated | WLDFR | HFTD - Distribution - Tier 2 - 1QU CoRE ¦ 1QU LoRE | Non-Red Flag Warning - Small Fires | Vegetation Contact | Aggregated | 2029 | 0.0018788 | 163.6441 | 0.30745 | 2029 | Mitigation | 0.95 | 45 | 0 | esc | 0.00097009 | 1.8226e-06 | 0.00097009 | 1.8226e-06
[35 empty] | WLDFR | HFTD - Distribution - Tier 2 - 4QU CoRE ¦ 4QU LoRE | 2030 | 0.54393 | 0.0023841 | 0.090051 | 0 | 0.090051 | 0.0023841 | 0.090051 | 0 | 0.090051 | 0.048982 | 0.048982 | 0.0023841 | 0.0012968 | 0.090051 | 0.048982 | 0 | 0 | 0.090051 | 0.048982 | [22 empty] | WLDFR | HFTD - Distribution - Tier 2 - 1QU CoRE ¦ 3QU LoRE | Non-Red Flag Warning - Large Fires | 2030 | 5.7601e-08 | 5.7601e-08 | 5.777 | 0.74734 | 3.238 | 1.7917 | 0 | 0 | 6.7136e-05 | 3.3276e-07 | 0 | 3.3276e-07 | 3.3276e-07 | 0 | 3.3276e-07 | [22 empty] | 7.3.3.17.5 (Remote Grid) Updates to grid topology to minimize risk of ignition in HFTDs Remote GridWLDFRVegetation ContactAggregated | WLDFR | HFTD - Distribution - Tier 2 - 1QU CoRE ¦ 1QU LoRE | Non-Red Flag Warning - Small Fires | Vegetation Contact | Aggregated | 2030 | 0.0018788 | 163.6441 | 0.30745 | 2030 | Mitigation | 0.95 | 45 | 0 | esc | 0.00097009 | 1.8226e-06 | 0.00097009 | 1.8226e-06
[35 empty] | WLDFR | HFTD - Distribution - Tier 2 - 4QU CoRE ¦ 4QU LoRE | 2031 | 0.50835 | 0.0023841 | 0.090051 | 0 | 0.090051 | 0.0023841 | 0.090051 | 0 | 0.090051 | 0.045778 | 0.045778 | 0.0023841 | 0.0012119 | 0.090051 | 0.045778 | 0 | 0 | 0.090051 | 0.045778 | [22 empty] | WLDFR | HFTD - Distribution - Tier 2 - 1QU CoRE ¦ 3QU LoRE | Non-Red Flag Warning - Large Fires | 2031 | 5.7601e-08 | 5.7601e-08 | 5.777 | 0.74734 | 3.238 | 1.7917 | 0 | 0 | 6.7136e-05 | 3.3276e-07 | 0 | 3.3276e-07 | 3.3276e-07 | 0 | 3.3276e-07 | [22 empty] | 7.3.3.17.5 (Remote Grid) Updates to grid topology to minimize risk of ignition in HFTDs Remote GridWLDFRVegetation ContactAggregated | WLDFR | HFTD - Distribution - Tier 2 - 1QU CoRE ¦ 1QU LoRE | Non-Red Flag Warning - Small Fires | Vegetation Contact | Aggregated | 2031 | 0.0018788 | 163.6441 | 0.30745 | 2031 | Mitigation | 0.95 | 45 | 0 | esc | 0.00097009 | 1.8226e-06 | 0.00097009 | 1.8226e-06
[35 empty] | WLDFR | HFTD - Distribution - Tier 2 - 4QU CoRE ¦ 4QU LoRE | 2032 | 0.47509 | 0.0023841 | 0.090051 | 0 | 0.090051 | 0.0023841 | 0.090051 | 0 | 0.090051 | 0.042783 | 0.042783 | 0.0023841 | 0.0011327 | 0.090051 | 0.042783 | 0 | 0 | 0.090051 | 0.042783 | [22 empty] | WLDFR | HFTD - Distribution - Tier 2 - 1QU CoRE ¦ 3QU LoRE | Non-Red Flag Warning - Large Fires | 2032 | 5.7601e-08 | 5.7601e-08 | 5.777 | 0.74734 | 3.238 | 1.7917 | 0 | 0 | 6.7136e-05 | 3.3276e-07 | 0 | 3.3276e-07 | 3.3276e-07 | 0 | 3.3276e-07 | [22 empty] | 7.3.3.17.5 (Remote Grid) Updates to grid topology to minimize risk of ignition in HFTDs Remote GridWLDFRVegetation ContactAggregated | WLDFR | HFTD - Distribution - Tier 2 - 1QU CoRE ¦ 1QU LoRE | Non-Red Flag Warning - Small Fires | Vegetation Contact | Aggregated | 2032 | 0.0018788 | 163.6441 | 0.30745 | 2032 | Mitigation | 0.95 | 45 | 0 | esc | 0.00097009 | 1.8226e-06 | 0.00097009 | 1.8226e-06
[35 empty] | WLDFR | HFTD - Distribution - Tier 2 - 4QU CoRE ¦ 4QU LoRE | 2033 | 0.44401 | 0.0023841 | 0.094319 | 0 | 0.094319 | 0.0023841 | 0.094319 | 0 | 0.094319 | 0.041879 | 0.041879 | 0.0023841 | 0.0010586 | 0.094319 | 0.041879 | 0 | 0 | 0.094319 | 0.041879 | [22 empty] | WLDFR | HFTD - Distribution - Tier 2 - 1QU CoRE ¦ 3QU LoRE | Non-Red Flag Warning - Large Fires | 2033 | 5.7601e-08 | 5.7601e-08 | 6.1205 | 0.77885 | 3.4265 | 1.9151 | 0 | 0 | 6.7136e-05 | 3.5255e-07 | 0 | 3.5255e-07 | 3.5255e-07 | 0 | 3.5255e-07 | [22 empty] | 7.3.3.17.5 (Remote Grid) Updates to grid topology to minimize risk of ignition in HFTDs Remote GridWLDFRVegetation ContactAggregated | WLDFR | HFTD - Distribution - Tier 2 - 1QU CoRE ¦ 1QU LoRE | Non-Red Flag Warning - Small Fires | Vegetation Contact | Aggregated | 2033 | 0.0018788 | 163.6441 | 0.30745 | 2033 | Mitigation | 0.95 | 45 | 0 | esc | 0.00097009 | 1.8226e-06 | 0.00097009 | 1.8226e-06
[35 empty] | WLDFR | HFTD - Distribution - Tier 2 - 4QU CoRE ¦ 4QU LoRE | 2034 | 0.41496 | 0.0023841 | 0.094319 | 0 | 0.094319 | 0.0023841 | 0.094319 | 0 | 0.094319 | 0.039139 | 0.039139 | 0.0023841 | 0.00098931 | 0.094319 | 0.039139 | 0 | 0 | 0.094319 | 0.039139 | [22 empty] | WLDFR | HFTD - Distribution - Tier 2 - 1QU CoRE ¦ 3QU LoRE | Non-Red Flag Warning - Large Fires | 2034 | 5.7601e-08 | 5.7601e-08 | 6.1205 | 0.77885 | 3.4265 | 1.9151 | 0 | 0 | 6.7136e-05 | 3.5255e-07 | 0 | 3.5255e-07 | 3.5255e-07 | 0 | 3.5255e-07 | [22 empty] | 7.3.3.17.5 (Remote Grid) Updates to grid topology to minimize risk of ignition in HFTDs Remote GridWLDFRVegetation ContactAggregated | WLDFR | HFTD - Distribution - Tier 2 - 1QU CoRE ¦ 1QU LoRE | Non-Red Flag Warning - Small Fires | Vegetation Contact | Aggregated | 2034 | 0.0018788 | 163.6441 | 0.30745 | 2034 | Mitigation | 0.95 | 45 | 0 | esc | 0.00097009 | 1.8226e-06 | 0.00097009 | 1.8226e-06
[35 empty] | WLDFR | HFTD - Distribution - Tier 2 - 4QU CoRE ¦ 4QU LoRE | 2035 | 0.38782 | 0.0023841 | 0.094319 | 0 | 0.094319 | 0.0023841 | 0.094319 | 0 | 0.094319 | 0.036578 | 0.036578 | 0.0023841 | 0.00092459 | 0.094319 | 0.036578 | 0 | 0 | 0.094319 | 0.036578 | [22 empty] | WLDFR | HFTD - Distribution - Tier 2 - 1QU CoRE ¦ 3QU LoRE | Non-Red Flag Warning - Large Fires | 2035 | 5.7601e-08 | 5.7601e-08 | 6.1205 | 0.77885 | 3.4265 | 1.9151 | 0 | 0 | 6.7136e-05 | 3.5255e-07 | 0 | 3.5255e-07 | 3.5255e-07 | 0 | 3.5255e-07 | [22 empty] | 7.3.3.17.5 (Remote Grid) Updates to grid topology to minimize risk of ignition in HFTDs Remote GridWLDFRVegetation ContactAggregated | WLDFR | HFTD - Distribution - Tier 2 - 1QU CoRE ¦ 1QU LoRE | Non-Red Flag Warning - Small Fires | Vegetation Contact | Aggregated | 2035 | 0.0018788 | 163.6441 | 0.30745 | 2035 | Mitigation | 0.95 | 45 | 0 | esc | 0.00097009 | 1.8226e-06 | 0.00097009 | 1.8226e-06
[35 empty] | WLDFR | HFTD - Distribution - Tier 2 - 4QU CoRE ¦ 4QU LoRE | 2036 | 0.36245 | 0.0023841 | 0.094319 | 0 | 0.094319 | 0.0023841 | 0.094319 | 0 | 0.094319 | 0.034185 | 0.034185 | 0.0023841 | 0.0008641 | 0.094319 | 0.034185 | 0 | 0 | 0.094319 | 0.034185 | [22 empty] | WLDFR | HFTD - Distribution - Tier 2 - 1QU CoRE ¦ 3QU LoRE | Non-Red Flag Warning - Large Fires | 2036 | 5.7601e-08 | 5.7601e-08 | 6.1205 | 0.77885 | 3.4265 | 1.9151 | 0 | 0 | 6.7136e-05 | 3.5255e-07 | 0 | 3.5255e-07 | 3.5255e-07 | 0 | 3.5255e-07 | [22 empty] | 7.3.3.17.5 (Remote Grid) Updates to grid topology to minimize risk of ignition in HFTDs Remote GridWLDFRVegetation ContactAggregated | WLDFR | HFTD - Distribution - Tier 2 - 1QU CoRE ¦ 1QU LoRE | Non-Red Flag Warning - Small Fires | Vegetation Contact | Aggregated | 2036 | 0.0018788 | 163.6441 | 0.30745 | 2036 | Mitigation | 0.95 | 45 | 0 | esc | 0.00097009 | 1.8226e-06 | 0.00097009 | 1.8226e-06
[35 empty] | WLDFR | HFTD - Distribution - Tier 2 - 4QU CoRE ¦ 4QU LoRE | 2037 | 0.33873 | 0.0023841 | 0.094319 | 0 | 0.094319 | 0.0023841 | 0.094319 | 0 | 0.094319 | 0.031949 | 0.031949 | 0.0023841 | 0.00080757 | 0.094319 | 0.031949 | 0 | 0 | 0.094319 | 0.031949 | [22 empty] | WLDFR | HFTD - Distribution - Tier 2 - 1QU CoRE ¦ 3QU LoRE | Non-Red Flag Warning - Large Fires | 2037 | 5.7601e-08 | 5.7601e-08 | 6.1205 | 0.77885 | 3.4265 | 1.9151 | 0 | 0 | 6.7136e-05 | 3.5255e-07 | 0 | 3.5255e-07 | 3.5255e-07 | 0 | 3.5255e-07 | [22 empty] | 7.3.3.17.5 (Remote Grid) Updates to grid topology to minimize risk of ignition in HFTDs Remote GridWLDFRVegetation ContactAggregated | WLDFR | HFTD - Distribution - Tier 2 - 1QU CoRE ¦ 1QU LoRE | Non-Red Flag Warning - Small Fires | Vegetation Contact | Aggregated | 2037 | 0.0018788 | 163.6441 | 0.30745 | 2037 | Mitigation | 0.95 | 45 | 0 | esc | 0.00097009 | 1.8226e-06 | 0.00097009 | 1.8226e-06
[35 empty] | WLDFR | HFTD - Distribution - Tier 2 - 4QU CoRE ¦ 4QU LoRE | 2038 | 0.31657 | 0.0023841 | 0.098951 | 0 | 0.098951 | 0.0023841 | 0.098951 | 0 | 0.098951 | 0.031325 | 0.031325 | 0.0023841 | 0.00075474 | 0.098951 | 0.031325 | 0 | 0 | 0.098951 | 0.031325 | [22 empty] | WLDFR | HFTD - Distribution - Tier 2 - 1QU CoRE ¦ 3QU LoRE | Non-Red Flag Warning - Large Fires | 2038 | 5.7601e-08 | 5.7601e-08 | 6.5028 | 0.81304 | 3.6355 | 2.0543 | 0 | 0 | 6.7136e-05 | 3.7457e-07 | 0 | 3.7457e-07 | 3.7457e-07 | 0 | 3.7457e-07 | [22 empty] | 7.3.3.17.5 (Remote Grid) Updates to grid topology to minimize risk of ignition in HFTDs Remote GridWLDFRVegetation ContactAggregated | WLDFR | HFTD - Distribution - Tier 2 - 1QU CoRE ¦ 1QU LoRE | Non-Red Flag Warning - Small Fires | Vegetation Contact | Aggregated | 2038 | 0.0018788 | 163.6441 | 0.30745 | 2038 | Mitigation | 0.95 | 45 | 0 | esc | 0.00097009 | 1.8226e-06 | 0.00097009 | 1.8226e-06
[35 empty] | WLDFR | HFTD - Distribution - Tier 2 - 4QU CoRE ¦ 4QU LoRE | 2039 | 0.29586 | 0.0023841 | 0.098951 | 0 | 0.098951 | 0.0023841 | 0.098951 | 0 | 0.098951 | 0.029276 | 0.029276 | 0.0023841 | 0.00070536 | 0.098951 | 0.029276 | 0 | 0 | 0.098951 | 0.029276 | [22 empty] | WLDFR | HFTD - Distribution - Tier 2 - 1QU CoRE ¦ 3QU LoRE | Non-Red Flag Warning - Large Fires | 2039 | 5.7601e-08 | 5.7601e-08 | 6.5028 | 0.81304 | 3.6355 | 2.0543 | 0 | 0 | 6.7136e-05 | 3.7457e-07 | 0 | 3.7457e-07 | 3.7457e-07 | 0 | 3.7457e-07 | [22 empty] | 7.3.3.17.5 (Remote Grid) Updates to grid topology to minimize risk of ignition in HFTDs Remote GridWLDFRVegetation ContactAggregated | WLDFR | HFTD - Distribution - Tier 2 - 1QU CoRE ¦ 1QU LoRE | Non-Red Flag Warning - Small Fires | Vegetation Contact | Aggregated | 2039 | 0.0018788 | 163.6441 | 0.30745 | 2039 | Mitigation | 0.95 | 45 | 0 | esc | 0.00097009 | 1.8226e-06 | 0.00097009 | 1.8226e-06
[35 empty] | WLDFR | HFTD - Distribution - Tier 2 - 4QU CoRE ¦ 4QU LoRE | 2040 | 0.27651 | 0.0023841 | 0.098951 | 0 | 0.098951 | 0.0023841 | 0.098951 | 0 | 0.098951 | 0.027361 | 0.027361 | 0.0023841 | 0.00065922 | 0.098951 | 0.027361 | 0 | 0 | 0.098951 | 0.027361 | [22 empty] | WLDFR | HFTD - Distribution - Tier 2 - 1QU CoRE ¦ 3QU LoRE | Non-Red Flag Warning - Large Fires | 2040 | 5.7601e-08 | 5.7601e-08 | 6.5028 | 0.81304 | 3.6355 | 2.0543 | 0 | 0 | 6.7136e-05 | 3.7457e-07 | 0 | 3.7457e-07 | 3.7457e-07 | 0 | 3.7457e-07 | [22 empty] | 7.3.3.17.5 (Remote Grid) Updates to grid topology to minimize risk of ignition in HFTDs Remote GridWLDFRVegetation ContactAggregated | WLDFR | HFTD - Distribution - Tier 2 - 1QU CoRE ¦ 1QU LoRE | Non-Red Flag Warning - Small Fires | Vegetation Contact | Aggregated | 2040 | 0.0018788 | 163.6441 | 0.30745 | 2040 | Mitigation | 0.95 | 45 | 0 | esc | 0.00097009 | 1.8226e-06 | 0.00097009 | 1.8226e-06
[35 empty] | WLDFR | HFTD - Distribution - Tier 2 - 4QU CoRE ¦ 4QU LoRE | 2041 | 0.25842 | 0.0023841 | 0.098951 | 0 | 0.098951 | 0.0023841 | 0.098951 | 0 | 0.098951 | 0.025571 | 0.025571 | 0.0023841 | 0.00061609 | 0.098951 | 0.025571 | 0 | 0 | 0.098951 | 0.025571 | [22 empty] | WLDFR | HFTD - Distribution - Tier 2 - 1QU CoRE ¦ 3QU LoRE | Non-Red Flag Warning - Large Fires | 2041 | 5.7601e-08 | 5.7601e-08 | 6.5028 | 0.81304 | 3.6355 | 2.0543 | 0 | 0 | 6.7136e-05 | 3.7457e-07 | 0 | 3.7457e-07 | 3.7457e-07 | 0 | 3.7457e-07 | [22 empty] | 7.3.3.17.5 (Remote Grid) Updates to grid topology to minimize risk of ignition in HFTDs Remote GridWLDFRVegetation ContactAggregated | WLDFR | HFTD - Distribution - Tier 2 - 1QU CoRE ¦ 1QU LoRE | Non-Red Flag Warning - Small Fires | Vegetation Contact | Aggregated | 2041 | 0.0018788 | 163.6441 | 0.30745 | 2041 | Mitigation | 0.95 | 45 | 0 | esc | 0.00097009 | 1.8226e-06 | 0.00097009 | 1.8226e-06
[35 empty] | WLDFR | HFTD - Distribution - Tier 2 - 4QU CoRE ¦ 4QU LoRE | 2042 | 0.24151 | 0.0023841 | 0.098951 | 0 | 0.098951 | 0.0023841 | 0.098951 | 0 | 0.098951 | 0.023898 | 0.023898 | 0.0023841 | 0.00057579 | 0.098951 | 0.023898 | 0 | 0 | 0.098951 | 0.023898 | [22 empty] | WLDFR | HFTD - Distribution - Tier 2 - 1QU CoRE ¦ 3QU LoRE | Non-Red Flag Warning - Large Fires | 2042 | 5.7601e-08 | 5.7601e-08 | 6.5028 | 0.81304 | 3.6355 | 2.0543 | 0 | 0 | 6.7136e-05 | 3.7457e-07 | 0 | 3.7457e-07 | 3.7457e-07 | 0 | 3.7457e-07 | [22 empty] | 7.3.3.17.5 (Remote Grid) Updates to grid topology to minimize risk of ignition in HFTDs Remote GridWLDFRVegetation ContactAggregated | WLDFR | HFTD - Distribution - Tier 2 - 1QU CoRE ¦ 1QU LoRE | Non-Red Flag Warning - Small Fires | Vegetation Contact | Aggregated | 2042 | 0.0018788 | 163.6441 | 0.30745 | 2042 | Mitigation | 0.95 | 45 | 0 | esc | 0.00097009 | 1.8226e-06 | 0.00097009 | 1.8226e-06
[35 empty] | WLDFR | HFTD - Distribution - Tier 2 - 4QU CoRE ¦ 4QU LoRE | 2043 | 0.22571 | 0.0023841 | 0.10389 | 0 | 0.10389 | 0.0023841 | 0.10389 | 0 | 0.10389 | 0.023448 | 0.023448 | 0.0023841 | 0.00053812 | 0.10389 | 0.023448 | 0 | 0 | 0.10389 | 0.023448 | [22 empty] | WLDFR | HFTD - Distribution - Tier 2 - 1QU CoRE ¦ 3QU LoRE | Non-Red Flag Warning - Large Fires | 2043 | 5.7601e-08 | 5.7601e-08 | 6.9209 | 0.84944 | 3.8632 | 2.2083 | 0 | 0 | 6.7136e-05 | 3.9866e-07 | 0 | 3.9866e-07 | 3.9866e-07 | 0 | 3.9866e-07 | [22 empty] | 7.3.3.17.5 (Remote Grid) Updates to grid topology to minimize risk of ignition in HFTDs Remote GridWLDFRVegetation ContactAggregated | WLDFR | HFTD - Distribution - Tier 2 - 1QU CoRE ¦ 1QU LoRE | Non-Red Flag Warning - Small Fires | Vegetation Contact | Aggregated | 2043 | 0.0018788 | 163.6441 | 0.30745 | 2043 | Mitigation | 0.95 | 45 | 0 | esc | 0.00097009 | 1.8226e-06 | 0.00097009 | 1.8226e-06
[35 empty] | WLDFR | HFTD - Distribution - Tier 2 - 4QU CoRE ¦ 4QU LoRE | 2044 | 0.21095 | 0.0023841 | 0.10389 | 0 | 0.10389 | 0.0023841 | 0.10389 | 0 | 0.10389 | 0.021914 | 0.021914 | 0.0023841 | 0.00050291 | 0.10389 | 0.021914 | 0 | 0 | 0.10389 | 0.021914 | [22 empty] | WLDFR | HFTD - Distribution - Tier 2 - 1QU CoRE ¦ 3QU LoRE | Non-Red Flag Warning - Large Fires | 2044 | 5.7601e-08 | 5.7601e-08 | 6.9209 | 0.84944 | 3.8632 | 2.2083 | 0 | 0 | 6.7136e-05 | 3.9866e-07 | 0 | 3.9866e-07 | 3.9866e-07 | 0 | 3.9866e-07 | [22 empty] | 7.3.3.17.5 (Remote Grid) Updates to grid topology to minimize risk of ignition in HFTDs Remote GridWLDFRVegetation ContactAggregated | WLDFR | HFTD - Distribution - Tier 2 - 1QU CoRE ¦ 1QU LoRE | Non-Red Flag Warning - Small Fires | Vegetation Contact | Aggregated | 2044 | 0.0018788 | 163.6441 | 0.30745 | 2044 | Mitigation | 0.95 | 45 | 0 | esc | 0.00097009 | 1.8226e-06 | 0.00097009 | 1.8226e-06
[35 empty] | WLDFR | HFTD - Distribution - Tier 2 - 4QU CoRE ¦ 4QU LoRE | 2045 | 0.19715 | 0.0023841 | 0.10389 | 0 | 0.10389 | 0.0023841 | 0.10389 | 0 | 0.10389 | 0.020481 | 0.020481 | 0.0023841 | 0.00047001 | 0.10389 | 0.020481 | 0 | 0 | 0.10389 | 0.020481 | [22 empty] | WLDFR | HFTD - Distribution - Tier 2 - 1QU CoRE ¦ 3QU LoRE | Non-Red Flag Warning - Large Fires | 2045 | 5.7601e-08 | 5.7601e-08 | 6.9209 | 0.84944 | 3.8632 | 2.2083 | 0 | 0 | 6.7136e-05 | 3.9866e-07 | 0 | 3.9866e-07 | 3.9866e-07 | 0 | 3.9866e-07 | [22 empty] | 7.3.3.17.5 (Remote Grid) Updates to grid topology to minimize risk of ignition in HFTDs Remote GridWLDFRVegetation ContactAggregated | WLDFR | HFTD - Distribution - Tier 2 - 1QU CoRE ¦ 1QU LoRE | Non-Red Flag Warning - Small Fires | Vegetation Contact | Aggregated | 2045 | 0.0018788 | 163.6441 | 0.30745 | 2045 | Mitigation | 0.95 | 45 | 0 | esc | 0.00097009 | 1.8226e-06 | 0.00097009 | 1.8226e-06
[35 empty] | WLDFR | HFTD - Distribution - Tier 2 - 4QU CoRE ¦ 4QU LoRE | 2046 | 0.18425 | 0.0023841 | 0.10389 | 0 | 0.10389 | 0.0023841 | 0.10389 | 0 | 0.10389 | 0.019141 | 0.019141 | 0.0023841 | 0.00043927 | 0.10389 | 0.019141 | 0 | 0 | 0.10389 | 0.019141 | [22 empty] | WLDFR | HFTD - Distribution - Tier 2 - 1QU CoRE ¦ 3QU LoRE | Non-Red Flag Warning - Large Fires | 2046 | 5.7601e-08 | 5.7601e-08 | 6.9209 | 0.84944 | 3.8632 | 2.2083 | 0 | 0 | 6.7136e-05 | 3.9866e-07 | 0 | 3.9866e-07 | 3.9866e-07 | 0 | 3.9866e-07 | [22 empty] | 7.3.3.17.5 (Remote Grid) Updates to grid topology to minimize risk of ignition in HFTDs Remote GridWLDFRVegetation ContactAggregated | WLDFR | HFTD - Distribution - Tier 2 - 1QU CoRE ¦ 1QU LoRE | Non-Red Flag Warning - Small Fires | Vegetation Contact | Aggregated | 2046 | 0.0018788 | 163.6441 | 0.30745 | 2046 | Mitigation | 0.95 | 45 | 0 | esc | 0.00097009 | 1.8226e-06 | 0.00097009 | 1.8226e-06
[35 empty] | WLDFR | HFTD - Distribution - Tier 2 - 4QU CoRE ¦ 4QU LoRE | 2047 | 0.1722 | 0.0023841 | 0.10389 | 0 | 0.10389 | 0.0023841 | 0.10389 | 0 | 0.10389 | 0.017889 | 0.017889 | 0.0023841 | 0.00041053 | 0.10389 | 0.017889 | 0 | 0 | 0.10389 | 0.017889 | [22 empty] | WLDFR | HFTD - Distribution - Tier 2 - 1QU CoRE ¦ 3QU LoRE | Non-Red Flag Warning - Large Fires | 2047 | 5.7601e-08 | 5.7601e-08 | 6.9209 | 0.84944 | 3.8632 | 2.2083 | 0 | 0 | 6.7136e-05 | 3.9866e-07 | 0 | 3.9866e-07 | 3.9866e-07 | 0 | 3.9866e-07 | [22 empty] | 7.3.3.17.5 (Remote Grid) Updates to grid topology to minimize risk of ignition in HFTDs Remote GridWLDFRVegetation ContactAggregated | WLDFR | HFTD - Distribution - Tier 2 - 1QU CoRE ¦ 1QU LoRE | Non-Red Flag Warning - Small Fires | Vegetation Contact | Aggregated | 2047 | 0.0018788 | 163.6441 | 0.30745 | 2047 | Mitigation | 0.95 | 45 | 0 | esc | 0.00097009 | 1.8226e-06 | 0.00097009 | 1.8226e-06
[35 empty] | WLDFR | HFTD - Distribution - Tier 2 - 4QU CoRE ¦ 4QU LoRE | 2048 | 0.16093 | 0.0023841 | 0.10906 | 0 | 0.10906 | 0.0023841 | 0.10906 | 0 | 0.10906 | 0.017551 | 0.017551 | 0.0023841 | 0.00038367 | 0.10906 | 0.017551 | 0 | 0 | 0.10906 | 0.017551 | [22 empty] | WLDFR | HFTD - Distribution - Tier 2 - 1QU CoRE ¦ 3QU LoRE | Non-Red Flag Warning - Large Fires | 2048 | 5.7601e-08 | 5.7601e-08 | 7.3713 | 0.88759 | 4.1075 | 2.3763 | 0 | 0 | 6.7136e-05 | 4.246e-07 | 0 | 4.246e-07 | 4.246e-07 | 0 | 4.246e-07 | [22 empty] | 7.3.3.17.5 (Remote Grid) Updates to grid topology to minimize risk of ignition in HFTDs Remote GridWLDFRVegetation ContactAggregated | WLDFR | HFTD - Distribution - Tier 2 - 1QU CoRE ¦ 1QU LoRE | Non-Red Flag Warning - Small Fires | Vegetation Contact | Aggregated | 2048 | 0.0018788 | 163.6441 | 0.30745 | 2048 | Mitigation | 0.95 | 45 | 0 | esc | 0.00097009 | 1.8226e-06 | 0.00097009 | 1.8226e-06
[35 empty] | WLDFR | HFTD - Distribution - Tier 2 - 4QU CoRE ¦ 4QU LoRE | 2049 | 0.1504 | 0.0023841 | 0.10906 | 0 | 0.10906 | 0.0023841 | 0.10906 | 0 | 0.10906 | 0.016403 | 0.016403 | 0.0023841 | 0.00035857 | 0.10906 | 0.016403 | 0 | 0 | 0.10906 | 0.016403 | [22 empty] | WLDFR | HFTD - Distribution - Tier 2 - 1QU CoRE ¦ 3QU LoRE | Non-Red Flag Warning - Large Fires | 2049 | 5.7601e-08 | 5.7601e-08 | 7.3713 | 0.88759 | 4.1075 | 2.3763 | 0 | 0 | 6.7136e-05 | 4.246e-07 | 0 | 4.246e-07 | 4.246e-07 | 0 | 4.246e-07 | [22 empty] | 7.3.3.17.5 (Remote Grid) Updates to grid topology to minimize risk of ignition in HFTDs Remote GridWLDFRVegetation ContactAggregated | WLDFR | HFTD - Distribution - Tier 2 - 1QU CoRE ¦ 1QU LoRE | Non-Red Flag Warning - Small Fires | Vegetation Contact | Aggregated | 2049 | 0.0018788 | 163.6441 | 0.30745 | 2049 | Mitigation | 0.95 | 45 | 0 | esc | 0.00097009 | 1.8226e-06 | 0.00097009 | 1.8226e-06
[35 empty] | WLDFR | HFTD - Distribution - Tier 2 - 4QU CoRE ¦ 4QU LoRE | 2050 | 0.14056 | 0.0023841 | 0.10906 | 0 | 0.10906 | 0.0023841 | 0.10906 | 0 | 0.10906 | 0.01533 | 0.01533 | 0.0023841 | 0.00033511 | 0.10906 | 0.01533 | 0 | 0 | 0.10906 | 0.01533 | [22 empty] | WLDFR | HFTD - Distribution - Tier 2 - 1QU CoRE ¦ 3QU LoRE | Non-Red Flag Warning - Large Fires | 2050 | 5.7601e-08 | 5.7601e-08 | 7.3713 | 0.88759 | 4.1075 | 2.3763 | 0 | 0 | 6.7136e-05 | 4.246e-07 | 0 | 4.246e-07 | 4.246e-07 | 0 | 4.246e-07 | [22 empty] | 7.3.3.17.5 (Remote Grid) Updates to grid topology to minimize risk of ignition in HFTDs Remote GridWLDFRVegetation ContactAggregated | WLDFR | HFTD - Distribution - Tier 2 - 1QU CoRE ¦ 1QU LoRE | Non-Red Flag Warning - Small Fires | Vegetation Contact | Aggregated | 2050 | 0.0018788 | 163.6441 | 0.30745 | 2050 | Mitigation | 0.95 | 45 | 0 | esc | 0.00097009 | 1.8226e-06 | 0.00097009 | 1.8226e-06
[35 empty] | WLDFR | HFTD - Distribution - Tier 2 - 4QU CoRE ¦ 4QU LoRE | 2051 | 0.13137 | 0.0023841 | 0.10906 | 0 | 0.10906 | 0.0023841 | 0.10906 | 0 | 0.10906 | 0.014327 | 0.014327 | 0.0023841 | 0.00031319 | 0.10906 | 0.014327 | 0 | 0 | 0.10906 | 0.014327 | [22 empty] | WLDFR | HFTD - Distribution - Tier 2 - 1QU CoRE ¦ 3QU LoRE | Non-Red Flag Warning - Large Fires | 2051 | 5.7601e-08 | 5.7601e-08 | 7.3713 | 0.88759 | 4.1075 | 2.3763 | 0 | 0 | 6.7136e-05 | 4.246e-07 | 0 | 4.246e-07 | 4.246e-07 | 0 | 4.246e-07 | [22 empty] | 7.3.3.17.5 (Remote Grid) Updates to grid topology to minimize risk of ignition in HFTDs Remote GridWLDFRVegetation ContactAggregated | WLDFR | HFTD - Distribution - Tier 2 - 1QU CoRE ¦ 1QU LoRE | Non-Red Flag Warning - Small Fires | Vegetation Contact | Aggregated | 2051 | 0.0018788 | 163.6441 | 0.30745 | 2051 | Mitigation | 0.95 | 45 | 0 | esc | 0.00097009 | 1.8226e-06 | 0.00097009 | 1.8226e-06
[35 empty] | WLDFR | HFTD - Distribution - Tier 2 - 4QU CoRE ¦ 4QU LoRE | 2052 | 0.12277 | 0.0023841 | 0.10906 | 0 | 0.10906 | 0.0023841 | 0.10906 | 0 | 0.10906 | 0.013389 | 0.013389 | 0.0023841 | 0.0002927 | 0.10906 | 0.013389 | 0 | 0 | 0.10906 | 0.013389 | [22 empty] | WLDFR | HFTD - Distribution - Tier 2 - 1QU CoRE ¦ 3QU LoRE | Non-Red Flag Warning - Large Fires | 2052 | 5.7601e-08 | 5.7601e-08 | 7.3713 | 0.88759 | 4.1075 | 2.3763 | 0 | 0 | 6.7136e-05 | 4.246e-07 | 0 | 4.246e-07 | 4.246e-07 | 0 | 4.246e-07 | [22 empty] | 7.3.3.17.5 (Remote Grid) Updates to grid topology to minimize risk of ignition in HFTDs Remote GridWLDFRVegetation ContactAggregated | WLDFR | HFTD - Distribution - Tier 2 - 1QU CoRE ¦ 1QU LoRE | Non-Red Flag Warning - Small Fires | Vegetation Contact | Aggregated | 2052 | 0.0018788 | 163.6441 | 0.30745 | 2052 | Mitigation | 0.95 | 45 | 0 | esc | 0.00097009 | 1.8226e-06 | 0.00097009 | 1.8226e-06
[35 empty] | WLDFR | HFTD - Distribution - Tier 2 - 4QU CoRE ¦ 4QU LoRE | 2053 | 0.11474 | 0.0023841 | 0.11441 | 0 | 0.11441 | 0.0023841 | 0.11441 | 0 | 0.11441 | 0.013127 | 0.013127 | 0.0023841 | 0.00027355 | 0.11441 | 0.013127 | 0 | 0 | 0.11441 | 0.013127 | [22 empty] | WLDFR | HFTD - Distribution - Tier 2 - 1QU CoRE ¦ 3QU LoRE | Non-Red Flag Warning - Large Fires | 2053 | 5.7601e-08 | 5.7601e-08 | 7.8503 | 0.92702 | 4.3664 | 2.5569 | 0 | 0 | 6.7136e-05 | 4.5219e-07 | 0 | 4.5219e-07 | 4.5219e-07 | 0 | 4.5219e-07 | [22 empty] | 7.3.3.17.5 (Remote Grid) Updates to grid topology to minimize risk of ignition in HFTDs Remote GridWLDFRVegetation ContactAggregated | WLDFR | HFTD - Distribution - Tier 2 - 1QU CoRE ¦ 1QU LoRE | Non-Red Flag Warning - Small Fires | Vegetation Contact | Aggregated | 2053 | 0.0018788 | 163.6441 | 0.30745 | 2053 | Mitigation | 0.95 | 45 | 0 | esc | 0.00097009 | 1.8226e-06 | 0.00097009 | 1.8226e-06
[35 empty] | WLDFR | HFTD - Distribution - Tier 2 - 4QU CoRE ¦ 4QU LoRE | 2054 | 0.10723 | 0.0023841 | 0.11441 | 0 | 0.11441 | 0.0023841 | 0.11441 | 0 | 0.11441 | 0.012268 | 0.012268 | 0.0023841 | 0.00025566 | 0.11441 | 0.012268 | 0 | 0 | 0.11441 | 0.012268 | [22 empty] | WLDFR | HFTD - Distribution - Tier 2 - 1QU CoRE ¦ 3QU LoRE | Non-Red Flag Warning - Large Fires | 2054 | 5.7601e-08 | 5.7601e-08 | 7.8503 | 0.92702 | 4.3664 | 2.5569 | 0 | 0 | 6.7136e-05 | 4.5219e-07 | 0 | 4.5219e-07 | 4.5219e-07 | 0 | 4.5219e-07 | [22 empty] | 7.3.3.17.5 (Remote Grid) Updates to grid topology to minimize risk of ignition in HFTDs Remote GridWLDFRVegetation ContactAggregated | WLDFR | HFTD - Distribution - Tier 2 - 1QU CoRE ¦ 1QU LoRE | Non-Red Flag Warning - Small Fires | Vegetation Contact | Aggregated | 2054 | 0.0018788 | 163.6441 | 0.30745 | 2054 | Mitigation | 0.95 | 45 | 0 | esc | 0.00097009 | 1.8226e-06 | 0.00097009 | 1.8226e-06
[35 empty] | WLDFR | HFTD - Distribution - Tier 2 - 4QU CoRE ¦ 4QU LoRE | 2055 | 0.10022 | 0.0023841 | 0.11441 | 0 | 0.11441 | 0.0023841 | 0.11441 | 0 | 0.11441 | 0.011466 | 0.011466 | 0.0023841 | 0.00023893 | 0.11441 | 0.011466 | 0 | 0 | 0.11441 | 0.011466 | [22 empty] | WLDFR | HFTD - Distribution - Tier 2 - 1QU CoRE ¦ 3QU LoRE | Non-Red Flag Warning - Large Fires | 2055 | 5.7601e-08 | 5.7601e-08 | 7.8503 | 0.92702 | 4.3664 | 2.5569 | 0 | 0 | 6.7136e-05 | 4.5219e-07 | 0 | 4.5219e-07 | 4.5219e-07 | 0 | 4.5219e-07 | [22 empty] | 7.3.3.17.5 (Remote Grid) Updates to grid topology to minimize risk of ignition in HFTDs Remote GridWLDFRVegetation ContactAggregated | WLDFR | HFTD - Distribution - Tier 2 - 1QU CoRE ¦ 1QU LoRE | Non-Red Flag Warning - Small Fires | Vegetation Contact | Aggregated | 2055 | 0.0018788 | 163.6441 | 0.30745 | 2055 | Mitigation | 0.95 | 45 | 0 | esc | 0.00097009 | 1.8226e-06 | 0.00097009 | 1.8226e-06
[35 empty] | WLDFR | HFTD - Distribution - Tier 2 - 4QU CoRE ¦ 4QU LoRE | 2056 | 0.093663 | 0.0023841 | 0.11441 | 0 | 0.11441 | 0.0023841 | 0.11441 | 0 | 0.11441 | 0.010716 | 0.010716 | 0.0023841 | 0.0002233 | 0.11441 | 0.010716 | 0 | 0 | 0.11441 | 0.010716 | [22 empty] | WLDFR | HFTD - Distribution - Tier 2 - 1QU CoRE ¦ 3QU LoRE | Non-Red Flag Warning - Large Fires | 2056 | 5.7601e-08 | 5.7601e-08 | 7.8503 | 0.92702 | 4.3664 | 2.5569 | 0 | 0 | 6.7136e-05 | 4.5219e-07 | 0 | 4.5219e-07 | 4.5219e-07 | 0 | 4.5219e-07 | [22 empty] | 7.3.3.17.5 (Remote Grid) Updates to grid topology to minimize risk of ignition in HFTDs Remote GridWLDFRVegetation ContactAggregated | WLDFR | HFTD - Distribution - Tier 2 - 1QU CoRE ¦ 1QU LoRE | Non-Red Flag Warning - Small Fires | Vegetation Contact | Aggregated | 2056 | 0.0018788 | 163.6441 | 0.30745 | 2056 | Mitigation | 0.95 | 45 | 0 | esc | 0.00097009 | 1.8226e-06 | 0.00097009 | 1.8226e-06
[35 empty] | WLDFR | HFTD - Distribution - Tier 2 - 4QU CoRE ¦ 4QU LoRE | 2057 | 0.087535 | 0.0023841 | 0.11441 | 0 | 0.11441 | 0.0023841 | 0.11441 | 0 | 0.11441 | 0.010015 | 0.010015 | 0.0023841 | 0.00020869 | 0.11441 | 0.010015 | 0 | 0 | 0.11441 | 0.010015 | [22 empty] | WLDFR | HFTD - Distribution - Tier 2 - 1QU CoRE ¦ 3QU LoRE | Non-Red Flag Warning - Large Fires | 2057 | 5.7601e-08 | 5.7601e-08 | 7.8503 | 0.92702 | 4.3664 | 2.5569 | 0 | 0 | 6.7136e-05 | 4.5219e-07 | 0 | 4.5219e-07 | 4.5219e-07 | 0 | 4.5219e-07 | [22 empty] | 7.3.3.17.5 (Remote Grid) Updates to grid topology to minimize risk of ignition in HFTDs Remote GridWLDFRVegetation ContactAggregated | WLDFR | HFTD - Distribution - Tier 2 - 1QU CoRE ¦ 1QU LoRE | Non-Red Flag Warning - Small Fires | Vegetation Contact | Aggregated | 2057 | 0.0018788 | 163.6441 | 0.30745 | 2057 | Mitigation | 0.95 | 45 | 0 | esc | 0.00097009 | 1.8226e-06 | 0.00097009 | 1.8226e-06
[35 empty] | WLDFR | HFTD - Distribution - Tier 2 - 4QU CoRE ¦ 4QU LoRE | 2058 | 0.081809 | 0.0023841 | 0.11986 | 0 | 0.11986 | 0.0023841 | 0.11986 | 0 | 0.11986 | 0.0098056 | 0.0098056 | 0.0023841 | 0.00019504 | 0.11986 | 0.0098056 | 0 | 0 | 0.11986 | 0.0098056 | [22 empty] | WLDFR | HFTD - Distribution - Tier 2 - 1QU CoRE ¦ 3QU LoRE | Non-Red Flag Warning - Large Fires | 2058 | 5.7601e-08 | 5.7601e-08 | 8.3524 | 0.96727 | 4.6367 | 2.7484 | 0 | 0 | 6.7136e-05 | 4.8111e-07 | 0 | 4.8111e-07 | 4.8111e-07 | 0 | 4.8111e-07 | [22 empty] | 7.3.3.17.5 (Remote Grid) Updates to grid topology to minimize risk of ignition in HFTDs Remote GridWLDFRVegetation ContactAggregated | WLDFR | HFTD - Distribution - Tier 2 - 1QU CoRE ¦ 1QU LoRE | Non-Red Flag Warning - Small Fires | Vegetation Contact | Aggregated | 2058 | 0.0018788 | 163.6441 | 0.30745 | 2058 | Mitigation | 0.95 | 45 | 0 | esc | 0.00097009 | 1.8226e-06 | 0.00097009 | 1.8226e-06
[35 empty] | WLDFR | HFTD - Distribution - Tier 2 - 4QU CoRE ¦ 4QU LoRE | 2059 | 0.076457 | 0.0023841 | 0.11986 | 0 | 0.11986 | 0.0023841 | 0.11986 | 0 | 0.11986 | 0.0091641 | 0.0091641 | 0.0023841 | 0.00018228 | 0.11986 | 0.0091641 | 0 | 0 | 0.11986 | 0.0091641 | [22 empty] | WLDFR | HFTD - Distribution - Tier 2 - 1QU CoRE ¦ 3QU LoRE | Non-Red Flag Warning - Large Fires | 2059 | 5.7601e-08 | 5.7601e-08 | 8.3524 | 0.96727 | 4.6367 | 2.7484 | 0 | 0 | 6.7136e-05 | 4.8111e-07 | 0 | 4.8111e-07 | 4.8111e-07 | 0 | 4.8111e-07 | [22 empty] | 7.3.3.17.5 (Remote Grid) Updates to grid topology to minimize risk of ignition in HFTDs Remote GridWLDFRVegetation ContactAggregated | WLDFR | HFTD - Distribution - Tier 2 - 1QU CoRE ¦ 1QU LoRE | Non-Red Flag Warning - Small Fires | Vegetation Contact | Aggregated | 2059 | 0.0018788 | 163.6441 | 0.30745 | 2059 | Mitigation | 0.95 | 45 | 0 | esc | 0.00097009 | 1.8226e-06 | 0.00097009 | 1.8226e-06
[35 empty] | WLDFR | HFTD - Distribution - Tier 2 - 4QU CoRE ¦ 4QU LoRE | 2060 | 0.071455 | 0.0023841 | 0.11986 | 0 | 0.11986 | 0.0023841 | 0.11986 | 0 | 0.11986 | 0.0085646 | 0.0085646 | 0.0023841 | 0.00017035 | 0.11986 | 0.0085646 | 0 | 0 | 0.11986 | 0.0085646 | [22 empty] | WLDFR | HFTD - Distribution - Tier 2 - 1QU CoRE ¦ 3QU LoRE | Non-Red Flag Warning - Large Fires | 2060 | 5.7601e-08 | 5.7601e-08 | 8.3524 | 0.96727 | 4.6367 | 2.7484 | 0 | 0 | 6.7136e-05 | 4.8111e-07 | 0 | 4.8111e-07 | 4.8111e-07 | 0 | 4.8111e-07 | [22 empty] | 7.3.3.17.5 (Remote Grid) Updates to grid topology to minimize risk of ignition in HFTDs Remote GridWLDFRVegetation ContactAggregated | WLDFR | HFTD - Distribution - Tier 2 - 1QU CoRE ¦ 1QU LoRE | Non-Red Flag Warning - Small Fires | Vegetation Contact | Aggregated | 2060 | 0.0018788 | 163.6441 | 0.30745 | 2060 | Mitigation | 0.95 | 45 | 0 | esc | 0.00097009 | 1.8226e-06 | 0.00097009 | 1.8226e-06
[35 empty] | WLDFR | HFTD - Distribution - Tier 2 - 4QU CoRE ¦ 4QU LoRE | 2061 | 0.06678 | 0.0023841 | 0.11986 | 0 | 0.11986 | 0.0023841 | 0.11986 | 0 | 0.11986 | 0.0080043 | 0.0080043 | 0.0023841 | 0.00015921 | 0.11986 | 0.0080043 | 0 | 0 | 0.11986 | 0.0080043 | [22 empty] | WLDFR | HFTD - Distribution - Tier 2 - 1QU CoRE ¦ 3QU LoRE | Non-Red Flag Warning - Large Fires | 2061 | 5.7601e-08 | 5.7601e-08 | 8.3524 | 0.96727 | 4.6367 | 2.7484 | 0 | 0 | 6.7136e-05 | 4.8111e-07 | 0 | 4.8111e-07 | 4.8111e-07 | 0 | 4.8111e-07 | [22 empty] | 7.3.3.17.5 (Remote Grid) Updates to grid topology to minimize risk of ignition in HFTDs Remote GridWLDFRVegetation ContactAggregated | WLDFR | HFTD - Distribution - Tier 2 - 1QU CoRE ¦ 1QU LoRE | Non-Red Flag Warning - Small Fires | Vegetation Contact | Aggregated | 2061 | 0.0018788 | 163.6441 | 0.30745 | 2061 | Mitigation | 0.95 | 45 | 0 | esc | 0.00097009 | 1.8226e-06 | 0.00097009 | 1.8226e-06
[35 empty] | WLDFR | HFTD - Distribution - Tier 2 - 4QU CoRE ¦ 4QU LoRE | 2062 | 0.062412 | 0.0023841 | 0.11986 | 0 | 0.11986 | 0.0023841 | 0.11986 | 0 | 0.11986 | 0.0074807 | 0.0074807 | 0.0023841 | 0.00014879 | 0.11986 | 0.0074807 | 0 | 0 | 0.11986 | 0.0074807 | [22 empty] | WLDFR | HFTD - Distribution - Tier 2 - 1QU CoRE ¦ 3QU LoRE | Non-Red Flag Warning - Large Fires | 2062 | 5.7601e-08 | 5.7601e-08 | 8.3524 | 0.96727 | 4.6367 | 2.7484 | 0 | 0 | 6.7136e-05 | 4.8111e-07 | 0 | 4.8111e-07 | 4.8111e-07 | 0 | 4.8111e-07 | [22 empty] | 7.3.3.17.5 (Remote Grid) Updates to grid topology to minimize risk of ignition in HFTDs Remote GridWLDFRVegetation ContactAggregated | WLDFR | HFTD - Distribution - Tier 2 - 1QU CoRE ¦ 1QU LoRE | Non-Red Flag Warning - Small Fires | Vegetation Contact | Aggregated | 2062 | 0.0018788 | 163.6441 | 0.30745 | 2062 | Mitigation | 0.95 | 45 | 0 | esc | 0.00097009 | 1.8226e-06 | 0.00097009 | 1.8226e-06
[35 empty] | WLDFR | HFTD - Distribution - Tier 2 - 4QU CoRE ¦ 4QU LoRE | 2063 | 0.058329 | 0.0023841 | 0.12536 | 0 | 0.12536 | 0.0023841 | 0.12536 | 0 | 0.12536 | 0.0073119 | 0.0073119 | 0.0023841 | 0.00013906 | 0.12536 | 0.0073119 | 0 | 0 | 0.12536 | 0.0073119 | [22 empty] | WLDFR | HFTD - Distribution - Tier 2 - 1QU CoRE ¦ 3QU LoRE | Non-Red Flag Warning - Large Fires | 2063 | 5.7601e-08 | 5.7601e-08 | 8.872 | 1.0079 | 4.9153 | 2.9488 | 0 | 0 | 6.7136e-05 | 5.1104e-07 | 0 | 5.1104e-07 | 5.1104e-07 | 0 | 5.1104e-07 | [22 empty] | 7.3.3.17.5 (Remote Grid) Updates to grid topology to minimize risk of ignition in HFTDs Remote GridWLDFRVegetation ContactAggregated | WLDFR | HFTD - Distribution - Tier 2 - 1QU CoRE ¦ 1QU LoRE | Non-Red Flag Warning - Small Fires | Vegetation Contact | Aggregated | 2063 | 0.0018788 | 163.6441 | 0.30745 | 2063 | Mitigation | 0.95 | 45 | 0 | esc | 0.00097009 | 1.8226e-06 | 0.00097009 | 1.8226e-06
[35 empty] | WLDFR | HFTD - Distribution - Tier 2 - 4QU CoRE ¦ 4QU LoRE | 2064 | 0.054513 | 0.0023841 | 0.12536 | 0 | 0.12536 | 0.0023841 | 0.12536 | 0 | 0.12536 | 0.0068336 | 0.0068336 | 0.0023841 | 0.00012996 | 0.12536 | 0.0068336 | 0 | 0 | 0.12536 | 0.0068336 | [22 empty] | WLDFR | HFTD - Distribution - Tier 2 - 1QU CoRE ¦ 3QU LoRE | Non-Red Flag Warning - Large Fires | 2064 | 5.7601e-08 | 5.7601e-08 | 8.872 | 1.0079 | 4.9153 | 2.9488 | 0 | 0 | 6.7136e-05 | 5.1104e-07 | 0 | 5.1104e-07 | 5.1104e-07 | 0 | 5.1104e-07 | [22 empty] | 7.3.3.17.5 (Remote Grid) Updates to grid topology to minimize risk of ignition in HFTDs Remote GridWLDFRVegetation ContactAggregated | WLDFR | HFTD - Distribution - Tier 2 - 1QU CoRE ¦ 1QU LoRE | Non-Red Flag Warning - Small Fires | Vegetation Contact | Aggregated | 2064 | 0.0018788 | 163.6441 | 0.30745 | 2064 | Mitigation | 0.95 | 45 | 0 | esc | 0.00097009 | 1.8226e-06 | 0.00097009 | 1.8226e-06
[35 empty] | WLDFR | HFTD - Distribution - Tier 2 - 4QU CoRE ¦ 4QU LoRE | 2065 | 0.050946 | 0.0023841 | 0.12536 | 0 | 0.12536 | 0.0023841 | 0.12536 | 0 | 0.12536 | 0.0063865 | 0.0063865 | 0.0023841 | 0.00012146 | 0.12536 | 0.0063865 | 0 | 0 | 0.12536 | 0.0063865 | [22 empty] | WLDFR | HFTD - Distribution - Tier 2 - 1QU CoRE ¦ 3QU LoRE | Non-Red Flag Warning - Large Fires | 2065 | 5.7601e-08 | 5.7601e-08 | 8.872 | 1.0079 | 4.9153 | 2.9488 | 0 | 0 | 6.7136e-05 | 5.1104e-07 | 0 | 5.1104e-07 | 5.1104e-07 | 0 | 5.1104e-07 | [22 empty] | 7.3.3.17.5 (Remote Grid) Updates to grid topology to minimize risk of ignition in HFTDs Remote GridWLDFRVegetation ContactAggregated | WLDFR | HFTD - Distribution - Tier 2 - 1QU CoRE ¦ 1QU LoRE | Non-Red Flag Warning - Small Fires | Vegetation Contact | Aggregated | 2065 | 0.0018788 | 163.6441 | 0.30745 | 2065 | Mitigation | 0.95 | 45 | 0 | esc | 0.00097009 | 1.8226e-06 | 0.00097009 | 1.8226e-06
[35 empty] | WLDFR | HFTD - Distribution - Tier 2 - 4QU CoRE ¦ 4QU LoRE | 2066 | 0.047613 | 0.0023841 | 0.12536 | 0 | 0.12536 | 0.0023841 | 0.12536 | 0 | 0.12536 | 0.0059687 | 0.0059687 | 0.0023841 | 0.00011351 | 0.12536 | 0.0059687 | 0 | 0 | 0.12536 | 0.0059687 | [22 empty] | WLDFR | HFTD - Distribution - Tier 2 - 1QU CoRE ¦ 3QU LoRE | Non-Red Flag Warning - Large Fires | 2066 | 5.7601e-08 | 5.7601e-08 | 8.872 | 1.0079 | 4.9153 | 2.9488 | 0 | 0 | 6.7136e-05 | 5.1104e-07 | 0 | 5.1104e-07 | 5.1104e-07 | 0 | 5.1104e-07 | [22 empty] | 7.3.3.17.5 (Remote Grid) Updates to grid topology to minimize risk of ignition in HFTDs Remote GridWLDFRVegetation ContactAggregated | WLDFR | HFTD - Distribution - Tier 2 - 1QU CoRE ¦ 1QU LoRE | Non-Red Flag Warning - Small Fires | Vegetation Contact | Aggregated | 2066 | 0.0018788 | 163.6441 | 0.30745 | 2066 | Mitigation | 0.95 | 45 | 0 | esc | 0.00097009 | 1.8226e-06 | 0.00097009 | 1.8226e-06
[35 empty] | WLDFR | HFTD - Distribution - Tier 2 - 4QU CoRE ¦ 4QU LoRE | 2067 | 0.044499 | 0 | 0 | 0 | 0 | 0.0023841 | 0.12536 | 0 | 0.12536 | 0 | 0.0055782 | 0 | 0 | 0 | 0 | 0 | 0 | 0 | 0 | [22 empty] | WLDFR | HFTD - Distribution - Tier 2 - 1QU CoRE ¦ 3QU LoRE | Non-Red Flag Warning - Large Fires | 2067 | 0 | 5.7601e-08 | 8.872 | 1.0079 | 4.9153 | 2.9488 | 0 | 0 | 6.7136e-05 | 0 | 0 | 0 | 5.1104e-07 | 0 | 5.1104e-07 | [22 empty] | 7.3.3.17.5 (Remote Grid) Updates to grid topology to minimize risk of ignition in HFTDs Remote GridWLDFRVegetation ContactAggregated | WLDFR | HFTD - Distribution - Tier 2 - 1QU CoRE ¦ 1QU LoRE | Non-Red Flag Warning - Small Fires | Vegetation Contact | Aggregated | 2067 | 0.0018788 | 163.6441 | 0.30745 | 2067 | Mitigation | 0.95 | 45 | 0 | esc | 0 | 0 | 0.00097009 | 1.8226e-06
[35 empty] | WLDFR | HFTD - Distribution - Tier 2 - 4QU CoRE ¦ 5QU LoRE | 2022 | 0.93458 | 0.0010397 | 0.041553 | 0 | 0.041553 | 0 | 0 | 0 | 0 | 0.038835 | 0 | 0.0010397 | 0.00097172 | 0.041553 | 0.038835 | 0 | 0 | 0.041553 | 0.038835 | [22 empty] | WLDFR | HFTD - Distribution - Tier 2 - 1QU CoRE ¦ 3QU LoRE | Non-Red Flag Warning - Small Fires | 2022 | 3.5183e-06 | 0 | 0.077901 | 0.036425 | 0.0015809 | 0.039895 | 0 | 0 | 0.0039519 | 2.7408e-07 | 0 | 2.7408e-07 | 0 | 0 | 0 | [22 empty] | 7.3.3.17.5 (Remote Grid) Updates to grid topology to minimize risk of ignition in HFTDs Remote GridWLDFRWire-to-wire contactAggregated | WLDFR | HFTD - Distribution - Tier 2 - 1QU CoRE ¦ 1QU LoRE | Non-Red Flag Warning - Small Fires | Wire-to-wire contact | Aggregated | 2022 | 0.001684 | 163.6441 | 0.27558 | 2022 | Mitigation | 0.95 | 45 | 0 | esc | 0.00097009 | 1.6336e-06 | 0 | 0
[35 empty] | WLDFR | HFTD - Distribution - Tier 2 - 4QU CoRE ¦ 5QU LoRE | 2023 | 0.87344 | 0.0010397 | 0.043076 | 0 | 0.043076 | 0.0010397 | 0.043076 | 0 | 0.043076 | 0.037624 | 0.037624 | 0.0010397 | 0.00090815 | 0.043076 | 0.037624 | 0 | 0 | 0.043076 | 0.037624 | [22 empty] | WLDFR | HFTD - Distribution - Tier 2 - 1QU CoRE ¦ 3QU LoRE | Non-Red Flag Warning - Small Fires | 2023 | 3.5183e-06 | 3.5183e-06 | 0.080408 | 0.03759 | 0.0016314 | 0.041187 | 0 | 0 | 0.0039519 | 2.829e-07 | 0 | 2.829e-07 | 2.829e-07 | 0 | 2.829e-07 | [22 empty] | 7.3.3.17.5 (Remote Grid) Updates to grid topology to minimize risk of ignition in HFTDs Remote GridWLDFRWire-to-wire contactAggregated | WLDFR | HFTD - Distribution - Tier 2 - 1QU CoRE ¦ 1QU LoRE | Non-Red Flag Warning - Small Fires | Wire-to-wire contact | Aggregated | 2023 | 0.001684 | 163.6441 | 0.27558 | 2023 | Mitigation | 0.95 | 45 | 0 | esc | 0.00097009 | 1.6336e-06 | 0.00097009 | 1.6336e-06
[35 empty] | WLDFR | HFTD - Distribution - Tier 2 - 4QU CoRE ¦ 5QU LoRE | 2024 | 0.8163 | 0.0010397 | 0.043076 | 0 | 0.043076 | 0.0010397 | 0.043076 | 0 | 0.043076 | 0.035163 | 0.035163 | 0.0010397 | 0.00084874 | 0.043076 | 0.035163 | 0 | 0 | 0.043076 | 0.035163 | [22 empty] | WLDFR | HFTD - Distribution - Tier 2 - 1QU CoRE ¦ 3QU LoRE | Non-Red Flag Warning - Small Fires | 2024 | 3.5183e-06 | 3.5183e-06 | 0.080408 | 0.03759 | 0.0016314 | 0.041187 | 0 | 0 | 0.0039519 | 2.829e-07 | 0 | 2.829e-07 | 2.829e-07 | 0 | 2.829e-07 | [22 empty] | 7.3.3.17.5 (Remote Grid) Updates to grid topology to minimize risk of ignition in HFTDs Remote GridWLDFRWire-to-wire contactAggregated | WLDFR | HFTD - Distribution - Tier 2 - 1QU CoRE ¦ 1QU LoRE | Non-Red Flag Warning - Small Fires | Wire-to-wire contact | Aggregated | 2024 | 0.001684 | 163.6441 | 0.27558 | 2024 | Mitigation | 0.95 | 45 | 0 | esc | 0.00097009 | 1.6336e-06 | 0.00097009 | 1.6336e-06
[35 empty] | WLDFR | HFTD - Distribution - Tier 2 - 4QU CoRE ¦ 5QU LoRE | 2025 | 0.7629 | 0.0010397 | 0.043076 | 0 | 0.043076 | 0.0010397 | 0.043076 | 0 | 0.043076 | 0.032862 | 0.032862 | 0.0010397 | 0.00079321 | 0.043076 | 0.032862 | 0 | 0 | 0.043076 | 0.032862 | [22 empty] | WLDFR | HFTD - Distribution - Tier 2 - 1QU CoRE ¦ 3QU LoRE | Non-Red Flag Warning - Small Fires | 2025 | 3.5183e-06 | 3.5183e-06 | 0.080408 | 0.03759 | 0.0016314 | 0.041187 | 0 | 0 | 0.0039519 | 2.829e-07 | 0 | 2.829e-07 | 2.829e-07 | 0 | 2.829e-07 | [22 empty] | 7.3.3.17.5 (Remote Grid) Updates to grid topology to minimize risk of ignition in HFTDs Remote GridWLDFRWire-to-wire contactAggregated | WLDFR | HFTD - Distribution - Tier 2 - 1QU CoRE ¦ 1QU LoRE | Non-Red Flag Warning - Small Fires | Wire-to-wire contact | Aggregated | 2025 | 0.001684 | 163.6441 | 0.27558 | 2025 | Mitigation | 0.95 | 45 | 0 | esc | 0.00097009 | 1.6336e-06 | 0.00097009 | 1.6336e-06
[35 empty] | WLDFR | HFTD - Distribution - Tier 2 - 4QU CoRE ¦ 5QU LoRE | 2026 | 0.71299 | 0.0010397 | 0.043076 | 0 | 0.043076 | 0.0010397 | 0.043076 | 0 | 0.043076 | 0.030712 | 0.030712 | 0.0010397 | 0.00074132 | 0.043076 | 0.030712 | 0 | 0 | 0.043076 | 0.030712 | [22 empty] | WLDFR | HFTD - Distribution - Tier 2 - 1QU CoRE ¦ 3QU LoRE | Non-Red Flag Warning - Small Fires | 2026 | 3.5183e-06 | 3.5183e-06 | 0.080408 | 0.03759 | 0.0016314 | 0.041187 | 0 | 0 | 0.0039519 | 2.829e-07 | 0 | 2.829e-07 | 2.829e-07 | 0 | 2.829e-07 | [22 empty] | 7.3.3.17.5 (Remote Grid) Updates to grid topology to minimize risk of ignition in HFTDs Remote GridWLDFRWire-to-wire contactAggregated | WLDFR | HFTD - Distribution - Tier 2 - 1QU CoRE ¦ 1QU LoRE | Non-Red Flag Warning - Small Fires | Wire-to-wire contact | Aggregated | 2026 | 0.001684 | 163.6441 | 0.27558 | 2026 | Mitigation | 0.95 | 45 | 0 | esc | 0.00097009 | 1.6336e-06 | 0.00097009 | 1.6336e-06
[35 empty] | WLDFR | HFTD - Distribution - Tier 2 - 4QU CoRE ¦ 5QU LoRE | 2027 | 0.66634 | 0.0010397 | 0.043076 | 0 | 0.043076 | 0.0010397 | 0.043076 | 0 | 0.043076 | 0.028703 | 0.028703 | 0.0010397 | 0.00069282 | 0.043076 | 0.028703 | 0 | 0 | 0.043076 | 0.028703 | [22 empty] | WLDFR | HFTD - Distribution - Tier 2 - 1QU CoRE ¦ 3QU LoRE | Non-Red Flag Warning - Small Fires | 2027 | 3.5183e-06 | 3.5183e-06 | 0.080408 | 0.03759 | 0.0016314 | 0.041187 | 0 | 0 | 0.0039519 | 2.829e-07 | 0 | 2.829e-07 | 2.829e-07 | 0 | 2.829e-07 | [22 empty] | 7.3.3.17.5 (Remote Grid) Updates to grid topology to minimize risk of ignition in HFTDs Remote GridWLDFRWire-to-wire contactAggregated | WLDFR | HFTD - Distribution - Tier 2 - 1QU CoRE ¦ 1QU LoRE | Non-Red Flag Warning - Small Fires | Wire-to-wire contact | Aggregated | 2027 | 0.001684 | 163.6441 | 0.27558 | 2027 | Mitigation | 0.95 | 45 | 0 | esc | 0.00097009 | 1.6336e-06 | 0.00097009 | 1.6336e-06
[35 empty] | WLDFR | HFTD - Distribution - Tier 2 - 4QU CoRE ¦ 5QU LoRE | 2028 | 0.62275 | 0.0010397 | 0.044994 | 0 | 0.044994 | 0.0010397 | 0.044994 | 0 | 0.044994 | 0.02802 | 0.02802 | 0.0010397 | 0.0006475 | 0.044994 | 0.02802 | 0 | 0 | 0.044994 | 0.02802 | [22 empty] | WLDFR | HFTD - Distribution - Tier 2 - 1QU CoRE ¦ 3QU LoRE | Non-Red Flag Warning - Small Fires | 2028 | 3.5183e-06 | 3.5183e-06 | 0.083606 | 0.039055 | 0.001695 | 0.042856 | 0 | 0 | 0.0039519 | 2.9416e-07 | 0 | 2.9416e-07 | 2.9416e-07 | 0 | 2.9416e-07 | [22 empty] | 7.3.3.17.5 (Remote Grid) Updates to grid topology to minimize risk of ignition in HFTDs Remote GridWLDFRWire-to-wire contactAggregated | WLDFR | HFTD - Distribution - Tier 2 - 1QU CoRE ¦ 1QU LoRE | Non-Red Flag Warning - Small Fires | Wire-to-wire contact | Aggregated | 2028 | 0.001684 | 163.6441 | 0.27558 | 2028 | Mitigation | 0.95 | 45 | 0 | esc | 0.00097009 | 1.6336e-06 | 0.00097009 | 1.6336e-06
[35 empty] | WLDFR | HFTD - Distribution - Tier 2 - 4QU CoRE ¦ 5QU LoRE | 2029 | 0.58201 | 0.0010397 | 0.044994 | 0 | 0.044994 | 0.0010397 | 0.044994 | 0 | 0.044994 | 0.026187 | 0.026187 | 0.0010397 | 0.00060514 | 0.044994 | 0.026187 | 0 | 0 | 0.044994 | 0.026187 | [22 empty] | WLDFR | HFTD - Distribution - Tier 2 - 1QU CoRE ¦ 3QU LoRE | Non-Red Flag Warning - Small Fires | 2029 | 3.5183e-06 | 3.5183e-06 | 0.083606 | 0.039055 | 0.001695 | 0.042856 | 0 | 0 | 0.0039519 | 2.9416e-07 | 0 | 2.9416e-07 | 2.9416e-07 | 0 | 2.9416e-07 | [22 empty] | 7.3.3.17.5 (Remote Grid) Updates to grid topology to minimize risk of ignition in HFTDs Remote GridWLDFRWire-to-wire contactAggregated | WLDFR | HFTD - Distribution - Tier 2 - 1QU CoRE ¦ 1QU LoRE | Non-Red Flag Warning - Small Fires | Wire-to-wire contact | Aggregated | 2029 | 0.001684 | 163.6441 | 0.27558 | 2029 | Mitigation | 0.95 | 45 | 0 | esc | 0.00097009 | 1.6336e-06 | 0.00097009 | 1.6336e-06
[35 empty] | WLDFR | HFTD - Distribution - Tier 2 - 4QU CoRE ¦ 5QU LoRE | 2030 | 0.54393 | 0.0010397 | 0.044994 | 0 | 0.044994 | 0.0010397 | 0.044994 | 0 | 0.044994 | 0.024474 | 0.024474 | 0.0010397 | 0.00056555 | 0.044994 | 0.024474 | 0 | 0 | 0.044994 | 0.024474 | [22 empty] | WLDFR | HFTD - Distribution - Tier 2 - 1QU CoRE ¦ 3QU LoRE | Non-Red Flag Warning - Small Fires | 2030 | 3.5183e-06 | 3.5183e-06 | 0.083606 | 0.039055 | 0.001695 | 0.042856 | 0 | 0 | 0.0039519 | 2.9416e-07 | 0 | 2.9416e-07 | 2.9416e-07 | 0 | 2.9416e-07 | [22 empty] | 7.3.3.17.5 (Remote Grid) Updates to grid topology to minimize risk of ignition in HFTDs Remote GridWLDFRWire-to-wire contactAggregated | WLDFR | HFTD - Distribution - Tier 2 - 1QU CoRE ¦ 1QU LoRE | Non-Red Flag Warning - Small Fires | Wire-to-wire contact | Aggregated | 2030 | 0.001684 | 163.6441 | 0.27558 | 2030 | Mitigation | 0.95 | 45 | 0 | esc | 0.00097009 | 1.6336e-06 | 0.00097009 | 1.6336e-06
[35 empty] | WLDFR | HFTD - Distribution - Tier 2 - 4QU CoRE ¦ 5QU LoRE | 2031 | 0.50835 | 0.0010397 | 0.044994 | 0 | 0.044994 | 0.0010397 | 0.044994 | 0 | 0.044994 | 0.022873 | 0.022873 | 0.0010397 | 0.00052855 | 0.044994 | 0.022873 | 0 | 0 | 0.044994 | 0.022873 | [22 empty] | WLDFR | HFTD - Distribution - Tier 2 - 1QU CoRE ¦ 3QU LoRE | Non-Red Flag Warning - Small Fires | 2031 | 3.5183e-06 | 3.5183e-06 | 0.083606 | 0.039055 | 0.001695 | 0.042856 | 0 | 0 | 0.0039519 | 2.9416e-07 | 0 | 2.9416e-07 | 2.9416e-07 | 0 | 2.9416e-07 | [22 empty] | 7.3.3.17.5 (Remote Grid) Updates to grid topology to minimize risk of ignition in HFTDs Remote GridWLDFRWire-to-wire contactAggregated | WLDFR | HFTD - Distribution - Tier 2 - 1QU CoRE ¦ 1QU LoRE | Non-Red Flag Warning - Small Fires | Wire-to-wire contact | Aggregated | 2031 | 0.001684 | 163.6441 | 0.27558 | 2031 | Mitigation | 0.95 | 45 | 0 | esc | 0.00097009 | 1.6336e-06 | 0.00097009 | 1.6336e-06
[35 empty] | WLDFR | HFTD - Distribution - Tier 2 - 4QU CoRE ¦ 5QU LoRE | 2032 | 0.47509 | 0.0010397 | 0.044994 | 0 | 0.044994 | 0.0010397 | 0.044994 | 0 | 0.044994 | 0.021377 | 0.021377 | 0.0010397 | 0.00049397 | 0.044994 | 0.021377 | 0 | 0 | 0.044994 | 0.021377 | [22 empty] | WLDFR | HFTD - Distribution - Tier 2 - 1QU CoRE ¦ 3QU LoRE | Non-Red Flag Warning - Small Fires | 2032 | 3.5183e-06 | 3.5183e-06 | 0.083606 | 0.039055 | 0.001695 | 0.042856 | 0 | 0 | 0.0039519 | 2.9416e-07 | 0 | 2.9416e-07 | 2.9416e-07 | 0 | 2.9416e-07 | [22 empty] | 7.3.3.17.5 (Remote Grid) Updates to grid topology to minimize risk of ignition in HFTDs Remote GridWLDFRWire-to-wire contactAggregated | WLDFR | HFTD - Distribution - Tier 2 - 1QU CoRE ¦ 1QU LoRE | Non-Red Flag Warning - Small Fires | Wire-to-wire contact | Aggregated | 2032 | 0.001684 | 163.6441 | 0.27558 | 2032 | Mitigation | 0.95 | 45 | 0 | esc | 0.00097009 | 1.6336e-06 | 0.00097009 | 1.6336e-06
[35 empty] | WLDFR | HFTD - Distribution - Tier 2 - 4QU CoRE ¦ 5QU LoRE | 2033 | 0.44401 | 0.0010397 | 0.047127 | 0 | 0.047127 | 0.0010397 | 0.047127 | 0 | 0.047127 | 0.020925 | 0.020925 | 0.0010397 | 0.00046166 | 0.047127 | 0.020925 | 0 | 0 | 0.047127 | 0.020925 | [22 empty] | WLDFR | HFTD - Distribution - Tier 2 - 1QU CoRE ¦ 3QU LoRE | Non-Red Flag Warning - Small Fires | 2033 | 3.5183e-06 | 3.5183e-06 | 0.087211 | 0.040679 | 0.0017655 | 0.044766 | 0 | 0 | 0.0039519 | 3.0684e-07 | 0 | 3.0684e-07 | 3.0684e-07 | 0 | 3.0684e-07 | [22 empty] | 7.3.3.17.5 (Remote Grid) Updates to grid topology to minimize risk of ignition in HFTDs Remote GridWLDFRWire-to-wire contactAggregated | WLDFR | HFTD - Distribution - Tier 2 - 1QU CoRE ¦ 1QU LoRE | Non-Red Flag Warning - Small Fires | Wire-to-wire contact | Aggregated | 2033 | 0.001684 | 163.6441 | 0.27558 | 2033 | Mitigation | 0.95 | 45 | 0 | esc | 0.00097009 | 1.6336e-06 | 0.00097009 | 1.6336e-06
[35 empty] | WLDFR | HFTD - Distribution - Tier 2 - 4QU CoRE ¦ 5QU LoRE | 2034 | 0.41496 | 0.0010397 | 0.047127 | 0 | 0.047127 | 0.0010397 | 0.047127 | 0 | 0.047127 | 0.019556 | 0.019556 | 0.0010397 | 0.00043146 | 0.047127 | 0.019556 | 0 | 0 | 0.047127 | 0.019556 | [22 empty] | WLDFR | HFTD - Distribution - Tier 2 - 1QU CoRE ¦ 3QU LoRE | Non-Red Flag Warning - Small Fires | 2034 | 3.5183e-06 | 3.5183e-06 | 0.087211 | 0.040679 | 0.0017655 | 0.044766 | 0 | 0 | 0.0039519 | 3.0684e-07 | 0 | 3.0684e-07 | 3.0684e-07 | 0 | 3.0684e-07 | [22 empty] | 7.3.3.17.5 (Remote Grid) Updates to grid topology to minimize risk of ignition in HFTDs Remote GridWLDFRWire-to-wire contactAggregated | WLDFR | HFTD - Distribution - Tier 2 - 1QU CoRE ¦ 1QU LoRE | Non-Red Flag Warning - Small Fires | Wire-to-wire contact | Aggregated | 2034 | 0.001684 | 163.6441 | 0.27558 | 2034 | Mitigation | 0.95 | 45 | 0 | esc | 0.00097009 | 1.6336e-06 | 0.00097009 | 1.6336e-06
[35 empty] | WLDFR | HFTD - Distribution - Tier 2 - 4QU CoRE ¦ 5QU LoRE | 2035 | 0.38782 | 0.0010397 | 0.047127 | 0 | 0.047127 | 0.0010397 | 0.047127 | 0 | 0.047127 | 0.018277 | 0.018277 | 0.0010397 | 0.00040323 | 0.047127 | 0.018277 | 0 | 0 | 0.047127 | 0.018277 | [22 empty] | WLDFR | HFTD - Distribution - Tier 2 - 1QU CoRE ¦ 3QU LoRE | Non-Red Flag Warning - Small Fires | 2035 | 3.5183e-06 | 3.5183e-06 | 0.087211 | 0.040679 | 0.0017655 | 0.044766 | 0 | 0 | 0.0039519 | 3.0684e-07 | 0 | 3.0684e-07 | 3.0684e-07 | 0 | 3.0684e-07 | [22 empty] | 7.3.3.17.5 (Remote Grid) Updates to grid topology to minimize risk of ignition in HFTDs Remote GridWLDFRWire-to-wire contactAggregated | WLDFR | HFTD - Distribution - Tier 2 - 1QU CoRE ¦ 1QU LoRE | Non-Red Flag Warning - Small Fires | Wire-to-wire contact | Aggregated | 2035 | 0.001684 | 163.6441 | 0.27558 | 2035 | Mitigation | 0.95 | 45 | 0 | esc | 0.00097009 | 1.6336e-06 | 0.00097009 | 1.6336e-06
[35 empty] | WLDFR | HFTD - Distribution - Tier 2 - 4QU CoRE ¦ 5QU LoRE | 2036 | 0.36245 | 0.0010397 | 0.047127 | 0 | 0.047127 | 0.0010397 | 0.047127 | 0 | 0.047127 | 0.017081 | 0.017081 | 0.0010397 | 0.00037685 | 0.047127 | 0.017081 | 0 | 0 | 0.047127 | 0.017081 | [22 empty] | WLDFR | HFTD - Distribution - Tier 2 - 1QU CoRE ¦ 3QU LoRE | Non-Red Flag Warning - Small Fires | 2036 | 3.5183e-06 | 3.5183e-06 | 0.087211 | 0.040679 | 0.0017655 | 0.044766 | 0 | 0 | 0.0039519 | 3.0684e-07 | 0 | 3.0684e-07 | 3.0684e-07 | 0 | 3.0684e-07 | [22 empty] | 7.3.3.17.5 (Remote Grid) Updates to grid topology to minimize risk of ignition in HFTDs Remote GridWLDFRWire-to-wire contactAggregated | WLDFR | HFTD - Distribution - Tier 2 - 1QU CoRE ¦ 1QU LoRE | Non-Red Flag Warning - Small Fires | Wire-to-wire contact | Aggregated | 2036 | 0.001684 | 163.6441 | 0.27558 | 2036 | Mitigation | 0.95 | 45 | 0 | esc | 0.00097009 | 1.6336e-06 | 0.00097009 | 1.6336e-06
[35 empty] | WLDFR | HFTD - Distribution - Tier 2 - 4QU CoRE ¦ 5QU LoRE | 2037 | 0.33873 | 0.0010397 | 0.047127 | 0 | 0.047127 | 0.0010397 | 0.047127 | 0 | 0.047127 | 0.015963 | 0.015963 | 0.0010397 | 0.0003522 | 0.047127 | 0.015963 | 0 | 0 | 0.047127 | 0.015963 | [22 empty] | WLDFR | HFTD - Distribution - Tier 2 - 1QU CoRE ¦ 3QU LoRE | Non-Red Flag Warning - Small Fires | 2037 | 3.5183e-06 | 3.5183e-06 | 0.087211 | 0.040679 | 0.0017655 | 0.044766 | 0 | 0 | 0.0039519 | 3.0684e-07 | 0 | 3.0684e-07 | 3.0684e-07 | 0 | 3.0684e-07 | [22 empty] | 7.3.3.17.5 (Remote Grid) Updates to grid topology to minimize risk of ignition in HFTDs Remote GridWLDFRWire-to-wire contactAggregated | WLDFR | HFTD - Distribution - Tier 2 - 1QU CoRE ¦ 1QU LoRE | Non-Red Flag Warning - Small Fires | Wire-to-wire contact | Aggregated | 2037 | 0.001684 | 163.6441 | 0.27558 | 2037 | Mitigation | 0.95 | 45 | 0 | esc | 0.00097009 | 1.6336e-06 | 0.00097009 | 1.6336e-06
[35 empty] | WLDFR | HFTD - Distribution - Tier 2 - 4QU CoRE ¦ 5QU LoRE | 2038 | 0.31657 | 0.0010397 | 0.049441 | 0 | 0.049441 | 0.0010397 | 0.049441 | 0 | 0.049441 | 0.015652 | 0.015652 | 0.0010397 | 0.00032916 | 0.049441 | 0.015652 | 0 | 0 | 0.049441 | 0.015652 | [22 empty] | WLDFR | HFTD - Distribution - Tier 2 - 1QU CoRE ¦ 3QU LoRE | Non-Red Flag Warning - Small Fires | 2038 | 3.5183e-06 | 3.5183e-06 | 0.091184 | 0.042438 | 0.0018418 | 0.046905 | 0 | 0 | 0.0039519 | 3.2082e-07 | 0 | 3.2082e-07 | 3.2082e-07 | 0 | 3.2082e-07 | [22 empty] | 7.3.3.17.5 (Remote Grid) Updates to grid topology to minimize risk of ignition in HFTDs Remote GridWLDFRWire-to-wire contactAggregated | WLDFR | HFTD - Distribution - Tier 2 - 1QU CoRE ¦ 1QU LoRE | Non-Red Flag Warning - Small Fires | Wire-to-wire contact | Aggregated | 2038 | 0.001684 | 163.6441 | 0.27558 | 2038 | Mitigation | 0.95 | 45 | 0 | esc | 0.00097009 | 1.6336e-06 | 0.00097009 | 1.6336e-06
[35 empty] | WLDFR | HFTD - Distribution - Tier 2 - 4QU CoRE ¦ 5QU LoRE | 2039 | 0.29586 | 0.0010397 | 0.049441 | 0 | 0.049441 | 0.0010397 | 0.049441 | 0 | 0.049441 | 0.014628 | 0.014628 | 0.0010397 | 0.00030762 | 0.049441 | 0.014628 | 0 | 0 | 0.049441 | 0.014628 | [22 empty] | WLDFR | HFTD - Distribution - Tier 2 - 1QU CoRE ¦ 3QU LoRE | Non-Red Flag Warning - Small Fires | 2039 | 3.5183e-06 | 3.5183e-06 | 0.091184 | 0.042438 | 0.0018418 | 0.046905 | 0 | 0 | 0.0039519 | 3.2082e-07 | 0 | 3.2082e-07 | 3.2082e-07 | 0 | 3.2082e-07 | [22 empty] | 7.3.3.17.5 (Remote Grid) Updates to grid topology to minimize risk of ignition in HFTDs Remote GridWLDFRWire-to-wire contactAggregated | WLDFR | HFTD - Distribution - Tier 2 - 1QU CoRE ¦ 1QU LoRE | Non-Red Flag Warning - Small Fires | Wire-to-wire contact | Aggregated | 2039 | 0.001684 | 163.6441 | 0.27558 | 2039 | Mitigation | 0.95 | 45 | 0 | esc | 0.00097009 | 1.6336e-06 | 0.00097009 | 1.6336e-06
[35 empty] | WLDFR | HFTD - Distribution - Tier 2 - 4QU CoRE ¦ 5QU LoRE | 2040 | 0.27651 | 0.0010397 | 0.049441 | 0 | 0.049441 | 0.0010397 | 0.049441 | 0 | 0.049441 | 0.013671 | 0.013671 | 0.0010397 | 0.0002875 | 0.049441 | 0.013671 | 0 | 0 | 0.049441 | 0.013671 | [22 empty] | WLDFR | HFTD - Distribution - Tier 2 - 1QU CoRE ¦ 3QU LoRE | Non-Red Flag Warning - Small Fires | 2040 | 3.5183e-06 | 3.5183e-06 | 0.091184 | 0.042438 | 0.0018418 | 0.046905 | 0 | 0 | 0.0039519 | 3.2082e-07 | 0 | 3.2082e-07 | 3.2082e-07 | 0 | 3.2082e-07 | [22 empty] | 7.3.3.17.5 (Remote Grid) Updates to grid topology to minimize risk of ignition in HFTDs Remote GridWLDFRWire-to-wire contactAggregated | WLDFR | HFTD - Distribution - Tier 2 - 1QU CoRE ¦ 1QU LoRE | Non-Red Flag Warning - Small Fires | Wire-to-wire contact | Aggregated | 2040 | 0.001684 | 163.6441 | 0.27558 | 2040 | Mitigation | 0.95 | 45 | 0 | esc | 0.00097009 | 1.6336e-06 | 0.00097009 | 1.6336e-06
[35 empty] | WLDFR | HFTD - Distribution - Tier 2 - 4QU CoRE ¦ 5QU LoRE | 2041 | 0.25842 | 0.0010397 | 0.049441 | 0 | 0.049441 | 0.0010397 | 0.049441 | 0 | 0.049441 | 0.012777 | 0.012777 | 0.0010397 | 0.00026869 | 0.049441 | 0.012777 | 0 | 0 | 0.049441 | 0.012777 | [22 empty] | WLDFR | HFTD - Distribution - Tier 2 - 1QU CoRE ¦ 3QU LoRE | Non-Red Flag Warning - Small Fires | 2041 | 3.5183e-06 | 3.5183e-06 | 0.091184 | 0.042438 | 0.0018418 | 0.046905 | 0 | 0 | 0.0039519 | 3.2082e-07 | 0 | 3.2082e-07 | 3.2082e-07 | 0 | 3.2082e-07 | [22 empty] | 7.3.3.17.5 (Remote Grid) Updates to grid topology to minimize risk of ignition in HFTDs Remote GridWLDFRWire-to-wire contactAggregated | WLDFR | HFTD - Distribution - Tier 2 - 1QU CoRE ¦ 1QU LoRE | Non-Red Flag Warning - Small Fires | Wire-to-wire contact | Aggregated | 2041 | 0.001684 | 163.6441 | 0.27558 | 2041 | Mitigation | 0.95 | 45 | 0 | esc | 0.00097009 | 1.6336e-06 | 0.00097009 | 1.6336e-06
[35 empty] | WLDFR | HFTD - Distribution - Tier 2 - 4QU CoRE ¦ 5QU LoRE | 2042 | 0.24151 | 0.0010397 | 0.049441 | 0 | 0.049441 | 0.0010397 | 0.049441 | 0 | 0.049441 | 0.011941 | 0.011941 | 0.0010397 | 0.00025111 | 0.049441 | 0.011941 | 0 | 0 | 0.049441 | 0.011941 | [22 empty] | WLDFR | HFTD - Distribution - Tier 2 - 1QU CoRE ¦ 3QU LoRE | Non-Red Flag Warning - Small Fires | 2042 | 3.5183e-06 | 3.5183e-06 | 0.091184 | 0.042438 | 0.0018418 | 0.046905 | 0 | 0 | 0.0039519 | 3.2082e-07 | 0 | 3.2082e-07 | 3.2082e-07 | 0 | 3.2082e-07 | [22 empty] | 7.3.3.17.5 (Remote Grid) Updates to grid topology to minimize risk of ignition in HFTDs Remote GridWLDFRWire-to-wire contactAggregated | WLDFR | HFTD - Distribution - Tier 2 - 1QU CoRE ¦ 1QU LoRE | Non-Red Flag Warning - Small Fires | Wire-to-wire contact | Aggregated | 2042 | 0.001684 | 163.6441 | 0.27558 | 2042 | Mitigation | 0.95 | 45 | 0 | esc | 0.00097009 | 1.6336e-06 | 0.00097009 | 1.6336e-06
[35 empty] | WLDFR | HFTD - Distribution - Tier 2 - 4QU CoRE ¦ 5QU LoRE | 2043 | 0.22571 | 0.0010397 | 0.051907 | 0 | 0.051907 | 0.0010397 | 0.051907 | 0 | 0.051907 | 0.011716 | 0.011716 | 0.0010397 | 0.00023468 | 0.051907 | 0.011716 | 0 | 0 | 0.051907 | 0.011716 | [22 empty] | WLDFR | HFTD - Distribution - Tier 2 - 1QU CoRE ¦ 3QU LoRE | Non-Red Flag Warning - Small Fires | 2043 | 3.5183e-06 | 3.5183e-06 | 0.095486 | 0.044306 | 0.0019228 | 0.049257 | 0 | 0 | 0.0039519 | 3.3595e-07 | 0 | 3.3595e-07 | 3.3595e-07 | 0 | 3.3595e-07 | [22 empty] | 7.3.3.17.5 (Remote Grid) Updates to grid topology to minimize risk of ignition in HFTDs Remote GridWLDFRWire-to-wire contactAggregated | WLDFR | HFTD - Distribution - Tier 2 - 1QU CoRE ¦ 1QU LoRE | Non-Red Flag Warning - Small Fires | Wire-to-wire contact | Aggregated | 2043 | 0.001684 | 163.6441 | 0.27558 | 2043 | Mitigation | 0.95 | 45 | 0 | esc | 0.00097009 | 1.6336e-06 | 0.00097009 | 1.6336e-06
[35 empty] | WLDFR | HFTD - Distribution - Tier 2 - 4QU CoRE ¦ 5QU LoRE | 2044 | 0.21095 | 0.0010397 | 0.051907 | 0 | 0.051907 | 0.0010397 | 0.051907 | 0 | 0.051907 | 0.01095 | 0.01095 | 0.0010397 | 0.00021933 | 0.051907 | 0.01095 | 0 | 0 | 0.051907 | 0.01095 | [22 empty] | WLDFR | HFTD - Distribution - Tier 2 - 1QU CoRE ¦ 3QU LoRE | Non-Red Flag Warning - Small Fires | 2044 | 3.5183e-06 | 3.5183e-06 | 0.095486 | 0.044306 | 0.0019228 | 0.049257 | 0 | 0 | 0.0039519 | 3.3595e-07 | 0 | 3.3595e-07 | 3.3595e-07 | 0 | 3.3595e-07 | [22 empty] | 7.3.3.17.5 (Remote Grid) Updates to grid topology to minimize risk of ignition in HFTDs Remote GridWLDFRWire-to-wire contactAggregated | WLDFR | HFTD - Distribution - Tier 2 - 1QU CoRE ¦ 1QU LoRE | Non-Red Flag Warning - Small Fires | Wire-to-wire contact | Aggregated | 2044 | 0.001684 | 163.6441 | 0.27558 | 2044 | Mitigation | 0.95 | 45 | 0 | esc | 0.00097009 | 1.6336e-06 | 0.00097009 | 1.6336e-06
[35 empty] | WLDFR | HFTD - Distribution - Tier 2 - 4QU CoRE ¦ 5QU LoRE | 2045 | 0.19715 | 0.0010397 | 0.051907 | 0 | 0.051907 | 0.0010397 | 0.051907 | 0 | 0.051907 | 0.010233 | 0.010233 | 0.0010397 | 0.00020498 | 0.051907 | 0.010233 | 0 | 0 | 0.051907 | 0.010233 | [22 empty] | WLDFR | HFTD - Distribution - Tier 2 - 1QU CoRE ¦ 3QU LoRE | Non-Red Flag Warning - Small Fires | 2045 | 3.5183e-06 | 3.5183e-06 | 0.095486 | 0.044306 | 0.0019228 | 0.049257 | 0 | 0 | 0.0039519 | 3.3595e-07 | 0 | 3.3595e-07 | 3.3595e-07 | 0 | 3.3595e-07 | [22 empty] | 7.3.3.17.5 (Remote Grid) Updates to grid topology to minimize risk of ignition in HFTDs Remote GridWLDFRWire-to-wire contactAggregated | WLDFR | HFTD - Distribution - Tier 2 - 1QU CoRE ¦ 1QU LoRE | Non-Red Flag Warning - Small Fires | Wire-to-wire contact | Aggregated | 2045 | 0.001684 | 163.6441 | 0.27558 | 2045 | Mitigation | 0.95 | 45 | 0 | esc | 0.00097009 | 1.6336e-06 | 0.00097009 | 1.6336e-06
[35 empty] | WLDFR | HFTD - Distribution - Tier 2 - 4QU CoRE ¦ 5QU LoRE | 2046 | 0.18425 | 0.0010397 | 0.051907 | 0 | 0.051907 | 0.0010397 | 0.051907 | 0 | 0.051907 | 0.0095638 | 0.0095638 | 0.0010397 | 0.00019157 | 0.051907 | 0.0095638 | 0 | 0 | 0.051907 | 0.0095638 | [22 empty] | WLDFR | HFTD - Distribution - Tier 2 - 1QU CoRE ¦ 3QU LoRE | Non-Red Flag Warning - Small Fires | 2046 | 3.5183e-06 | 3.5183e-06 | 0.095486 | 0.044306 | 0.0019228 | 0.049257 | 0 | 0 | 0.0039519 | 3.3595e-07 | 0 | 3.3595e-07 | 3.3595e-07 | 0 | 3.3595e-07 | [22 empty] | 7.3.3.17.5 (Remote Grid) Updates to grid topology to minimize risk of ignition in HFTDs Remote GridWLDFRWire-to-wire contactAggregated | WLDFR | HFTD - Distribution - Tier 2 - 1QU CoRE ¦ 1QU LoRE | Non-Red Flag Warning - Small Fires | Wire-to-wire contact | Aggregated | 2046 | 0.001684 | 163.6441 | 0.27558 | 2046 | Mitigation | 0.95 | 45 | 0 | esc | 0.00097009 | 1.6336e-06 | 0.00097009 | 1.6336e-06
[35 empty] | WLDFR | HFTD - Distribution - Tier 2 - 4QU CoRE ¦ 5QU LoRE | 2047 | 0.1722 | 0.0010397 | 0.051907 | 0 | 0.051907 | 0.0010397 | 0.051907 | 0 | 0.051907 | 0.0089381 | 0.0089381 | 0.0010397 | 0.00017904 | 0.051907 | 0.0089381 | 0 | 0 | 0.051907 | 0.0089381 | [22 empty] | WLDFR | HFTD - Distribution - Tier 2 - 1QU CoRE ¦ 3QU LoRE | Non-Red Flag Warning - Small Fires | 2047 | 3.5183e-06 | 3.5183e-06 | 0.095486 | 0.044306 | 0.0019228 | 0.049257 | 0 | 0 | 0.0039519 | 3.3595e-07 | 0 | 3.3595e-07 | 3.3595e-07 | 0 | 3.3595e-07 | [22 empty] | 7.3.3.17.5 (Remote Grid) Updates to grid topology to minimize risk of ignition in HFTDs Remote GridWLDFRWire-to-wire contactAggregated | WLDFR | HFTD - Distribution - Tier 2 - 1QU CoRE ¦ 1QU LoRE | Non-Red Flag Warning - Small Fires | Wire-to-wire contact | Aggregated | 2047 | 0.001684 | 163.6441 | 0.27558 | 2047 | Mitigation | 0.95 | 45 | 0 | esc | 0.00097009 | 1.6336e-06 | 0.00097009 | 1.6336e-06
[35 empty] | WLDFR | HFTD - Distribution - Tier 2 - 4QU CoRE ¦ 5QU LoRE | 2048 | 0.16093 | 0.0010397 | 0.054491 | 0 | 0.054491 | 0.0010397 | 0.054491 | 0 | 0.054491 | 0.0087693 | 0.0087693 | 0.0010397 | 0.00016733 | 0.054491 | 0.0087693 | 0 | 0 | 0.054491 | 0.0087693 | [22 empty] | WLDFR | HFTD - Distribution - Tier 2 - 1QU CoRE ¦ 3QU LoRE | Non-Red Flag Warning - Small Fires | 2048 | 3.5183e-06 | 3.5183e-06 | 0.10007 | 0.04626 | 0.0020076 | 0.051804 | 0 | 0 | 0.0039519 | 3.5209e-07 | 0 | 3.5209e-07 | 3.5209e-07 | 0 | 3.5209e-07 | [22 empty] | 7.3.3.17.5 (Remote Grid) Updates to grid topology to minimize risk of ignition in HFTDs Remote GridWLDFRWire-to-wire contactAggregated | WLDFR | HFTD - Distribution - Tier 2 - 1QU CoRE ¦ 1QU LoRE | Non-Red Flag Warning - Small Fires | Wire-to-wire contact | Aggregated | 2048 | 0.001684 | 163.6441 | 0.27558 | 2048 | Mitigation | 0.95 | 45 | 0 | esc | 0.00097009 | 1.6336e-06 | 0.00097009 | 1.6336e-06
[35 empty] | WLDFR | HFTD - Distribution - Tier 2 - 4QU CoRE ¦ 5QU LoRE | 2049 | 0.1504 | 0.0010397 | 0.054491 | 0 | 0.054491 | 0.0010397 | 0.054491 | 0 | 0.054491 | 0.0081956 | 0.0081956 | 0.0010397 | 0.00015638 | 0.054491 | 0.0081956 | 0 | 0 | 0.054491 | 0.0081956 | [22 empty] | WLDFR | HFTD - Distribution - Tier 2 - 1QU CoRE ¦ 3QU LoRE | Non-Red Flag Warning - Small Fires | 2049 | 3.5183e-06 | 3.5183e-06 | 0.10007 | 0.04626 | 0.0020076 | 0.051804 | 0 | 0 | 0.0039519 | 3.5209e-07 | 0 | 3.5209e-07 | 3.5209e-07 | 0 | 3.5209e-07 | [22 empty] | 7.3.3.17.5 (Remote Grid) Updates to grid topology to minimize risk of ignition in HFTDs Remote GridWLDFRWire-to-wire contactAggregated | WLDFR | HFTD - Distribution - Tier 2 - 1QU CoRE ¦ 1QU LoRE | Non-Red Flag Warning - Small Fires | Wire-to-wire contact | Aggregated | 2049 | 0.001684 | 163.6441 | 0.27558 | 2049 | Mitigation | 0.95 | 45 | 0 | esc | 0.00097009 | 1.6336e-06 | 0.00097009 | 1.6336e-06
[35 empty] | WLDFR | HFTD - Distribution - Tier 2 - 4QU CoRE ¦ 5QU LoRE | 2050 | 0.14056 | 0.0010397 | 0.054491 | 0 | 0.054491 | 0.0010397 | 0.054491 | 0 | 0.054491 | 0.0076595 | 0.0076595 | 0.0010397 | 0.00014615 | 0.054491 | 0.0076595 | 0 | 0 | 0.054491 | 0.0076595 | [22 empty] | WLDFR | HFTD - Distribution - Tier 2 - 1QU CoRE ¦ 3QU LoRE | Non-Red Flag Warning - Small Fires | 2050 | 3.5183e-06 | 3.5183e-06 | 0.10007 | 0.04626 | 0.0020076 | 0.051804 | 0 | 0 | 0.0039519 | 3.5209e-07 | 0 | 3.5209e-07 | 3.5209e-07 | 0 | 3.5209e-07 | [22 empty] | 7.3.3.17.5 (Remote Grid) Updates to grid topology to minimize risk of ignition in HFTDs Remote GridWLDFRWire-to-wire contactAggregated | WLDFR | HFTD - Distribution - Tier 2 - 1QU CoRE ¦ 1QU LoRE | Non-Red Flag Warning - Small Fires | Wire-to-wire contact | Aggregated | 2050 | 0.001684 | 163.6441 | 0.27558 | 2050 | Mitigation | 0.95 | 45 | 0 | esc | 0.00097009 | 1.6336e-06 | 0.00097009 | 1.6336e-06
[35 empty] | WLDFR | HFTD - Distribution - Tier 2 - 4QU CoRE ¦ 5QU LoRE | 2051 | 0.13137 | 0.0010397 | 0.054491 | 0 | 0.054491 | 0.0010397 | 0.054491 | 0 | 0.054491 | 0.0071584 | 0.0071584 | 0.0010397 | 0.00013659 | 0.054491 | 0.0071584 | 0 | 0 | 0.054491 | 0.0071584 | [22 empty] | WLDFR | HFTD - Distribution - Tier 2 - 1QU CoRE ¦ 3QU LoRE | Non-Red Flag Warning - Small Fires | 2051 | 3.5183e-06 | 3.5183e-06 | 0.10007 | 0.04626 | 0.0020076 | 0.051804 | 0 | 0 | 0.0039519 | 3.5209e-07 | 0 | 3.5209e-07 | 3.5209e-07 | 0 | 3.5209e-07 | [22 empty] | 7.3.3.17.5 (Remote Grid) Updates to grid topology to minimize risk of ignition in HFTDs Remote GridWLDFRWire-to-wire contactAggregated | WLDFR | HFTD - Distribution - Tier 2 - 1QU CoRE ¦ 1QU LoRE | Non-Red Flag Warning - Small Fires | Wire-to-wire contact | Aggregated | 2051 | 0.001684 | 163.6441 | 0.27558 | 2051 | Mitigation | 0.95 | 45 | 0 | esc | 0.00097009 | 1.6336e-06 | 0.00097009 | 1.6336e-06
[35 empty] | WLDFR | HFTD - Distribution - Tier 2 - 4QU CoRE ¦ 5QU LoRE | 2052 | 0.12277 | 0.0010397 | 0.054491 | 0 | 0.054491 | 0.0010397 | 0.054491 | 0 | 0.054491 | 0.0066901 | 0.0066901 | 0.0010397 | 0.00012765 | 0.054491 | 0.0066901 | 0 | 0 | 0.054491 | 0.0066901 | [22 empty] | WLDFR | HFTD - Distribution - Tier 2 - 1QU CoRE ¦ 3QU LoRE | Non-Red Flag Warning - Small Fires | 2052 | 3.5183e-06 | 3.5183e-06 | 0.10007 | 0.04626 | 0.0020076 | 0.051804 | 0 | 0 | 0.0039519 | 3.5209e-07 | 0 | 3.5209e-07 | 3.5209e-07 | 0 | 3.5209e-07 | [22 empty] | 7.3.3.17.5 (Remote Grid) Updates to grid topology to minimize risk of ignition in HFTDs Remote GridWLDFRWire-to-wire contactAggregated | WLDFR | HFTD - Distribution - Tier 2 - 1QU CoRE ¦ 1QU LoRE | Non-Red Flag Warning - Small Fires | Wire-to-wire contact | Aggregated | 2052 | 0.001684 | 163.6441 | 0.27558 | 2052 | Mitigation | 0.95 | 45 | 0 | esc | 0.00097009 | 1.6336e-06 | 0.00097009 | 1.6336e-06
[35 empty] | WLDFR | HFTD - Distribution - Tier 2 - 4QU CoRE ¦ 5QU LoRE | 2053 | 0.11474 | 0.0010397 | 0.057163 | 0 | 0.057163 | 0.0010397 | 0.057163 | 0 | 0.057163 | 0.0065589 | 0.0065589 | 0.0010397 | 0.0001193 | 0.057163 | 0.0065589 | 0 | 0 | 0.057163 | 0.0065589 | [22 empty] | WLDFR | HFTD - Distribution - Tier 2 - 1QU CoRE ¦ 3QU LoRE | Non-Red Flag Warning - Small Fires | 2053 | 3.5183e-06 | 3.5183e-06 | 0.10489 | 0.048274 | 0.002095 | 0.054525 | 0 | 0 | 0.0039519 | 3.6905e-07 | 0 | 3.6905e-07 | 3.6905e-07 | 0 | 3.6905e-07 | [22 empty] | 7.3.3.17.5 (Remote Grid) Updates to grid topology to minimize risk of ignition in HFTDs Remote GridWLDFRWire-to-wire contactAggregated | WLDFR | HFTD - Distribution - Tier 2 - 1QU CoRE ¦ 1QU LoRE | Non-Red Flag Warning - Small Fires | Wire-to-wire contact | Aggregated | 2053 | 0.001684 | 163.6441 | 0.27558 | 2053 | Mitigation | 0.95 | 45 | 0 | esc | 0.00097009 | 1.6336e-06 | 0.00097009 | 1.6336e-06
[35 empty] | WLDFR | HFTD - Distribution - Tier 2 - 4QU CoRE ¦ 5QU LoRE | 2054 | 0.10723 | 0.0010397 | 0.057163 | 0 | 0.057163 | 0.0010397 | 0.057163 | 0 | 0.057163 | 0.0061298 | 0.0061298 | 0.0010397 | 0.0001115 | 0.057163 | 0.0061298 | 0 | 0 | 0.057163 | 0.0061298 | [22 empty] | WLDFR | HFTD - Distribution - Tier 2 - 1QU CoRE ¦ 3QU LoRE | Non-Red Flag Warning - Small Fires | 2054 | 3.5183e-06 | 3.5183e-06 | 0.10489 | 0.048274 | 0.002095 | 0.054525 | 0 | 0 | 0.0039519 | 3.6905e-07 | 0 | 3.6905e-07 | 3.6905e-07 | 0 | 3.6905e-07 | [22 empty] | 7.3.3.17.5 (Remote Grid) Updates to grid topology to minimize risk of ignition in HFTDs Remote GridWLDFRWire-to-wire contactAggregated | WLDFR | HFTD - Distribution - Tier 2 - 1QU CoRE ¦ 1QU LoRE | Non-Red Flag Warning - Small Fires | Wire-to-wire contact | Aggregated | 2054 | 0.001684 | 163.6441 | 0.27558 | 2054 | Mitigation | 0.95 | 45 | 0 | esc | 0.00097009 | 1.6336e-06 | 0.00097009 | 1.6336e-06
[35 empty] | WLDFR | HFTD - Distribution - Tier 2 - 4QU CoRE ¦ 5QU LoRE | 2055 | 0.10022 | 0.0010397 | 0.057163 | 0 | 0.057163 | 0.0010397 | 0.057163 | 0 | 0.057163 | 0.0057288 | 0.0057288 | 0.0010397 | 0.0001042 | 0.057163 | 0.0057288 | 0 | 0 | 0.057163 | 0.0057288 | [22 empty] | WLDFR | HFTD - Distribution - Tier 2 - 1QU CoRE ¦ 3QU LoRE | Non-Red Flag Warning - Small Fires | 2055 | 3.5183e-06 | 3.5183e-06 | 0.10489 | 0.048274 | 0.002095 | 0.054525 | 0 | 0 | 0.0039519 | 3.6905e-07 | 0 | 3.6905e-07 | 3.6905e-07 | 0 | 3.6905e-07 | [22 empty] | 7.3.3.17.5 (Remote Grid) Updates to grid topology to minimize risk of ignition in HFTDs Remote GridWLDFRWire-to-wire contactAggregated | WLDFR | HFTD - Distribution - Tier 2 - 1QU CoRE ¦ 1QU LoRE | Non-Red Flag Warning - Small Fires | Wire-to-wire contact | Aggregated | 2055 | 0.001684 | 163.6441 | 0.27558 | 2055 | Mitigation | 0.95 | 45 | 0 | esc | 0.00097009 | 1.6336e-06 | 0.00097009 | 1.6336e-06
[35 empty] | WLDFR | HFTD - Distribution - Tier 2 - 4QU CoRE ¦ 5QU LoRE | 2056 | 0.093663 | 0.0010397 | 0.057163 | 0 | 0.057163 | 0.0010397 | 0.057163 | 0 | 0.057163 | 0.005354 | 0.005354 | 0.0010397 | 9.7385e-05 | 0.057163 | 0.005354 | 0 | 0 | 0.057163 | 0.005354 | [22 empty] | WLDFR | HFTD - Distribution - Tier 2 - 1QU CoRE ¦ 3QU LoRE | Non-Red Flag Warning - Small Fires | 2056 | 3.5183e-06 | 3.5183e-06 | 0.10489 | 0.048274 | 0.002095 | 0.054525 | 0 | 0 | 0.0039519 | 3.6905e-07 | 0 | 3.6905e-07 | 3.6905e-07 | 0 | 3.6905e-07 | [22 empty] | 7.3.3.17.5 (Remote Grid) Updates to grid topology to minimize risk of ignition in HFTDs Remote GridWLDFRWire-to-wire contactAggregated | WLDFR | HFTD - Distribution - Tier 2 - 1QU CoRE ¦ 1QU LoRE | Non-Red Flag Warning - Small Fires | Wire-to-wire contact | Aggregated | 2056 | 0.001684 | 163.6441 | 0.27558 | 2056 | Mitigation | 0.95 | 45 | 0 | esc | 0.00097009 | 1.6336e-06 | 0.00097009 | 1.6336e-06
[35 empty] | WLDFR | HFTD - Distribution - Tier 2 - 4QU CoRE ¦ 5QU LoRE | 2057 | 0.087535 | 0.0010397 | 0.057163 | 0 | 0.057163 | 0.0010397 | 0.057163 | 0 | 0.057163 | 0.0050038 | 0.0050038 | 0.0010397 | 9.1014e-05 | 0.057163 | 0.0050038 | 0 | 0 | 0.057163 | 0.0050038 | [22 empty] | WLDFR | HFTD - Distribution - Tier 2 - 1QU CoRE ¦ 3QU LoRE | Non-Red Flag Warning - Small Fires | 2057 | 3.5183e-06 | 3.5183e-06 | 0.10489 | 0.048274 | 0.002095 | 0.054525 | 0 | 0 | 0.0039519 | 3.6905e-07 | 0 | 3.6905e-07 | 3.6905e-07 | 0 | 3.6905e-07 | [22 empty] | 7.3.3.17.5 (Remote Grid) Updates to grid topology to minimize risk of ignition in HFTDs Remote GridWLDFRWire-to-wire contactAggregated | WLDFR | HFTD - Distribution - Tier 2 - 1QU CoRE ¦ 1QU LoRE | Non-Red Flag Warning - Small Fires | Wire-to-wire contact | Aggregated | 2057 | 0.001684 | 163.6441 | 0.27558 | 2057 | Mitigation | 0.95 | 45 | 0 | esc | 0.00097009 | 1.6336e-06 | 0.00097009 | 1.6336e-06
[35 empty] | WLDFR | HFTD - Distribution - Tier 2 - 4QU CoRE ¦ 5QU LoRE | 2058 | 0.081809 | 0.0010397 | 0.059888 | 0 | 0.059888 | 0.0010397 | 0.059888 | 0 | 0.059888 | 0.0048994 | 0.0048994 | 0.0010397 | 8.506e-05 | 0.059888 | 0.0048994 | 0 | 0 | 0.059888 | 0.0048994 | [22 empty] | WLDFR | HFTD - Distribution - Tier 2 - 1QU CoRE ¦ 3QU LoRE | Non-Red Flag Warning - Small Fires | 2058 | 3.5183e-06 | 3.5183e-06 | 0.1099 | 0.050325 | 0.0021839 | 0.057393 | 0 | 0 | 0.0039519 | 3.8667e-07 | 0 | 3.8667e-07 | 3.8667e-07 | 0 | 3.8667e-07 | [22 empty] | 7.3.3.17.5 (Remote Grid) Updates to grid topology to minimize risk of ignition in HFTDs Remote GridWLDFRWire-to-wire contactAggregated | WLDFR | HFTD - Distribution - Tier 2 - 1QU CoRE ¦ 1QU LoRE | Non-Red Flag Warning - Small Fires | Wire-to-wire contact | Aggregated | 2058 | 0.001684 | 163.6441 | 0.27558 | 2058 | Mitigation | 0.95 | 45 | 0 | esc | 0.00097009 | 1.6336e-06 | 0.00097009 | 1.6336e-06
[35 empty] | WLDFR | HFTD - Distribution - Tier 2 - 4QU CoRE ¦ 5QU LoRE | 2059 | 0.076457 | 0.0010397 | 0.059888 | 0 | 0.059888 | 0.0010397 | 0.059888 | 0 | 0.059888 | 0.0045789 | 0.0045789 | 0.0010397 | 7.9495e-05 | 0.059888 | 0.0045789 | 0 | 0 | 0.059888 | 0.0045789 | [22 empty] | WLDFR | HFTD - Distribution - Tier 2 - 1QU CoRE ¦ 3QU LoRE | Non-Red Flag Warning - Small Fires | 2059 | 3.5183e-06 | 3.5183e-06 | 0.1099 | 0.050325 | 0.0021839 | 0.057393 | 0 | 0 | 0.0039519 | 3.8667e-07 | 0 | 3.8667e-07 | 3.8667e-07 | 0 | 3.8667e-07 | [22 empty] | 7.3.3.17.5 (Remote Grid) Updates to grid topology to minimize risk of ignition in HFTDs Remote GridWLDFRWire-to-wire contactAggregated | WLDFR | HFTD - Distribution - Tier 2 - 1QU CoRE ¦ 1QU LoRE | Non-Red Flag Warning - Small Fires | Wire-to-wire contact | Aggregated | 2059 | 0.001684 | 163.6441 | 0.27558 | 2059 | Mitigation | 0.95 | 45 | 0 | esc | 0.00097009 | 1.6336e-06 | 0.00097009 | 1.6336e-06
[35 empty] | WLDFR | HFTD - Distribution - Tier 2 - 4QU CoRE ¦ 5QU LoRE | 2060 | 0.071455 | 0.0010397 | 0.059888 | 0 | 0.059888 | 0.0010397 | 0.059888 | 0 | 0.059888 | 0.0042793 | 0.0042793 | 0.0010397 | 7.4295e-05 | 0.059888 | 0.0042793 | 0 | 0 | 0.059888 | 0.0042793 | [22 empty] | WLDFR | HFTD - Distribution - Tier 2 - 1QU CoRE ¦ 3QU LoRE | Non-Red Flag Warning - Small Fires | 2060 | 3.5183e-06 | 3.5183e-06 | 0.1099 | 0.050325 | 0.0021839 | 0.057393 | 0 | 0 | 0.0039519 | 3.8667e-07 | 0 | 3.8667e-07 | 3.8667e-07 | 0 | 3.8667e-07 | [22 empty] | 7.3.3.17.5 (Remote Grid) Updates to grid topology to minimize risk of ignition in HFTDs Remote GridWLDFRWire-to-wire contactAggregated | WLDFR | HFTD - Distribution - Tier 2 - 1QU CoRE ¦ 1QU LoRE | Non-Red Flag Warning - Small Fires | Wire-to-wire contact | Aggregated | 2060 | 0.001684 | 163.6441 | 0.27558 | 2060 | Mitigation | 0.95 | 45 | 0 | esc | 0.00097009 | 1.6336e-06 | 0.00097009 | 1.6336e-06
[35 empty] | WLDFR | HFTD - Distribution - Tier 2 - 4QU CoRE ¦ 5QU LoRE | 2061 | 0.06678 | 0.0010397 | 0.059888 | 0 | 0.059888 | 0.0010397 | 0.059888 | 0 | 0.059888 | 0.0039994 | 0.0039994 | 0.0010397 | 6.9434e-05 | 0.059888 | 0.0039994 | 0 | 0 | 0.059888 | 0.0039994 | [22 empty] | WLDFR | HFTD - Distribution - Tier 2 - 1QU CoRE ¦ 3QU LoRE | Non-Red Flag Warning - Small Fires | 2061 | 3.5183e-06 | 3.5183e-06 | 0.1099 | 0.050325 | 0.0021839 | 0.057393 | 0 | 0 | 0.0039519 | 3.8667e-07 | 0 | 3.8667e-07 | 3.8667e-07 | 0 | 3.8667e-07 | [22 empty] | 7.3.3.17.5 (Remote Grid) Updates to grid topology to minimize risk of ignition in HFTDs Remote GridWLDFRWire-to-wire contactAggregated | WLDFR | HFTD - Distribution - Tier 2 - 1QU CoRE ¦ 1QU LoRE | Non-Red Flag Warning - Small Fires | Wire-to-wire contact | Aggregated | 2061 | 0.001684 | 163.6441 | 0.27558 | 2061 | Mitigation | 0.95 | 45 | 0 | esc | 0.00097009 | 1.6336e-06 | 0.00097009 | 1.6336e-06
[35 empty] | WLDFR | HFTD - Distribution - Tier 2 - 4QU CoRE ¦ 5QU LoRE | 2062 | 0.062412 | 0.0010397 | 0.059888 | 0 | 0.059888 | 0.0010397 | 0.059888 | 0 | 0.059888 | 0.0037377 | 0.0037377 | 0.0010397 | 6.4892e-05 | 0.059888 | 0.0037377 | 0 | 0 | 0.059888 | 0.0037377 | [22 empty] | WLDFR | HFTD - Distribution - Tier 2 - 1QU CoRE ¦ 3QU LoRE | Non-Red Flag Warning - Small Fires | 2062 | 3.5183e-06 | 3.5183e-06 | 0.1099 | 0.050325 | 0.0021839 | 0.057393 | 0 | 0 | 0.0039519 | 3.8667e-07 | 0 | 3.8667e-07 | 3.8667e-07 | 0 | 3.8667e-07 | [22 empty] | 7.3.3.17.5 (Remote Grid) Updates to grid topology to minimize risk of ignition in HFTDs Remote GridWLDFRWire-to-wire contactAggregated | WLDFR | HFTD - Distribution - Tier 2 - 1QU CoRE ¦ 1QU LoRE | Non-Red Flag Warning - Small Fires | Wire-to-wire contact | Aggregated | 2062 | 0.001684 | 163.6441 | 0.27558 | 2062 | Mitigation | 0.95 | 45 | 0 | esc | 0.00097009 | 1.6336e-06 | 0.00097009 | 1.6336e-06
[35 empty] | WLDFR | HFTD - Distribution - Tier 2 - 4QU CoRE ¦ 5QU LoRE | 2063 | 0.058329 | 0.0010397 | 0.062635 | 0 | 0.062635 | 0.0010397 | 0.062635 | 0 | 0.062635 | 0.0036534 | 0.0036534 | 0.0010397 | 6.0647e-05 | 0.062635 | 0.0036534 | 0 | 0 | 0.062635 | 0.0036534 | [22 empty] | WLDFR | HFTD - Distribution - Tier 2 - 1QU CoRE ¦ 3QU LoRE | Non-Red Flag Warning - Small Fires | 2063 | 3.5183e-06 | 3.5183e-06 | 0.11504 | 0.052388 | 0.0022734 | 0.060377 | 0 | 0 | 0.0039519 | 4.0474e-07 | 0 | 4.0474e-07 | 4.0474e-07 | 0 | 4.0474e-07 | [22 empty] | 7.3.3.17.5 (Remote Grid) Updates to grid topology to minimize risk of ignition in HFTDs Remote GridWLDFRWire-to-wire contactAggregated | WLDFR | HFTD - Distribution - Tier 2 - 1QU CoRE ¦ 1QU LoRE | Non-Red Flag Warning - Small Fires | Wire-to-wire contact | Aggregated | 2063 | 0.001684 | 163.6441 | 0.27558 | 2063 | Mitigation | 0.95 | 45 | 0 | esc | 0.00097009 | 1.6336e-06 | 0.00097009 | 1.6336e-06
[35 empty] | WLDFR | HFTD - Distribution - Tier 2 - 4QU CoRE ¦ 5QU LoRE | 2064 | 0.054513 | 0.0010397 | 0.062635 | 0 | 0.062635 | 0.0010397 | 0.062635 | 0 | 0.062635 | 0.0034144 | 0.0034144 | 0.0010397 | 5.6679e-05 | 0.062635 | 0.0034144 | 0 | 0 | 0.062635 | 0.0034144 | [22 empty] | WLDFR | HFTD - Distribution - Tier 2 - 1QU CoRE ¦ 3QU LoRE | Non-Red Flag Warning - Small Fires | 2064 | 3.5183e-06 | 3.5183e-06 | 0.11504 | 0.052388 | 0.0022734 | 0.060377 | 0 | 0 | 0.0039519 | 4.0474e-07 | 0 | 4.0474e-07 | 4.0474e-07 | 0 | 4.0474e-07 | [22 empty] | 7.3.3.17.5 (Remote Grid) Updates to grid topology to minimize risk of ignition in HFTDs Remote GridWLDFRWire-to-wire contactAggregated | WLDFR | HFTD - Distribution - Tier 2 - 1QU CoRE ¦ 1QU LoRE | Non-Red Flag Warning - Small Fires | Wire-to-wire contact | Aggregated | 2064 | 0.001684 | 163.6441 | 0.27558 | 2064 | Mitigation | 0.95 | 45 | 0 | esc | 0.00097009 | 1.6336e-06 | 0.00097009 | 1.6336e-06
[35 empty] | WLDFR | HFTD - Distribution - Tier 2 - 4QU CoRE ¦ 5QU LoRE | 2065 | 0.050946 | 0.0010397 | 0.062635 | 0 | 0.062635 | 0.0010397 | 0.062635 | 0 | 0.062635 | 0.003191 | 0.003191 | 0.0010397 | 5.2971e-05 | 0.062635 | 0.003191 | 0 | 0 | 0.062635 | 0.003191 | [22 empty] | WLDFR | HFTD - Distribution - Tier 2 - 1QU CoRE ¦ 3QU LoRE | Non-Red Flag Warning - Small Fires | 2065 | 3.5183e-06 | 3.5183e-06 | 0.11504 | 0.052388 | 0.0022734 | 0.060377 | 0 | 0 | 0.0039519 | 4.0474e-07 | 0 | 4.0474e-07 | 4.0474e-07 | 0 | 4.0474e-07 | [22 empty] | 7.3.3.17.5 (Remote Grid) Updates to grid topology to minimize risk of ignition in HFTDs Remote GridWLDFRWire-to-wire contactAggregated | WLDFR | HFTD - Distribution - Tier 2 - 1QU CoRE ¦ 1QU LoRE | Non-Red Flag Warning - Small Fires | Wire-to-wire contact | Aggregated | 2065 | 0.001684 | 163.6441 | 0.27558 | 2065 | Mitigation | 0.95 | 45 | 0 | esc | 0.00097009 | 1.6336e-06 | 0.00097009 | 1.6336e-06
[35 empty] | WLDFR | HFTD - Distribution - Tier 2 - 4QU CoRE ¦ 5QU LoRE | 2066 | 0.047613 | 0.0010397 | 0.062635 | 0 | 0.062635 | 0.0010397 | 0.062635 | 0 | 0.062635 | 0.0029823 | 0.0029823 | 0.0010397 | 4.9506e-05 | 0.062635 | 0.0029823 | 0 | 0 | 0.062635 | 0.0029823 | [22 empty] | WLDFR | HFTD - Distribution - Tier 2 - 1QU CoRE ¦ 3QU LoRE | Non-Red Flag Warning - Small Fires | 2066 | 3.5183e-06 | 3.5183e-06 | 0.11504 | 0.052388 | 0.0022734 | 0.060377 | 0 | 0 | 0.0039519 | 4.0474e-07 | 0 | 4.0474e-07 | 4.0474e-07 | 0 | 4.0474e-07 | [22 empty] | 7.3.3.17.5 (Remote Grid) Updates to grid topology to minimize risk of ignition in HFTDs Remote GridWLDFRWire-to-wire contactAggregated | WLDFR | HFTD - Distribution - Tier 2 - 1QU CoRE ¦ 1QU LoRE | Non-Red Flag Warning - Small Fires | Wire-to-wire contact | Aggregated | 2066 | 0.001684 | 163.6441 | 0.27558 | 2066 | Mitigation | 0.95 | 45 | 0 | esc | 0.00097009 | 1.6336e-06 | 0.00097009 | 1.6336e-06
[35 empty] | WLDFR | HFTD - Distribution - Tier 2 - 4QU CoRE ¦ 5QU LoRE | 2067 | 0.044499 | 0 | 0 | 0 | 0 | 0.0010397 | 0.062635 | 0 | 0.062635 | 0 | 0.0027872 | 0 | 0 | 0 | 0 | 0 | 0 | 0 | 0 | [22 empty] | WLDFR | HFTD - Distribution - Tier 2 - 1QU CoRE ¦ 3QU LoRE | Non-Red Flag Warning - Small Fires | 2067 | 0 | 3.5183e-06 | 0.11504 | 0.052388 | 0.0022734 | 0.060377 | 0 | 0 | 0.0039519 | 0 | 0 | 0 | 4.0474e-07 | 0 | 4.0474e-07 | [22 empty] | 7.3.3.17.5 (Remote Grid) Updates to grid topology to minimize risk of ignition in HFTDs Remote GridWLDFRWire-to-wire contactAggregated | WLDFR | HFTD - Distribution - Tier 2 - 1QU CoRE ¦ 1QU LoRE | Non-Red Flag Warning - Small Fires | Wire-to-wire contact | Aggregated | 2067 | 0.001684 | 163.6441 | 0.27558 | 2067 | Mitigation | 0.95 | 45 | 0 | esc | 0 | 0 | 0.00097009 | 1.6336e-06
[35 empty] | WLDFR | HFTD - Distribution - Tier 2 - 5QU CoRE ¦ 1QU LoRE | 2022 | 0.93458 | 0.0073262 | 0.034148 | 0 | 0.034148 | 0 | 0 | 0 | 0 | 0.031914 | 0 | 0.0073262 | 0.0068469 | 0.034148 | 0.031914 | 0 | 0 | 0.034148 | 0.031914 | [22 empty] | WLDFR | HFTD - Distribution - Tier 2 - 1QU CoRE ¦ 3QU LoRE | Red Flag Warning - Catastrophic Fires | 2022 | 1.7114e-07 | 0 | 14146.1306 | 222.2294 | 8585.7228 | 5338.1784 | 0 | 0 | 0.00017642 | 0.002421 | 0 | 0.002421 | 0 | 0 | 0 | [22 empty] | 7.3.3.17.5 (Remote Grid) Updates to grid topology to minimize risk of ignition in HFTDs Remote GridWLDFREquipment / facility failureAggregated | WLDFR | HFTD - Distribution - Tier 2 - 1QU CoRE ¦ 1QU LoRE | Red Flag Warning - Catastrophic Fires | Equipment / facility failure | Aggregated | 2022 | 0.00023301 | 163.6441 | 0.038131 | 2022 | Mitigation | 0.95 | 45 | 0 | esc | 0.00097009 | 2.2604e-07 | 0 | 0
[35 empty] | WLDFR | HFTD - Distribution - Tier 2 - 5QU CoRE ¦ 1QU LoRE | 2023 | 0.87344 | 0.0073262 | 0.035399 | 0 | 0.035399 | 0.0073262 | 0.035399 | 0 | 0.035399 | 0.030918 | 0.030918 | 0.0073262 | 0.006399 | 0.035399 | 0.030918 | 0 | 0 | 0.035399 | 0.030918 | [22 empty] | WLDFR | HFTD - Distribution - Tier 2 - 1QU CoRE ¦ 3QU LoRE | Red Flag Warning - Catastrophic Fires | 2023 | 1.7114e-07 | 1.7114e-07 | 14664.6376 | 233.2301 | 8896.516 | 5534.8915 | 0 | 0 | 0.00017642 | 0.0025097 | 0 | 0.0025097 | 0.0025097 | 0 | 0.0025097 | [22 empty] | 7.3.3.17.5 (Remote Grid) Updates to grid topology to minimize risk of ignition in HFTDs Remote GridWLDFREquipment / facility failureAggregated | WLDFR | HFTD - Distribution - Tier 2 - 1QU CoRE ¦ 1QU LoRE | Red Flag Warning - Catastrophic Fires | Equipment / facility failure | Aggregated | 2023 | 0.00023301 | 163.6441 | 0.038131 | 2023 | Mitigation | 0.95 | 45 | 0 | esc | 0.00097009 | 2.2604e-07 | 0.00097009 | 2.2604e-07
[35 empty] | WLDFR | HFTD - Distribution - Tier 2 - 5QU CoRE ¦ 1QU LoRE | 2024 | 0.8163 | 0.0073262 | 0.035399 | 0 | 0.035399 | 0.0073262 | 0.035399 | 0 | 0.035399 | 0.028896 | 0.028896 | 0.0073262 | 0.0059804 | 0.035399 | 0.028896 | 0 | 0 | 0.035399 | 0.028896 | [22 empty] | WLDFR | HFTD - Distribution - Tier 2 - 1QU CoRE ¦ 3QU LoRE | Red Flag Warning - Catastrophic Fires | 2024 | 1.7114e-07 | 1.7114e-07 | 14664.6376 | 233.2301 | 8896.516 | 5534.8915 | 0 | 0 | 0.00017642 | 0.0025097 | 0 | 0.0025097 | 0.0025097 | 0 | 0.0025097 | [22 empty] | 7.3.3.17.5 (Remote Grid) Updates to grid topology to minimize risk of ignition in HFTDs Remote GridWLDFREquipment / facility failureAggregated | WLDFR | HFTD - Distribution - Tier 2 - 1QU CoRE ¦ 1QU LoRE | Red Flag Warning - Catastrophic Fires | Equipment / facility failure | Aggregated | 2024 | 0.00023301 | 163.6441 | 0.038131 | 2024 | Mitigation | 0.95 | 45 | 0 | esc | 0.00097009 | 2.2604e-07 | 0.00097009 | 2.2604e-07
[35 empty] | WLDFR | HFTD - Distribution - Tier 2 - 5QU CoRE ¦ 1QU LoRE | 2025 | 0.7629 | 0.0073262 | 0.035399 | 0 | 0.035399 | 0.0073262 | 0.035399 | 0 | 0.035399 | 0.027005 | 0.027005 | 0.0073262 | 0.0055891 | 0.035399 | 0.027005 | 0 | 0 | 0.035399 | 0.027005 | [22 empty] | WLDFR | HFTD - Distribution - Tier 2 - 1QU CoRE ¦ 3QU LoRE | Red Flag Warning - Catastrophic Fires | 2025 | 1.7114e-07 | 1.7114e-07 | 14664.6376 | 233.2301 | 8896.516 | 5534.8915 | 0 | 0 | 0.00017642 | 0.0025097 | 0 | 0.0025097 | 0.0025097 | 0 | 0.0025097 | [22 empty] | 7.3.3.17.5 (Remote Grid) Updates to grid topology to minimize risk of ignition in HFTDs Remote GridWLDFREquipment / facility failureAggregated | WLDFR | HFTD - Distribution - Tier 2 - 1QU CoRE ¦ 1QU LoRE | Red Flag Warning - Catastrophic Fires | Equipment / facility failure | Aggregated | 2025 | 0.00023301 | 163.6441 | 0.038131 | 2025 | Mitigation | 0.95 | 45 | 0 | esc | 0.00097009 | 2.2604e-07 | 0.00097009 | 2.2604e-07
[35 empty] | WLDFR | HFTD - Distribution - Tier 2 - 5QU CoRE ¦ 1QU LoRE | 2026 | 0.71299 | 0.0073262 | 0.035399 | 0 | 0.035399 | 0.0073262 | 0.035399 | 0 | 0.035399 | 0.025239 | 0.025239 | 0.0073262 | 0.0052235 | 0.035399 | 0.025239 | 0 | 0 | 0.035399 | 0.025239 | [22 empty] | WLDFR | HFTD - Distribution - Tier 2 - 1QU CoRE ¦ 3QU LoRE | Red Flag Warning - Catastrophic Fires | 2026 | 1.7114e-07 | 1.7114e-07 | 14664.6376 | 233.2301 | 8896.516 | 5534.8915 | 0 | 0 | 0.00017642 | 0.0025097 | 0 | 0.0025097 | 0.0025097 | 0 | 0.0025097 | [22 empty] | 7.3.3.17.5 (Remote Grid) Updates to grid topology to minimize risk of ignition in HFTDs Remote GridWLDFREquipment / facility failureAggregated | WLDFR | HFTD - Distribution - Tier 2 - 1QU CoRE ¦ 1QU LoRE | Red Flag Warning - Catastrophic Fires | Equipment / facility failure | Aggregated | 2026 | 0.00023301 | 163.6441 | 0.038131 | 2026 | Mitigation | 0.95 | 45 | 0 | esc | 0.00097009 | 2.2604e-07 | 0.00097009 | 2.2604e-07
[35 empty] | WLDFR | HFTD - Distribution - Tier 2 - 5QU CoRE ¦ 1QU LoRE | 2027 | 0.66634 | 0.0073262 | 0.035399 | 0 | 0.035399 | 0.0073262 | 0.035399 | 0 | 0.035399 | 0.023588 | 0.023588 | 0.0073262 | 0.0048818 | 0.035399 | 0.023588 | 0 | 0 | 0.035399 | 0.023588 | [22 empty] | WLDFR | HFTD - Distribution - Tier 2 - 1QU CoRE ¦ 3QU LoRE | Red Flag Warning - Catastrophic Fires | 2027 | 1.7114e-07 | 1.7114e-07 | 14664.6376 | 233.2301 | 8896.516 | 5534.8915 | 0 | 0 | 0.00017642 | 0.0025097 | 0 | 0.0025097 | 0.0025097 | 0 | 0.0025097 | [22 empty] | 7.3.3.17.5 (Remote Grid) Updates to grid topology to minimize risk of ignition in HFTDs Remote GridWLDFREquipment / facility failureAggregated | WLDFR | HFTD - Distribution - Tier 2 - 1QU CoRE ¦ 1QU LoRE | Red Flag Warning - Catastrophic Fires | Equipment / facility failure | Aggregated | 2027 | 0.00023301 | 163.6441 | 0.038131 | 2027 | Mitigation | 0.95 | 45 | 0 | esc | 0.00097009 | 2.2604e-07 | 0.00097009 | 2.2604e-07
[35 empty] | WLDFR | HFTD - Distribution - Tier 2 - 5QU CoRE ¦ 1QU LoRE | 2028 | 0.62275 | 0.0073262 | 0.036975 | 0 | 0.036975 | 0.0073262 | 0.036975 | 0 | 0.036975 | 0.023026 | 0.023026 | 0.0073262 | 0.0045624 | 0.036975 | 0.023026 | 0 | 0 | 0.036975 | 0.023026 | [22 empty] | WLDFR | HFTD - Distribution - Tier 2 - 1QU CoRE ¦ 3QU LoRE | Red Flag Warning - Catastrophic Fires | 2028 | 1.7114e-07 | 1.7114e-07 | 15317.9909 | 247.273 | 9287.6491 | 5783.0689 | 0 | 0 | 0.00017642 | 0.0026215 | 0 | 0.0026215 | 0.0026215 | 0 | 0.0026215 | [22 empty] | 7.3.3.17.5 (Remote Grid) Updates to grid topology to minimize risk of ignition in HFTDs Remote GridWLDFREquipment / facility failureAggregated | WLDFR | HFTD - Distribution - Tier 2 - 1QU CoRE ¦ 1QU LoRE | Red Flag Warning - Catastrophic Fires | Equipment / facility failure | Aggregated | 2028 | 0.00023301 | 163.6441 | 0.038131 | 2028 | Mitigation | 0.95 | 45 | 0 | esc | 0.00097009 | 2.2604e-07 | 0.00097009 | 2.2604e-07
[35 empty] | WLDFR | HFTD - Distribution - Tier 2 - 5QU CoRE ¦ 1QU LoRE | 2029 | 0.58201 | 0.0073262 | 0.036975 | 0 | 0.036975 | 0.0073262 | 0.036975 | 0 | 0.036975 | 0.02152 | 0.02152 | 0.0073262 | 0.0042639 | 0.036975 | 0.02152 | 0 | 0 | 0.036975 | 0.02152 | [22 empty] | WLDFR | HFTD - Distribution - Tier 2 - 1QU CoRE ¦ 3QU LoRE | Red Flag Warning - Catastrophic Fires | 2029 | 1.7114e-07 | 1.7114e-07 | 15317.9909 | 247.273 | 9287.6491 | 5783.0689 | 0 | 0 | 0.00017642 | 0.0026215 | 0 | 0.0026215 | 0.0026215 | 0 | 0.0026215 | [22 empty] | 7.3.3.17.5 (Remote Grid) Updates to grid topology to minimize risk of ignition in HFTDs Remote GridWLDFREquipment / facility failureAggregated | WLDFR | HFTD - Distribution - Tier 2 - 1QU CoRE ¦ 1QU LoRE | Red Flag Warning - Catastrophic Fires | Equipment / facility failure | Aggregated | 2029 | 0.00023301 | 163.6441 | 0.038131 | 2029 | Mitigation | 0.95 | 45 | 0 | esc | 0.00097009 | 2.2604e-07 | 0.00097009 | 2.2604e-07
[35 empty] | WLDFR | HFTD - Distribution - Tier 2 - 5QU CoRE ¦ 1QU LoRE | 2030 | 0.54393 | 0.0073262 | 0.036975 | 0 | 0.036975 | 0.0073262 | 0.036975 | 0 | 0.036975 | 0.020112 | 0.020112 | 0.0073262 | 0.003985 | 0.036975 | 0.020112 | 0 | 0 | 0.036975 | 0.020112 | [22 empty] | WLDFR | HFTD - Distribution - Tier 2 - 1QU CoRE ¦ 3QU LoRE | Red Flag Warning - Catastrophic Fires | 2030 | 1.7114e-07 | 1.7114e-07 | 15317.9909 | 247.273 | 9287.6491 | 5783.0689 | 0 | 0 | 0.00017642 | 0.0026215 | 0 | 0.0026215 | 0.0026215 | 0 | 0.0026215 | [22 empty] | 7.3.3.17.5 (Remote Grid) Updates to grid topology to minimize risk of ignition in HFTDs Remote GridWLDFREquipment / facility failureAggregated | WLDFR | HFTD - Distribution - Tier 2 - 1QU CoRE ¦ 1QU LoRE | Red Flag Warning - Catastrophic Fires | Equipment / facility failure | Aggregated | 2030 | 0.00023301 | 163.6441 | 0.038131 | 2030 | Mitigation | 0.95 | 45 | 0 | esc | 0.00097009 | 2.2604e-07 | 0.00097009 | 2.2604e-07
[35 empty] | WLDFR | HFTD - Distribution - Tier 2 - 5QU CoRE ¦ 1QU LoRE | 2031 | 0.50835 | 0.0073262 | 0.036975 | 0 | 0.036975 | 0.0073262 | 0.036975 | 0 | 0.036975 | 0.018796 | 0.018796 | 0.0073262 | 0.0037243 | 0.036975 | 0.018796 | 0 | 0 | 0.036975 | 0.018796 | [22 empty] | WLDFR | HFTD - Distribution - Tier 2 - 1QU CoRE ¦ 3QU LoRE | Red Flag Warning - Catastrophic Fires | 2031 | 1.7114e-07 | 1.7114e-07 | 15317.9909 | 247.273 | 9287.6491 | 5783.0689 | 0 | 0 | 0.00017642 | 0.0026215 | 0 | 0.0026215 | 0.0026215 | 0 | 0.0026215 | [22 empty] | 7.3.3.17.5 (Remote Grid) Updates to grid topology to minimize risk of ignition in HFTDs Remote GridWLDFREquipment / facility failureAggregated | WLDFR | HFTD - Distribution - Tier 2 - 1QU CoRE ¦ 1QU LoRE | Red Flag Warning - Catastrophic Fires | Equipment / facility failure | Aggregated | 2031 | 0.00023301 | 163.6441 | 0.038131 | 2031 | Mitigation | 0.95 | 45 | 0 | esc | 0.00097009 | 2.2604e-07 | 0.00097009 | 2.2604e-07
[35 empty] | WLDFR | HFTD - Distribution - Tier 2 - 5QU CoRE ¦ 1QU LoRE | 2032 | 0.47509 | 0.0073262 | 0.036975 | 0 | 0.036975 | 0.0073262 | 0.036975 | 0 | 0.036975 | 0.017566 | 0.017566 | 0.0073262 | 0.0034806 | 0.036975 | 0.017566 | 0 | 0 | 0.036975 | 0.017566 | [22 empty] | WLDFR | HFTD - Distribution - Tier 2 - 1QU CoRE ¦ 3QU LoRE | Red Flag Warning - Catastrophic Fires | 2032 | 1.7114e-07 | 1.7114e-07 | 15317.9909 | 247.273 | 9287.6491 | 5783.0689 | 0 | 0 | 0.00017642 | 0.0026215 | 0 | 0.0026215 | 0.0026215 | 0 | 0.0026215 | [22 empty] | 7.3.3.17.5 (Remote Grid) Updates to grid topology to minimize risk of ignition in HFTDs Remote GridWLDFREquipment / facility failureAggregated | WLDFR | HFTD - Distribution - Tier 2 - 1QU CoRE ¦ 1QU LoRE | Red Flag Warning - Catastrophic Fires | Equipment / facility failure | Aggregated | 2032 | 0.00023301 | 163.6441 | 0.038131 | 2032 | Mitigation | 0.95 | 45 | 0 | esc | 0.00097009 | 2.2604e-07 | 0.00097009 | 2.2604e-07
[35 empty] | WLDFR | HFTD - Distribution - Tier 2 - 5QU CoRE ¦ 1QU LoRE | 2033 | 0.44401 | 0.0073262 | 0.038727 | 0 | 0.038727 | 0.0073262 | 0.038727 | 0 | 0.038727 | 0.017195 | 0.017195 | 0.0073262 | 0.0032529 | 0.038727 | 0.017195 | 0 | 0 | 0.038727 | 0.017195 | [22 empty] | WLDFR | HFTD - Distribution - Tier 2 - 1QU CoRE ¦ 3QU LoRE | Red Flag Warning - Catastrophic Fires | 2033 | 1.7114e-07 | 1.7114e-07 | 16044.1264 | 263.1074 | 9721.74 | 6059.2791 | 0 | 0 | 0.00017642 | 0.0027458 | 0 | 0.0027458 | 0.0027458 | 0 | 0.0027458 | [22 empty] | 7.3.3.17.5 (Remote Grid) Updates to grid topology to minimize risk of ignition in HFTDs Remote GridWLDFREquipment / facility failureAggregated | WLDFR | HFTD - Distribution - Tier 2 - 1QU CoRE ¦ 1QU LoRE | Red Flag Warning - Catastrophic Fires | Equipment / facility failure | Aggregated | 2033 | 0.00023301 | 163.6441 | 0.038131 | 2033 | Mitigation | 0.95 | 45 | 0 | esc | 0.00097009 | 2.2604e-07 | 0.00097009 | 2.2604e-07
[35 empty] | WLDFR | HFTD - Distribution - Tier 2 - 5QU CoRE ¦ 1QU LoRE | 2034 | 0.41496 | 0.0073262 | 0.038727 | 0 | 0.038727 | 0.0073262 | 0.038727 | 0 | 0.038727 | 0.01607 | 0.01607 | 0.0073262 | 0.0030401 | 0.038727 | 0.01607 | 0 | 0 | 0.038727 | 0.01607 | [22 empty] | WLDFR | HFTD - Distribution - Tier 2 - 1QU CoRE ¦ 3QU LoRE | Red Flag Warning - Catastrophic Fires | 2034 | 1.7114e-07 | 1.7114e-07 | 16044.1264 | 263.1074 | 9721.74 | 6059.2791 | 0 | 0 | 0.00017642 | 0.0027458 | 0 | 0.0027458 | 0.0027458 | 0 | 0.0027458 | [22 empty] | 7.3.3.17.5 (Remote Grid) Updates to grid topology to minimize risk of ignition in HFTDs Remote GridWLDFREquipment / facility failureAggregated | WLDFR | HFTD - Distribution - Tier 2 - 1QU CoRE ¦ 1QU LoRE | Red Flag Warning - Catastrophic Fires | Equipment / facility failure | Aggregated | 2034 | 0.00023301 | 163.6441 | 0.038131 | 2034 | Mitigation | 0.95 | 45 | 0 | esc | 0.00097009 | 2.2604e-07 | 0.00097009 | 2.2604e-07
[35 empty] | WLDFR | HFTD - Distribution - Tier 2 - 5QU CoRE ¦ 1QU LoRE | 2035 | 0.38782 | 0.0073262 | 0.038727 | 0 | 0.038727 | 0.0073262 | 0.038727 | 0 | 0.038727 | 0.015019 | 0.015019 | 0.0073262 | 0.0028412 | 0.038727 | 0.015019 | 0 | 0 | 0.038727 | 0.015019 | [22 empty] | WLDFR | HFTD - Distribution - Tier 2 - 1QU CoRE ¦ 3QU LoRE | Red Flag Warning - Catastrophic Fires | 2035 | 1.7114e-07 | 1.7114e-07 | 16044.1264 | 263.1074 | 9721.74 | 6059.2791 | 0 | 0 | 0.00017642 | 0.0027458 | 0 | 0.0027458 | 0.0027458 | 0 | 0.0027458 | [22 empty] | 7.3.3.17.5 (Remote Grid) Updates to grid topology to minimize risk of ignition in HFTDs Remote GridWLDFREquipment / facility failureAggregated | WLDFR | HFTD - Distribution - Tier 2 - 1QU CoRE ¦ 1QU LoRE | Red Flag Warning - Catastrophic Fires | Equipment / facility failure | Aggregated | 2035 | 0.00023301 | 163.6441 | 0.038131 | 2035 | Mitigation | 0.95 | 45 | 0 | esc | 0.00097009 | 2.2604e-07 | 0.00097009 | 2.2604e-07
[35 empty] | WLDFR | HFTD - Distribution - Tier 2 - 5QU CoRE ¦ 1QU LoRE | 2036 | 0.36245 | 0.0073262 | 0.038727 | 0 | 0.038727 | 0.0073262 | 0.038727 | 0 | 0.038727 | 0.014036 | 0.014036 | 0.0073262 | 0.0026554 | 0.038727 | 0.014036 | 0 | 0 | 0.038727 | 0.014036 | [22 empty] | WLDFR | HFTD - Distribution - Tier 2 - 1QU CoRE ¦ 3QU LoRE | Red Flag Warning - Catastrophic Fires | 2036 | 1.7114e-07 | 1.7114e-07 | 16044.1264 | 263.1074 | 9721.74 | 6059.2791 | 0 | 0 | 0.00017642 | 0.0027458 | 0 | 0.0027458 | 0.0027458 | 0 | 0.0027458 | [22 empty] | 7.3.3.17.5 (Remote Grid) Updates to grid topology to minimize risk of ignition in HFTDs Remote GridWLDFREquipment / facility failureAggregated | WLDFR | HFTD - Distribution - Tier 2 - 1QU CoRE ¦ 1QU LoRE | Red Flag Warning - Catastrophic Fires | Equipment / facility failure | Aggregated | 2036 | 0.00023301 | 163.6441 | 0.038131 | 2036 | Mitigation | 0.95 | 45 | 0 | esc | 0.00097009 | 2.2604e-07 | 0.00097009 | 2.2604e-07
[35 empty] | WLDFR | HFTD - Distribution - Tier 2 - 5QU CoRE ¦ 1QU LoRE | 2037 | 0.33873 | 0.0073262 | 0.038727 | 0 | 0.038727 | 0.0073262 | 0.038727 | 0 | 0.038727 | 0.013118 | 0.013118 | 0.0073262 | 0.0024816 | 0.038727 | 0.013118 | 0 | 0 | 0.038727 | 0.013118 | [22 empty] | WLDFR | HFTD - Distribution - Tier 2 - 1QU CoRE ¦ 3QU LoRE | Red Flag Warning - Catastrophic Fires | 2037 | 1.7114e-07 | 1.7114e-07 | 16044.1264 | 263.1074 | 9721.74 | 6059.2791 | 0 | 0 | 0.00017642 | 0.0027458 | 0 | 0.0027458 | 0.0027458 | 0 | 0.0027458 | [22 empty] | 7.3.3.17.5 (Remote Grid) Updates to grid topology to minimize risk of ignition in HFTDs Remote GridWLDFREquipment / facility failureAggregated | WLDFR | HFTD - Distribution - Tier 2 - 1QU CoRE ¦ 1QU LoRE | Red Flag Warning - Catastrophic Fires | Equipment / facility failure | Aggregated | 2037 | 0.00023301 | 163.6441 | 0.038131 | 2037 | Mitigation | 0.95 | 45 | 0 | esc | 0.00097009 | 2.2604e-07 | 0.00097009 | 2.2604e-07
[35 empty] | WLDFR | HFTD - Distribution - Tier 2 - 5QU CoRE ¦ 1QU LoRE | 2038 | 0.31657 | 0.0073262 | 0.04063 | 0 | 0.04063 | 0.0073262 | 0.04063 | 0 | 0.04063 | 0.012862 | 0.012862 | 0.0073262 | 0.0023193 | 0.04063 | 0.012862 | 0 | 0 | 0.04063 | 0.012862 | [22 empty] | WLDFR | HFTD - Distribution - Tier 2 - 1QU CoRE ¦ 3QU LoRE | Red Flag Warning - Catastrophic Fires | 2038 | 1.7114e-07 | 1.7114e-07 | 16832.3912 | 280.5544 | 10192.2718 | 6359.5651 | 0 | 0 | 0.00017642 | 0.0028807 | 0 | 0.0028807 | 0.0028807 | 0 | 0.0028807 | [22 empty] | 7.3.3.17.5 (Remote Grid) Updates to grid topology to minimize risk of ignition in HFTDs Remote GridWLDFREquipment / facility failureAggregated | WLDFR | HFTD - Distribution - Tier 2 - 1QU CoRE ¦ 1QU LoRE | Red Flag Warning - Catastrophic Fires | Equipment / facility failure | Aggregated | 2038 | 0.00023301 | 163.6441 | 0.038131 | 2038 | Mitigation | 0.95 | 45 | 0 | esc | 0.00097009 | 2.2604e-07 | 0.00097009 | 2.2604e-07
[35 empty] | WLDFR | HFTD - Distribution - Tier 2 - 5QU CoRE ¦ 1QU LoRE | 2039 | 0.29586 | 0.0073262 | 0.04063 | 0 | 0.04063 | 0.0073262 | 0.04063 | 0 | 0.04063 | 0.012021 | 0.012021 | 0.0073262 | 0.0021676 | 0.04063 | 0.012021 | 0 | 0 | 0.04063 | 0.012021 | [22 empty] | WLDFR | HFTD - Distribution - Tier 2 - 1QU CoRE ¦ 3QU LoRE | Red Flag Warning - Catastrophic Fires | 2039 | 1.7114e-07 | 1.7114e-07 | 16832.3912 | 280.5544 | 10192.2718 | 6359.5651 | 0 | 0 | 0.00017642 | 0.0028807 | 0 | 0.0028807 | 0.0028807 | 0 | 0.0028807 | [22 empty] | 7.3.3.17.5 (Remote Grid) Updates to grid topology to minimize risk of ignition in HFTDs Remote GridWLDFREquipment / facility failureAggregated | WLDFR | HFTD - Distribution - Tier 2 - 1QU CoRE ¦ 1QU LoRE | Red Flag Warning - Catastrophic Fires | Equipment / facility failure | Aggregated | 2039 | 0.00023301 | 163.6441 | 0.038131 | 2039 | Mitigation | 0.95 | 45 | 0 | esc | 0.00097009 | 2.2604e-07 | 0.00097009 | 2.2604e-07
[35 empty] | WLDFR | HFTD - Distribution - Tier 2 - 5QU CoRE ¦ 1QU LoRE | 2040 | 0.27651 | 0.0073262 | 0.04063 | 0 | 0.04063 | 0.0073262 | 0.04063 | 0 | 0.04063 | 0.011234 | 0.011234 | 0.0073262 | 0.0020258 | 0.04063 | 0.011234 | 0 | 0 | 0.04063 | 0.011234 | [22 empty] | WLDFR | HFTD - Distribution - Tier 2 - 1QU CoRE ¦ 3QU LoRE | Red Flag Warning - Catastrophic Fires | 2040 | 1.7114e-07 | 1.7114e-07 | 16832.3912 | 280.5544 | 10192.2718 | 6359.5651 | 0 | 0 | 0.00017642 | 0.0028807 | 0 | 0.0028807 | 0.0028807 | 0 | 0.0028807 | [22 empty] | 7.3.3.17.5 (Remote Grid) Updates to grid topology to minimize risk of ignition in HFTDs Remote GridWLDFREquipment / facility failureAggregated | WLDFR | HFTD - Distribution - Tier 2 - 1QU CoRE ¦ 1QU LoRE | Red Flag Warning - Catastrophic Fires | Equipment / facility failure | Aggregated | 2040 | 0.00023301 | 163.6441 | 0.038131 | 2040 | Mitigation | 0.95 | 45 | 0 | esc | 0.00097009 | 2.2604e-07 | 0.00097009 | 2.2604e-07
[35 empty] | WLDFR | HFTD - Distribution - Tier 2 - 5QU CoRE ¦ 1QU LoRE | 2041 | 0.25842 | 0.0073262 | 0.04063 | 0 | 0.04063 | 0.0073262 | 0.04063 | 0 | 0.04063 | 0.0105 | 0.0105 | 0.0073262 | 0.0018932 | 0.04063 | 0.0105 | 0 | 0 | 0.04063 | 0.0105 | [22 empty] | WLDFR | HFTD - Distribution - Tier 2 - 1QU CoRE ¦ 3QU LoRE | Red Flag Warning - Catastrophic Fires | 2041 | 1.7114e-07 | 1.7114e-07 | 16832.3912 | 280.5544 | 10192.2718 | 6359.5651 | 0 | 0 | 0.00017642 | 0.0028807 | 0 | 0.0028807 | 0.0028807 | 0 | 0.0028807 | [22 empty] | 7.3.3.17.5 (Remote Grid) Updates to grid topology to minimize risk of ignition in HFTDs Remote GridWLDFREquipment / facility failureAggregated | WLDFR | HFTD - Distribution - Tier 2 - 1QU CoRE ¦ 1QU LoRE | Red Flag Warning - Catastrophic Fires | Equipment / facility failure | Aggregated | 2041 | 0.00023301 | 163.6441 | 0.038131 | 2041 | Mitigation | 0.95 | 45 | 0 | esc | 0.00097009 | 2.2604e-07 | 0.00097009 | 2.2604e-07
[35 empty] | WLDFR | HFTD - Distribution - Tier 2 - 5QU CoRE ¦ 1QU LoRE | 2042 | 0.24151 | 0.0073262 | 0.04063 | 0 | 0.04063 | 0.0073262 | 0.04063 | 0 | 0.04063 | 0.0098126 | 0.0098126 | 0.0073262 | 0.0017694 | 0.04063 | 0.0098126 | 0 | 0 | 0.04063 | 0.0098126 | [22 empty] | WLDFR | HFTD - Distribution - Tier 2 - 1QU CoRE ¦ 3QU LoRE | Red Flag Warning - Catastrophic Fires | 2042 | 1.7114e-07 | 1.7114e-07 | 16832.3912 | 280.5544 | 10192.2718 | 6359.5651 | 0 | 0 | 0.00017642 | 0.0028807 | 0 | 0.0028807 | 0.0028807 | 0 | 0.0028807 | [22 empty] | 7.3.3.17.5 (Remote Grid) Updates to grid topology to minimize risk of ignition in HFTDs Remote GridWLDFREquipment / facility failureAggregated | WLDFR | HFTD - Distribution - Tier 2 - 1QU CoRE ¦ 1QU LoRE | Red Flag Warning - Catastrophic Fires | Equipment / facility failure | Aggregated | 2042 | 0.00023301 | 163.6441 | 0.038131 | 2042 | Mitigation | 0.95 | 45 | 0 | esc | 0.00097009 | 2.2604e-07 | 0.00097009 | 2.2604e-07
[35 empty] | WLDFR | HFTD - Distribution - Tier 2 - 5QU CoRE ¦ 1QU LoRE | 2043 | 0.22571 | 0.0073262 | 0.042658 | 0 | 0.042658 | 0.0073262 | 0.042658 | 0 | 0.042658 | 0.0096284 | 0.0096284 | 0.0073262 | 0.0016536 | 0.042658 | 0.0096284 | 0 | 0 | 0.042658 | 0.0096284 | [22 empty] | WLDFR | HFTD - Distribution - Tier 2 - 1QU CoRE ¦ 3QU LoRE | Red Flag Warning - Catastrophic Fires | 2043 | 1.7114e-07 | 1.7114e-07 | 17672.0852 | 299.42 | 10692.7362 | 6679.929 | 0 | 0 | 0.00017642 | 0.0030244 | 0 | 0.0030244 | 0.0030244 | 0 | 0.0030244 | [22 empty] | 7.3.3.17.5 (Remote Grid) Updates to grid topology to minimize risk of ignition in HFTDs Remote GridWLDFREquipment / facility failureAggregated | WLDFR | HFTD - Distribution - Tier 2 - 1QU CoRE ¦ 1QU LoRE | Red Flag Warning - Catastrophic Fires | Equipment / facility failure | Aggregated | 2043 | 0.00023301 | 163.6441 | 0.038131 | 2043 | Mitigation | 0.95 | 45 | 0 | esc | 0.00097009 | 2.2604e-07 | 0.00097009 | 2.2604e-07
[35 empty] | WLDFR | HFTD - Distribution - Tier 2 - 5QU CoRE ¦ 1QU LoRE | 2044 | 0.21095 | 0.0073262 | 0.042658 | 0 | 0.042658 | 0.0073262 | 0.042658 | 0 | 0.042658 | 0.0089985 | 0.0089985 | 0.0073262 | 0.0015454 | 0.042658 | 0.0089985 | 0 | 0 | 0.042658 | 0.0089985 | [22 empty] | WLDFR | HFTD - Distribution - Tier 2 - 1QU CoRE ¦ 3QU LoRE | Red Flag Warning - Catastrophic Fires | 2044 | 1.7114e-07 | 1.7114e-07 | 17672.0852 | 299.42 | 10692.7362 | 6679.929 | 0 | 0 | 0.00017642 | 0.0030244 | 0 | 0.0030244 | 0.0030244 | 0 | 0.0030244 | [22 empty] | 7.3.3.17.5 (Remote Grid) Updates to grid topology to minimize risk of ignition in HFTDs Remote GridWLDFREquipment / facility failureAggregated | WLDFR | HFTD - Distribution - Tier 2 - 1QU CoRE ¦ 1QU LoRE | Red Flag Warning - Catastrophic Fires | Equipment / facility failure | Aggregated | 2044 | 0.00023301 | 163.6441 | 0.038131 | 2044 | Mitigation | 0.95 | 45 | 0 | esc | 0.00097009 | 2.2604e-07 | 0.00097009 | 2.2604e-07
[35 empty] | WLDFR | HFTD - Distribution - Tier 2 - 5QU CoRE ¦ 1QU LoRE | 2045 | 0.19715 | 0.0073262 | 0.042658 | 0 | 0.042658 | 0.0073262 | 0.042658 | 0 | 0.042658 | 0.0084098 | 0.0084098 | 0.0073262 | 0.0014443 | 0.042658 | 0.0084098 | 0 | 0 | 0.042658 | 0.0084098 | [22 empty] | WLDFR | HFTD - Distribution - Tier 2 - 1QU CoRE ¦ 3QU LoRE | Red Flag Warning - Catastrophic Fires | 2045 | 1.7114e-07 | 1.7114e-07 | 17672.0852 | 299.42 | 10692.7362 | 6679.929 | 0 | 0 | 0.00017642 | 0.0030244 | 0 | 0.0030244 | 0.0030244 | 0 | 0.0030244 | [22 empty] | 7.3.3.17.5 (Remote Grid) Updates to grid topology to minimize risk of ignition in HFTDs Remote GridWLDFREquipment / facility failureAggregated | WLDFR | HFTD - Distribution - Tier 2 - 1QU CoRE ¦ 1QU LoRE | Red Flag Warning - Catastrophic Fires | Equipment / facility failure | Aggregated | 2045 | 0.00023301 | 163.6441 | 0.038131 | 2045 | Mitigation | 0.95 | 45 | 0 | esc | 0.00097009 | 2.2604e-07 | 0.00097009 | 2.2604e-07
[35 empty] | WLDFR | HFTD - Distribution - Tier 2 - 5QU CoRE ¦ 1QU LoRE | 2046 | 0.18425 | 0.0073262 | 0.042658 | 0 | 0.042658 | 0.0073262 | 0.042658 | 0 | 0.042658 | 0.0078596 | 0.0078596 | 0.0073262 | 0.0013498 | 0.042658 | 0.0078596 | 0 | 0 | 0.042658 | 0.0078596 | [22 empty] | WLDFR | HFTD - Distribution - Tier 2 - 1QU CoRE ¦ 3QU LoRE | Red Flag Warning - Catastrophic Fires | 2046 | 1.7114e-07 | 1.7114e-07 | 17672.0852 | 299.42 | 10692.7362 | 6679.929 | 0 | 0 | 0.00017642 | 0.0030244 | 0 | 0.0030244 | 0.0030244 | 0 | 0.0030244 | [22 empty] | 7.3.3.17.5 (Remote Grid) Updates to grid topology to minimize risk of ignition in HFTDs Remote GridWLDFREquipment / facility failureAggregated | WLDFR | HFTD - Distribution - Tier 2 - 1QU CoRE ¦ 1QU LoRE | Red Flag Warning - Catastrophic Fires | Equipment / facility failure | Aggregated | 2046 | 0.00023301 | 163.6441 | 0.038131 | 2046 | Mitigation | 0.95 | 45 | 0 | esc | 0.00097009 | 2.2604e-07 | 0.00097009 | 2.2604e-07
[35 empty] | WLDFR | HFTD - Distribution - Tier 2 - 5QU CoRE ¦ 1QU LoRE | 2047 | 0.1722 | 0.0073262 | 0.042658 | 0 | 0.042658 | 0.0073262 | 0.042658 | 0 | 0.042658 | 0.0073454 | 0.0073454 | 0.0073262 | 0.0012615 | 0.042658 | 0.0073454 | 0 | 0 | 0.042658 | 0.0073454 | [22 empty] | WLDFR | HFTD - Distribution - Tier 2 - 1QU CoRE ¦ 3QU LoRE | Red Flag Warning - Catastrophic Fires | 2047 | 1.7114e-07 | 1.7114e-07 | 17672.0852 | 299.42 | 10692.7362 | 6679.929 | 0 | 0 | 0.00017642 | 0.0030244 | 0 | 0.0030244 | 0.0030244 | 0 | 0.0030244 | [22 empty] | 7.3.3.17.5 (Remote Grid) Updates to grid topology to minimize risk of ignition in HFTDs Remote GridWLDFREquipment / facility failureAggregated | WLDFR | HFTD - Distribution - Tier 2 - 1QU CoRE ¦ 1QU LoRE | Red Flag Warning - Catastrophic Fires | Equipment / facility failure | Aggregated | 2047 | 0.00023301 | 163.6441 | 0.038131 | 2047 | Mitigation | 0.95 | 45 | 0 | esc | 0.00097009 | 2.2604e-07 | 0.00097009 | 2.2604e-07
[35 empty] | WLDFR | HFTD - Distribution - Tier 2 - 5QU CoRE ¦ 1QU LoRE | 2048 | 0.16093 | 0.0073262 | 0.044784 | 0 | 0.044784 | 0.0073262 | 0.044784 | 0 | 0.044784 | 0.0072071 | 0.0072071 | 0.0073262 | 0.001179 | 0.044784 | 0.0072071 | 0 | 0 | 0.044784 | 0.0072071 | [22 empty] | WLDFR | HFTD - Distribution - Tier 2 - 1QU CoRE ¦ 3QU LoRE | Red Flag Warning - Catastrophic Fires | 2048 | 1.7114e-07 | 1.7114e-07 | 18552.3348 | 319.4911 | 11216.5626 | 7016.281 | 0 | 0 | 0.00017642 | 0.0031751 | 0 | 0.0031751 | 0.0031751 | 0 | 0.0031751 | [22 empty] | 7.3.3.17.5 (Remote Grid) Updates to grid topology to minimize risk of ignition in HFTDs Remote GridWLDFREquipment / facility failureAggregated | WLDFR | HFTD - Distribution - Tier 2 - 1QU CoRE ¦ 1QU LoRE | Red Flag Warning - Catastrophic Fires | Equipment / facility failure | Aggregated | 2048 | 0.00023301 | 163.6441 | 0.038131 | 2048 | Mitigation | 0.95 | 45 | 0 | esc | 0.00097009 | 2.2604e-07 | 0.00097009 | 2.2604e-07
[35 empty] | WLDFR | HFTD - Distribution - Tier 2 - 5QU CoRE ¦ 1QU LoRE | 2049 | 0.1504 | 0.0073262 | 0.044784 | 0 | 0.044784 | 0.0073262 | 0.044784 | 0 | 0.044784 | 0.0067356 | 0.0067356 | 0.0073262 | 0.0011019 | 0.044784 | 0.0067356 | 0 | 0 | 0.044784 | 0.0067356 | [22 empty] | WLDFR | HFTD - Distribution - Tier 2 - 1QU CoRE ¦ 3QU LoRE | Red Flag Warning - Catastrophic Fires | 2049 | 1.7114e-07 | 1.7114e-07 | 18552.3348 | 319.4911 | 11216.5626 | 7016.281 | 0 | 0 | 0.00017642 | 0.0031751 | 0 | 0.0031751 | 0.0031751 | 0 | 0.0031751 | [22 empty] | 7.3.3.17.5 (Remote Grid) Updates to grid topology to minimize risk of ignition in HFTDs Remote GridWLDFREquipment / facility failureAggregated | WLDFR | HFTD - Distribution - Tier 2 - 1QU CoRE ¦ 1QU LoRE | Red Flag Warning - Catastrophic Fires | Equipment / facility failure | Aggregated | 2049 | 0.00023301 | 163.6441 | 0.038131 | 2049 | Mitigation | 0.95 | 45 | 0 | esc | 0.00097009 | 2.2604e-07 | 0.00097009 | 2.2604e-07
[35 empty] | WLDFR | HFTD - Distribution - Tier 2 - 5QU CoRE ¦ 1QU LoRE | 2050 | 0.14056 | 0.0073262 | 0.044784 | 0 | 0.044784 | 0.0073262 | 0.044784 | 0 | 0.044784 | 0.006295 | 0.006295 | 0.0073262 | 0.0010298 | 0.044784 | 0.006295 | 0 | 0 | 0.044784 | 0.006295 | [22 empty] | WLDFR | HFTD - Distribution - Tier 2 - 1QU CoRE ¦ 3QU LoRE | Red Flag Warning - Catastrophic Fires | 2050 | 1.7114e-07 | 1.7114e-07 | 18552.3348 | 319.4911 | 11216.5626 | 7016.281 | 0 | 0 | 0.00017642 | 0.0031751 | 0 | 0.0031751 | 0.0031751 | 0 | 0.0031751 | [22 empty] | 7.3.3.17.5 (Remote Grid) Updates to grid topology to minimize risk of ignition in HFTDs Remote GridWLDFREquipment / facility failureAggregated | WLDFR | HFTD - Distribution - Tier 2 - 1QU CoRE ¦ 1QU LoRE | Red Flag Warning - Catastrophic Fires | Equipment / facility failure | Aggregated | 2050 | 0.00023301 | 163.6441 | 0.038131 | 2050 | Mitigation | 0.95 | 45 | 0 | esc | 0.00097009 | 2.2604e-07 | 0.00097009 | 2.2604e-07
[35 empty] | WLDFR | HFTD - Distribution - Tier 2 - 5QU CoRE ¦ 1QU LoRE | 2051 | 0.13137 | 0.0073262 | 0.044784 | 0 | 0.044784 | 0.0073262 | 0.044784 | 0 | 0.044784 | 0.0058832 | 0.0058832 | 0.0073262 | 0.00096242 | 0.044784 | 0.0058832 | 0 | 0 | 0.044784 | 0.0058832 | [22 empty] | WLDFR | HFTD - Distribution - Tier 2 - 1QU CoRE ¦ 3QU LoRE | Red Flag Warning - Catastrophic Fires | 2051 | 1.7114e-07 | 1.7114e-07 | 18552.3348 | 319.4911 | 11216.5626 | 7016.281 | 0 | 0 | 0.00017642 | 0.0031751 | 0 | 0.0031751 | 0.0031751 | 0 | 0.0031751 | [22 empty] | 7.3.3.17.5 (Remote Grid) Updates to grid topology to minimize risk of ignition in HFTDs Remote GridWLDFREquipment / facility failureAggregated | WLDFR | HFTD - Distribution - Tier 2 - 1QU CoRE ¦ 1QU LoRE | Red Flag Warning - Catastrophic Fires | Equipment / facility failure | Aggregated | 2051 | 0.00023301 | 163.6441 | 0.038131 | 2051 | Mitigation | 0.95 | 45 | 0 | esc | 0.00097009 | 2.2604e-07 | 0.00097009 | 2.2604e-07
[35 empty] | WLDFR | HFTD - Distribution - Tier 2 - 5QU CoRE ¦ 1QU LoRE | 2052 | 0.12277 | 0.0073262 | 0.044784 | 0 | 0.044784 | 0.0073262 | 0.044784 | 0 | 0.044784 | 0.0054983 | 0.0054983 | 0.0073262 | 0.00089946 | 0.044784 | 0.0054983 | 0 | 0 | 0.044784 | 0.0054983 | [22 empty] | WLDFR | HFTD - Distribution - Tier 2 - 1QU CoRE ¦ 3QU LoRE | Red Flag Warning - Catastrophic Fires | 2052 | 1.7114e-07 | 1.7114e-07 | 18552.3348 | 319.4911 | 11216.5626 | 7016.281 | 0 | 0 | 0.00017642 | 0.0031751 | 0 | 0.0031751 | 0.0031751 | 0 | 0.0031751 | [22 empty] | 7.3.3.17.5 (Remote Grid) Updates to grid topology to minimize risk of ignition in HFTDs Remote GridWLDFREquipment / facility failureAggregated | WLDFR | HFTD - Distribution - Tier 2 - 1QU CoRE ¦ 1QU LoRE | Red Flag Warning - Catastrophic Fires | Equipment / facility failure | Aggregated | 2052 | 0.00023301 | 163.6441 | 0.038131 | 2052 | Mitigation | 0.95 | 45 | 0 | esc | 0.00097009 | 2.2604e-07 | 0.00097009 | 2.2604e-07
[35 empty] | WLDFR | HFTD - Distribution - Tier 2 - 5QU CoRE ¦ 1QU LoRE | 2053 | 0.11474 | 0.0073262 | 0.046983 | 0 | 0.046983 | 0.0073262 | 0.046983 | 0 | 0.046983 | 0.0053909 | 0.0053909 | 0.0073262 | 0.00084062 | 0.046983 | 0.0053909 | 0 | 0 | 0.046983 | 0.0053909 | [22 empty] | WLDFR | HFTD - Distribution - Tier 2 - 1QU CoRE ¦ 3QU LoRE | Red Flag Warning - Catastrophic Fires | 2053 | 1.7114e-07 | 1.7114e-07 | 19462.1283 | 340.5356 | 11757.1413 | 7364.4514 | 0 | 0 | 0.00017642 | 0.0033308 | 0 | 0.0033308 | 0.0033308 | 0 | 0.0033308 | [22 empty] | 7.3.3.17.5 (Remote Grid) Updates to grid topology to minimize risk of ignition in HFTDs Remote GridWLDFREquipment / facility failureAggregated | WLDFR | HFTD - Distribution - Tier 2 - 1QU CoRE ¦ 1QU LoRE | Red Flag Warning - Catastrophic Fires | Equipment / facility failure | Aggregated | 2053 | 0.00023301 | 163.6441 | 0.038131 | 2053 | Mitigation | 0.95 | 45 | 0 | esc | 0.00097009 | 2.2604e-07 | 0.00097009 | 2.2604e-07
[35 empty] | WLDFR | HFTD - Distribution - Tier 2 - 5QU CoRE ¦ 1QU LoRE | 2054 | 0.10723 | 0.0073262 | 0.046983 | 0 | 0.046983 | 0.0073262 | 0.046983 | 0 | 0.046983 | 0.0050382 | 0.0050382 | 0.0073262 | 0.00078562 | 0.046983 | 0.0050382 | 0 | 0 | 0.046983 | 0.0050382 | [22 empty] | WLDFR | HFTD - Distribution - Tier 2 - 1QU CoRE ¦ 3QU LoRE | Red Flag Warning - Catastrophic Fires | 2054 | 1.7114e-07 | 1.7114e-07 | 19462.1283 | 340.5356 | 11757.1413 | 7364.4514 | 0 | 0 | 0.00017642 | 0.0033308 | 0 | 0.0033308 | 0.0033308 | 0 | 0.0033308 | [22 empty] | 7.3.3.17.5 (Remote Grid) Updates to grid topology to minimize risk of ignition in HFTDs Remote GridWLDFREquipment / facility failureAggregated | WLDFR | HFTD - Distribution - Tier 2 - 1QU CoRE ¦ 1QU LoRE | Red Flag Warning - Catastrophic Fires | Equipment / facility failure | Aggregated | 2054 | 0.00023301 | 163.6441 | 0.038131 | 2054 | Mitigation | 0.95 | 45 | 0 | esc | 0.00097009 | 2.2604e-07 | 0.00097009 | 2.2604e-07
[35 empty] | WLDFR | HFTD - Distribution - Tier 2 - 5QU CoRE ¦ 1QU LoRE | 2055 | 0.10022 | 0.0073262 | 0.046983 | 0 | 0.046983 | 0.0073262 | 0.046983 | 0 | 0.046983 | 0.0047086 | 0.0047086 | 0.0073262 | 0.00073423 | 0.046983 | 0.0047086 | 0 | 0 | 0.046983 | 0.0047086 | [22 empty] | WLDFR | HFTD - Distribution - Tier 2 - 1QU CoRE ¦ 3QU LoRE | Red Flag Warning - Catastrophic Fires | 2055 | 1.7114e-07 | 1.7114e-07 | 19462.1283 | 340.5356 | 11757.1413 | 7364.4514 | 0 | 0 | 0.00017642 | 0.0033308 | 0 | 0.0033308 | 0.0033308 | 0 | 0.0033308 | [22 empty] | 7.3.3.17.5 (Remote Grid) Updates to grid topology to minimize risk of ignition in HFTDs Remote GridWLDFREquipment / facility failureAggregated | WLDFR | HFTD - Distribution - Tier 2 - 1QU CoRE ¦ 1QU LoRE | Red Flag Warning - Catastrophic Fires | Equipment / facility failure | Aggregated | 2055 | 0.00023301 | 163.6441 | 0.038131 | 2055 | Mitigation | 0.95 | 45 | 0 | esc | 0.00097009 | 2.2604e-07 | 0.00097009 | 2.2604e-07
[35 empty] | WLDFR | HFTD - Distribution - Tier 2 - 5QU CoRE ¦ 1QU LoRE | 2056 | 0.093663 | 0.0073262 | 0.046983 | 0 | 0.046983 | 0.0073262 | 0.046983 | 0 | 0.046983 | 0.0044006 | 0.0044006 | 0.0073262 | 0.00068619 | 0.046983 | 0.0044006 | 0 | 0 | 0.046983 | 0.0044006 | [22 empty] | WLDFR | HFTD - Distribution - Tier 2 - 1QU CoRE ¦ 3QU LoRE | Red Flag Warning - Catastrophic Fires | 2056 | 1.7114e-07 | 1.7114e-07 | 19462.1283 | 340.5356 | 11757.1413 | 7364.4514 | 0 | 0 | 0.00017642 | 0.0033308 | 0 | 0.0033308 | 0.0033308 | 0 | 0.0033308 | [22 empty] | 7.3.3.17.5 (Remote Grid) Updates to grid topology to minimize risk of ignition in HFTDs Remote GridWLDFREquipment / facility failureAggregated | WLDFR | HFTD - Distribution - Tier 2 - 1QU CoRE ¦ 1QU LoRE | Red Flag Warning - Catastrophic Fires | Equipment / facility failure | Aggregated | 2056 | 0.00023301 | 163.6441 | 0.038131 | 2056 | Mitigation | 0.95 | 45 | 0 | esc | 0.00097009 | 2.2604e-07 | 0.00097009 | 2.2604e-07
[35 empty] | WLDFR | HFTD - Distribution - Tier 2 - 5QU CoRE ¦ 1QU LoRE | 2057 | 0.087535 | 0.0073262 | 0.046983 | 0 | 0.046983 | 0.0073262 | 0.046983 | 0 | 0.046983 | 0.0041127 | 0.0041127 | 0.0073262 | 0.0006413 | 0.046983 | 0.0041127 | 0 | 0 | 0.046983 | 0.0041127 | [22 empty] | WLDFR | HFTD - Distribution - Tier 2 - 1QU CoRE ¦ 3QU LoRE | Red Flag Warning - Catastrophic Fires | 2057 | 1.7114e-07 | 1.7114e-07 | 19462.1283 | 340.5356 | 11757.1413 | 7364.4514 | 0 | 0 | 0.00017642 | 0.0033308 | 0 | 0.0033308 | 0.0033308 | 0 | 0.0033308 | [22 empty] | 7.3.3.17.5 (Remote Grid) Updates to grid topology to minimize risk of ignition in HFTDs Remote GridWLDFREquipment / facility failureAggregated | WLDFR | HFTD - Distribution - Tier 2 - 1QU CoRE ¦ 1QU LoRE | Red Flag Warning - Catastrophic Fires | Equipment / facility failure | Aggregated | 2057 | 0.00023301 | 163.6441 | 0.038131 | 2057 | Mitigation | 0.95 | 45 | 0 | esc | 0.00097009 | 2.2604e-07 | 0.00097009 | 2.2604e-07
[35 empty] | WLDFR | HFTD - Distribution - Tier 2 - 5QU CoRE ¦ 1QU LoRE | 2058 | 0.081809 | 0.0073262 | 0.049228 | 0 | 0.049228 | 0.0073262 | 0.049228 | 0 | 0.049228 | 0.0040272 | 0.0040272 | 0.0073262 | 0.00059935 | 0.049228 | 0.0040272 | 0 | 0 | 0.049228 | 0.0040272 | [22 empty] | WLDFR | HFTD - Distribution - Tier 2 - 1QU CoRE ¦ 3QU LoRE | Red Flag Warning - Catastrophic Fires | 2058 | 1.7114e-07 | 1.7114e-07 | 20390.4035 | 362.3049 | 12307.8747 | 7720.2238 | 0 | 0 | 0.00017642 | 0.0034896 | 0 | 0.0034896 | 0.0034896 | 0 | 0.0034896 | [22 empty] | 7.3.3.17.5 (Remote Grid) Updates to grid topology to minimize risk of ignition in HFTDs Remote GridWLDFREquipment / facility failureAggregated | WLDFR | HFTD - Distribution - Tier 2 - 1QU CoRE ¦ 1QU LoRE | Red Flag Warning - Catastrophic Fires | Equipment / facility failure | Aggregated | 2058 | 0.00023301 | 163.6441 | 0.038131 | 2058 | Mitigation | 0.95 | 45 | 0 | esc | 0.00097009 | 2.2604e-07 | 0.00097009 | 2.2604e-07
[35 empty] | WLDFR | HFTD - Distribution - Tier 2 - 5QU CoRE ¦ 1QU LoRE | 2059 | 0.076457 | 0.0073262 | 0.049228 | 0 | 0.049228 | 0.0073262 | 0.049228 | 0 | 0.049228 | 0.0037638 | 0.0037638 | 0.0073262 | 0.00056014 | 0.049228 | 0.0037638 | 0 | 0 | 0.049228 | 0.0037638 | [22 empty] | WLDFR | HFTD - Distribution - Tier 2 - 1QU CoRE ¦ 3QU LoRE | Red Flag Warning - Catastrophic Fires | 2059 | 1.7114e-07 | 1.7114e-07 | 20390.4035 | 362.3049 | 12307.8747 | 7720.2238 | 0 | 0 | 0.00017642 | 0.0034896 | 0 | 0.0034896 | 0.0034896 | 0 | 0.0034896 | [22 empty] | 7.3.3.17.5 (Remote Grid) Updates to grid topology to minimize risk of ignition in HFTDs Remote GridWLDFREquipment / facility failureAggregated | WLDFR | HFTD - Distribution - Tier 2 - 1QU CoRE ¦ 1QU LoRE | Red Flag Warning - Catastrophic Fires | Equipment / facility failure | Aggregated | 2059 | 0.00023301 | 163.6441 | 0.038131 | 2059 | Mitigation | 0.95 | 45 | 0 | esc | 0.00097009 | 2.2604e-07 | 0.00097009 | 2.2604e-07
[35 empty] | WLDFR | HFTD - Distribution - Tier 2 - 5QU CoRE ¦ 1QU LoRE | 2060 | 0.071455 | 0.0073262 | 0.049228 | 0 | 0.049228 | 0.0073262 | 0.049228 | 0 | 0.049228 | 0.0035176 | 0.0035176 | 0.0073262 | 0.00052349 | 0.049228 | 0.0035176 | 0 | 0 | 0.049228 | 0.0035176 | [22 empty] | WLDFR | HFTD - Distribution - Tier 2 - 1QU CoRE ¦ 3QU LoRE | Red Flag Warning - Catastrophic Fires | 2060 | 1.7114e-07 | 1.7114e-07 | 20390.4035 | 362.3049 | 12307.8747 | 7720.2238 | 0 | 0 | 0.00017642 | 0.0034896 | 0 | 0.0034896 | 0.0034896 | 0 | 0.0034896 | [22 empty] | 7.3.3.17.5 (Remote Grid) Updates to grid topology to minimize risk of ignition in HFTDs Remote GridWLDFREquipment / facility failureAggregated | WLDFR | HFTD - Distribution - Tier 2 - 1QU CoRE ¦ 1QU LoRE | Red Flag Warning - Catastrophic Fires | Equipment / facility failure | Aggregated | 2060 | 0.00023301 | 163.6441 | 0.038131 | 2060 | Mitigation | 0.95 | 45 | 0 | esc | 0.00097009 | 2.2604e-07 | 0.00097009 | 2.2604e-07
[35 empty] | WLDFR | HFTD - Distribution - Tier 2 - 5QU CoRE ¦ 1QU LoRE | 2061 | 0.06678 | 0.0073262 | 0.049228 | 0 | 0.049228 | 0.0073262 | 0.049228 | 0 | 0.049228 | 0.0032874 | 0.0032874 | 0.0073262 | 0.00048925 | 0.049228 | 0.0032874 | 0 | 0 | 0.049228 | 0.0032874 | [22 empty] | WLDFR | HFTD - Distribution - Tier 2 - 1QU CoRE ¦ 3QU LoRE | Red Flag Warning - Catastrophic Fires | 2061 | 1.7114e-07 | 1.7114e-07 | 20390.4035 | 362.3049 | 12307.8747 | 7720.2238 | 0 | 0 | 0.00017642 | 0.0034896 | 0 | 0.0034896 | 0.0034896 | 0 | 0.0034896 | [22 empty] | 7.3.3.17.5 (Remote Grid) Updates to grid topology to minimize risk of ignition in HFTDs Remote GridWLDFREquipment / facility failureAggregated | WLDFR | HFTD - Distribution - Tier 2 - 1QU CoRE ¦ 1QU LoRE | Red Flag Warning - Catastrophic Fires | Equipment / facility failure | Aggregated | 2061 | 0.00023301 | 163.6441 | 0.038131 | 2061 | Mitigation | 0.95 | 45 | 0 | esc | 0.00097009 | 2.2604e-07 | 0.00097009 | 2.2604e-07
[35 empty] | WLDFR | HFTD - Distribution - Tier 2 - 5QU CoRE ¦ 1QU LoRE | 2062 | 0.062412 | 0.0073262 | 0.049228 | 0 | 0.049228 | 0.0073262 | 0.049228 | 0 | 0.049228 | 0.0030724 | 0.0030724 | 0.0073262 | 0.00045724 | 0.049228 | 0.0030724 | 0 | 0 | 0.049228 | 0.0030724 | [22 empty] | WLDFR | HFTD - Distribution - Tier 2 - 1QU CoRE ¦ 3QU LoRE | Red Flag Warning - Catastrophic Fires | 2062 | 1.7114e-07 | 1.7114e-07 | 20390.4035 | 362.3049 | 12307.8747 | 7720.2238 | 0 | 0 | 0.00017642 | 0.0034896 | 0 | 0.0034896 | 0.0034896 | 0 | 0.0034896 | [22 empty] | 7.3.3.17.5 (Remote Grid) Updates to grid topology to minimize risk of ignition in HFTDs Remote GridWLDFREquipment / facility failureAggregated | WLDFR | HFTD - Distribution - Tier 2 - 1QU CoRE ¦ 1QU LoRE | Red Flag Warning - Catastrophic Fires | Equipment / facility failure | Aggregated | 2062 | 0.00023301 | 163.6441 | 0.038131 | 2062 | Mitigation | 0.95 | 45 | 0 | esc | 0.00097009 | 2.2604e-07 | 0.00097009 | 2.2604e-07
[35 empty] | WLDFR | HFTD - Distribution - Tier 2 - 5QU CoRE ¦ 1QU LoRE | 2063 | 0.058329 | 0.0073262 | 0.051491 | 0 | 0.051491 | 0.0073262 | 0.051491 | 0 | 0.051491 | 0.0030034 | 0.0030034 | 0.0073262 | 0.00042733 | 0.051491 | 0.0030034 | 0 | 0 | 0.051491 | 0.0030034 | [22 empty] | WLDFR | HFTD - Distribution - Tier 2 - 1QU CoRE ¦ 3QU LoRE | Red Flag Warning - Catastrophic Fires | 2063 | 1.7114e-07 | 1.7114e-07 | 21325.9188 | 384.5316 | 12862.0997 | 8079.2876 | 0 | 0 | 0.00017642 | 0.0036497 | 0 | 0.0036497 | 0.0036497 | 0 | 0.0036497 | [22 empty] | 7.3.3.17.5 (Remote Grid) Updates to grid topology to minimize risk of ignition in HFTDs Remote GridWLDFREquipment / facility failureAggregated | WLDFR | HFTD - Distribution - Tier 2 - 1QU CoRE ¦ 1QU LoRE | Red Flag Warning - Catastrophic Fires | Equipment / facility failure | Aggregated | 2063 | 0.00023301 | 163.6441 | 0.038131 | 2063 | Mitigation | 0.95 | 45 | 0 | esc | 0.00097009 | 2.2604e-07 | 0.00097009 | 2.2604e-07
[35 empty] | WLDFR | HFTD - Distribution - Tier 2 - 5QU CoRE ¦ 1QU LoRE | 2064 | 0.054513 | 0.0073262 | 0.051491 | 0 | 0.051491 | 0.0073262 | 0.051491 | 0 | 0.051491 | 0.0028069 | 0.0028069 | 0.0073262 | 0.00039937 | 0.051491 | 0.0028069 | 0 | 0 | 0.051491 | 0.0028069 | [22 empty] | WLDFR | HFTD - Distribution - Tier 2 - 1QU CoRE ¦ 3QU LoRE | Red Flag Warning - Catastrophic Fires | 2064 | 1.7114e-07 | 1.7114e-07 | 21325.9188 | 384.5316 | 12862.0997 | 8079.2876 | 0 | 0 | 0.00017642 | 0.0036497 | 0 | 0.0036497 | 0.0036497 | 0 | 0.0036497 | [22 empty] | 7.3.3.17.5 (Remote Grid) Updates to grid topology to minimize risk of ignition in HFTDs Remote GridWLDFREquipment / facility failureAggregated | WLDFR | HFTD - Distribution - Tier 2 - 1QU CoRE ¦ 1QU LoRE | Red Flag Warning - Catastrophic Fires | Equipment / facility failure | Aggregated | 2064 | 0.00023301 | 163.6441 | 0.038131 | 2064 | Mitigation | 0.95 | 45 | 0 | esc | 0.00097009 | 2.2604e-07 | 0.00097009 | 2.2604e-07
[35 empty] | WLDFR | HFTD - Distribution - Tier 2 - 5QU CoRE ¦ 1QU LoRE | 2065 | 0.050946 | 0.0073262 | 0.051491 | 0 | 0.051491 | 0.0073262 | 0.051491 | 0 | 0.051491 | 0.0026233 | 0.0026233 | 0.0073262 | 0.00037324 | 0.051491 | 0.0026233 | 0 | 0 | 0.051491 | 0.0026233 | [22 empty] | WLDFR | HFTD - Distribution - Tier 2 - 1QU CoRE ¦ 3QU LoRE | Red Flag Warning - Catastrophic Fires | 2065 | 1.7114e-07 | 1.7114e-07 | 21325.9188 | 384.5316 | 12862.0997 | 8079.2876 | 0 | 0 | 0.00017642 | 0.0036497 | 0 | 0.0036497 | 0.0036497 | 0 | 0.0036497 | [22 empty] | 7.3.3.17.5 (Remote Grid) Updates to grid topology to minimize risk of ignition in HFTDs Remote GridWLDFREquipment / facility failureAggregated | WLDFR | HFTD - Distribution - Tier 2 - 1QU CoRE ¦ 1QU LoRE | Red Flag Warning - Catastrophic Fires | Equipment / facility failure | Aggregated | 2065 | 0.00023301 | 163.6441 | 0.038131 | 2065 | Mitigation | 0.95 | 45 | 0 | esc | 0.00097009 | 2.2604e-07 | 0.00097009 | 2.2604e-07
[35 empty] | WLDFR | HFTD - Distribution - Tier 2 - 5QU CoRE ¦ 1QU LoRE | 2066 | 0.047613 | 0.0073262 | 0.051491 | 0 | 0.051491 | 0.0073262 | 0.051491 | 0 | 0.051491 | 0.0024516 | 0.0024516 | 0.0073262 | 0.00034883 | 0.051491 | 0.0024516 | 0 | 0 | 0.051491 | 0.0024516 | [22 empty] | WLDFR | HFTD - Distribution - Tier 2 - 1QU CoRE ¦ 3QU LoRE | Red Flag Warning - Catastrophic Fires | 2066 | 1.7114e-07 | 1.7114e-07 | 21325.9188 | 384.5316 | 12862.0997 | 8079.2876 | 0 | 0 | 0.00017642 | 0.0036497 | 0 | 0.0036497 | 0.0036497 | 0 | 0.0036497 | [22 empty] | 7.3.3.17.5 (Remote Grid) Updates to grid topology to minimize risk of ignition in HFTDs Remote GridWLDFREquipment / facility failureAggregated | WLDFR | HFTD - Distribution - Tier 2 - 1QU CoRE ¦ 1QU LoRE | Red Flag Warning - Catastrophic Fires | Equipment / facility failure | Aggregated | 2066 | 0.00023301 | 163.6441 | 0.038131 | 2066 | Mitigation | 0.95 | 45 | 0 | esc | 0.00097009 | 2.2604e-07 | 0.00097009 | 2.2604e-07
[35 empty] | WLDFR | HFTD - Distribution - Tier 2 - 5QU CoRE ¦ 1QU LoRE | 2067 | 0.044499 | 0 | 0 | 0 | 0 | 0.0073262 | 0.051491 | 0 | 0.051491 | 0 | 0.0022913 | 0 | 0 | 0 | 0 | 0 | 0 | 0 | 0 | [22 empty] | WLDFR | HFTD - Distribution - Tier 2 - 1QU CoRE ¦ 3QU LoRE | Red Flag Warning - Catastrophic Fires | 2067 | 0 | 1.7114e-07 | 21325.9188 | 384.5316 | 12862.0997 | 8079.2876 | 0 | 0 | 0.00017642 | 0 | 0 | 0 | 0.0036497 | 0 | 0.0036497 | [22 empty] | 7.3.3.17.5 (Remote Grid) Updates to grid topology to minimize risk of ignition in HFTDs Remote GridWLDFREquipment / facility failureAggregated | WLDFR | HFTD - Distribution - Tier 2 - 1QU CoRE ¦ 1QU LoRE | Red Flag Warning - Catastrophic Fires | Equipment / facility failure | Aggregated | 2067 | 0.00023301 | 163.6441 | 0.038131 | 2067 | Mitigation | 0.95 | 45 | 0 | esc | 0 | 0 | 0.00097009 | 2.2604e-07
[35 empty] | WLDFR | HFTD - Distribution - Tier 2 - 5QU CoRE ¦ 2QU LoRE | 2022 | 0.93458 | 0.0044178 | 0.026839 | 0 | 0.026839 | 0 | 0 | 0 | 0 | 0.025083 | 0 | 0.0044178 | 0.0041288 | 0.026839 | 0.025083 | 0 | 0 | 0.026839 | 0.025083 | [22 empty] | WLDFR | HFTD - Distribution - Tier 2 - 1QU CoRE ¦ 3QU LoRE | Red Flag Warning - Destructive Fires | 2022 | 2.3615e-08 | 0 | 8807.9522 | 222.2294 | 8585.7228 | 0 | 0 | 0 | 2.4343e-05 | 0.000208 | 0 | 0.000208 | 0 | 0 | 0 | [22 empty] | 7.3.3.17.5 (Remote Grid) Updates to grid topology to minimize risk of ignition in HFTDs Remote GridWLDFRVegetation ContactAggregated | WLDFR | HFTD - Distribution - Tier 2 - 1QU CoRE ¦ 1QU LoRE | Red Flag Warning - Catastrophic Fires | Vegetation Contact | Aggregated | 2022 | 0.00014555 | 163.6441 | 0.023819 | 2022 | Mitigation | 0.95 | 45 | 0 | esc | 0.00097009 | 1.412e-07 | 0 | 0
[35 empty] | WLDFR | HFTD - Distribution - Tier 2 - 5QU CoRE ¦ 2QU LoRE | 2023 | 0.87344 | 0.0044178 | 0.027822 | 0 | 0.027822 | 0.0044178 | 0.027822 | 0 | 0.027822 | 0.024301 | 0.024301 | 0.0044178 | 0.0038587 | 0.027822 | 0.024301 | 0 | 0 | 0.027822 | 0.024301 | [22 empty] | WLDFR | HFTD - Distribution - Tier 2 - 1QU CoRE ¦ 3QU LoRE | Red Flag Warning - Destructive Fires | 2023 | 2.3615e-08 | 2.3615e-08 | 9129.7461 | 233.2301 | 8896.516 | 0 | 0 | 0 | 2.4343e-05 | 0.0002156 | 0 | 0.0002156 | 0.0002156 | 0 | 0.0002156 | [22 empty] | 7.3.3.17.5 (Remote Grid) Updates to grid topology to minimize risk of ignition in HFTDs Remote GridWLDFRVegetation ContactAggregated | WLDFR | HFTD - Distribution - Tier 2 - 1QU CoRE ¦ 1QU LoRE | Red Flag Warning - Catastrophic Fires | Vegetation Contact | Aggregated | 2023 | 0.00014555 | 163.6441 | 0.023819 | 2023 | Mitigation | 0.95 | 45 | 0 | esc | 0.00097009 | 1.412e-07 | 0.00097009 | 1.412e-07
[35 empty] | WLDFR | HFTD - Distribution - Tier 2 - 5QU CoRE ¦ 2QU LoRE | 2024 | 0.8163 | 0.0044178 | 0.027822 | 0 | 0.027822 | 0.0044178 | 0.027822 | 0 | 0.027822 | 0.022711 | 0.022711 | 0.0044178 | 0.0036063 | 0.027822 | 0.022711 | 0 | 0 | 0.027822 | 0.022711 | [22 empty] | WLDFR | HFTD - Distribution - Tier 2 - 1QU CoRE ¦ 3QU LoRE | Red Flag Warning - Destructive Fires | 2024 | 2.3615e-08 | 2.3615e-08 | 9129.7461 | 233.2301 | 8896.516 | 0 | 0 | 0 | 2.4343e-05 | 0.0002156 | 0 | 0.0002156 | 0.0002156 | 0 | 0.0002156 | [22 empty] | 7.3.3.17.5 (Remote Grid) Updates to grid topology to minimize risk of ignition in HFTDs Remote GridWLDFRVegetation ContactAggregated | WLDFR | HFTD - Distribution - Tier 2 - 1QU CoRE ¦ 1QU LoRE | Red Flag Warning - Catastrophic Fires | Vegetation Contact | Aggregated | 2024 | 0.00014555 | 163.6441 | 0.023819 | 2024 | Mitigation | 0.95 | 45 | 0 | esc | 0.00097009 | 1.412e-07 | 0.00097009 | 1.412e-07
[35 empty] | WLDFR | HFTD - Distribution - Tier 2 - 5QU CoRE ¦ 2QU LoRE | 2025 | 0.7629 | 0.0044178 | 0.027822 | 0 | 0.027822 | 0.0044178 | 0.027822 | 0 | 0.027822 | 0.021225 | 0.021225 | 0.0044178 | 0.0033703 | 0.027822 | 0.021225 | 0 | 0 | 0.027822 | 0.021225 | [22 empty] | WLDFR | HFTD - Distribution - Tier 2 - 1QU CoRE ¦ 3QU LoRE | Red Flag Warning - Destructive Fires | 2025 | 2.3615e-08 | 2.3615e-08 | 9129.7461 | 233.2301 | 8896.516 | 0 | 0 | 0 | 2.4343e-05 | 0.0002156 | 0 | 0.0002156 | 0.0002156 | 0 | 0.0002156 | [22 empty] | 7.3.3.17.5 (Remote Grid) Updates to grid topology to minimize risk of ignition in HFTDs Remote GridWLDFRVegetation ContactAggregated | WLDFR | HFTD - Distribution - Tier 2 - 1QU CoRE ¦ 1QU LoRE | Red Flag Warning - Catastrophic Fires | Vegetation Contact | Aggregated | 2025 | 0.00014555 | 163.6441 | 0.023819 | 2025 | Mitigation | 0.95 | 45 | 0 | esc | 0.00097009 | 1.412e-07 | 0.00097009 | 1.412e-07
[35 empty] | WLDFR | HFTD - Distribution - Tier 2 - 5QU CoRE ¦ 2QU LoRE | 2026 | 0.71299 | 0.0044178 | 0.027822 | 0 | 0.027822 | 0.0044178 | 0.027822 | 0 | 0.027822 | 0.019837 | 0.019837 | 0.0044178 | 0.0031498 | 0.027822 | 0.019837 | 0 | 0 | 0.027822 | 0.019837 | [22 empty] | WLDFR | HFTD - Distribution - Tier 2 - 1QU CoRE ¦ 3QU LoRE | Red Flag Warning - Destructive Fires | 2026 | 2.3615e-08 | 2.3615e-08 | 9129.7461 | 233.2301 | 8896.516 | 0 | 0 | 0 | 2.4343e-05 | 0.0002156 | 0 | 0.0002156 | 0.0002156 | 0 | 0.0002156 | [22 empty] | 7.3.3.17.5 (Remote Grid) Updates to grid topology to minimize risk of ignition in HFTDs Remote GridWLDFRVegetation ContactAggregated | WLDFR | HFTD - Distribution - Tier 2 - 1QU CoRE ¦ 1QU LoRE | Red Flag Warning - Catastrophic Fires | Vegetation Contact | Aggregated | 2026 | 0.00014555 | 163.6441 | 0.023819 | 2026 | Mitigation | 0.95 | 45 | 0 | esc | 0.00097009 | 1.412e-07 | 0.00097009 | 1.412e-07
[35 empty] | WLDFR | HFTD - Distribution - Tier 2 - 5QU CoRE ¦ 2QU LoRE | 2027 | 0.66634 | 0.0044178 | 0.027822 | 0 | 0.027822 | 0.0044178 | 0.027822 | 0 | 0.027822 | 0.018539 | 0.018539 | 0.0044178 | 0.0029438 | 0.027822 | 0.018539 | 0 | 0 | 0.027822 | 0.018539 | [22 empty] | WLDFR | HFTD - Distribution - Tier 2 - 1QU CoRE ¦ 3QU LoRE | Red Flag Warning - Destructive Fires | 2027 | 2.3615e-08 | 2.3615e-08 | 9129.7461 | 233.2301 | 8896.516 | 0 | 0 | 0 | 2.4343e-05 | 0.0002156 | 0 | 0.0002156 | 0.0002156 | 0 | 0.0002156 | [22 empty] | 7.3.3.17.5 (Remote Grid) Updates to grid topology to minimize risk of ignition in HFTDs Remote GridWLDFRVegetation ContactAggregated | WLDFR | HFTD - Distribution - Tier 2 - 1QU CoRE ¦ 1QU LoRE | Red Flag Warning - Catastrophic Fires | Vegetation Contact | Aggregated | 2027 | 0.00014555 | 163.6441 | 0.023819 | 2027 | Mitigation | 0.95 | 45 | 0 | esc | 0.00097009 | 1.412e-07 | 0.00097009 | 1.412e-07
[35 empty] | WLDFR | HFTD - Distribution - Tier 2 - 5QU CoRE ¦ 2QU LoRE | 2028 | 0.62275 | 0.0044178 | 0.029061 | 0 | 0.029061 | 0.0044178 | 0.029061 | 0 | 0.029061 | 0.018098 | 0.018098 | 0.0044178 | 0.0027512 | 0.029061 | 0.018098 | 0 | 0 | 0.029061 | 0.018098 | [22 empty] | WLDFR | HFTD - Distribution - Tier 2 - 1QU CoRE ¦ 3QU LoRE | Red Flag Warning - Destructive Fires | 2028 | 2.3615e-08 | 2.3615e-08 | 9534.9221 | 247.273 | 9287.6491 | 0 | 0 | 0 | 2.4343e-05 | 0.00022516 | 0 | 0.00022516 | 0.00022516 | 0 | 0.00022516 | [22 empty] | 7.3.3.17.5 (Remote Grid) Updates to grid topology to minimize risk of ignition in HFTDs Remote GridWLDFRVegetation ContactAggregated | WLDFR | HFTD - Distribution - Tier 2 - 1QU CoRE ¦ 1QU LoRE | Red Flag Warning - Catastrophic Fires | Vegetation Contact | Aggregated | 2028 | 0.00014555 | 163.6441 | 0.023819 | 2028 | Mitigation | 0.95 | 45 | 0 | esc | 0.00097009 | 1.412e-07 | 0.00097009 | 1.412e-07
[35 empty] | WLDFR | HFTD - Distribution - Tier 2 - 5QU CoRE ¦ 2QU LoRE | 2029 | 0.58201 | 0.0044178 | 0.029061 | 0 | 0.029061 | 0.0044178 | 0.029061 | 0 | 0.029061 | 0.016914 | 0.016914 | 0.0044178 | 0.0025712 | 0.029061 | 0.016914 | 0 | 0 | 0.029061 | 0.016914 | [22 empty] | WLDFR | HFTD - Distribution - Tier 2 - 1QU CoRE ¦ 3QU LoRE | Red Flag Warning - Destructive Fires | 2029 | 2.3615e-08 | 2.3615e-08 | 9534.9221 | 247.273 | 9287.6491 | 0 | 0 | 0 | 2.4343e-05 | 0.00022516 | 0 | 0.00022516 | 0.00022516 | 0 | 0.00022516 | [22 empty] | 7.3.3.17.5 (Remote Grid) Updates to grid topology to minimize risk of ignition in HFTDs Remote GridWLDFRVegetation ContactAggregated | WLDFR | HFTD - Distribution - Tier 2 - 1QU CoRE ¦ 1QU LoRE | Red Flag Warning - Catastrophic Fires | Vegetation Contact | Aggregated | 2029 | 0.00014555 | 163.6441 | 0.023819 | 2029 | Mitigation | 0.95 | 45 | 0 | esc | 0.00097009 | 1.412e-07 | 0.00097009 | 1.412e-07
[35 empty] | WLDFR | HFTD - Distribution - Tier 2 - 5QU CoRE ¦ 2QU LoRE | 2030 | 0.54393 | 0.0044178 | 0.029061 | 0 | 0.029061 | 0.0044178 | 0.029061 | 0 | 0.029061 | 0.015807 | 0.015807 | 0.0044178 | 0.002403 | 0.029061 | 0.015807 | 0 | 0 | 0.029061 | 0.015807 | [22 empty] | WLDFR | HFTD - Distribution - Tier 2 - 1QU CoRE ¦ 3QU LoRE | Red Flag Warning - Destructive Fires | 2030 | 2.3615e-08 | 2.3615e-08 | 9534.9221 | 247.273 | 9287.6491 | 0 | 0 | 0 | 2.4343e-05 | 0.00022516 | 0 | 0.00022516 | 0.00022516 | 0 | 0.00022516 | [22 empty] | 7.3.3.17.5 (Remote Grid) Updates to grid topology to minimize risk of ignition in HFTDs Remote GridWLDFRVegetation ContactAggregated | WLDFR | HFTD - Distribution - Tier 2 - 1QU CoRE ¦ 1QU LoRE | Red Flag Warning - Catastrophic Fires | Vegetation Contact | Aggregated | 2030 | 0.00014555 | 163.6441 | 0.023819 | 2030 | Mitigation | 0.95 | 45 | 0 | esc | 0.00097009 | 1.412e-07 | 0.00097009 | 1.412e-07
[35 empty] | WLDFR | HFTD - Distribution - Tier 2 - 5QU CoRE ¦ 2QU LoRE | 2031 | 0.50835 | 0.0044178 | 0.029061 | 0 | 0.029061 | 0.0044178 | 0.029061 | 0 | 0.029061 | 0.014773 | 0.014773 | 0.0044178 | 0.0022458 | 0.029061 | 0.014773 | 0 | 0 | 0.029061 | 0.014773 | [22 empty] | WLDFR | HFTD - Distribution - Tier 2 - 1QU CoRE ¦ 3QU LoRE | Red Flag Warning - Destructive Fires | 2031 | 2.3615e-08 | 2.3615e-08 | 9534.9221 | 247.273 | 9287.6491 | 0 | 0 | 0 | 2.4343e-05 | 0.00022516 | 0 | 0.00022516 | 0.00022516 | 0 | 0.00022516 | [22 empty] | 7.3.3.17.5 (Remote Grid) Updates to grid topology to minimize risk of ignition in HFTDs Remote GridWLDFRVegetation ContactAggregated | WLDFR | HFTD - Distribution - Tier 2 - 1QU CoRE ¦ 1QU LoRE | Red Flag Warning - Catastrophic Fires | Vegetation Contact | Aggregated | 2031 | 0.00014555 | 163.6441 | 0.023819 | 2031 | Mitigation | 0.95 | 45 | 0 | esc | 0.00097009 | 1.412e-07 | 0.00097009 | 1.412e-07
[35 empty] | WLDFR | HFTD - Distribution - Tier 2 - 5QU CoRE ¦ 2QU LoRE | 2032 | 0.47509 | 0.0044178 | 0.029061 | 0 | 0.029061 | 0.0044178 | 0.029061 | 0 | 0.029061 | 0.013807 | 0.013807 | 0.0044178 | 0.0020989 | 0.029061 | 0.013807 | 0 | 0 | 0.029061 | 0.013807 | [22 empty] | WLDFR | HFTD - Distribution - Tier 2 - 1QU CoRE ¦ 3QU LoRE | Red Flag Warning - Destructive Fires | 2032 | 2.3615e-08 | 2.3615e-08 | 9534.9221 | 247.273 | 9287.6491 | 0 | 0 | 0 | 2.4343e-05 | 0.00022516 | 0 | 0.00022516 | 0.00022516 | 0 | 0.00022516 | [22 empty] | 7.3.3.17.5 (Remote Grid) Updates to grid topology to minimize risk of ignition in HFTDs Remote GridWLDFRVegetation ContactAggregated | WLDFR | HFTD - Distribution - Tier 2 - 1QU CoRE ¦ 1QU LoRE | Red Flag Warning - Catastrophic Fires | Vegetation Contact | Aggregated | 2032 | 0.00014555 | 163.6441 | 0.023819 | 2032 | Mitigation | 0.95 | 45 | 0 | esc | 0.00097009 | 1.412e-07 | 0.00097009 | 1.412e-07
[35 empty] | WLDFR | HFTD - Distribution - Tier 2 - 5QU CoRE ¦ 2QU LoRE | 2033 | 0.44401 | 0.0044178 | 0.030438 | 0 | 0.030438 | 0.0044178 | 0.030438 | 0 | 0.030438 | 0.013515 | 0.013515 | 0.0044178 | 0.0019616 | 0.030438 | 0.013515 | 0 | 0 | 0.030438 | 0.013515 | [22 empty] | WLDFR | HFTD - Distribution - Tier 2 - 1QU CoRE ¦ 3QU LoRE | Red Flag Warning - Destructive Fires | 2033 | 2.3615e-08 | 2.3615e-08 | 9984.8474 | 263.1074 | 9721.74 | 0 | 0 | 0 | 2.4343e-05 | 0.00023579 | 0 | 0.00023579 | 0.00023579 | 0 | 0.00023579 | [22 empty] | 7.3.3.17.5 (Remote Grid) Updates to grid topology to minimize risk of ignition in HFTDs Remote GridWLDFRVegetation ContactAggregated | WLDFR | HFTD - Distribution - Tier 2 - 1QU CoRE ¦ 1QU LoRE | Red Flag Warning - Catastrophic Fires | Vegetation Contact | Aggregated | 2033 | 0.00014555 | 163.6441 | 0.023819 | 2033 | Mitigation | 0.95 | 45 | 0 | esc | 0.00097009 | 1.412e-07 | 0.00097009 | 1.412e-07
[35 empty] | WLDFR | HFTD - Distribution - Tier 2 - 5QU CoRE ¦ 2QU LoRE | 2034 | 0.41496 | 0.0044178 | 0.030438 | 0 | 0.030438 | 0.0044178 | 0.030438 | 0 | 0.030438 | 0.012631 | 0.012631 | 0.0044178 | 0.0018332 | 0.030438 | 0.012631 | 0 | 0 | 0.030438 | 0.012631 | [22 empty] | WLDFR | HFTD - Distribution - Tier 2 - 1QU CoRE ¦ 3QU LoRE | Red Flag Warning - Destructive Fires | 2034 | 2.3615e-08 | 2.3615e-08 | 9984.8474 | 263.1074 | 9721.74 | 0 | 0 | 0 | 2.4343e-05 | 0.00023579 | 0 | 0.00023579 | 0.00023579 | 0 | 0.00023579 | [22 empty] | 7.3.3.17.5 (Remote Grid) Updates to grid topology to minimize risk of ignition in HFTDs Remote GridWLDFRVegetation ContactAggregated | WLDFR | HFTD - Distribution - Tier 2 - 1QU CoRE ¦ 1QU LoRE | Red Flag Warning - Catastrophic Fires | Vegetation Contact | Aggregated | 2034 | 0.00014555 | 163.6441 | 0.023819 | 2034 | Mitigation | 0.95 | 45 | 0 | esc | 0.00097009 | 1.412e-07 | 0.00097009 | 1.412e-07
[35 empty] | WLDFR | HFTD - Distribution - Tier 2 - 5QU CoRE ¦ 2QU LoRE | 2035 | 0.38782 | 0.0044178 | 0.030438 | 0 | 0.030438 | 0.0044178 | 0.030438 | 0 | 0.030438 | 0.011804 | 0.011804 | 0.0044178 | 0.0017133 | 0.030438 | 0.011804 | 0 | 0 | 0.030438 | 0.011804 | [22 empty] | WLDFR | HFTD - Distribution - Tier 2 - 1QU CoRE ¦ 3QU LoRE | Red Flag Warning - Destructive Fires | 2035 | 2.3615e-08 | 2.3615e-08 | 9984.8474 | 263.1074 | 9721.74 | 0 | 0 | 0 | 2.4343e-05 | 0.00023579 | 0 | 0.00023579 | 0.00023579 | 0 | 0.00023579 | [22 empty] | 7.3.3.17.5 (Remote Grid) Updates to grid topology to minimize risk of ignition in HFTDs Remote GridWLDFRVegetation ContactAggregated | WLDFR | HFTD - Distribution - Tier 2 - 1QU CoRE ¦ 1QU LoRE | Red Flag Warning - Catastrophic Fires | Vegetation Contact | Aggregated | 2035 | 0.00014555 | 163.6441 | 0.023819 | 2035 | Mitigation | 0.95 | 45 | 0 | esc | 0.00097009 | 1.412e-07 | 0.00097009 | 1.412e-07
[35 empty] | WLDFR | HFTD - Distribution - Tier 2 - 5QU CoRE ¦ 2QU LoRE | 2036 | 0.36245 | 0.0044178 | 0.030438 | 0 | 0.030438 | 0.0044178 | 0.030438 | 0 | 0.030438 | 0.011032 | 0.011032 | 0.0044178 | 0.0016012 | 0.030438 | 0.011032 | 0 | 0 | 0.030438 | 0.011032 | [22 empty] | WLDFR | HFTD - Distribution - Tier 2 - 1QU CoRE ¦ 3QU LoRE | Red Flag Warning - Destructive Fires | 2036 | 2.3615e-08 | 2.3615e-08 | 9984.8474 | 263.1074 | 9721.74 | 0 | 0 | 0 | 2.4343e-05 | 0.00023579 | 0 | 0.00023579 | 0.00023579 | 0 | 0.00023579 | [22 empty] | 7.3.3.17.5 (Remote Grid) Updates to grid topology to minimize risk of ignition in HFTDs Remote GridWLDFRVegetation ContactAggregated | WLDFR | HFTD - Distribution - Tier 2 - 1QU CoRE ¦ 1QU LoRE | Red Flag Warning - Catastrophic Fires | Vegetation Contact | Aggregated | 2036 | 0.00014555 | 163.6441 | 0.023819 | 2036 | Mitigation | 0.95 | 45 | 0 | esc | 0.00097009 | 1.412e-07 | 0.00097009 | 1.412e-07
[35 empty] | WLDFR | HFTD - Distribution - Tier 2 - 5QU CoRE ¦ 2QU LoRE | 2037 | 0.33873 | 0.0044178 | 0.030438 | 0 | 0.030438 | 0.0044178 | 0.030438 | 0 | 0.030438 | 0.01031 | 0.01031 | 0.0044178 | 0.0014965 | 0.030438 | 0.01031 | 0 | 0 | 0.030438 | 0.01031 | [22 empty] | WLDFR | HFTD - Distribution - Tier 2 - 1QU CoRE ¦ 3QU LoRE | Red Flag Warning - Destructive Fires | 2037 | 2.3615e-08 | 2.3615e-08 | 9984.8474 | 263.1074 | 9721.74 | 0 | 0 | 0 | 2.4343e-05 | 0.00023579 | 0 | 0.00023579 | 0.00023579 | 0 | 0.00023579 | [22 empty] | 7.3.3.17.5 (Remote Grid) Updates to grid topology to minimize risk of ignition in HFTDs Remote GridWLDFRVegetation ContactAggregated | WLDFR | HFTD - Distribution - Tier 2 - 1QU CoRE ¦ 1QU LoRE | Red Flag Warning - Catastrophic Fires | Vegetation Contact | Aggregated | 2037 | 0.00014555 | 163.6441 | 0.023819 | 2037 | Mitigation | 0.95 | 45 | 0 | esc | 0.00097009 | 1.412e-07 | 0.00097009 | 1.412e-07
[35 empty] | WLDFR | HFTD - Distribution - Tier 2 - 5QU CoRE ¦ 2QU LoRE | 2038 | 0.31657 | 0.0044178 | 0.031933 | 0 | 0.031933 | 0.0044178 | 0.031933 | 0 | 0.031933 | 0.010109 | 0.010109 | 0.0044178 | 0.0013986 | 0.031933 | 0.010109 | 0 | 0 | 0.031933 | 0.010109 | [22 empty] | WLDFR | HFTD - Distribution - Tier 2 - 1QU CoRE ¦ 3QU LoRE | Red Flag Warning - Destructive Fires | 2038 | 2.3615e-08 | 2.3615e-08 | 10472.8261 | 280.5544 | 10192.2718 | 0 | 0 | 0 | 2.4343e-05 | 0.00024731 | 0 | 0.00024731 | 0.00024731 | 0 | 0.00024731 | [22 empty] | 7.3.3.17.5 (Remote Grid) Updates to grid topology to minimize risk of ignition in HFTDs Remote GridWLDFRVegetation ContactAggregated | WLDFR | HFTD - Distribution - Tier 2 - 1QU CoRE ¦ 1QU LoRE | Red Flag Warning - Catastrophic Fires | Vegetation Contact | Aggregated | 2038 | 0.00014555 | 163.6441 | 0.023819 | 2038 | Mitigation | 0.95 | 45 | 0 | esc | 0.00097009 | 1.412e-07 | 0.00097009 | 1.412e-07
[35 empty] | WLDFR | HFTD - Distribution - Tier 2 - 5QU CoRE ¦ 2QU LoRE | 2039 | 0.29586 | 0.0044178 | 0.031933 | 0 | 0.031933 | 0.0044178 | 0.031933 | 0 | 0.031933 | 0.0094479 | 0.0094479 | 0.0044178 | 0.0013071 | 0.031933 | 0.0094479 | 0 | 0 | 0.031933 | 0.0094479 | [22 empty] | WLDFR | HFTD - Distribution - Tier 2 - 1QU CoRE ¦ 3QU LoRE | Red Flag Warning - Destructive Fires | 2039 | 2.3615e-08 | 2.3615e-08 | 10472.8261 | 280.5544 | 10192.2718 | 0 | 0 | 0 | 2.4343e-05 | 0.00024731 | 0 | 0.00024731 | 0.00024731 | 0 | 0.00024731 | [22 empty] | 7.3.3.17.5 (Remote Grid) Updates to grid topology to minimize risk of ignition in HFTDs Remote GridWLDFRVegetation ContactAggregated | WLDFR | HFTD - Distribution - Tier 2 - 1QU CoRE ¦ 1QU LoRE | Red Flag Warning - Catastrophic Fires | Vegetation Contact | Aggregated | 2039 | 0.00014555 | 163.6441 | 0.023819 | 2039 | Mitigation | 0.95 | 45 | 0 | esc | 0.00097009 | 1.412e-07 | 0.00097009 | 1.412e-07
[35 empty] | WLDFR | HFTD - Distribution - Tier 2 - 5QU CoRE ¦ 2QU LoRE | 2040 | 0.27651 | 0.0044178 | 0.031933 | 0 | 0.031933 | 0.0044178 | 0.031933 | 0 | 0.031933 | 0.0088298 | 0.0088298 | 0.0044178 | 0.0012216 | 0.031933 | 0.0088298 | 0 | 0 | 0.031933 | 0.0088298 | [22 empty] | WLDFR | HFTD - Distribution - Tier 2 - 1QU CoRE ¦ 3QU LoRE | Red Flag Warning - Destructive Fires | 2040 | 2.3615e-08 | 2.3615e-08 | 10472.8261 | 280.5544 | 10192.2718 | 0 | 0 | 0 | 2.4343e-05 | 0.00024731 | 0 | 0.00024731 | 0.00024731 | 0 | 0.00024731 | [22 empty] | 7.3.3.17.5 (Remote Grid) Updates to grid topology to minimize risk of ignition in HFTDs Remote GridWLDFRVegetation ContactAggregated | WLDFR | HFTD - Distribution - Tier 2 - 1QU CoRE ¦ 1QU LoRE | Red Flag Warning - Catastrophic Fires | Vegetation Contact | Aggregated | 2040 | 0.00014555 | 163.6441 | 0.023819 | 2040 | Mitigation | 0.95 | 45 | 0 | esc | 0.00097009 | 1.412e-07 | 0.00097009 | 1.412e-07
[35 empty] | WLDFR | HFTD - Distribution - Tier 2 - 5QU CoRE ¦ 2QU LoRE | 2041 | 0.25842 | 0.0044178 | 0.031933 | 0 | 0.031933 | 0.0044178 | 0.031933 | 0 | 0.031933 | 0.0082522 | 0.0082522 | 0.0044178 | 0.0011416 | 0.031933 | 0.0082522 | 0 | 0 | 0.031933 | 0.0082522 | [22 empty] | WLDFR | HFTD - Distribution - Tier 2 - 1QU CoRE ¦ 3QU LoRE | Red Flag Warning - Destructive Fires | 2041 | 2.3615e-08 | 2.3615e-08 | 10472.8261 | 280.5544 | 10192.2718 | 0 | 0 | 0 | 2.4343e-05 | 0.00024731 | 0 | 0.00024731 | 0.00024731 | 0 | 0.00024731 | [22 empty] | 7.3.3.17.5 (Remote Grid) Updates to grid topology to minimize risk of ignition in HFTDs Remote GridWLDFRVegetation ContactAggregated | WLDFR | HFTD - Distribution - Tier 2 - 1QU CoRE ¦ 1QU LoRE | Red Flag Warning - Catastrophic Fires | Vegetation Contact | Aggregated | 2041 | 0.00014555 | 163.6441 | 0.023819 | 2041 | Mitigation | 0.95 | 45 | 0 | esc | 0.00097009 | 1.412e-07 | 0.00097009 | 1.412e-07
[35 empty] | WLDFR | HFTD - Distribution - Tier 2 - 5QU CoRE ¦ 2QU LoRE | 2042 | 0.24151 | 0.0044178 | 0.031933 | 0 | 0.031933 | 0.0044178 | 0.031933 | 0 | 0.031933 | 0.0077123 | 0.0077123 | 0.0044178 | 0.001067 | 0.031933 | 0.0077123 | 0 | 0 | 0.031933 | 0.0077123 | [22 empty] | WLDFR | HFTD - Distribution - Tier 2 - 1QU CoRE ¦ 3QU LoRE | Red Flag Warning - Destructive Fires | 2042 | 2.3615e-08 | 2.3615e-08 | 10472.8261 | 280.5544 | 10192.2718 | 0 | 0 | 0 | 2.4343e-05 | 0.00024731 | 0 | 0.00024731 | 0.00024731 | 0 | 0.00024731 | [22 empty] | 7.3.3.17.5 (Remote Grid) Updates to grid topology to minimize risk of ignition in HFTDs Remote GridWLDFRVegetation ContactAggregated | WLDFR | HFTD - Distribution - Tier 2 - 1QU CoRE ¦ 1QU LoRE | Red Flag Warning - Catastrophic Fires | Vegetation Contact | Aggregated | 2042 | 0.00014555 | 163.6441 | 0.023819 | 2042 | Mitigation | 0.95 | 45 | 0 | esc | 0.00097009 | 1.412e-07 | 0.00097009 | 1.412e-07
[35 empty] | WLDFR | HFTD - Distribution - Tier 2 - 5QU CoRE ¦ 2QU LoRE | 2043 | 0.22571 | 0.0044178 | 0.033527 | 0 | 0.033527 | 0.0044178 | 0.033527 | 0 | 0.033527 | 0.0075674 | 0.0075674 | 0.0044178 | 0.00099716 | 0.033527 | 0.0075674 | 0 | 0 | 0.033527 | 0.0075674 | [22 empty] | WLDFR | HFTD - Distribution - Tier 2 - 1QU CoRE ¦ 3QU LoRE | Red Flag Warning - Destructive Fires | 2043 | 2.3615e-08 | 2.3615e-08 | 10992.1562 | 299.42 | 10692.7362 | 0 | 0 | 0 | 2.4343e-05 | 0.00025958 | 0 | 0.00025958 | 0.00025958 | 0 | 0.00025958 | [22 empty] | 7.3.3.17.5 (Remote Grid) Updates to grid topology to minimize risk of ignition in HFTDs Remote GridWLDFRVegetation ContactAggregated | WLDFR | HFTD - Distribution - Tier 2 - 1QU CoRE ¦ 1QU LoRE | Red Flag Warning - Catastrophic Fires | Vegetation Contact | Aggregated | 2043 | 0.00014555 | 163.6441 | 0.023819 | 2043 | Mitigation | 0.95 | 45 | 0 | esc | 0.00097009 | 1.412e-07 | 0.00097009 | 1.412e-07
[35 empty] | WLDFR | HFTD - Distribution - Tier 2 - 5QU CoRE ¦ 2QU LoRE | 2044 | 0.21095 | 0.0044178 | 0.033527 | 0 | 0.033527 | 0.0044178 | 0.033527 | 0 | 0.033527 | 0.0070723 | 0.0070723 | 0.0044178 | 0.00093192 | 0.033527 | 0.0070723 | 0 | 0 | 0.033527 | 0.0070723 | [22 empty] | WLDFR | HFTD - Distribution - Tier 2 - 1QU CoRE ¦ 3QU LoRE | Red Flag Warning - Destructive Fires | 2044 | 2.3615e-08 | 2.3615e-08 | 10992.1562 | 299.42 | 10692.7362 | 0 | 0 | 0 | 2.4343e-05 | 0.00025958 | 0 | 0.00025958 | 0.00025958 | 0 | 0.00025958 | [22 empty] | 7.3.3.17.5 (Remote Grid) Updates to grid topology to minimize risk of ignition in HFTDs Remote GridWLDFRVegetation ContactAggregated | WLDFR | HFTD - Distribution - Tier 2 - 1QU CoRE ¦ 1QU LoRE | Red Flag Warning - Catastrophic Fires | Vegetation Contact | Aggregated | 2044 | 0.00014555 | 163.6441 | 0.023819 | 2044 | Mitigation | 0.95 | 45 | 0 | esc | 0.00097009 | 1.412e-07 | 0.00097009 | 1.412e-07
[35 empty] | WLDFR | HFTD - Distribution - Tier 2 - 5QU CoRE ¦ 2QU LoRE | 2045 | 0.19715 | 0.0044178 | 0.033527 | 0 | 0.033527 | 0.0044178 | 0.033527 | 0 | 0.033527 | 0.0066097 | 0.0066097 | 0.0044178 | 0.00087096 | 0.033527 | 0.0066097 | 0 | 0 | 0.033527 | 0.0066097 | [22 empty] | WLDFR | HFTD - Distribution - Tier 2 - 1QU CoRE ¦ 3QU LoRE | Red Flag Warning - Destructive Fires | 2045 | 2.3615e-08 | 2.3615e-08 | 10992.1562 | 299.42 | 10692.7362 | 0 | 0 | 0 | 2.4343e-05 | 0.00025958 | 0 | 0.00025958 | 0.00025958 | 0 | 0.00025958 | [22 empty] | 7.3.3.17.5 (Remote Grid) Updates to grid topology to minimize risk of ignition in HFTDs Remote GridWLDFRVegetation ContactAggregated | WLDFR | HFTD - Distribution - Tier 2 - 1QU CoRE ¦ 1QU LoRE | Red Flag Warning - Catastrophic Fires | Vegetation Contact | Aggregated | 2045 | 0.00014555 | 163.6441 | 0.023819 | 2045 | Mitigation | 0.95 | 45 | 0 | esc | 0.00097009 | 1.412e-07 | 0.00097009 | 1.412e-07
[35 empty] | WLDFR | HFTD - Distribution - Tier 2 - 5QU CoRE ¦ 2QU LoRE | 2046 | 0.18425 | 0.0044178 | 0.033527 | 0 | 0.033527 | 0.0044178 | 0.033527 | 0 | 0.033527 | 0.0061773 | 0.0061773 | 0.0044178 | 0.00081398 | 0.033527 | 0.0061773 | 0 | 0 | 0.033527 | 0.0061773 | [22 empty] | WLDFR | HFTD - Distribution - Tier 2 - 1QU CoRE ¦ 3QU LoRE | Red Flag Warning - Destructive Fires | 2046 | 2.3615e-08 | 2.3615e-08 | 10992.1562 | 299.42 | 10692.7362 | 0 | 0 | 0 | 2.4343e-05 | 0.00025958 | 0 | 0.00025958 | 0.00025958 | 0 | 0.00025958 | [22 empty] | 7.3.3.17.5 (Remote Grid) Updates to grid topology to minimize risk of ignition in HFTDs Remote GridWLDFRVegetation ContactAggregated | WLDFR | HFTD - Distribution - Tier 2 - 1QU CoRE ¦ 1QU LoRE | Red Flag Warning - Catastrophic Fires | Vegetation Contact | Aggregated | 2046 | 0.00014555 | 163.6441 | 0.023819 | 2046 | Mitigation | 0.95 | 45 | 0 | esc | 0.00097009 | 1.412e-07 | 0.00097009 | 1.412e-07
[35 empty] | WLDFR | HFTD - Distribution - Tier 2 - 5QU CoRE ¦ 2QU LoRE | 2047 | 0.1722 | 0.0044178 | 0.033527 | 0 | 0.033527 | 0.0044178 | 0.033527 | 0 | 0.033527 | 0.0057731 | 0.0057731 | 0.0044178 | 0.00076073 | 0.033527 | 0.0057731 | 0 | 0 | 0.033527 | 0.0057731 | [22 empty] | WLDFR | HFTD - Distribution - Tier 2 - 1QU CoRE ¦ 3QU LoRE | Red Flag Warning - Destructive Fires | 2047 | 2.3615e-08 | 2.3615e-08 | 10992.1562 | 299.42 | 10692.7362 | 0 | 0 | 0 | 2.4343e-05 | 0.00025958 | 0 | 0.00025958 | 0.00025958 | 0 | 0.00025958 | [22 empty] | 7.3.3.17.5 (Remote Grid) Updates to grid topology to minimize risk of ignition in HFTDs Remote GridWLDFRVegetation ContactAggregated | WLDFR | HFTD - Distribution - Tier 2 - 1QU CoRE ¦ 1QU LoRE | Red Flag Warning - Catastrophic Fires | Vegetation Contact | Aggregated | 2047 | 0.00014555 | 163.6441 | 0.023819 | 2047 | Mitigation | 0.95 | 45 | 0 | esc | 0.00097009 | 1.412e-07 | 0.00097009 | 1.412e-07
[35 empty] | WLDFR | HFTD - Distribution - Tier 2 - 5QU CoRE ¦ 2QU LoRE | 2048 | 0.16093 | 0.0044178 | 0.035197 | 0 | 0.035197 | 0.0044178 | 0.035197 | 0 | 0.035197 | 0.0056643 | 0.0056643 | 0.0044178 | 0.00071096 | 0.035197 | 0.0056643 | 0 | 0 | 0.035197 | 0.0056643 | [22 empty] | WLDFR | HFTD - Distribution - Tier 2 - 1QU CoRE ¦ 3QU LoRE | Red Flag Warning - Destructive Fires | 2048 | 2.3615e-08 | 2.3615e-08 | 11536.0538 | 319.4911 | 11216.5626 | 0 | 0 | 0 | 2.4343e-05 | 0.00027242 | 0 | 0.00027242 | 0.00027242 | 0 | 0.00027242 | [22 empty] | 7.3.3.17.5 (Remote Grid) Updates to grid topology to minimize risk of ignition in HFTDs Remote GridWLDFRVegetation ContactAggregated | WLDFR | HFTD - Distribution - Tier 2 - 1QU CoRE ¦ 1QU LoRE | Red Flag Warning - Catastrophic Fires | Vegetation Contact | Aggregated | 2048 | 0.00014555 | 163.6441 | 0.023819 | 2048 | Mitigation | 0.95 | 45 | 0 | esc | 0.00097009 | 1.412e-07 | 0.00097009 | 1.412e-07
[35 empty] | WLDFR | HFTD - Distribution - Tier 2 - 5QU CoRE ¦ 2QU LoRE | 2049 | 0.1504 | 0.0044178 | 0.035197 | 0 | 0.035197 | 0.0044178 | 0.035197 | 0 | 0.035197 | 0.0052938 | 0.0052938 | 0.0044178 | 0.00066445 | 0.035197 | 0.0052938 | 0 | 0 | 0.035197 | 0.0052938 | [22 empty] | WLDFR | HFTD - Distribution - Tier 2 - 1QU CoRE ¦ 3QU LoRE | Red Flag Warning - Destructive Fires | 2049 | 2.3615e-08 | 2.3615e-08 | 11536.0538 | 319.4911 | 11216.5626 | 0 | 0 | 0 | 2.4343e-05 | 0.00027242 | 0 | 0.00027242 | 0.00027242 | 0 | 0.00027242 | [22 empty] | 7.3.3.17.5 (Remote Grid) Updates to grid topology to minimize risk of ignition in HFTDs Remote GridWLDFRVegetation ContactAggregated | WLDFR | HFTD - Distribution - Tier 2 - 1QU CoRE ¦ 1QU LoRE | Red Flag Warning - Catastrophic Fires | Vegetation Contact | Aggregated | 2049 | 0.00014555 | 163.6441 | 0.023819 | 2049 | Mitigation | 0.95 | 45 | 0 | esc | 0.00097009 | 1.412e-07 | 0.00097009 | 1.412e-07
[35 empty] | WLDFR | HFTD - Distribution - Tier 2 - 5QU CoRE ¦ 2QU LoRE | 2050 | 0.14056 | 0.0044178 | 0.035197 | 0 | 0.035197 | 0.0044178 | 0.035197 | 0 | 0.035197 | 0.0049475 | 0.0049475 | 0.0044178 | 0.00062098 | 0.035197 | 0.0049475 | 0 | 0 | 0.035197 | 0.0049475 | [22 empty] | WLDFR | HFTD - Distribution - Tier 2 - 1QU CoRE ¦ 3QU LoRE | Red Flag Warning - Destructive Fires | 2050 | 2.3615e-08 | 2.3615e-08 | 11536.0538 | 319.4911 | 11216.5626 | 0 | 0 | 0 | 2.4343e-05 | 0.00027242 | 0 | 0.00027242 | 0.00027242 | 0 | 0.00027242 | [22 empty] | 7.3.3.17.5 (Remote Grid) Updates to grid topology to minimize risk of ignition in HFTDs Remote GridWLDFRVegetation ContactAggregated | WLDFR | HFTD - Distribution - Tier 2 - 1QU CoRE ¦ 1QU LoRE | Red Flag Warning - Catastrophic Fires | Vegetation Contact | Aggregated | 2050 | 0.00014555 | 163.6441 | 0.023819 | 2050 | Mitigation | 0.95 | 45 | 0 | esc | 0.00097009 | 1.412e-07 | 0.00097009 | 1.412e-07
[35 empty] | WLDFR | HFTD - Distribution - Tier 2 - 5QU CoRE ¦ 2QU LoRE | 2051 | 0.13137 | 0.0044178 | 0.035197 | 0 | 0.035197 | 0.0044178 | 0.035197 | 0 | 0.035197 | 0.0046238 | 0.0046238 | 0.0044178 | 0.00058036 | 0.035197 | 0.0046238 | 0 | 0 | 0.035197 | 0.0046238 | [22 empty] | WLDFR | HFTD - Distribution - Tier 2 - 1QU CoRE ¦ 3QU LoRE | Red Flag Warning - Destructive Fires | 2051 | 2.3615e-08 | 2.3615e-08 | 11536.0538 | 319.4911 | 11216.5626 | 0 | 0 | 0 | 2.4343e-05 | 0.00027242 | 0 | 0.00027242 | 0.00027242 | 0 | 0.00027242 | [22 empty] | 7.3.3.17.5 (Remote Grid) Updates to grid topology to minimize risk of ignition in HFTDs Remote GridWLDFRVegetation ContactAggregated | WLDFR | HFTD - Distribution - Tier 2 - 1QU CoRE ¦ 1QU LoRE | Red Flag Warning - Catastrophic Fires | Vegetation Contact | Aggregated | 2051 | 0.00014555 | 163.6441 | 0.023819 | 2051 | Mitigation | 0.95 | 45 | 0 | esc | 0.00097009 | 1.412e-07 | 0.00097009 | 1.412e-07
[35 empty] | WLDFR | HFTD - Distribution - Tier 2 - 5QU CoRE ¦ 2QU LoRE | 2052 | 0.12277 | 0.0044178 | 0.035197 | 0 | 0.035197 | 0.0044178 | 0.035197 | 0 | 0.035197 | 0.0043213 | 0.0043213 | 0.0044178 | 0.00054239 | 0.035197 | 0.0043213 | 0 | 0 | 0.035197 | 0.0043213 | [22 empty] | WLDFR | HFTD - Distribution - Tier 2 - 1QU CoRE ¦ 3QU LoRE | Red Flag Warning - Destructive Fires | 2052 | 2.3615e-08 | 2.3615e-08 | 11536.0538 | 319.4911 | 11216.5626 | 0 | 0 | 0 | 2.4343e-05 | 0.00027242 | 0 | 0.00027242 | 0.00027242 | 0 | 0.00027242 | [22 empty] | 7.3.3.17.5 (Remote Grid) Updates to grid topology to minimize risk of ignition in HFTDs Remote GridWLDFRVegetation ContactAggregated | WLDFR | HFTD - Distribution - Tier 2 - 1QU CoRE ¦ 1QU LoRE | Red Flag Warning - Catastrophic Fires | Vegetation Contact | Aggregated | 2052 | 0.00014555 | 163.6441 | 0.023819 | 2052 | Mitigation | 0.95 | 45 | 0 | esc | 0.00097009 | 1.412e-07 | 0.00097009 | 1.412e-07
[35 empty] | WLDFR | HFTD - Distribution - Tier 2 - 5QU CoRE ¦ 2QU LoRE | 2053 | 0.11474 | 0.0044178 | 0.036925 | 0 | 0.036925 | 0.0044178 | 0.036925 | 0 | 0.036925 | 0.0042368 | 0.0042368 | 0.0044178 | 0.00050691 | 0.036925 | 0.0042368 | 0 | 0 | 0.036925 | 0.0042368 | [22 empty] | WLDFR | HFTD - Distribution - Tier 2 - 1QU CoRE ¦ 3QU LoRE | Red Flag Warning - Destructive Fires | 2053 | 2.3615e-08 | 2.3615e-08 | 12097.6769 | 340.5356 | 11757.1413 | 0 | 0 | 0 | 2.4343e-05 | 0.00028568 | 0 | 0.00028568 | 0.00028568 | 0 | 0.00028568 | [22 empty] | 7.3.3.17.5 (Remote Grid) Updates to grid topology to minimize risk of ignition in HFTDs Remote GridWLDFRVegetation ContactAggregated | WLDFR | HFTD - Distribution - Tier 2 - 1QU CoRE ¦ 1QU LoRE | Red Flag Warning - Catastrophic Fires | Vegetation Contact | Aggregated | 2053 | 0.00014555 | 163.6441 | 0.023819 | 2053 | Mitigation | 0.95 | 45 | 0 | esc | 0.00097009 | 1.412e-07 | 0.00097009 | 1.412e-07
[35 empty] | WLDFR | HFTD - Distribution - Tier 2 - 5QU CoRE ¦ 2QU LoRE | 2054 | 0.10723 | 0.0044178 | 0.036925 | 0 | 0.036925 | 0.0044178 | 0.036925 | 0 | 0.036925 | 0.0039596 | 0.0039596 | 0.0044178 | 0.00047374 | 0.036925 | 0.0039596 | 0 | 0 | 0.036925 | 0.0039596 | [22 empty] | WLDFR | HFTD - Distribution - Tier 2 - 1QU CoRE ¦ 3QU LoRE | Red Flag Warning - Destructive Fires | 2054 | 2.3615e-08 | 2.3615e-08 | 12097.6769 | 340.5356 | 11757.1413 | 0 | 0 | 0 | 2.4343e-05 | 0.00028568 | 0 | 0.00028568 | 0.00028568 | 0 | 0.00028568 | [22 empty] | 7.3.3.17.5 (Remote Grid) Updates to grid topology to minimize risk of ignition in HFTDs Remote GridWLDFRVegetation ContactAggregated | WLDFR | HFTD - Distribution - Tier 2 - 1QU CoRE ¦ 1QU LoRE | Red Flag Warning - Catastrophic Fires | Vegetation Contact | Aggregated | 2054 | 0.00014555 | 163.6441 | 0.023819 | 2054 | Mitigation | 0.95 | 45 | 0 | esc | 0.00097009 | 1.412e-07 | 0.00097009 | 1.412e-07
[35 empty] | WLDFR | HFTD - Distribution - Tier 2 - 5QU CoRE ¦ 2QU LoRE | 2055 | 0.10022 | 0.0044178 | 0.036925 | 0 | 0.036925 | 0.0044178 | 0.036925 | 0 | 0.036925 | 0.0037006 | 0.0037006 | 0.0044178 | 0.00044275 | 0.036925 | 0.0037006 | 0 | 0 | 0.036925 | 0.0037006 | [22 empty] | WLDFR | HFTD - Distribution - Tier 2 - 1QU CoRE ¦ 3QU LoRE | Red Flag Warning - Destructive Fires | 2055 | 2.3615e-08 | 2.3615e-08 | 12097.6769 | 340.5356 | 11757.1413 | 0 | 0 | 0 | 2.4343e-05 | 0.00028568 | 0 | 0.00028568 | 0.00028568 | 0 | 0.00028568 | [22 empty] | 7.3.3.17.5 (Remote Grid) Updates to grid topology to minimize risk of ignition in HFTDs Remote GridWLDFRVegetation ContactAggregated | WLDFR | HFTD - Distribution - Tier 2 - 1QU CoRE ¦ 1QU LoRE | Red Flag Warning - Catastrophic Fires | Vegetation Contact | Aggregated | 2055 | 0.00014555 | 163.6441 | 0.023819 | 2055 | Mitigation | 0.95 | 45 | 0 | esc | 0.00097009 | 1.412e-07 | 0.00097009 | 1.412e-07
[35 empty] | WLDFR | HFTD - Distribution - Tier 2 - 5QU CoRE ¦ 2QU LoRE | 2056 | 0.093663 | 0.0044178 | 0.036925 | 0 | 0.036925 | 0.0044178 | 0.036925 | 0 | 0.036925 | 0.0034585 | 0.0034585 | 0.0044178 | 0.00041379 | 0.036925 | 0.0034585 | 0 | 0 | 0.036925 | 0.0034585 | [22 empty] | WLDFR | HFTD - Distribution - Tier 2 - 1QU CoRE ¦ 3QU LoRE | Red Flag Warning - Destructive Fires | 2056 | 2.3615e-08 | 2.3615e-08 | 12097.6769 | 340.5356 | 11757.1413 | 0 | 0 | 0 | 2.4343e-05 | 0.00028568 | 0 | 0.00028568 | 0.00028568 | 0 | 0.00028568 | [22 empty] | 7.3.3.17.5 (Remote Grid) Updates to grid topology to minimize risk of ignition in HFTDs Remote GridWLDFRVegetation ContactAggregated | WLDFR | HFTD - Distribution - Tier 2 - 1QU CoRE ¦ 1QU LoRE | Red Flag Warning - Catastrophic Fires | Vegetation Contact | Aggregated | 2056 | 0.00014555 | 163.6441 | 0.023819 | 2056 | Mitigation | 0.95 | 45 | 0 | esc | 0.00097009 | 1.412e-07 | 0.00097009 | 1.412e-07
[35 empty] | WLDFR | HFTD - Distribution - Tier 2 - 5QU CoRE ¦ 2QU LoRE | 2057 | 0.087535 | 0.0044178 | 0.036925 | 0 | 0.036925 | 0.0044178 | 0.036925 | 0 | 0.036925 | 0.0032322 | 0.0032322 | 0.0044178 | 0.00038672 | 0.036925 | 0.0032322 | 0 | 0 | 0.036925 | 0.0032322 | [22 empty] | WLDFR | HFTD - Distribution - Tier 2 - 1QU CoRE ¦ 3QU LoRE | Red Flag Warning - Destructive Fires | 2057 | 2.3615e-08 | 2.3615e-08 | 12097.6769 | 340.5356 | 11757.1413 | 0 | 0 | 0 | 2.4343e-05 | 0.00028568 | 0 | 0.00028568 | 0.00028568 | 0 | 0.00028568 | [22 empty] | 7.3.3.17.5 (Remote Grid) Updates to grid topology to minimize risk of ignition in HFTDs Remote GridWLDFRVegetation ContactAggregated | WLDFR | HFTD - Distribution - Tier 2 - 1QU CoRE ¦ 1QU LoRE | Red Flag Warning - Catastrophic Fires | Vegetation Contact | Aggregated | 2057 | 0.00014555 | 163.6441 | 0.023819 | 2057 | Mitigation | 0.95 | 45 | 0 | esc | 0.00097009 | 1.412e-07 | 0.00097009 | 1.412e-07
[35 empty] | WLDFR | HFTD - Distribution - Tier 2 - 5QU CoRE ¦ 2QU LoRE | 2058 | 0.081809 | 0.0044178 | 0.038688 | 0 | 0.038688 | 0.0044178 | 0.038688 | 0 | 0.038688 | 0.003165 | 0.003165 | 0.0044178 | 0.00036142 | 0.038688 | 0.003165 | 0 | 0 | 0.038688 | 0.003165 | [22 empty] | WLDFR | HFTD - Distribution - Tier 2 - 1QU CoRE ¦ 3QU LoRE | Red Flag Warning - Destructive Fires | 2058 | 2.3615e-08 | 2.3615e-08 | 12670.1796 | 362.3049 | 12307.8747 | 0 | 0 | 0 | 2.4343e-05 | 0.0002992 | 0 | 0.0002992 | 0.0002992 | 0 | 0.0002992 | [22 empty] | 7.3.3.17.5 (Remote Grid) Updates to grid topology to minimize risk of ignition in HFTDs Remote GridWLDFRVegetation ContactAggregated | WLDFR | HFTD - Distribution - Tier 2 - 1QU CoRE ¦ 1QU LoRE | Red Flag Warning - Catastrophic Fires | Vegetation Contact | Aggregated | 2058 | 0.00014555 | 163.6441 | 0.023819 | 2058 | Mitigation | 0.95 | 45 | 0 | esc | 0.00097009 | 1.412e-07 | 0.00097009 | 1.412e-07
[35 empty] | WLDFR | HFTD - Distribution - Tier 2 - 5QU CoRE ¦ 2QU LoRE | 2059 | 0.076457 | 0.0044178 | 0.038688 | 0 | 0.038688 | 0.0044178 | 0.038688 | 0 | 0.038688 | 0.002958 | 0.002958 | 0.0044178 | 0.00033777 | 0.038688 | 0.002958 | 0 | 0 | 0.038688 | 0.002958 | [22 empty] | WLDFR | HFTD - Distribution - Tier 2 - 1QU CoRE ¦ 3QU LoRE | Red Flag Warning - Destructive Fires | 2059 | 2.3615e-08 | 2.3615e-08 | 12670.1796 | 362.3049 | 12307.8747 | 0 | 0 | 0 | 2.4343e-05 | 0.0002992 | 0 | 0.0002992 | 0.0002992 | 0 | 0.0002992 | [22 empty] | 7.3.3.17.5 (Remote Grid) Updates to grid topology to minimize risk of ignition in HFTDs Remote GridWLDFRVegetation ContactAggregated | WLDFR | HFTD - Distribution - Tier 2 - 1QU CoRE ¦ 1QU LoRE | Red Flag Warning - Catastrophic Fires | Vegetation Contact | Aggregated | 2059 | 0.00014555 | 163.6441 | 0.023819 | 2059 | Mitigation | 0.95 | 45 | 0 | esc | 0.00097009 | 1.412e-07 | 0.00097009 | 1.412e-07
[35 empty] | WLDFR | HFTD - Distribution - Tier 2 - 5QU CoRE ¦ 2QU LoRE | 2060 | 0.071455 | 0.0044178 | 0.038688 | 0 | 0.038688 | 0.0044178 | 0.038688 | 0 | 0.038688 | 0.0027644 | 0.0027644 | 0.0044178 | 0.00031567 | 0.038688 | 0.0027644 | 0 | 0 | 0.038688 | 0.0027644 | [22 empty] | WLDFR | HFTD - Distribution - Tier 2 - 1QU CoRE ¦ 3QU LoRE | Red Flag Warning - Destructive Fires | 2060 | 2.3615e-08 | 2.3615e-08 | 12670.1796 | 362.3049 | 12307.8747 | 0 | 0 | 0 | 2.4343e-05 | 0.0002992 | 0 | 0.0002992 | 0.0002992 | 0 | 0.0002992 | [22 empty] | 7.3.3.17.5 (Remote Grid) Updates to grid topology to minimize risk of ignition in HFTDs Remote GridWLDFRVegetation ContactAggregated | WLDFR | HFTD - Distribution - Tier 2 - 1QU CoRE ¦ 1QU LoRE | Red Flag Warning - Catastrophic Fires | Vegetation Contact | Aggregated | 2060 | 0.00014555 | 163.6441 | 0.023819 | 2060 | Mitigation | 0.95 | 45 | 0 | esc | 0.00097009 | 1.412e-07 | 0.00097009 | 1.412e-07
[35 empty] | WLDFR | HFTD - Distribution - Tier 2 - 5QU CoRE ¦ 2QU LoRE | 2061 | 0.06678 | 0.0044178 | 0.038688 | 0 | 0.038688 | 0.0044178 | 0.038688 | 0 | 0.038688 | 0.0025836 | 0.0025836 | 0.0044178 | 0.00029502 | 0.038688 | 0.0025836 | 0 | 0 | 0.038688 | 0.0025836 | [22 empty] | WLDFR | HFTD - Distribution - Tier 2 - 1QU CoRE ¦ 3QU LoRE | Red Flag Warning - Destructive Fires | 2061 | 2.3615e-08 | 2.3615e-08 | 12670.1796 | 362.3049 | 12307.8747 | 0 | 0 | 0 | 2.4343e-05 | 0.0002992 | 0 | 0.0002992 | 0.0002992 | 0 | 0.0002992 | [22 empty] | 7.3.3.17.5 (Remote Grid) Updates to grid topology to minimize risk of ignition in HFTDs Remote GridWLDFRVegetation ContactAggregated | WLDFR | HFTD - Distribution - Tier 2 - 1QU CoRE ¦ 1QU LoRE | Red Flag Warning - Catastrophic Fires | Vegetation Contact | Aggregated | 2061 | 0.00014555 | 163.6441 | 0.023819 | 2061 | Mitigation | 0.95 | 45 | 0 | esc | 0.00097009 | 1.412e-07 | 0.00097009 | 1.412e-07
[35 empty] | WLDFR | HFTD - Distribution - Tier 2 - 5QU CoRE ¦ 2QU LoRE | 2062 | 0.062412 | 0.0044178 | 0.038688 | 0 | 0.038688 | 0.0044178 | 0.038688 | 0 | 0.038688 | 0.0024146 | 0.0024146 | 0.0044178 | 0.00027572 | 0.038688 | 0.0024146 | 0 | 0 | 0.038688 | 0.0024146 | [22 empty] | WLDFR | HFTD - Distribution - Tier 2 - 1QU CoRE ¦ 3QU LoRE | Red Flag Warning - Destructive Fires | 2062 | 2.3615e-08 | 2.3615e-08 | 12670.1796 | 362.3049 | 12307.8747 | 0 | 0 | 0 | 2.4343e-05 | 0.0002992 | 0 | 0.0002992 | 0.0002992 | 0 | 0.0002992 | [22 empty] | 7.3.3.17.5 (Remote Grid) Updates to grid topology to minimize risk of ignition in HFTDs Remote GridWLDFRVegetation ContactAggregated | WLDFR | HFTD - Distribution - Tier 2 - 1QU CoRE ¦ 1QU LoRE | Red Flag Warning - Catastrophic Fires | Vegetation Contact | Aggregated | 2062 | 0.00014555 | 163.6441 | 0.023819 | 2062 | Mitigation | 0.95 | 45 | 0 | esc | 0.00097009 | 1.412e-07 | 0.00097009 | 1.412e-07
[35 empty] | WLDFR | HFTD - Distribution - Tier 2 - 5QU CoRE ¦ 2QU LoRE | 2063 | 0.058329 | 0.0044178 | 0.040465 | 0 | 0.040465 | 0.0044178 | 0.040465 | 0 | 0.040465 | 0.0023603 | 0.0023603 | 0.0044178 | 0.00025768 | 0.040465 | 0.0023603 | 0 | 0 | 0.040465 | 0.0023603 | [22 empty] | WLDFR | HFTD - Distribution - Tier 2 - 1QU CoRE ¦ 3QU LoRE | Red Flag Warning - Destructive Fires | 2063 | 2.3615e-08 | 2.3615e-08 | 13246.6313 | 384.5316 | 12862.0997 | 0 | 0 | 0 | 2.4343e-05 | 0.00031281 | 0 | 0.00031281 | 0.00031281 | 0 | 0.00031281 | [22 empty] | 7.3.3.17.5 (Remote Grid) Updates to grid topology to minimize risk of ignition in HFTDs Remote GridWLDFRVegetation ContactAggregated | WLDFR | HFTD - Distribution - Tier 2 - 1QU CoRE ¦ 1QU LoRE | Red Flag Warning - Catastrophic Fires | Vegetation Contact | Aggregated | 2063 | 0.00014555 | 163.6441 | 0.023819 | 2063 | Mitigation | 0.95 | 45 | 0 | esc | 0.00097009 | 1.412e-07 | 0.00097009 | 1.412e-07
[35 empty] | WLDFR | HFTD - Distribution - Tier 2 - 5QU CoRE ¦ 2QU LoRE | 2064 | 0.054513 | 0.0044178 | 0.040465 | 0 | 0.040465 | 0.0044178 | 0.040465 | 0 | 0.040465 | 0.0022059 | 0.0022059 | 0.0044178 | 0.00024083 | 0.040465 | 0.0022059 | 0 | 0 | 0.040465 | 0.0022059 | [22 empty] | WLDFR | HFTD - Distribution - Tier 2 - 1QU CoRE ¦ 3QU LoRE | Red Flag Warning - Destructive Fires | 2064 | 2.3615e-08 | 2.3615e-08 | 13246.6313 | 384.5316 | 12862.0997 | 0 | 0 | 0 | 2.4343e-05 | 0.00031281 | 0 | 0.00031281 | 0.00031281 | 0 | 0.00031281 | [22 empty] | 7.3.3.17.5 (Remote Grid) Updates to grid topology to minimize risk of ignition in HFTDs Remote GridWLDFRVegetation ContactAggregated | WLDFR | HFTD - Distribution - Tier 2 - 1QU CoRE ¦ 1QU LoRE | Red Flag Warning - Catastrophic Fires | Vegetation Contact | Aggregated | 2064 | 0.00014555 | 163.6441 | 0.023819 | 2064 | Mitigation | 0.95 | 45 | 0 | esc | 0.00097009 | 1.412e-07 | 0.00097009 | 1.412e-07
[35 empty] | WLDFR | HFTD - Distribution - Tier 2 - 5QU CoRE ¦ 2QU LoRE | 2065 | 0.050946 | 0.0044178 | 0.040465 | 0 | 0.040465 | 0.0044178 | 0.040465 | 0 | 0.040465 | 0.0020616 | 0.0020616 | 0.0044178 | 0.00022507 | 0.040465 | 0.0020616 | 0 | 0 | 0.040465 | 0.0020616 | [22 empty] | WLDFR | HFTD - Distribution - Tier 2 - 1QU CoRE ¦ 3QU LoRE | Red Flag Warning - Destructive Fires | 2065 | 2.3615e-08 | 2.3615e-08 | 13246.6313 | 384.5316 | 12862.0997 | 0 | 0 | 0 | 2.4343e-05 | 0.00031281 | 0 | 0.00031281 | 0.00031281 | 0 | 0.00031281 | [22 empty] | 7.3.3.17.5 (Remote Grid) Updates to grid topology to minimize risk of ignition in HFTDs Remote GridWLDFRVegetation ContactAggregated | WLDFR | HFTD - Distribution - Tier 2 - 1QU CoRE ¦ 1QU LoRE | Red Flag Warning - Catastrophic Fires | Vegetation Contact | Aggregated | 2065 | 0.00014555 | 163.6441 | 0.023819 | 2065 | Mitigation | 0.95 | 45 | 0 | esc | 0.00097009 | 1.412e-07 | 0.00097009 | 1.412e-07
[35 empty] | WLDFR | HFTD - Distribution - Tier 2 - 5QU CoRE ¦ 2QU LoRE | 2066 | 0.047613 | 0.0044178 | 0.040465 | 0 | 0.040465 | 0.0044178 | 0.040465 | 0 | 0.040465 | 0.0019267 | 0.0019267 | 0.0044178 | 0.00021035 | 0.040465 | 0.0019267 | 0 | 0 | 0.040465 | 0.0019267 | [22 empty] | WLDFR | HFTD - Distribution - Tier 2 - 1QU CoRE ¦ 3QU LoRE | Red Flag Warning - Destructive Fires | 2066 | 2.3615e-08 | 2.3615e-08 | 13246.6313 | 384.5316 | 12862.0997 | 0 | 0 | 0 | 2.4343e-05 | 0.00031281 | 0 | 0.00031281 | 0.00031281 | 0 | 0.00031281 | [22 empty] | 7.3.3.17.5 (Remote Grid) Updates to grid topology to minimize risk of ignition in HFTDs Remote GridWLDFRVegetation ContactAggregated | WLDFR | HFTD - Distribution - Tier 2 - 1QU CoRE ¦ 1QU LoRE | Red Flag Warning - Catastrophic Fires | Vegetation Contact | Aggregated | 2066 | 0.00014555 | 163.6441 | 0.023819 | 2066 | Mitigation | 0.95 | 45 | 0 | esc | 0.00097009 | 1.412e-07 | 0.00097009 | 1.412e-07
[35 empty] | WLDFR | HFTD - Distribution - Tier 2 - 5QU CoRE ¦ 2QU LoRE | 2067 | 0.044499 | 0 | 0 | 0 | 0 | 0.0044178 | 0.040465 | 0 | 0.040465 | 0 | 0.0018006 | 0 | 0 | 0 | 0 | 0 | 0 | 0 | 0 | [22 empty] | WLDFR | HFTD - Distribution - Tier 2 - 1QU CoRE ¦ 3QU LoRE | Red Flag Warning - Destructive Fires | 2067 | 0 | 2.3615e-08 | 13246.6313 | 384.5316 | 12862.0997 | 0 | 0 | 0 | 2.4343e-05 | 0 | 0 | 0 | 0.00031281 | 0 | 0.00031281 | [22 empty] | 7.3.3.17.5 (Remote Grid) Updates to grid topology to minimize risk of ignition in HFTDs Remote GridWLDFRVegetation ContactAggregated | WLDFR | HFTD - Distribution - Tier 2 - 1QU CoRE ¦ 1QU LoRE | Red Flag Warning - Catastrophic Fires | Vegetation Contact | Aggregated | 2067 | 0.00014555 | 163.6441 | 0.023819 | 2067 | Mitigation | 0.95 | 45 | 0 | esc | 0 | 0 | 0.00097009 | 1.412e-07
[35 empty] | WLDFR | HFTD - Distribution - Tier 2 - 5QU CoRE ¦ 3QU LoRE | 2022 | 0.93458 | 0.0021165 | 0.01052 | 0 | 0.01052 | 0 | 0 | 0 | 0 | 0.0098314 | 0 | 0.0021165 | 0.001978 | 0.01052 | 0.0098314 | 0 | 0 | 0.01052 | 0.0098314 | [22 empty] | WLDFR | HFTD - Distribution - Tier 2 - 1QU CoRE ¦ 3QU LoRE | Red Flag Warning - Large Fires | 2022 | 9.9822e-08 | 0 | 5.2406 | 0.69642 | 2.942 | 1.6022 | 0 | 0 | 0.0001029 | 5.2313e-07 | 0 | 5.2313e-07 | 0 | 0 | 0 | [22 empty] | 7.3.3.17.5 (Remote Grid) Updates to grid topology to minimize risk of ignition in HFTDs Remote GridWLDFREquipment / facility failureAggregated | WLDFR | HFTD - Distribution - Tier 2 - 1QU CoRE ¦ 1QU LoRE | Red Flag Warning - Destructive Fires | Equipment / facility failure | Aggregated | 2022 | 5.6474e-05 | 163.6441 | 0.0092416 | 2022 | Mitigation | 0.95 | 45 | 0 | esc | 0.00097009 | 5.4785e-08 | 0 | 0
[35 empty] | WLDFR | HFTD - Distribution - Tier 2 - 5QU CoRE ¦ 3QU LoRE | 2023 | 0.87344 | 0.0021165 | 0.010905 | 0 | 0.010905 | 0.0021165 | 0.010905 | 0 | 0.010905 | 0.0095248 | 0.0095248 | 0.0021165 | 0.0018486 | 0.010905 | 0.0095248 | 0 | 0 | 0.010905 | 0.0095248 | [22 empty] | WLDFR | HFTD - Distribution - Tier 2 - 1QU CoRE ¦ 3QU LoRE | Red Flag Warning - Large Fires | 2023 | 9.9822e-08 | 9.9822e-08 | 5.475 | 0.71896 | 3.0715 | 1.6846 | 0 | 0 | 0.0001029 | 5.4653e-07 | 0 | 5.4653e-07 | 5.4653e-07 | 0 | 5.4653e-07 | [22 empty] | 7.3.3.17.5 (Remote Grid) Updates to grid topology to minimize risk of ignition in HFTDs Remote GridWLDFREquipment / facility failureAggregated | WLDFR | HFTD - Distribution - Tier 2 - 1QU CoRE ¦ 1QU LoRE | Red Flag Warning - Destructive Fires | Equipment / facility failure | Aggregated | 2023 | 5.6474e-05 | 163.6441 | 0.0092416 | 2023 | Mitigation | 0.95 | 45 | 0 | esc | 0.00097009 | 5.4785e-08 | 0.00097009 | 5.4785e-08
[35 empty] | WLDFR | HFTD - Distribution - Tier 2 - 5QU CoRE ¦ 3QU LoRE | 2024 | 0.8163 | 0.0021165 | 0.010905 | 0 | 0.010905 | 0.0021165 | 0.010905 | 0 | 0.010905 | 0.0089016 | 0.0089016 | 0.0021165 | 0.0017277 | 0.010905 | 0.0089016 | 0 | 0 | 0.010905 | 0.0089016 | [22 empty] | WLDFR | HFTD - Distribution - Tier 2 - 1QU CoRE ¦ 3QU LoRE | Red Flag Warning - Large Fires | 2024 | 9.9822e-08 | 9.9822e-08 | 5.475 | 0.71896 | 3.0715 | 1.6846 | 0 | 0 | 0.0001029 | 5.4653e-07 | 0 | 5.4653e-07 | 5.4653e-07 | 0 | 5.4653e-07 | [22 empty] | 7.3.3.17.5 (Remote Grid) Updates to grid topology to minimize risk of ignition in HFTDs Remote GridWLDFREquipment / facility failureAggregated | WLDFR | HFTD - Distribution - Tier 2 - 1QU CoRE ¦ 1QU LoRE | Red Flag Warning - Destructive Fires | Equipment / facility failure | Aggregated | 2024 | 5.6474e-05 | 163.6441 | 0.0092416 | 2024 | Mitigation | 0.95 | 45 | 0 | esc | 0.00097009 | 5.4785e-08 | 0.00097009 | 5.4785e-08
[35 empty] | WLDFR | HFTD - Distribution - Tier 2 - 5QU CoRE ¦ 3QU LoRE | 2025 | 0.7629 | 0.0021165 | 0.010905 | 0 | 0.010905 | 0.0021165 | 0.010905 | 0 | 0.010905 | 0.0083193 | 0.0083193 | 0.0021165 | 0.0016147 | 0.010905 | 0.0083193 | 0 | 0 | 0.010905 | 0.0083193 | [22 empty] | WLDFR | HFTD - Distribution - Tier 2 - 1QU CoRE ¦ 3QU LoRE | Red Flag Warning - Large Fires | 2025 | 9.9822e-08 | 9.9822e-08 | 5.475 | 0.71896 | 3.0715 | 1.6846 | 0 | 0 | 0.0001029 | 5.4653e-07 | 0 | 5.4653e-07 | 5.4653e-07 | 0 | 5.4653e-07 | [22 empty] | 7.3.3.17.5 (Remote Grid) Updates to grid topology to minimize risk of ignition in HFTDs Remote GridWLDFREquipment / facility failureAggregated | WLDFR | HFTD - Distribution - Tier 2 - 1QU CoRE ¦ 1QU LoRE | Red Flag Warning - Destructive Fires | Equipment / facility failure | Aggregated | 2025 | 5.6474e-05 | 163.6441 | 0.0092416 | 2025 | Mitigation | 0.95 | 45 | 0 | esc | 0.00097009 | 5.4785e-08 | 0.00097009 | 5.4785e-08
[35 empty] | WLDFR | HFTD - Distribution - Tier 2 - 5QU CoRE ¦ 3QU LoRE | 2026 | 0.71299 | 0.0021165 | 0.010905 | 0 | 0.010905 | 0.0021165 | 0.010905 | 0 | 0.010905 | 0.007775 | 0.007775 | 0.0021165 | 0.001509 | 0.010905 | 0.007775 | 0 | 0 | 0.010905 | 0.007775 | [22 empty] | WLDFR | HFTD - Distribution - Tier 2 - 1QU CoRE ¦ 3QU LoRE | Red Flag Warning - Large Fires | 2026 | 9.9822e-08 | 9.9822e-08 | 5.475 | 0.71896 | 3.0715 | 1.6846 | 0 | 0 | 0.0001029 | 5.4653e-07 | 0 | 5.4653e-07 | 5.4653e-07 | 0 | 5.4653e-07 | [22 empty] | 7.3.3.17.5 (Remote Grid) Updates to grid topology to minimize risk of ignition in HFTDs Remote GridWLDFREquipment / facility failureAggregated | WLDFR | HFTD - Distribution - Tier 2 - 1QU CoRE ¦ 1QU LoRE | Red Flag Warning - Destructive Fires | Equipment / facility failure | Aggregated | 2026 | 5.6474e-05 | 163.6441 | 0.0092416 | 2026 | Mitigation | 0.95 | 45 | 0 | esc | 0.00097009 | 5.4785e-08 | 0.00097009 | 5.4785e-08
[35 empty] | WLDFR | HFTD - Distribution - Tier 2 - 5QU CoRE ¦ 3QU LoRE | 2027 | 0.66634 | 0.0021165 | 0.010905 | 0 | 0.010905 | 0.0021165 | 0.010905 | 0 | 0.010905 | 0.0072664 | 0.0072664 | 0.0021165 | 0.0014103 | 0.010905 | 0.0072664 | 0 | 0 | 0.010905 | 0.0072664 | [22 empty] | WLDFR | HFTD - Distribution - Tier 2 - 1QU CoRE ¦ 3QU LoRE | Red Flag Warning - Large Fires | 2027 | 9.9822e-08 | 9.9822e-08 | 5.475 | 0.71896 | 3.0715 | 1.6846 | 0 | 0 | 0.0001029 | 5.4653e-07 | 0 | 5.4653e-07 | 5.4653e-07 | 0 | 5.4653e-07 | [22 empty] | 7.3.3.17.5 (Remote Grid) Updates to grid topology to minimize risk of ignition in HFTDs Remote GridWLDFREquipment / facility failureAggregated | WLDFR | HFTD - Distribution - Tier 2 - 1QU CoRE ¦ 1QU LoRE | Red Flag Warning - Destructive Fires | Equipment / facility failure | Aggregated | 2027 | 5.6474e-05 | 163.6441 | 0.0092416 | 2027 | Mitigation | 0.95 | 45 | 0 | esc | 0.00097009 | 5.4785e-08 | 0.00097009 | 5.4785e-08
[35 empty] | WLDFR | HFTD - Distribution - Tier 2 - 5QU CoRE ¦ 3QU LoRE | 2028 | 0.62275 | 0.0021165 | 0.01139 | 0 | 0.01139 | 0.0021165 | 0.01139 | 0 | 0.01139 | 0.0070934 | 0.0070934 | 0.0021165 | 0.001318 | 0.01139 | 0.0070934 | 0 | 0 | 0.01139 | 0.0070934 | [22 empty] | WLDFR | HFTD - Distribution - Tier 2 - 1QU CoRE ¦ 3QU LoRE | Red Flag Warning - Large Fires | 2028 | 9.9822e-08 | 9.9822e-08 | 5.777 | 0.74734 | 3.238 | 1.7917 | 0 | 0 | 0.0001029 | 5.7668e-07 | 0 | 5.7668e-07 | 5.7668e-07 | 0 | 5.7668e-07 | [22 empty] | 7.3.3.17.5 (Remote Grid) Updates to grid topology to minimize risk of ignition in HFTDs Remote GridWLDFREquipment / facility failureAggregated | WLDFR | HFTD - Distribution - Tier 2 - 1QU CoRE ¦ 1QU LoRE | Red Flag Warning - Destructive Fires | Equipment / facility failure | Aggregated | 2028 | 5.6474e-05 | 163.6441 | 0.0092416 | 2028 | Mitigation | 0.95 | 45 | 0 | esc | 0.00097009 | 5.4785e-08 | 0.00097009 | 5.4785e-08
[35 empty] | WLDFR | HFTD - Distribution - Tier 2 - 5QU CoRE ¦ 3QU LoRE | 2029 | 0.58201 | 0.0021165 | 0.01139 | 0 | 0.01139 | 0.0021165 | 0.01139 | 0 | 0.01139 | 0.0066294 | 0.0066294 | 0.0021165 | 0.0012318 | 0.01139 | 0.0066294 | 0 | 0 | 0.01139 | 0.0066294 | [22 empty] | WLDFR | HFTD - Distribution - Tier 2 - 1QU CoRE ¦ 3QU LoRE | Red Flag Warning - Large Fires | 2029 | 9.9822e-08 | 9.9822e-08 | 5.777 | 0.74734 | 3.238 | 1.7917 | 0 | 0 | 0.0001029 | 5.7668e-07 | 0 | 5.7668e-07 | 5.7668e-07 | 0 | 5.7668e-07 | [22 empty] | 7.3.3.17.5 (Remote Grid) Updates to grid topology to minimize risk of ignition in HFTDs Remote GridWLDFREquipment / facility failureAggregated | WLDFR | HFTD - Distribution - Tier 2 - 1QU CoRE ¦ 1QU LoRE | Red Flag Warning - Destructive Fires | Equipment / facility failure | Aggregated | 2029 | 5.6474e-05 | 163.6441 | 0.0092416 | 2029 | Mitigation | 0.95 | 45 | 0 | esc | 0.00097009 | 5.4785e-08 | 0.00097009 | 5.4785e-08
[35 empty] | WLDFR | HFTD - Distribution - Tier 2 - 5QU CoRE ¦ 3QU LoRE | 2030 | 0.54393 | 0.0021165 | 0.01139 | 0 | 0.01139 | 0.0021165 | 0.01139 | 0 | 0.01139 | 0.0061957 | 0.0061957 | 0.0021165 | 0.0011512 | 0.01139 | 0.0061957 | 0 | 0 | 0.01139 | 0.0061957 | [22 empty] | WLDFR | HFTD - Distribution - Tier 2 - 1QU CoRE ¦ 3QU LoRE | Red Flag Warning - Large Fires | 2030 | 9.9822e-08 | 9.9822e-08 | 5.777 | 0.74734 | 3.238 | 1.7917 | 0 | 0 | 0.0001029 | 5.7668e-07 | 0 | 5.7668e-07 | 5.7668e-07 | 0 | 5.7668e-07 | [22 empty] | 7.3.3.17.5 (Remote Grid) Updates to grid topology to minimize risk of ignition in HFTDs Remote GridWLDFREquipment / facility failureAggregated | WLDFR | HFTD - Distribution - Tier 2 - 1QU CoRE ¦ 1QU LoRE | Red Flag Warning - Destructive Fires | Equipment / facility failure | Aggregated | 2030 | 5.6474e-05 | 163.6441 | 0.0092416 | 2030 | Mitigation | 0.95 | 45 | 0 | esc | 0.00097009 | 5.4785e-08 | 0.00097009 | 5.4785e-08
[35 empty] | WLDFR | HFTD - Distribution - Tier 2 - 5QU CoRE ¦ 3QU LoRE | 2031 | 0.50835 | 0.0021165 | 0.01139 | 0 | 0.01139 | 0.0021165 | 0.01139 | 0 | 0.01139 | 0.0057903 | 0.0057903 | 0.0021165 | 0.0010759 | 0.01139 | 0.0057903 | 0 | 0 | 0.01139 | 0.0057903 | [22 empty] | WLDFR | HFTD - Distribution - Tier 2 - 1QU CoRE ¦ 3QU LoRE | Red Flag Warning - Large Fires | 2031 | 9.9822e-08 | 9.9822e-08 | 5.777 | 0.74734 | 3.238 | 1.7917 | 0 | 0 | 0.0001029 | 5.7668e-07 | 0 | 5.7668e-07 | 5.7668e-07 | 0 | 5.7668e-07 | [22 empty] | 7.3.3.17.5 (Remote Grid) Updates to grid topology to minimize risk of ignition in HFTDs Remote GridWLDFREquipment / facility failureAggregated | WLDFR | HFTD - Distribution - Tier 2 - 1QU CoRE ¦ 1QU LoRE | Red Flag Warning - Destructive Fires | Equipment / facility failure | Aggregated | 2031 | 5.6474e-05 | 163.6441 | 0.0092416 | 2031 | Mitigation | 0.95 | 45 | 0 | esc | 0.00097009 | 5.4785e-08 | 0.00097009 | 5.4785e-08
[35 empty] | WLDFR | HFTD - Distribution - Tier 2 - 5QU CoRE ¦ 3QU LoRE | 2032 | 0.47509 | 0.0021165 | 0.01139 | 0 | 0.01139 | 0.0021165 | 0.01139 | 0 | 0.01139 | 0.0054115 | 0.0054115 | 0.0021165 | 0.0010055 | 0.01139 | 0.0054115 | 0 | 0 | 0.01139 | 0.0054115 | [22 empty] | WLDFR | HFTD - Distribution - Tier 2 - 1QU CoRE ¦ 3QU LoRE | Red Flag Warning - Large Fires | 2032 | 9.9822e-08 | 9.9822e-08 | 5.777 | 0.74734 | 3.238 | 1.7917 | 0 | 0 | 0.0001029 | 5.7668e-07 | 0 | 5.7668e-07 | 5.7668e-07 | 0 | 5.7668e-07 | [22 empty] | 7.3.3.17.5 (Remote Grid) Updates to grid topology to minimize risk of ignition in HFTDs Remote GridWLDFREquipment / facility failureAggregated | WLDFR | HFTD - Distribution - Tier 2 - 1QU CoRE ¦ 1QU LoRE | Red Flag Warning - Destructive Fires | Equipment / facility failure | Aggregated | 2032 | 5.6474e-05 | 163.6441 | 0.0092416 | 2032 | Mitigation | 0.95 | 45 | 0 | esc | 0.00097009 | 5.4785e-08 | 0.00097009 | 5.4785e-08
[35 empty] | WLDFR | HFTD - Distribution - Tier 2 - 5QU CoRE ¦ 3QU LoRE | 2033 | 0.44401 | 0.0021165 | 0.01193 | 0 | 0.01193 | 0.0021165 | 0.01193 | 0 | 0.01193 | 0.0052972 | 0.0052972 | 0.0021165 | 0.00093975 | 0.01193 | 0.0052972 | 0 | 0 | 0.01193 | 0.0052972 | [22 empty] | WLDFR | HFTD - Distribution - Tier 2 - 1QU CoRE ¦ 3QU LoRE | Red Flag Warning - Large Fires | 2033 | 9.9822e-08 | 9.9822e-08 | 6.1205 | 0.77885 | 3.4265 | 1.9151 | 0 | 0 | 0.0001029 | 6.1096e-07 | 0 | 6.1096e-07 | 6.1096e-07 | 0 | 6.1096e-07 | [22 empty] | 7.3.3.17.5 (Remote Grid) Updates to grid topology to minimize risk of ignition in HFTDs Remote GridWLDFREquipment / facility failureAggregated | WLDFR | HFTD - Distribution - Tier 2 - 1QU CoRE ¦ 1QU LoRE | Red Flag Warning - Destructive Fires | Equipment / facility failure | Aggregated | 2033 | 5.6474e-05 | 163.6441 | 0.0092416 | 2033 | Mitigation | 0.95 | 45 | 0 | esc | 0.00097009 | 5.4785e-08 | 0.00097009 | 5.4785e-08
[35 empty] | WLDFR | HFTD - Distribution - Tier 2 - 5QU CoRE ¦ 3QU LoRE | 2034 | 0.41496 | 0.0021165 | 0.01193 | 0 | 0.01193 | 0.0021165 | 0.01193 | 0 | 0.01193 | 0.0049507 | 0.0049507 | 0.0021165 | 0.00087827 | 0.01193 | 0.0049507 | 0 | 0 | 0.01193 | 0.0049507 | [22 empty] | WLDFR | HFTD - Distribution - Tier 2 - 1QU CoRE ¦ 3QU LoRE | Red Flag Warning - Large Fires | 2034 | 9.9822e-08 | 9.9822e-08 | 6.1205 | 0.77885 | 3.4265 | 1.9151 | 0 | 0 | 0.0001029 | 6.1096e-07 | 0 | 6.1096e-07 | 6.1096e-07 | 0 | 6.1096e-07 | [22 empty] | 7.3.3.17.5 (Remote Grid) Updates to grid topology to minimize risk of ignition in HFTDs Remote GridWLDFREquipment / facility failureAggregated | WLDFR | HFTD - Distribution - Tier 2 - 1QU CoRE ¦ 1QU LoRE | Red Flag Warning - Destructive Fires | Equipment / facility failure | Aggregated | 2034 | 5.6474e-05 | 163.6441 | 0.0092416 | 2034 | Mitigation | 0.95 | 45 | 0 | esc | 0.00097009 | 5.4785e-08 | 0.00097009 | 5.4785e-08
[35 empty] | WLDFR | HFTD - Distribution - Tier 2 - 5QU CoRE ¦ 3QU LoRE | 2035 | 0.38782 | 0.0021165 | 0.01193 | 0 | 0.01193 | 0.0021165 | 0.01193 | 0 | 0.01193 | 0.0046268 | 0.0046268 | 0.0021165 | 0.00082081 | 0.01193 | 0.0046268 | 0 | 0 | 0.01193 | 0.0046268 | [22 empty] | WLDFR | HFTD - Distribution - Tier 2 - 1QU CoRE ¦ 3QU LoRE | Red Flag Warning - Large Fires | 2035 | 9.9822e-08 | 9.9822e-08 | 6.1205 | 0.77885 | 3.4265 | 1.9151 | 0 | 0 | 0.0001029 | 6.1096e-07 | 0 | 6.1096e-07 | 6.1096e-07 | 0 | 6.1096e-07 | [22 empty] | 7.3.3.17.5 (Remote Grid) Updates to grid topology to minimize risk of ignition in HFTDs Remote GridWLDFREquipment / facility failureAggregated | WLDFR | HFTD - Distribution - Tier 2 - 1QU CoRE ¦ 1QU LoRE | Red Flag Warning - Destructive Fires | Equipment / facility failure | Aggregated | 2035 | 5.6474e-05 | 163.6441 | 0.0092416 | 2035 | Mitigation | 0.95 | 45 | 0 | esc | 0.00097009 | 5.4785e-08 | 0.00097009 | 5.4785e-08
[35 empty] | WLDFR | HFTD - Distribution - Tier 2 - 5QU CoRE ¦ 3QU LoRE | 2036 | 0.36245 | 0.0021165 | 0.01193 | 0 | 0.01193 | 0.0021165 | 0.01193 | 0 | 0.01193 | 0.0043241 | 0.0043241 | 0.0021165 | 0.00076712 | 0.01193 | 0.0043241 | 0 | 0 | 0.01193 | 0.0043241 | [22 empty] | WLDFR | HFTD - Distribution - Tier 2 - 1QU CoRE ¦ 3QU LoRE | Red Flag Warning - Large Fires | 2036 | 9.9822e-08 | 9.9822e-08 | 6.1205 | 0.77885 | 3.4265 | 1.9151 | 0 | 0 | 0.0001029 | 6.1096e-07 | 0 | 6.1096e-07 | 6.1096e-07 | 0 | 6.1096e-07 | [22 empty] | 7.3.3.17.5 (Remote Grid) Updates to grid topology to minimize risk of ignition in HFTDs Remote GridWLDFREquipment / facility failureAggregated | WLDFR | HFTD - Distribution - Tier 2 - 1QU CoRE ¦ 1QU LoRE | Red Flag Warning - Destructive Fires | Equipment / facility failure | Aggregated | 2036 | 5.6474e-05 | 163.6441 | 0.0092416 | 2036 | Mitigation | 0.95 | 45 | 0 | esc | 0.00097009 | 5.4785e-08 | 0.00097009 | 5.4785e-08
[35 empty] | WLDFR | HFTD - Distribution - Tier 2 - 5QU CoRE ¦ 3QU LoRE | 2037 | 0.33873 | 0.0021165 | 0.01193 | 0 | 0.01193 | 0.0021165 | 0.01193 | 0 | 0.01193 | 0.0040412 | 0.0040412 | 0.0021165 | 0.00071693 | 0.01193 | 0.0040412 | 0 | 0 | 0.01193 | 0.0040412 | [22 empty] | WLDFR | HFTD - Distribution - Tier 2 - 1QU CoRE ¦ 3QU LoRE | Red Flag Warning - Large Fires | 2037 | 9.9822e-08 | 9.9822e-08 | 6.1205 | 0.77885 | 3.4265 | 1.9151 | 0 | 0 | 0.0001029 | 6.1096e-07 | 0 | 6.1096e-07 | 6.1096e-07 | 0 | 6.1096e-07 | [22 empty] | 7.3.3.17.5 (Remote Grid) Updates to grid topology to minimize risk of ignition in HFTDs Remote GridWLDFREquipment / facility failureAggregated | WLDFR | HFTD - Distribution - Tier 2 - 1QU CoRE ¦ 1QU LoRE | Red Flag Warning - Destructive Fires | Equipment / facility failure | Aggregated | 2037 | 5.6474e-05 | 163.6441 | 0.0092416 | 2037 | Mitigation | 0.95 | 45 | 0 | esc | 0.00097009 | 5.4785e-08 | 0.00097009 | 5.4785e-08
[35 empty] | WLDFR | HFTD - Distribution - Tier 2 - 5QU CoRE ¦ 3QU LoRE | 2038 | 0.31657 | 0.0021165 | 0.012517 | 0 | 0.012517 | 0.0021165 | 0.012517 | 0 | 0.012517 | 0.0039624 | 0.0039624 | 0.0021165 | 0.00067003 | 0.012517 | 0.0039624 | 0 | 0 | 0.012517 | 0.0039624 | [22 empty] | WLDFR | HFTD - Distribution - Tier 2 - 1QU CoRE ¦ 3QU LoRE | Red Flag Warning - Large Fires | 2038 | 9.9822e-08 | 9.9822e-08 | 6.5028 | 0.81304 | 3.6355 | 2.0543 | 0 | 0 | 0.0001029 | 6.4913e-07 | 0 | 6.4913e-07 | 6.4913e-07 | 0 | 6.4913e-07 | [22 empty] | 7.3.3.17.5 (Remote Grid) Updates to grid topology to minimize risk of ignition in HFTDs Remote GridWLDFREquipment / facility failureAggregated | WLDFR | HFTD - Distribution - Tier 2 - 1QU CoRE ¦ 1QU LoRE | Red Flag Warning - Destructive Fires | Equipment / facility failure | Aggregated | 2038 | 5.6474e-05 | 163.6441 | 0.0092416 | 2038 | Mitigation | 0.95 | 45 | 0 | esc | 0.00097009 | 5.4785e-08 | 0.00097009 | 5.4785e-08
[35 empty] | WLDFR | HFTD - Distribution - Tier 2 - 5QU CoRE ¦ 3QU LoRE | 2039 | 0.29586 | 0.0021165 | 0.012517 | 0 | 0.012517 | 0.0021165 | 0.012517 | 0 | 0.012517 | 0.0037032 | 0.0037032 | 0.0021165 | 0.0006262 | 0.012517 | 0.0037032 | 0 | 0 | 0.012517 | 0.0037032 | [22 empty] | WLDFR | HFTD - Distribution - Tier 2 - 1QU CoRE ¦ 3QU LoRE | Red Flag Warning - Large Fires | 2039 | 9.9822e-08 | 9.9822e-08 | 6.5028 | 0.81304 | 3.6355 | 2.0543 | 0 | 0 | 0.0001029 | 6.4913e-07 | 0 | 6.4913e-07 | 6.4913e-07 | 0 | 6.4913e-07 | [22 empty] | 7.3.3.17.5 (Remote Grid) Updates to grid topology to minimize risk of ignition in HFTDs Remote GridWLDFREquipment / facility failureAggregated | WLDFR | HFTD - Distribution - Tier 2 - 1QU CoRE ¦ 1QU LoRE | Red Flag Warning - Destructive Fires | Equipment / facility failure | Aggregated | 2039 | 5.6474e-05 | 163.6441 | 0.0092416 | 2039 | Mitigation | 0.95 | 45 | 0 | esc | 0.00097009 | 5.4785e-08 | 0.00097009 | 5.4785e-08
[35 empty] | WLDFR | HFTD - Distribution - Tier 2 - 5QU CoRE ¦ 3QU LoRE | 2040 | 0.27651 | 0.0021165 | 0.012517 | 0 | 0.012517 | 0.0021165 | 0.012517 | 0 | 0.012517 | 0.0034609 | 0.0034609 | 0.0021165 | 0.00058523 | 0.012517 | 0.0034609 | 0 | 0 | 0.012517 | 0.0034609 | [22 empty] | WLDFR | HFTD - Distribution - Tier 2 - 1QU CoRE ¦ 3QU LoRE | Red Flag Warning - Large Fires | 2040 | 9.9822e-08 | 9.9822e-08 | 6.5028 | 0.81304 | 3.6355 | 2.0543 | 0 | 0 | 0.0001029 | 6.4913e-07 | 0 | 6.4913e-07 | 6.4913e-07 | 0 | 6.4913e-07 | [22 empty] | 7.3.3.17.5 (Remote Grid) Updates to grid topology to minimize risk of ignition in HFTDs Remote GridWLDFREquipment / facility failureAggregated | WLDFR | HFTD - Distribution - Tier 2 - 1QU CoRE ¦ 1QU LoRE | Red Flag Warning - Destructive Fires | Equipment / facility failure | Aggregated | 2040 | 5.6474e-05 | 163.6441 | 0.0092416 | 2040 | Mitigation | 0.95 | 45 | 0 | esc | 0.00097009 | 5.4785e-08 | 0.00097009 | 5.4785e-08
[35 empty] | WLDFR | HFTD - Distribution - Tier 2 - 5QU CoRE ¦ 3QU LoRE | 2041 | 0.25842 | 0.0021165 | 0.012517 | 0 | 0.012517 | 0.0021165 | 0.012517 | 0 | 0.012517 | 0.0032345 | 0.0032345 | 0.0021165 | 0.00054694 | 0.012517 | 0.0032345 | 0 | 0 | 0.012517 | 0.0032345 | [22 empty] | WLDFR | HFTD - Distribution - Tier 2 - 1QU CoRE ¦ 3QU LoRE | Red Flag Warning - Large Fires | 2041 | 9.9822e-08 | 9.9822e-08 | 6.5028 | 0.81304 | 3.6355 | 2.0543 | 0 | 0 | 0.0001029 | 6.4913e-07 | 0 | 6.4913e-07 | 6.4913e-07 | 0 | 6.4913e-07 | [22 empty] | 7.3.3.17.5 (Remote Grid) Updates to grid topology to minimize risk of ignition in HFTDs Remote GridWLDFREquipment / facility failureAggregated | WLDFR | HFTD - Distribution - Tier 2 - 1QU CoRE ¦ 1QU LoRE | Red Flag Warning - Destructive Fires | Equipment / facility failure | Aggregated | 2041 | 5.6474e-05 | 163.6441 | 0.0092416 | 2041 | Mitigation | 0.95 | 45 | 0 | esc | 0.00097009 | 5.4785e-08 | 0.00097009 | 5.4785e-08
[35 empty] | WLDFR | HFTD - Distribution - Tier 2 - 5QU CoRE ¦ 3QU LoRE | 2042 | 0.24151 | 0.0021165 | 0.012517 | 0 | 0.012517 | 0.0021165 | 0.012517 | 0 | 0.012517 | 0.0030229 | 0.0030229 | 0.0021165 | 0.00051116 | 0.012517 | 0.0030229 | 0 | 0 | 0.012517 | 0.0030229 | [22 empty] | WLDFR | HFTD - Distribution - Tier 2 - 1QU CoRE ¦ 3QU LoRE | Red Flag Warning - Large Fires | 2042 | 9.9822e-08 | 9.9822e-08 | 6.5028 | 0.81304 | 3.6355 | 2.0543 | 0 | 0 | 0.0001029 | 6.4913e-07 | 0 | 6.4913e-07 | 6.4913e-07 | 0 | 6.4913e-07 | [22 empty] | 7.3.3.17.5 (Remote Grid) Updates to grid topology to minimize risk of ignition in HFTDs Remote GridWLDFREquipment / facility failureAggregated | WLDFR | HFTD - Distribution - Tier 2 - 1QU CoRE ¦ 1QU LoRE | Red Flag Warning - Destructive Fires | Equipment / facility failure | Aggregated | 2042 | 5.6474e-05 | 163.6441 | 0.0092416 | 2042 | Mitigation | 0.95 | 45 | 0 | esc | 0.00097009 | 5.4785e-08 | 0.00097009 | 5.4785e-08
[35 empty] | WLDFR | HFTD - Distribution - Tier 2 - 5QU CoRE ¦ 3QU LoRE | 2043 | 0.22571 | 0.0021165 | 0.013141 | 0 | 0.013141 | 0.0021165 | 0.013141 | 0 | 0.013141 | 0.0029662 | 0.0029662 | 0.0021165 | 0.00047772 | 0.013141 | 0.0029662 | 0 | 0 | 0.013141 | 0.0029662 | [22 empty] | WLDFR | HFTD - Distribution - Tier 2 - 1QU CoRE ¦ 3QU LoRE | Red Flag Warning - Large Fires | 2043 | 9.9822e-08 | 9.9822e-08 | 6.9209 | 0.84944 | 3.8632 | 2.2083 | 0 | 0 | 0.0001029 | 6.9086e-07 | 0 | 6.9086e-07 | 6.9086e-07 | 0 | 6.9086e-07 | [22 empty] | 7.3.3.17.5 (Remote Grid) Updates to grid topology to minimize risk of ignition in HFTDs Remote GridWLDFREquipment / facility failureAggregated | WLDFR | HFTD - Distribution - Tier 2 - 1QU CoRE ¦ 1QU LoRE | Red Flag Warning - Destructive Fires | Equipment / facility failure | Aggregated | 2043 | 5.6474e-05 | 163.6441 | 0.0092416 | 2043 | Mitigation | 0.95 | 45 | 0 | esc | 0.00097009 | 5.4785e-08 | 0.00097009 | 5.4785e-08
[35 empty] | WLDFR | HFTD - Distribution - Tier 2 - 5QU CoRE ¦ 3QU LoRE | 2044 | 0.21095 | 0.0021165 | 0.013141 | 0 | 0.013141 | 0.0021165 | 0.013141 | 0 | 0.013141 | 0.0027721 | 0.0027721 | 0.0021165 | 0.00044647 | 0.013141 | 0.0027721 | 0 | 0 | 0.013141 | 0.0027721 | [22 empty] | WLDFR | HFTD - Distribution - Tier 2 - 1QU CoRE ¦ 3QU LoRE | Red Flag Warning - Large Fires | 2044 | 9.9822e-08 | 9.9822e-08 | 6.9209 | 0.84944 | 3.8632 | 2.2083 | 0 | 0 | 0.0001029 | 6.9086e-07 | 0 | 6.9086e-07 | 6.9086e-07 | 0 | 6.9086e-07 | [22 empty] | 7.3.3.17.5 (Remote Grid) Updates to grid topology to minimize risk of ignition in HFTDs Remote GridWLDFREquipment / facility failureAggregated | WLDFR | HFTD - Distribution - Tier 2 - 1QU CoRE ¦ 1QU LoRE | Red Flag Warning - Destructive Fires | Equipment / facility failure | Aggregated | 2044 | 5.6474e-05 | 163.6441 | 0.0092416 | 2044 | Mitigation | 0.95 | 45 | 0 | esc | 0.00097009 | 5.4785e-08 | 0.00097009 | 5.4785e-08
[35 empty] | WLDFR | HFTD - Distribution - Tier 2 - 5QU CoRE ¦ 3QU LoRE | 2045 | 0.19715 | 0.0021165 | 0.013141 | 0 | 0.013141 | 0.0021165 | 0.013141 | 0 | 0.013141 | 0.0025908 | 0.0025908 | 0.0021165 | 0.00041726 | 0.013141 | 0.0025908 | 0 | 0 | 0.013141 | 0.0025908 | [22 empty] | WLDFR | HFTD - Distribution - Tier 2 - 1QU CoRE ¦ 3QU LoRE | Red Flag Warning - Large Fires | 2045 | 9.9822e-08 | 9.9822e-08 | 6.9209 | 0.84944 | 3.8632 | 2.2083 | 0 | 0 | 0.0001029 | 6.9086e-07 | 0 | 6.9086e-07 | 6.9086e-07 | 0 | 6.9086e-07 | [22 empty] | 7.3.3.17.5 (Remote Grid) Updates to grid topology to minimize risk of ignition in HFTDs Remote GridWLDFREquipment / facility failureAggregated | WLDFR | HFTD - Distribution - Tier 2 - 1QU CoRE ¦ 1QU LoRE | Red Flag Warning - Destructive Fires | Equipment / facility failure | Aggregated | 2045 | 5.6474e-05 | 163.6441 | 0.0092416 | 2045 | Mitigation | 0.95 | 45 | 0 | esc | 0.00097009 | 5.4785e-08 | 0.00097009 | 5.4785e-08
[35 empty] | WLDFR | HFTD - Distribution - Tier 2 - 5QU CoRE ¦ 3QU LoRE | 2046 | 0.18425 | 0.0021165 | 0.013141 | 0 | 0.013141 | 0.0021165 | 0.013141 | 0 | 0.013141 | 0.0024213 | 0.0024213 | 0.0021165 | 0.00038996 | 0.013141 | 0.0024213 | 0 | 0 | 0.013141 | 0.0024213 | [22 empty] | WLDFR | HFTD - Distribution - Tier 2 - 1QU CoRE ¦ 3QU LoRE | Red Flag Warning - Large Fires | 2046 | 9.9822e-08 | 9.9822e-08 | 6.9209 | 0.84944 | 3.8632 | 2.2083 | 0 | 0 | 0.0001029 | 6.9086e-07 | 0 | 6.9086e-07 | 6.9086e-07 | 0 | 6.9086e-07 | [22 empty] | 7.3.3.17.5 (Remote Grid) Updates to grid topology to minimize risk of ignition in HFTDs Remote GridWLDFREquipment / facility failureAggregated | WLDFR | HFTD - Distribution - Tier 2 - 1QU CoRE ¦ 1QU LoRE | Red Flag Warning - Destructive Fires | Equipment / facility failure | Aggregated | 2046 | 5.6474e-05 | 163.6441 | 0.0092416 | 2046 | Mitigation | 0.95 | 45 | 0 | esc | 0.00097009 | 5.4785e-08 | 0.00097009 | 5.4785e-08
[35 empty] | WLDFR | HFTD - Distribution - Tier 2 - 5QU CoRE ¦ 3QU LoRE | 2047 | 0.1722 | 0.0021165 | 0.013141 | 0 | 0.013141 | 0.0021165 | 0.013141 | 0 | 0.013141 | 0.0022629 | 0.0022629 | 0.0021165 | 0.00036445 | 0.013141 | 0.0022629 | 0 | 0 | 0.013141 | 0.0022629 | [22 empty] | WLDFR | HFTD - Distribution - Tier 2 - 1QU CoRE ¦ 3QU LoRE | Red Flag Warning - Large Fires | 2047 | 9.9822e-08 | 9.9822e-08 | 6.9209 | 0.84944 | 3.8632 | 2.2083 | 0 | 0 | 0.0001029 | 6.9086e-07 | 0 | 6.9086e-07 | 6.9086e-07 | 0 | 6.9086e-07 | [22 empty] | 7.3.3.17.5 (Remote Grid) Updates to grid topology to minimize risk of ignition in HFTDs Remote GridWLDFREquipment / facility failureAggregated | WLDFR | HFTD - Distribution - Tier 2 - 1QU CoRE ¦ 1QU LoRE | Red Flag Warning - Destructive Fires | Equipment / facility failure | Aggregated | 2047 | 5.6474e-05 | 163.6441 | 0.0092416 | 2047 | Mitigation | 0.95 | 45 | 0 | esc | 0.00097009 | 5.4785e-08 | 0.00097009 | 5.4785e-08
[35 empty] | WLDFR | HFTD - Distribution - Tier 2 - 5QU CoRE ¦ 3QU LoRE | 2048 | 0.16093 | 0.0021165 | 0.013796 | 0 | 0.013796 | 0.0021165 | 0.013796 | 0 | 0.013796 | 0.0022203 | 0.0022203 | 0.0021165 | 0.00034061 | 0.013796 | 0.0022203 | 0 | 0 | 0.013796 | 0.0022203 | [22 empty] | WLDFR | HFTD - Distribution - Tier 2 - 1QU CoRE ¦ 3QU LoRE | Red Flag Warning - Large Fires | 2048 | 9.9822e-08 | 9.9822e-08 | 7.3713 | 0.88759 | 4.1075 | 2.3763 | 0 | 0 | 0.0001029 | 7.3583e-07 | 0 | 7.3583e-07 | 7.3583e-07 | 0 | 7.3583e-07 | [22 empty] | 7.3.3.17.5 (Remote Grid) Updates to grid topology to minimize risk of ignition in HFTDs Remote GridWLDFREquipment / facility failureAggregated | WLDFR | HFTD - Distribution - Tier 2 - 1QU CoRE ¦ 1QU LoRE | Red Flag Warning - Destructive Fires | Equipment / facility failure | Aggregated | 2048 | 5.6474e-05 | 163.6441 | 0.0092416 | 2048 | Mitigation | 0.95 | 45 | 0 | esc | 0.00097009 | 5.4785e-08 | 0.00097009 | 5.4785e-08
[35 empty] | WLDFR | HFTD - Distribution - Tier 2 - 5QU CoRE ¦ 3QU LoRE | 2049 | 0.1504 | 0.0021165 | 0.013796 | 0 | 0.013796 | 0.0021165 | 0.013796 | 0 | 0.013796 | 0.002075 | 0.002075 | 0.0021165 | 0.00031833 | 0.013796 | 0.002075 | 0 | 0 | 0.013796 | 0.002075 | [22 empty] | WLDFR | HFTD - Distribution - Tier 2 - 1QU CoRE ¦ 3QU LoRE | Red Flag Warning - Large Fires | 2049 | 9.9822e-08 | 9.9822e-08 | 7.3713 | 0.88759 | 4.1075 | 2.3763 | 0 | 0 | 0.0001029 | 7.3583e-07 | 0 | 7.3583e-07 | 7.3583e-07 | 0 | 7.3583e-07 | [22 empty] | 7.3.3.17.5 (Remote Grid) Updates to grid topology to minimize risk of ignition in HFTDs Remote GridWLDFREquipment / facility failureAggregated | WLDFR | HFTD - Distribution - Tier 2 - 1QU CoRE ¦ 1QU LoRE | Red Flag Warning - Destructive Fires | Equipment / facility failure | Aggregated | 2049 | 5.6474e-05 | 163.6441 | 0.0092416 | 2049 | Mitigation | 0.95 | 45 | 0 | esc | 0.00097009 | 5.4785e-08 | 0.00097009 | 5.4785e-08
[35 empty] | WLDFR | HFTD - Distribution - Tier 2 - 5QU CoRE ¦ 3QU LoRE | 2050 | 0.14056 | 0.0021165 | 0.013796 | 0 | 0.013796 | 0.0021165 | 0.013796 | 0 | 0.013796 | 0.0019393 | 0.0019393 | 0.0021165 | 0.0002975 | 0.013796 | 0.0019393 | 0 | 0 | 0.013796 | 0.0019393 | [22 empty] | WLDFR | HFTD - Distribution - Tier 2 - 1QU CoRE ¦ 3QU LoRE | Red Flag Warning - Large Fires | 2050 | 9.9822e-08 | 9.9822e-08 | 7.3713 | 0.88759 | 4.1075 | 2.3763 | 0 | 0 | 0.0001029 | 7.3583e-07 | 0 | 7.3583e-07 | 7.3583e-07 | 0 | 7.3583e-07 | [22 empty] | 7.3.3.17.5 (Remote Grid) Updates to grid topology to minimize risk of ignition in HFTDs Remote GridWLDFREquipment / facility failureAggregated | WLDFR | HFTD - Distribution - Tier 2 - 1QU CoRE ¦ 1QU LoRE | Red Flag Warning - Destructive Fires | Equipment / facility failure | Aggregated | 2050 | 5.6474e-05 | 163.6441 | 0.0092416 | 2050 | Mitigation | 0.95 | 45 | 0 | esc | 0.00097009 | 5.4785e-08 | 0.00097009 | 5.4785e-08
[35 empty] | WLDFR | HFTD - Distribution - Tier 2 - 5QU CoRE ¦ 3QU LoRE | 2051 | 0.13137 | 0.0021165 | 0.013796 | 0 | 0.013796 | 0.0021165 | 0.013796 | 0 | 0.013796 | 0.0018124 | 0.0018124 | 0.0021165 | 0.00027804 | 0.013796 | 0.0018124 | 0 | 0 | 0.013796 | 0.0018124 | [22 empty] | WLDFR | HFTD - Distribution - Tier 2 - 1QU CoRE ¦ 3QU LoRE | Red Flag Warning - Large Fires | 2051 | 9.9822e-08 | 9.9822e-08 | 7.3713 | 0.88759 | 4.1075 | 2.3763 | 0 | 0 | 0.0001029 | 7.3583e-07 | 0 | 7.3583e-07 | 7.3583e-07 | 0 | 7.3583e-07 | [22 empty] | 7.3.3.17.5 (Remote Grid) Updates to grid topology to minimize risk of ignition in HFTDs Remote GridWLDFREquipment / facility failureAggregated | WLDFR | HFTD - Distribution - Tier 2 - 1QU CoRE ¦ 1QU LoRE | Red Flag Warning - Destructive Fires | Equipment / facility failure | Aggregated | 2051 | 5.6474e-05 | 163.6441 | 0.0092416 | 2051 | Mitigation | 0.95 | 45 | 0 | esc | 0.00097009 | 5.4785e-08 | 0.00097009 | 5.4785e-08
[35 empty] | WLDFR | HFTD - Distribution - Tier 2 - 5QU CoRE ¦ 3QU LoRE | 2052 | 0.12277 | 0.0021165 | 0.013796 | 0 | 0.013796 | 0.0021165 | 0.013796 | 0 | 0.013796 | 0.0016938 | 0.0016938 | 0.0021165 | 0.00025985 | 0.013796 | 0.0016938 | 0 | 0 | 0.013796 | 0.0016938 | [22 empty] | WLDFR | HFTD - Distribution - Tier 2 - 1QU CoRE ¦ 3QU LoRE | Red Flag Warning - Large Fires | 2052 | 9.9822e-08 | 9.9822e-08 | 7.3713 | 0.88759 | 4.1075 | 2.3763 | 0 | 0 | 0.0001029 | 7.3583e-07 | 0 | 7.3583e-07 | 7.3583e-07 | 0 | 7.3583e-07 | [22 empty] | 7.3.3.17.5 (Remote Grid) Updates to grid topology to minimize risk of ignition in HFTDs Remote GridWLDFREquipment / facility failureAggregated | WLDFR | HFTD - Distribution - Tier 2 - 1QU CoRE ¦ 1QU LoRE | Red Flag Warning - Destructive Fires | Equipment / facility failure | Aggregated | 2052 | 5.6474e-05 | 163.6441 | 0.0092416 | 2052 | Mitigation | 0.95 | 45 | 0 | esc | 0.00097009 | 5.4785e-08 | 0.00097009 | 5.4785e-08
[35 empty] | WLDFR | HFTD - Distribution - Tier 2 - 5QU CoRE ¦ 3QU LoRE | 2053 | 0.11474 | 0.0021165 | 0.014474 | 0 | 0.014474 | 0.0021165 | 0.014474 | 0 | 0.014474 | 0.0016607 | 0.0016607 | 0.0021165 | 0.00024285 | 0.014474 | 0.0016607 | 0 | 0 | 0.014474 | 0.0016607 | [22 empty] | WLDFR | HFTD - Distribution - Tier 2 - 1QU CoRE ¦ 3QU LoRE | Red Flag Warning - Large Fires | 2053 | 9.9822e-08 | 9.9822e-08 | 7.8503 | 0.92702 | 4.3664 | 2.5569 | 0 | 0 | 0.0001029 | 7.8364e-07 | 0 | 7.8364e-07 | 7.8364e-07 | 0 | 7.8364e-07 | [22 empty] | 7.3.3.17.5 (Remote Grid) Updates to grid topology to minimize risk of ignition in HFTDs Remote GridWLDFREquipment / facility failureAggregated | WLDFR | HFTD - Distribution - Tier 2 - 1QU CoRE ¦ 1QU LoRE | Red Flag Warning - Destructive Fires | Equipment / facility failure | Aggregated | 2053 | 5.6474e-05 | 163.6441 | 0.0092416 | 2053 | Mitigation | 0.95 | 45 | 0 | esc | 0.00097009 | 5.4785e-08 | 0.00097009 | 5.4785e-08
[35 empty] | WLDFR | HFTD - Distribution - Tier 2 - 5QU CoRE ¦ 3QU LoRE | 2054 | 0.10723 | 0.0021165 | 0.014474 | 0 | 0.014474 | 0.0021165 | 0.014474 | 0 | 0.014474 | 0.0015521 | 0.0015521 | 0.0021165 | 0.00022696 | 0.014474 | 0.0015521 | 0 | 0 | 0.014474 | 0.0015521 | [22 empty] | WLDFR | HFTD - Distribution - Tier 2 - 1QU CoRE ¦ 3QU LoRE | Red Flag Warning - Large Fires | 2054 | 9.9822e-08 | 9.9822e-08 | 7.8503 | 0.92702 | 4.3664 | 2.5569 | 0 | 0 | 0.0001029 | 7.8364e-07 | 0 | 7.8364e-07 | 7.8364e-07 | 0 | 7.8364e-07 | [22 empty] | 7.3.3.17.5 (Remote Grid) Updates to grid topology to minimize risk of ignition in HFTDs Remote GridWLDFREquipment / facility failureAggregated | WLDFR | HFTD - Distribution - Tier 2 - 1QU CoRE ¦ 1QU LoRE | Red Flag Warning - Destructive Fires | Equipment / facility failure | Aggregated | 2054 | 5.6474e-05 | 163.6441 | 0.0092416 | 2054 | Mitigation | 0.95 | 45 | 0 | esc | 0.00097009 | 5.4785e-08 | 0.00097009 | 5.4785e-08
[35 empty] | WLDFR | HFTD - Distribution - Tier 2 - 5QU CoRE ¦ 3QU LoRE | 2055 | 0.10022 | 0.0021165 | 0.014474 | 0 | 0.014474 | 0.0021165 | 0.014474 | 0 | 0.014474 | 0.0014506 | 0.0014506 | 0.0021165 | 0.00021211 | 0.014474 | 0.0014506 | 0 | 0 | 0.014474 | 0.0014506 | [22 empty] | WLDFR | HFTD - Distribution - Tier 2 - 1QU CoRE ¦ 3QU LoRE | Red Flag Warning - Large Fires | 2055 | 9.9822e-08 | 9.9822e-08 | 7.8503 | 0.92702 | 4.3664 | 2.5569 | 0 | 0 | 0.0001029 | 7.8364e-07 | 0 | 7.8364e-07 | 7.8364e-07 | 0 | 7.8364e-07 | [22 empty] | 7.3.3.17.5 (Remote Grid) Updates to grid topology to minimize risk of ignition in HFTDs Remote GridWLDFREquipment / facility failureAggregated | WLDFR | HFTD - Distribution - Tier 2 - 1QU CoRE ¦ 1QU LoRE | Red Flag Warning - Destructive Fires | Equipment / facility failure | Aggregated | 2055 | 5.6474e-05 | 163.6441 | 0.0092416 | 2055 | Mitigation | 0.95 | 45 | 0 | esc | 0.00097009 | 5.4785e-08 | 0.00097009 | 5.4785e-08
[35 empty] | WLDFR | HFTD - Distribution - Tier 2 - 5QU CoRE ¦ 3QU LoRE | 2056 | 0.093663 | 0.0021165 | 0.014474 | 0 | 0.014474 | 0.0021165 | 0.014474 | 0 | 0.014474 | 0.0013557 | 0.0013557 | 0.0021165 | 0.00019824 | 0.014474 | 0.0013557 | 0 | 0 | 0.014474 | 0.0013557 | [22 empty] | WLDFR | HFTD - Distribution - Tier 2 - 1QU CoRE ¦ 3QU LoRE | Red Flag Warning - Large Fires | 2056 | 9.9822e-08 | 9.9822e-08 | 7.8503 | 0.92702 | 4.3664 | 2.5569 | 0 | 0 | 0.0001029 | 7.8364e-07 | 0 | 7.8364e-07 | 7.8364e-07 | 0 | 7.8364e-07 | [22 empty] | 7.3.3.17.5 (Remote Grid) Updates to grid topology to minimize risk of ignition in HFTDs Remote GridWLDFREquipment / facility failureAggregated | WLDFR | HFTD - Distribution - Tier 2 - 1QU CoRE ¦ 1QU LoRE | Red Flag Warning - Destructive Fires | Equipment / facility failure | Aggregated | 2056 | 5.6474e-05 | 163.6441 | 0.0092416 | 2056 | Mitigation | 0.95 | 45 | 0 | esc | 0.00097009 | 5.4785e-08 | 0.00097009 | 5.4785e-08
[35 empty] | WLDFR | HFTD - Distribution - Tier 2 - 5QU CoRE ¦ 3QU LoRE | 2057 | 0.087535 | 0.0021165 | 0.014474 | 0 | 0.014474 | 0.0021165 | 0.014474 | 0 | 0.014474 | 0.001267 | 0.001267 | 0.0021165 | 0.00018527 | 0.014474 | 0.001267 | 0 | 0 | 0.014474 | 0.001267 | [22 empty] | WLDFR | HFTD - Distribution - Tier 2 - 1QU CoRE ¦ 3QU LoRE | Red Flag Warning - Large Fires | 2057 | 9.9822e-08 | 9.9822e-08 | 7.8503 | 0.92702 | 4.3664 | 2.5569 | 0 | 0 | 0.0001029 | 7.8364e-07 | 0 | 7.8364e-07 | 7.8364e-07 | 0 | 7.8364e-07 | [22 empty] | 7.3.3.17.5 (Remote Grid) Updates to grid topology to minimize risk of ignition in HFTDs Remote GridWLDFREquipment / facility failureAggregated | WLDFR | HFTD - Distribution - Tier 2 - 1QU CoRE ¦ 1QU LoRE | Red Flag Warning - Destructive Fires | Equipment / facility failure | Aggregated | 2057 | 5.6474e-05 | 163.6441 | 0.0092416 | 2057 | Mitigation | 0.95 | 45 | 0 | esc | 0.00097009 | 5.4785e-08 | 0.00097009 | 5.4785e-08
[35 empty] | WLDFR | HFTD - Distribution - Tier 2 - 5QU CoRE ¦ 3QU LoRE | 2058 | 0.081809 | 0.0021165 | 0.015165 | 0 | 0.015165 | 0.0021165 | 0.015165 | 0 | 0.015165 | 0.0012406 | 0.0012406 | 0.0021165 | 0.00017315 | 0.015165 | 0.0012406 | 0 | 0 | 0.015165 | 0.0012406 | [22 empty] | WLDFR | HFTD - Distribution - Tier 2 - 1QU CoRE ¦ 3QU LoRE | Red Flag Warning - Large Fires | 2058 | 9.9822e-08 | 9.9822e-08 | 8.3524 | 0.96727 | 4.6367 | 2.7484 | 0 | 0 | 0.0001029 | 8.3375e-07 | 0 | 8.3375e-07 | 8.3375e-07 | 0 | 8.3375e-07 | [22 empty] | 7.3.3.17.5 (Remote Grid) Updates to grid topology to minimize risk of ignition in HFTDs Remote GridWLDFREquipment / facility failureAggregated | WLDFR | HFTD - Distribution - Tier 2 - 1QU CoRE ¦ 1QU LoRE | Red Flag Warning - Destructive Fires | Equipment / facility failure | Aggregated | 2058 | 5.6474e-05 | 163.6441 | 0.0092416 | 2058 | Mitigation | 0.95 | 45 | 0 | esc | 0.00097009 | 5.4785e-08 | 0.00097009 | 5.4785e-08
[35 empty] | WLDFR | HFTD - Distribution - Tier 2 - 5QU CoRE ¦ 3QU LoRE | 2059 | 0.076457 | 0.0021165 | 0.015165 | 0 | 0.015165 | 0.0021165 | 0.015165 | 0 | 0.015165 | 0.0011595 | 0.0011595 | 0.0021165 | 0.00016182 | 0.015165 | 0.0011595 | 0 | 0 | 0.015165 | 0.0011595 | [22 empty] | WLDFR | HFTD - Distribution - Tier 2 - 1QU CoRE ¦ 3QU LoRE | Red Flag Warning - Large Fires | 2059 | 9.9822e-08 | 9.9822e-08 | 8.3524 | 0.96727 | 4.6367 | 2.7484 | 0 | 0 | 0.0001029 | 8.3375e-07 | 0 | 8.3375e-07 | 8.3375e-07 | 0 | 8.3375e-07 | [22 empty] | 7.3.3.17.5 (Remote Grid) Updates to grid topology to minimize risk of ignition in HFTDs Remote GridWLDFREquipment / facility failureAggregated | WLDFR | HFTD - Distribution - Tier 2 - 1QU CoRE ¦ 1QU LoRE | Red Flag Warning - Destructive Fires | Equipment / facility failure | Aggregated | 2059 | 5.6474e-05 | 163.6441 | 0.0092416 | 2059 | Mitigation | 0.95 | 45 | 0 | esc | 0.00097009 | 5.4785e-08 | 0.00097009 | 5.4785e-08
[35 empty] | WLDFR | HFTD - Distribution - Tier 2 - 5QU CoRE ¦ 3QU LoRE | 2060 | 0.071455 | 0.0021165 | 0.015165 | 0 | 0.015165 | 0.0021165 | 0.015165 | 0 | 0.015165 | 0.0010836 | 0.0010836 | 0.0021165 | 0.00015123 | 0.015165 | 0.0010836 | 0 | 0 | 0.015165 | 0.0010836 | [22 empty] | WLDFR | HFTD - Distribution - Tier 2 - 1QU CoRE ¦ 3QU LoRE | Red Flag Warning - Large Fires | 2060 | 9.9822e-08 | 9.9822e-08 | 8.3524 | 0.96727 | 4.6367 | 2.7484 | 0 | 0 | 0.0001029 | 8.3375e-07 | 0 | 8.3375e-07 | 8.3375e-07 | 0 | 8.3375e-07 | [22 empty] | 7.3.3.17.5 (Remote Grid) Updates to grid topology to minimize risk of ignition in HFTDs Remote GridWLDFREquipment / facility failureAggregated | WLDFR | HFTD - Distribution - Tier 2 - 1QU CoRE ¦ 1QU LoRE | Red Flag Warning - Destructive Fires | Equipment / facility failure | Aggregated | 2060 | 5.6474e-05 | 163.6441 | 0.0092416 | 2060 | Mitigation | 0.95 | 45 | 0 | esc | 0.00097009 | 5.4785e-08 | 0.00097009 | 5.4785e-08
[35 empty] | WLDFR | HFTD - Distribution - Tier 2 - 5QU CoRE ¦ 3QU LoRE | 2061 | 0.06678 | 0.0021165 | 0.015165 | 0 | 0.015165 | 0.0021165 | 0.015165 | 0 | 0.015165 | 0.0010127 | 0.0010127 | 0.0021165 | 0.00014134 | 0.015165 | 0.0010127 | 0 | 0 | 0.015165 | 0.0010127 | [22 empty] | WLDFR | HFTD - Distribution - Tier 2 - 1QU CoRE ¦ 3QU LoRE | Red Flag Warning - Large Fires | 2061 | 9.9822e-08 | 9.9822e-08 | 8.3524 | 0.96727 | 4.6367 | 2.7484 | 0 | 0 | 0.0001029 | 8.3375e-07 | 0 | 8.3375e-07 | 8.3375e-07 | 0 | 8.3375e-07 | [22 empty] | 7.3.3.17.5 (Remote Grid) Updates to grid topology to minimize risk of ignition in HFTDs Remote GridWLDFREquipment / facility failureAggregated | WLDFR | HFTD - Distribution - Tier 2 - 1QU CoRE ¦ 1QU LoRE | Red Flag Warning - Destructive Fires | Equipment / facility failure | Aggregated | 2061 | 5.6474e-05 | 163.6441 | 0.0092416 | 2061 | Mitigation | 0.95 | 45 | 0 | esc | 0.00097009 | 5.4785e-08 | 0.00097009 | 5.4785e-08
[35 empty] | WLDFR | HFTD - Distribution - Tier 2 - 5QU CoRE ¦ 3QU LoRE | 2062 | 0.062412 | 0.0021165 | 0.015165 | 0 | 0.015165 | 0.0021165 | 0.015165 | 0 | 0.015165 | 0.00094648 | 0.00094648 | 0.0021165 | 0.00013209 | 0.015165 | 0.00094648 | 0 | 0 | 0.015165 | 0.00094648 | [22 empty] | WLDFR | HFTD - Distribution - Tier 2 - 1QU CoRE ¦ 3QU LoRE | Red Flag Warning - Large Fires | 2062 | 9.9822e-08 | 9.9822e-08 | 8.3524 | 0.96727 | 4.6367 | 2.7484 | 0 | 0 | 0.0001029 | 8.3375e-07 | 0 | 8.3375e-07 | 8.3375e-07 | 0 | 8.3375e-07 | [22 empty] | 7.3.3.17.5 (Remote Grid) Updates to grid topology to minimize risk of ignition in HFTDs Remote GridWLDFREquipment / facility failureAggregated | WLDFR | HFTD - Distribution - Tier 2 - 1QU CoRE ¦ 1QU LoRE | Red Flag Warning - Destructive Fires | Equipment / facility failure | Aggregated | 2062 | 5.6474e-05 | 163.6441 | 0.0092416 | 2062 | Mitigation | 0.95 | 45 | 0 | esc | 0.00097009 | 5.4785e-08 | 0.00097009 | 5.4785e-08
[35 empty] | WLDFR | HFTD - Distribution - Tier 2 - 5QU CoRE ¦ 3QU LoRE | 2063 | 0.058329 | 0.0021165 | 0.015862 | 0 | 0.015862 | 0.0021165 | 0.015862 | 0 | 0.015862 | 0.00092523 | 0.00092523 | 0.0021165 | 0.00012345 | 0.015862 | 0.00092523 | 0 | 0 | 0.015862 | 0.00092523 | [22 empty] | WLDFR | HFTD - Distribution - Tier 2 - 1QU CoRE ¦ 3QU LoRE | Red Flag Warning - Large Fires | 2063 | 9.9822e-08 | 9.9822e-08 | 8.872 | 1.0079 | 4.9153 | 2.9488 | 0 | 0 | 0.0001029 | 8.8562e-07 | 0 | 8.8562e-07 | 8.8562e-07 | 0 | 8.8562e-07 | [22 empty] | 7.3.3.17.5 (Remote Grid) Updates to grid topology to minimize risk of ignition in HFTDs Remote GridWLDFREquipment / facility failureAggregated | WLDFR | HFTD - Distribution - Tier 2 - 1QU CoRE ¦ 1QU LoRE | Red Flag Warning - Destructive Fires | Equipment / facility failure | Aggregated | 2063 | 5.6474e-05 | 163.6441 | 0.0092416 | 2063 | Mitigation | 0.95 | 45 | 0 | esc | 0.00097009 | 5.4785e-08 | 0.00097009 | 5.4785e-08
[35 empty] | WLDFR | HFTD - Distribution - Tier 2 - 5QU CoRE ¦ 3QU LoRE | 2064 | 0.054513 | 0.0021165 | 0.015862 | 0 | 0.015862 | 0.0021165 | 0.015862 | 0 | 0.015862 | 0.0008647 | 0.0008647 | 0.0021165 | 0.00011538 | 0.015862 | 0.0008647 | 0 | 0 | 0.015862 | 0.0008647 | [22 empty] | WLDFR | HFTD - Distribution - Tier 2 - 1QU CoRE ¦ 3QU LoRE | Red Flag Warning - Large Fires | 2064 | 9.9822e-08 | 9.9822e-08 | 8.872 | 1.0079 | 4.9153 | 2.9488 | 0 | 0 | 0.0001029 | 8.8562e-07 | 0 | 8.8562e-07 | 8.8562e-07 | 0 | 8.8562e-07 | [22 empty] | 7.3.3.17.5 (Remote Grid) Updates to grid topology to minimize risk of ignition in HFTDs Remote GridWLDFREquipment / facility failureAggregated | WLDFR | HFTD - Distribution - Tier 2 - 1QU CoRE ¦ 1QU LoRE | Red Flag Warning - Destructive Fires | Equipment / facility failure | Aggregated | 2064 | 5.6474e-05 | 163.6441 | 0.0092416 | 2064 | Mitigation | 0.95 | 45 | 0 | esc | 0.00097009 | 5.4785e-08 | 0.00097009 | 5.4785e-08
[35 empty] | WLDFR | HFTD - Distribution - Tier 2 - 5QU CoRE ¦ 3QU LoRE | 2065 | 0.050946 | 0.0021165 | 0.015862 | 0 | 0.015862 | 0.0021165 | 0.015862 | 0 | 0.015862 | 0.00080813 | 0.00080813 | 0.0021165 | 0.00010783 | 0.015862 | 0.00080813 | 0 | 0 | 0.015862 | 0.00080813 | [22 empty] | WLDFR | HFTD - Distribution - Tier 2 - 1QU CoRE ¦ 3QU LoRE | Red Flag Warning - Large Fires | 2065 | 9.9822e-08 | 9.9822e-08 | 8.872 | 1.0079 | 4.9153 | 2.9488 | 0 | 0 | 0.0001029 | 8.8562e-07 | 0 | 8.8562e-07 | 8.8562e-07 | 0 | 8.8562e-07 | [22 empty] | 7.3.3.17.5 (Remote Grid) Updates to grid topology to minimize risk of ignition in HFTDs Remote GridWLDFREquipment / facility failureAggregated | WLDFR | HFTD - Distribution - Tier 2 - 1QU CoRE ¦ 1QU LoRE | Red Flag Warning - Destructive Fires | Equipment / facility failure | Aggregated | 2065 | 5.6474e-05 | 163.6441 | 0.0092416 | 2065 | Mitigation | 0.95 | 45 | 0 | esc | 0.00097009 | 5.4785e-08 | 0.00097009 | 5.4785e-08
[35 empty] | WLDFR | HFTD - Distribution - Tier 2 - 5QU CoRE ¦ 3QU LoRE | 2066 | 0.047613 | 0.0021165 | 0.015862 | 0 | 0.015862 | 0.0021165 | 0.015862 | 0 | 0.015862 | 0.00075526 | 0.00075526 | 0.0021165 | 0.00010077 | 0.015862 | 0.00075526 | 0 | 0 | 0.015862 | 0.00075526 | [22 empty] | WLDFR | HFTD - Distribution - Tier 2 - 1QU CoRE ¦ 3QU LoRE | Red Flag Warning - Large Fires | 2066 | 9.9822e-08 | 9.9822e-08 | 8.872 | 1.0079 | 4.9153 | 2.9488 | 0 | 0 | 0.0001029 | 8.8562e-07 | 0 | 8.8562e-07 | 8.8562e-07 | 0 | 8.8562e-07 | [22 empty] | 7.3.3.17.5 (Remote Grid) Updates to grid topology to minimize risk of ignition in HFTDs Remote GridWLDFREquipment / facility failureAggregated | WLDFR | HFTD - Distribution - Tier 2 - 1QU CoRE ¦ 1QU LoRE | Red Flag Warning - Destructive Fires | Equipment / facility failure | Aggregated | 2066 | 5.6474e-05 | 163.6441 | 0.0092416 | 2066 | Mitigation | 0.95 | 45 | 0 | esc | 0.00097009 | 5.4785e-08 | 0.00097009 | 5.4785e-08
[35 empty] | WLDFR | HFTD - Distribution - Tier 2 - 5QU CoRE ¦ 3QU LoRE | 2067 | 0.044499 | 0 | 0 | 0 | 0 | 0.0021165 | 0.015862 | 0 | 0.015862 | 0 | 0.00070585 | 0 | 0 | 0 | 0 | 0 | 0 | 0 | 0 | [22 empty] | WLDFR | HFTD - Distribution - Tier 2 - 1QU CoRE ¦ 3QU LoRE | Red Flag Warning - Large Fires | 2067 | 0 | 9.9822e-08 | 8.872 | 1.0079 | 4.9153 | 2.9488 | 0 | 0 | 0.0001029 | 0 | 0 | 0 | 8.8562e-07 | 0 | 8.8562e-07 | [22 empty] | 7.3.3.17.5 (Remote Grid) Updates to grid topology to minimize risk of ignition in HFTDs Remote GridWLDFREquipment / facility failureAggregated | WLDFR | HFTD - Distribution - Tier 2 - 1QU CoRE ¦ 1QU LoRE | Red Flag Warning - Destructive Fires | Equipment / facility failure | Aggregated | 2067 | 5.6474e-05 | 163.6441 | 0.0092416 | 2067 | Mitigation | 0.95 | 45 | 0 | esc | 0 | 0 | 0.00097009 | 5.4785e-08
[35 empty] | WLDFR | HFTD - Distribution - Tier 2 - 5QU CoRE ¦ 4QU LoRE | 2022 | 0.93458 | 0.0011914 | 0.0073167 | 0 | 0.0073167 | 0 | 0 | 0 | 0 | 0.0068381 | 0 | 0.0011914 | 0.0011135 | 0.0073167 | 0.0068381 | 0 | 0 | 0.0073167 | 0.0068381 | [22 empty] | WLDFR | HFTD - Distribution - Tier 2 - 1QU CoRE ¦ 3QU LoRE | Red Flag Warning - Small Fires | 2022 | 4.6405e-07 | 0 | 0.077901 | 0.036425 | 0.0015809 | 0.039895 | 0 | 0 | 0.00049019 | 3.615e-08 | 0 | 3.615e-08 | 0 | 0 | 0 | [22 empty] | 7.3.3.17.5 (Remote Grid) Updates to grid topology to minimize risk of ignition in HFTDs Remote GridWLDFRVegetation ContactAggregated | WLDFR | HFTD - Distribution - Tier 2 - 1QU CoRE ¦ 1QU LoRE | Red Flag Warning - Destructive Fires | Vegetation Contact | Aggregated | 2022 | 1.8259e-05 | 163.6441 | 0.0029879 | 2022 | Mitigation | 0.95 | 45 | 0 | esc | 0.00097009 | 1.7712e-08 | 0 | 0
[35 empty] | WLDFR | HFTD - Distribution - Tier 2 - 5QU CoRE ¦ 4QU LoRE | 2023 | 0.87344 | 0.0011914 | 0.0075847 | 0 | 0.0075847 | 0.0011914 | 0.0075847 | 0 | 0.0075847 | 0.0066248 | 0.0066248 | 0.0011914 | 0.0010406 | 0.0075847 | 0.0066248 | 0 | 0 | 0.0075847 | 0.0066248 | [22 empty] | WLDFR | HFTD - Distribution - Tier 2 - 1QU CoRE ¦ 3QU LoRE | Red Flag Warning - Small Fires | 2023 | 4.6405e-07 | 4.6405e-07 | 0.080408 | 0.03759 | 0.0016314 | 0.041187 | 0 | 0 | 0.00049019 | 3.7313e-08 | 0 | 3.7313e-08 | 3.7313e-08 | 0 | 3.7313e-08 | [22 empty] | 7.3.3.17.5 (Remote Grid) Updates to grid topology to minimize risk of ignition in HFTDs Remote GridWLDFRVegetation ContactAggregated | WLDFR | HFTD - Distribution - Tier 2 - 1QU CoRE ¦ 1QU LoRE | Red Flag Warning - Destructive Fires | Vegetation Contact | Aggregated | 2023 | 1.8259e-05 | 163.6441 | 0.0029879 | 2023 | Mitigation | 0.95 | 45 | 0 | esc | 0.00097009 | 1.7712e-08 | 0.00097009 | 1.7712e-08
[35 empty] | WLDFR | HFTD - Distribution - Tier 2 - 5QU CoRE ¦ 4QU LoRE | 2024 | 0.8163 | 0.0011914 | 0.0075847 | 0 | 0.0075847 | 0.0011914 | 0.0075847 | 0 | 0.0075847 | 0.0061914 | 0.0061914 | 0.0011914 | 0.00097257 | 0.0075847 | 0.0061914 | 0 | 0 | 0.0075847 | 0.0061914 | [22 empty] | WLDFR | HFTD - Distribution - Tier 2 - 1QU CoRE ¦ 3QU LoRE | Red Flag Warning - Small Fires | 2024 | 4.6405e-07 | 4.6405e-07 | 0.080408 | 0.03759 | 0.0016314 | 0.041187 | 0 | 0 | 0.00049019 | 3.7313e-08 | 0 | 3.7313e-08 | 3.7313e-08 | 0 | 3.7313e-08 | [22 empty] | 7.3.3.17.5 (Remote Grid) Updates to grid topology to minimize risk of ignition in HFTDs Remote GridWLDFRVegetation ContactAggregated | WLDFR | HFTD - Distribution - Tier 2 - 1QU CoRE ¦ 1QU LoRE | Red Flag Warning - Destructive Fires | Vegetation Contact | Aggregated | 2024 | 1.8259e-05 | 163.6441 | 0.0029879 | 2024 | Mitigation | 0.95 | 45 | 0 | esc | 0.00097009 | 1.7712e-08 | 0.00097009 | 1.7712e-08
[35 empty] | WLDFR | HFTD - Distribution - Tier 2 - 5QU CoRE ¦ 4QU LoRE | 2025 | 0.7629 | 0.0011914 | 0.0075847 | 0 | 0.0075847 | 0.0011914 | 0.0075847 | 0 | 0.0075847 | 0.0057864 | 0.0057864 | 0.0011914 | 0.00090894 | 0.0075847 | 0.0057864 | 0 | 0 | 0.0075847 | 0.0057864 | [22 empty] | WLDFR | HFTD - Distribution - Tier 2 - 1QU CoRE ¦ 3QU LoRE | Red Flag Warning - Small Fires | 2025 | 4.6405e-07 | 4.6405e-07 | 0.080408 | 0.03759 | 0.0016314 | 0.041187 | 0 | 0 | 0.00049019 | 3.7313e-08 | 0 | 3.7313e-08 | 3.7313e-08 | 0 | 3.7313e-08 | [22 empty] | 7.3.3.17.5 (Remote Grid) Updates to grid topology to minimize risk of ignition in HFTDs Remote GridWLDFRVegetation ContactAggregated | WLDFR | HFTD - Distribution - Tier 2 - 1QU CoRE ¦ 1QU LoRE | Red Flag Warning - Destructive Fires | Vegetation Contact | Aggregated | 2025 | 1.8259e-05 | 163.6441 | 0.0029879 | 2025 | Mitigation | 0.95 | 45 | 0 | esc | 0.00097009 | 1.7712e-08 | 0.00097009 | 1.7712e-08
[35 empty] | WLDFR | HFTD - Distribution - Tier 2 - 5QU CoRE ¦ 4QU LoRE | 2026 | 0.71299 | 0.0011914 | 0.0075847 | 0 | 0.0075847 | 0.0011914 | 0.0075847 | 0 | 0.0075847 | 0.0054078 | 0.0054078 | 0.0011914 | 0.00084948 | 0.0075847 | 0.0054078 | 0 | 0 | 0.0075847 | 0.0054078 | [22 empty] | WLDFR | HFTD - Distribution - Tier 2 - 1QU CoRE ¦ 3QU LoRE | Red Flag Warning - Small Fires | 2026 | 4.6405e-07 | 4.6405e-07 | 0.080408 | 0.03759 | 0.0016314 | 0.041187 | 0 | 0 | 0.00049019 | 3.7313e-08 | 0 | 3.7313e-08 | 3.7313e-08 | 0 | 3.7313e-08 | [22 empty] | 7.3.3.17.5 (Remote Grid) Updates to grid topology to minimize risk of ignition in HFTDs Remote GridWLDFRVegetation ContactAggregated | WLDFR | HFTD - Distribution - Tier 2 - 1QU CoRE ¦ 1QU LoRE | Red Flag Warning - Destructive Fires | Vegetation Contact | Aggregated | 2026 | 1.8259e-05 | 163.6441 | 0.0029879 | 2026 | Mitigation | 0.95 | 45 | 0 | esc | 0.00097009 | 1.7712e-08 | 0.00097009 | 1.7712e-08
[35 empty] | WLDFR | HFTD - Distribution - Tier 2 - 5QU CoRE ¦ 4QU LoRE | 2027 | 0.66634 | 0.0011914 | 0.0075847 | 0 | 0.0075847 | 0.0011914 | 0.0075847 | 0 | 0.0075847 | 0.005054 | 0.005054 | 0.0011914 | 0.0007939 | 0.0075847 | 0.005054 | 0 | 0 | 0.0075847 | 0.005054 | [22 empty] | WLDFR | HFTD - Distribution - Tier 2 - 1QU CoRE ¦ 3QU LoRE | Red Flag Warning - Small Fires | 2027 | 4.6405e-07 | 4.6405e-07 | 0.080408 | 0.03759 | 0.0016314 | 0.041187 | 0 | 0 | 0.00049019 | 3.7313e-08 | 0 | 3.7313e-08 | 3.7313e-08 | 0 | 3.7313e-08 | [22 empty] | 7.3.3.17.5 (Remote Grid) Updates to grid topology to minimize risk of ignition in HFTDs Remote GridWLDFRVegetation ContactAggregated | WLDFR | HFTD - Distribution - Tier 2 - 1QU CoRE ¦ 1QU LoRE | Red Flag Warning - Destructive Fires | Vegetation Contact | Aggregated | 2027 | 1.8259e-05 | 163.6441 | 0.0029879 | 2027 | Mitigation | 0.95 | 45 | 0 | esc | 0.00097009 | 1.7712e-08 | 0.00097009 | 1.7712e-08
[35 empty] | WLDFR | HFTD - Distribution - Tier 2 - 5QU CoRE ¦ 4QU LoRE | 2028 | 0.62275 | 0.0011914 | 0.0079226 | 0 | 0.0079226 | 0.0011914 | 0.0079226 | 0 | 0.0079226 | 0.0049338 | 0.0049338 | 0.0011914 | 0.00074197 | 0.0079226 | 0.0049338 | 0 | 0 | 0.0079226 | 0.0049338 | [22 empty] | WLDFR | HFTD - Distribution - Tier 2 - 1QU CoRE ¦ 3QU LoRE | Red Flag Warning - Small Fires | 2028 | 4.6405e-07 | 4.6405e-07 | 0.083606 | 0.039055 | 0.001695 | 0.042856 | 0 | 0 | 0.00049019 | 3.8797e-08 | 0 | 3.8797e-08 | 3.8797e-08 | 0 | 3.8797e-08 | [22 empty] | 7.3.3.17.5 (Remote Grid) Updates to grid topology to minimize risk of ignition in HFTDs Remote GridWLDFRVegetation ContactAggregated | WLDFR | HFTD - Distribution - Tier 2 - 1QU CoRE ¦ 1QU LoRE | Red Flag Warning - Destructive Fires | Vegetation Contact | Aggregated | 2028 | 1.8259e-05 | 163.6441 | 0.0029879 | 2028 | Mitigation | 0.95 | 45 | 0 | esc | 0.00097009 | 1.7712e-08 | 0.00097009 | 1.7712e-08
[35 empty] | WLDFR | HFTD - Distribution - Tier 2 - 5QU CoRE ¦ 4QU LoRE | 2029 | 0.58201 | 0.0011914 | 0.0079226 | 0 | 0.0079226 | 0.0011914 | 0.0079226 | 0 | 0.0079226 | 0.004611 | 0.004611 | 0.0011914 | 0.00069343 | 0.0079226 | 0.004611 | 0 | 0 | 0.0079226 | 0.004611 | [22 empty] | WLDFR | HFTD - Distribution - Tier 2 - 1QU CoRE ¦ 3QU LoRE | Red Flag Warning - Small Fires | 2029 | 4.6405e-07 | 4.6405e-07 | 0.083606 | 0.039055 | 0.001695 | 0.042856 | 0 | 0 | 0.00049019 | 3.8797e-08 | 0 | 3.8797e-08 | 3.8797e-08 | 0 | 3.8797e-08 | [22 empty] | 7.3.3.17.5 (Remote Grid) Updates to grid topology to minimize risk of ignition in HFTDs Remote GridWLDFRVegetation ContactAggregated | WLDFR | HFTD - Distribution - Tier 2 - 1QU CoRE ¦ 1QU LoRE | Red Flag Warning - Destructive Fires | Vegetation Contact | Aggregated | 2029 | 1.8259e-05 | 163.6441 | 0.0029879 | 2029 | Mitigation | 0.95 | 45 | 0 | esc | 0.00097009 | 1.7712e-08 | 0.00097009 | 1.7712e-08
[35 empty] | WLDFR | HFTD - Distribution - Tier 2 - 5QU CoRE ¦ 4QU LoRE | 2030 | 0.54393 | 0.0011914 | 0.0079226 | 0 | 0.0079226 | 0.0011914 | 0.0079226 | 0 | 0.0079226 | 0.0043093 | 0.0043093 | 0.0011914 | 0.00064806 | 0.0079226 | 0.0043093 | 0 | 0 | 0.0079226 | 0.0043093 | [22 empty] | WLDFR | HFTD - Distribution - Tier 2 - 1QU CoRE ¦ 3QU LoRE | Red Flag Warning - Small Fires | 2030 | 4.6405e-07 | 4.6405e-07 | 0.083606 | 0.039055 | 0.001695 | 0.042856 | 0 | 0 | 0.00049019 | 3.8797e-08 | 0 | 3.8797e-08 | 3.8797e-08 | 0 | 3.8797e-08 | [22 empty] | 7.3.3.17.5 (Remote Grid) Updates to grid topology to minimize risk of ignition in HFTDs Remote GridWLDFRVegetation ContactAggregated | WLDFR | HFTD - Distribution - Tier 2 - 1QU CoRE ¦ 1QU LoRE | Red Flag Warning - Destructive Fires | Vegetation Contact | Aggregated | 2030 | 1.8259e-05 | 163.6441 | 0.0029879 | 2030 | Mitigation | 0.95 | 45 | 0 | esc | 0.00097009 | 1.7712e-08 | 0.00097009 | 1.7712e-08
[35 empty] | WLDFR | HFTD - Distribution - Tier 2 - 5QU CoRE ¦ 4QU LoRE | 2031 | 0.50835 | 0.0011914 | 0.0079226 | 0 | 0.0079226 | 0.0011914 | 0.0079226 | 0 | 0.0079226 | 0.0040274 | 0.0040274 | 0.0011914 | 0.00060566 | 0.0079226 | 0.0040274 | 0 | 0 | 0.0079226 | 0.0040274 | [22 empty] | WLDFR | HFTD - Distribution - Tier 2 - 1QU CoRE ¦ 3QU LoRE | Red Flag Warning - Small Fires | 2031 | 4.6405e-07 | 4.6405e-07 | 0.083606 | 0.039055 | 0.001695 | 0.042856 | 0 | 0 | 0.00049019 | 3.8797e-08 | 0 | 3.8797e-08 | 3.8797e-08 | 0 | 3.8797e-08 | [22 empty] | 7.3.3.17.5 (Remote Grid) Updates to grid topology to minimize risk of ignition in HFTDs Remote GridWLDFRVegetation ContactAggregated | WLDFR | HFTD - Distribution - Tier 2 - 1QU CoRE ¦ 1QU LoRE | Red Flag Warning - Destructive Fires | Vegetation Contact | Aggregated | 2031 | 1.8259e-05 | 163.6441 | 0.0029879 | 2031 | Mitigation | 0.95 | 45 | 0 | esc | 0.00097009 | 1.7712e-08 | 0.00097009 | 1.7712e-08
[35 empty] | WLDFR | HFTD - Distribution - Tier 2 - 5QU CoRE ¦ 4QU LoRE | 2032 | 0.47509 | 0.0011914 | 0.0079226 | 0 | 0.0079226 | 0.0011914 | 0.0079226 | 0 | 0.0079226 | 0.0037639 | 0.0037639 | 0.0011914 | 0.00056604 | 0.0079226 | 0.0037639 | 0 | 0 | 0.0079226 | 0.0037639 | [22 empty] | WLDFR | HFTD - Distribution - Tier 2 - 1QU CoRE ¦ 3QU LoRE | Red Flag Warning - Small Fires | 2032 | 4.6405e-07 | 4.6405e-07 | 0.083606 | 0.039055 | 0.001695 | 0.042856 | 0 | 0 | 0.00049019 | 3.8797e-08 | 0 | 3.8797e-08 | 3.8797e-08 | 0 | 3.8797e-08 | [22 empty] | 7.3.3.17.5 (Remote Grid) Updates to grid topology to minimize risk of ignition in HFTDs Remote GridWLDFRVegetation ContactAggregated | WLDFR | HFTD - Distribution - Tier 2 - 1QU CoRE ¦ 1QU LoRE | Red Flag Warning - Destructive Fires | Vegetation Contact | Aggregated | 2032 | 1.8259e-05 | 163.6441 | 0.0029879 | 2032 | Mitigation | 0.95 | 45 | 0 | esc | 0.00097009 | 1.7712e-08 | 0.00097009 | 1.7712e-08
[35 empty] | WLDFR | HFTD - Distribution - Tier 2 - 5QU CoRE ¦ 4QU LoRE | 2033 | 0.44401 | 0.0011914 | 0.0082981 | 0 | 0.0082981 | 0.0011914 | 0.0082981 | 0 | 0.0082981 | 0.0036844 | 0.0036844 | 0.0011914 | 0.00052901 | 0.0082981 | 0.0036844 | 0 | 0 | 0.0082981 | 0.0036844 | [22 empty] | WLDFR | HFTD - Distribution - Tier 2 - 1QU CoRE ¦ 3QU LoRE | Red Flag Warning - Small Fires | 2033 | 4.6405e-07 | 4.6405e-07 | 0.087211 | 0.040679 | 0.0017655 | 0.044766 | 0 | 0 | 0.00049019 | 4.047e-08 | 0 | 4.047e-08 | 4.047e-08 | 0 | 4.047e-08 | [22 empty] | 7.3.3.17.5 (Remote Grid) Updates to grid topology to minimize risk of ignition in HFTDs Remote GridWLDFRVegetation ContactAggregated | WLDFR | HFTD - Distribution - Tier 2 - 1QU CoRE ¦ 1QU LoRE | Red Flag Warning - Destructive Fires | Vegetation Contact | Aggregated | 2033 | 1.8259e-05 | 163.6441 | 0.0029879 | 2033 | Mitigation | 0.95 | 45 | 0 | esc | 0.00097009 | 1.7712e-08 | 0.00097009 | 1.7712e-08
[35 empty] | WLDFR | HFTD - Distribution - Tier 2 - 5QU CoRE ¦ 4QU LoRE | 2034 | 0.41496 | 0.0011914 | 0.0082981 | 0 | 0.0082981 | 0.0011914 | 0.0082981 | 0 | 0.0082981 | 0.0034434 | 0.0034434 | 0.0011914 | 0.0004944 | 0.0082981 | 0.0034434 | 0 | 0 | 0.0082981 | 0.0034434 | [22 empty] | WLDFR | HFTD - Distribution - Tier 2 - 1QU CoRE ¦ 3QU LoRE | Red Flag Warning - Small Fires | 2034 | 4.6405e-07 | 4.6405e-07 | 0.087211 | 0.040679 | 0.0017655 | 0.044766 | 0 | 0 | 0.00049019 | 4.047e-08 | 0 | 4.047e-08 | 4.047e-08 | 0 | 4.047e-08 | [22 empty] | 7.3.3.17.5 (Remote Grid) Updates to grid topology to minimize risk of ignition in HFTDs Remote GridWLDFRVegetation ContactAggregated | WLDFR | HFTD - Distribution - Tier 2 - 1QU CoRE ¦ 1QU LoRE | Red Flag Warning - Destructive Fires | Vegetation Contact | Aggregated | 2034 | 1.8259e-05 | 163.6441 | 0.0029879 | 2034 | Mitigation | 0.95 | 45 | 0 | esc | 0.00097009 | 1.7712e-08 | 0.00097009 | 1.7712e-08
[35 empty] | WLDFR | HFTD - Distribution - Tier 2 - 5QU CoRE ¦ 4QU LoRE | 2035 | 0.38782 | 0.0011914 | 0.0082981 | 0 | 0.0082981 | 0.0011914 | 0.0082981 | 0 | 0.0082981 | 0.0032181 | 0.0032181 | 0.0011914 | 0.00046206 | 0.0082981 | 0.0032181 | 0 | 0 | 0.0082981 | 0.0032181 | [22 empty] | WLDFR | HFTD - Distribution - Tier 2 - 1QU CoRE ¦ 3QU LoRE | Red Flag Warning - Small Fires | 2035 | 4.6405e-07 | 4.6405e-07 | 0.087211 | 0.040679 | 0.0017655 | 0.044766 | 0 | 0 | 0.00049019 | 4.047e-08 | 0 | 4.047e-08 | 4.047e-08 | 0 | 4.047e-08 | [22 empty] | 7.3.3.17.5 (Remote Grid) Updates to grid topology to minimize risk of ignition in HFTDs Remote GridWLDFRVegetation ContactAggregated | WLDFR | HFTD - Distribution - Tier 2 - 1QU CoRE ¦ 1QU LoRE | Red Flag Warning - Destructive Fires | Vegetation Contact | Aggregated | 2035 | 1.8259e-05 | 163.6441 | 0.0029879 | 2035 | Mitigation | 0.95 | 45 | 0 | esc | 0.00097009 | 1.7712e-08 | 0.00097009 | 1.7712e-08
[35 empty] | WLDFR | HFTD - Distribution - Tier 2 - 5QU CoRE ¦ 4QU LoRE | 2036 | 0.36245 | 0.0011914 | 0.0082981 | 0 | 0.0082981 | 0.0011914 | 0.0082981 | 0 | 0.0082981 | 0.0030076 | 0.0030076 | 0.0011914 | 0.00043183 | 0.0082981 | 0.0030076 | 0 | 0 | 0.0082981 | 0.0030076 | [22 empty] | WLDFR | HFTD - Distribution - Tier 2 - 1QU CoRE ¦ 3QU LoRE | Red Flag Warning - Small Fires | 2036 | 4.6405e-07 | 4.6405e-07 | 0.087211 | 0.040679 | 0.0017655 | 0.044766 | 0 | 0 | 0.00049019 | 4.047e-08 | 0 | 4.047e-08 | 4.047e-08 | 0 | 4.047e-08 | [22 empty] | 7.3.3.17.5 (Remote Grid) Updates to grid topology to minimize risk of ignition in HFTDs Remote GridWLDFRVegetation ContactAggregated | WLDFR | HFTD - Distribution - Tier 2 - 1QU CoRE ¦ 1QU LoRE | Red Flag Warning - Destructive Fires | Vegetation Contact | Aggregated | 2036 | 1.8259e-05 | 163.6441 | 0.0029879 | 2036 | Mitigation | 0.95 | 45 | 0 | esc | 0.00097009 | 1.7712e-08 | 0.00097009 | 1.7712e-08
[35 empty] | WLDFR | HFTD - Distribution - Tier 2 - 5QU CoRE ¦ 4QU LoRE | 2037 | 0.33873 | 0.0011914 | 0.0082981 | 0 | 0.0082981 | 0.0011914 | 0.0082981 | 0 | 0.0082981 | 0.0028108 | 0.0028108 | 0.0011914 | 0.00040358 | 0.0082981 | 0.0028108 | 0 | 0 | 0.0082981 | 0.0028108 | [22 empty] | WLDFR | HFTD - Distribution - Tier 2 - 1QU CoRE ¦ 3QU LoRE | Red Flag Warning - Small Fires | 2037 | 4.6405e-07 | 4.6405e-07 | 0.087211 | 0.040679 | 0.0017655 | 0.044766 | 0 | 0 | 0.00049019 | 4.047e-08 | 0 | 4.047e-08 | 4.047e-08 | 0 | 4.047e-08 | [22 empty] | 7.3.3.17.5 (Remote Grid) Updates to grid topology to minimize risk of ignition in HFTDs Remote GridWLDFRVegetation ContactAggregated | WLDFR | HFTD - Distribution - Tier 2 - 1QU CoRE ¦ 1QU LoRE | Red Flag Warning - Destructive Fires | Vegetation Contact | Aggregated | 2037 | 1.8259e-05 | 163.6441 | 0.0029879 | 2037 | Mitigation | 0.95 | 45 | 0 | esc | 0.00097009 | 1.7712e-08 | 0.00097009 | 1.7712e-08
[35 empty] | WLDFR | HFTD - Distribution - Tier 2 - 5QU CoRE ¦ 4QU LoRE | 2038 | 0.31657 | 0.0011914 | 0.0087058 | 0 | 0.0087058 | 0.0011914 | 0.0087058 | 0 | 0.0087058 | 0.002756 | 0.002756 | 0.0011914 | 0.00037718 | 0.0087058 | 0.002756 | 0 | 0 | 0.0087058 | 0.002756 | [22 empty] | WLDFR | HFTD - Distribution - Tier 2 - 1QU CoRE ¦ 3QU LoRE | Red Flag Warning - Small Fires | 2038 | 4.6405e-07 | 4.6405e-07 | 0.091184 | 0.042438 | 0.0018418 | 0.046905 | 0 | 0 | 0.00049019 | 4.2314e-08 | 0 | 4.2314e-08 | 4.2314e-08 | 0 | 4.2314e-08 | [22 empty] | 7.3.3.17.5 (Remote Grid) Updates to grid topology to minimize risk of ignition in HFTDs Remote GridWLDFRVegetation ContactAggregated | WLDFR | HFTD - Distribution - Tier 2 - 1QU CoRE ¦ 1QU LoRE | Red Flag Warning - Destructive Fires | Vegetation Contact | Aggregated | 2038 | 1.8259e-05 | 163.6441 | 0.0029879 | 2038 | Mitigation | 0.95 | 45 | 0 | esc | 0.00097009 | 1.7712e-08 | 0.00097009 | 1.7712e-08
[35 empty] | WLDFR | HFTD - Distribution - Tier 2 - 5QU CoRE ¦ 4QU LoRE | 2039 | 0.29586 | 0.0011914 | 0.0087058 | 0 | 0.0087058 | 0.0011914 | 0.0087058 | 0 | 0.0087058 | 0.0025757 | 0.0025757 | 0.0011914 | 0.0003525 | 0.0087058 | 0.0025757 | 0 | 0 | 0.0087058 | 0.0025757 | [22 empty] | WLDFR | HFTD - Distribution - Tier 2 - 1QU CoRE ¦ 3QU LoRE | Red Flag Warning - Small Fires | 2039 | 4.6405e-07 | 4.6405e-07 | 0.091184 | 0.042438 | 0.0018418 | 0.046905 | 0 | 0 | 0.00049019 | 4.2314e-08 | 0 | 4.2314e-08 | 4.2314e-08 | 0 | 4.2314e-08 | [22 empty] | 7.3.3.17.5 (Remote Grid) Updates to grid topology to minimize risk of ignition in HFTDs Remote GridWLDFRVegetation ContactAggregated | WLDFR | HFTD - Distribution - Tier 2 - 1QU CoRE ¦ 1QU LoRE | Red Flag Warning - Destructive Fires | Vegetation Contact | Aggregated | 2039 | 1.8259e-05 | 163.6441 | 0.0029879 | 2039 | Mitigation | 0.95 | 45 | 0 | esc | 0.00097009 | 1.7712e-08 | 0.00097009 | 1.7712e-08
[35 empty] | WLDFR | HFTD - Distribution - Tier 2 - 5QU CoRE ¦ 4QU LoRE | 2040 | 0.27651 | 0.0011914 | 0.0087058 | 0 | 0.0087058 | 0.0011914 | 0.0087058 | 0 | 0.0087058 | 0.0024072 | 0.0024072 | 0.0011914 | 0.00032944 | 0.0087058 | 0.0024072 | 0 | 0 | 0.0087058 | 0.0024072 | [22 empty] | WLDFR | HFTD - Distribution - Tier 2 - 1QU CoRE ¦ 3QU LoRE | Red Flag Warning - Small Fires | 2040 | 4.6405e-07 | 4.6405e-07 | 0.091184 | 0.042438 | 0.0018418 | 0.046905 | 0 | 0 | 0.00049019 | 4.2314e-08 | 0 | 4.2314e-08 | 4.2314e-08 | 0 | 4.2314e-08 | [22 empty] | 7.3.3.17.5 (Remote Grid) Updates to grid topology to minimize risk of ignition in HFTDs Remote GridWLDFRVegetation ContactAggregated | WLDFR | HFTD - Distribution - Tier 2 - 1QU CoRE ¦ 1QU LoRE | Red Flag Warning - Destructive Fires | Vegetation Contact | Aggregated | 2040 | 1.8259e-05 | 163.6441 | 0.0029879 | 2040 | Mitigation | 0.95 | 45 | 0 | esc | 0.00097009 | 1.7712e-08 | 0.00097009 | 1.7712e-08
[35 empty] | WLDFR | HFTD - Distribution - Tier 2 - 5QU CoRE ¦ 4QU LoRE | 2041 | 0.25842 | 0.0011914 | 0.0087058 | 0 | 0.0087058 | 0.0011914 | 0.0087058 | 0 | 0.0087058 | 0.0022498 | 0.0022498 | 0.0011914 | 0.00030789 | 0.0087058 | 0.0022498 | 0 | 0 | 0.0087058 | 0.0022498 | [22 empty] | WLDFR | HFTD - Distribution - Tier 2 - 1QU CoRE ¦ 3QU LoRE | Red Flag Warning - Small Fires | 2041 | 4.6405e-07 | 4.6405e-07 | 0.091184 | 0.042438 | 0.0018418 | 0.046905 | 0 | 0 | 0.00049019 | 4.2314e-08 | 0 | 4.2314e-08 | 4.2314e-08 | 0 | 4.2314e-08 | [22 empty] | 7.3.3.17.5 (Remote Grid) Updates to grid topology to minimize risk of ignition in HFTDs Remote GridWLDFRVegetation ContactAggregated | WLDFR | HFTD - Distribution - Tier 2 - 1QU CoRE ¦ 1QU LoRE | Red Flag Warning - Destructive Fires | Vegetation Contact | Aggregated | 2041 | 1.8259e-05 | 163.6441 | 0.0029879 | 2041 | Mitigation | 0.95 | 45 | 0 | esc | 0.00097009 | 1.7712e-08 | 0.00097009 | 1.7712e-08
[35 empty] | WLDFR | HFTD - Distribution - Tier 2 - 5QU CoRE ¦ 4QU LoRE | 2042 | 0.24151 | 0.0011914 | 0.0087058 | 0 | 0.0087058 | 0.0011914 | 0.0087058 | 0 | 0.0087058 | 0.0021026 | 0.0021026 | 0.0011914 | 0.00028775 | 0.0087058 | 0.0021026 | 0 | 0 | 0.0087058 | 0.0021026 | [22 empty] | WLDFR | HFTD - Distribution - Tier 2 - 1QU CoRE ¦ 3QU LoRE | Red Flag Warning - Small Fires | 2042 | 4.6405e-07 | 4.6405e-07 | 0.091184 | 0.042438 | 0.0018418 | 0.046905 | 0 | 0 | 0.00049019 | 4.2314e-08 | 0 | 4.2314e-08 | 4.2314e-08 | 0 | 4.2314e-08 | [22 empty] | 7.3.3.17.5 (Remote Grid) Updates to grid topology to minimize risk of ignition in HFTDs Remote GridWLDFRVegetation ContactAggregated | WLDFR | HFTD - Distribution - Tier 2 - 1QU CoRE ¦ 1QU LoRE | Red Flag Warning - Destructive Fires | Vegetation Contact | Aggregated | 2042 | 1.8259e-05 | 163.6441 | 0.0029879 | 2042 | Mitigation | 0.95 | 45 | 0 | esc | 0.00097009 | 1.7712e-08 | 0.00097009 | 1.7712e-08
[35 empty] | WLDFR | HFTD - Distribution - Tier 2 - 5QU CoRE ¦ 4QU LoRE | 2043 | 0.22571 | 0.0011914 | 0.0091403 | 0 | 0.0091403 | 0.0011914 | 0.0091403 | 0 | 0.0091403 | 0.0020631 | 0.0020631 | 0.0011914 | 0.00026892 | 0.0091403 | 0.0020631 | 0 | 0 | 0.0091403 | 0.0020631 | [22 empty] | WLDFR | HFTD - Distribution - Tier 2 - 1QU CoRE ¦ 3QU LoRE | Red Flag Warning - Small Fires | 2043 | 4.6405e-07 | 4.6405e-07 | 0.095486 | 0.044306 | 0.0019228 | 0.049257 | 0 | 0 | 0.00049019 | 4.431e-08 | 0 | 4.431e-08 | 4.431e-08 | 0 | 4.431e-08 | [22 empty] | 7.3.3.17.5 (Remote Grid) Updates to grid topology to minimize risk of ignition in HFTDs Remote GridWLDFRVegetation ContactAggregated | WLDFR | HFTD - Distribution - Tier 2 - 1QU CoRE ¦ 1QU LoRE | Red Flag Warning - Destructive Fires | Vegetation Contact | Aggregated | 2043 | 1.8259e-05 | 163.6441 | 0.0029879 | 2043 | Mitigation | 0.95 | 45 | 0 | esc | 0.00097009 | 1.7712e-08 | 0.00097009 | 1.7712e-08
[35 empty] | WLDFR | HFTD - Distribution - Tier 2 - 5QU CoRE ¦ 4QU LoRE | 2044 | 0.21095 | 0.0011914 | 0.0091403 | 0 | 0.0091403 | 0.0011914 | 0.0091403 | 0 | 0.0091403 | 0.0019281 | 0.0019281 | 0.0011914 | 0.00025133 | 0.0091403 | 0.0019281 | 0 | 0 | 0.0091403 | 0.0019281 | [22 empty] | WLDFR | HFTD - Distribution - Tier 2 - 1QU CoRE ¦ 3QU LoRE | Red Flag Warning - Small Fires | 2044 | 4.6405e-07 | 4.6405e-07 | 0.095486 | 0.044306 | 0.0019228 | 0.049257 | 0 | 0 | 0.00049019 | 4.431e-08 | 0 | 4.431e-08 | 4.431e-08 | 0 | 4.431e-08 | [22 empty] | 7.3.3.17.5 (Remote Grid) Updates to grid topology to minimize risk of ignition in HFTDs Remote GridWLDFRVegetation ContactAggregated | WLDFR | HFTD - Distribution - Tier 2 - 1QU CoRE ¦ 1QU LoRE | Red Flag Warning - Destructive Fires | Vegetation Contact | Aggregated | 2044 | 1.8259e-05 | 163.6441 | 0.0029879 | 2044 | Mitigation | 0.95 | 45 | 0 | esc | 0.00097009 | 1.7712e-08 | 0.00097009 | 1.7712e-08
[35 empty] | WLDFR | HFTD - Distribution - Tier 2 - 5QU CoRE ¦ 4QU LoRE | 2045 | 0.19715 | 0.0011914 | 0.0091403 | 0 | 0.0091403 | 0.0011914 | 0.0091403 | 0 | 0.0091403 | 0.001802 | 0.001802 | 0.0011914 | 0.00023489 | 0.0091403 | 0.001802 | 0 | 0 | 0.0091403 | 0.001802 | [22 empty] | WLDFR | HFTD - Distribution - Tier 2 - 1QU CoRE ¦ 3QU LoRE | Red Flag Warning - Small Fires | 2045 | 4.6405e-07 | 4.6405e-07 | 0.095486 | 0.044306 | 0.0019228 | 0.049257 | 0 | 0 | 0.00049019 | 4.431e-08 | 0 | 4.431e-08 | 4.431e-08 | 0 | 4.431e-08 | [22 empty] | 7.3.3.17.5 (Remote Grid) Updates to grid topology to minimize risk of ignition in HFTDs Remote GridWLDFRVegetation ContactAggregated | WLDFR | HFTD - Distribution - Tier 2 - 1QU CoRE ¦ 1QU LoRE | Red Flag Warning - Destructive Fires | Vegetation Contact | Aggregated | 2045 | 1.8259e-05 | 163.6441 | 0.0029879 | 2045 | Mitigation | 0.95 | 45 | 0 | esc | 0.00097009 | 1.7712e-08 | 0.00097009 | 1.7712e-08
[35 empty] | WLDFR | HFTD - Distribution - Tier 2 - 5QU CoRE ¦ 4QU LoRE | 2046 | 0.18425 | 0.0011914 | 0.0091403 | 0 | 0.0091403 | 0.0011914 | 0.0091403 | 0 | 0.0091403 | 0.0016841 | 0.0016841 | 0.0011914 | 0.00021952 | 0.0091403 | 0.0016841 | 0 | 0 | 0.0091403 | 0.0016841 | [22 empty] | WLDFR | HFTD - Distribution - Tier 2 - 1QU CoRE ¦ 3QU LoRE | Red Flag Warning - Small Fires | 2046 | 4.6405e-07 | 4.6405e-07 | 0.095486 | 0.044306 | 0.0019228 | 0.049257 | 0 | 0 | 0.00049019 | 4.431e-08 | 0 | 4.431e-08 | 4.431e-08 | 0 | 4.431e-08 | [22 empty] | 7.3.3.17.5 (Remote Grid) Updates to grid topology to minimize risk of ignition in HFTDs Remote GridWLDFRVegetation ContactAggregated | WLDFR | HFTD - Distribution - Tier 2 - 1QU CoRE ¦ 1QU LoRE | Red Flag Warning - Destructive Fires | Vegetation Contact | Aggregated | 2046 | 1.8259e-05 | 163.6441 | 0.0029879 | 2046 | Mitigation | 0.95 | 45 | 0 | esc | 0.00097009 | 1.7712e-08 | 0.00097009 | 1.7712e-08
[35 empty] | WLDFR | HFTD - Distribution - Tier 2 - 5QU CoRE ¦ 4QU LoRE | 2047 | 0.1722 | 0.0011914 | 0.0091403 | 0 | 0.0091403 | 0.0011914 | 0.0091403 | 0 | 0.0091403 | 0.0015739 | 0.0015739 | 0.0011914 | 0.00020516 | 0.0091403 | 0.0015739 | 0 | 0 | 0.0091403 | 0.0015739 | [22 empty] | WLDFR | HFTD - Distribution - Tier 2 - 1QU CoRE ¦ 3QU LoRE | Red Flag Warning - Small Fires | 2047 | 4.6405e-07 | 4.6405e-07 | 0.095486 | 0.044306 | 0.0019228 | 0.049257 | 0 | 0 | 0.00049019 | 4.431e-08 | 0 | 4.431e-08 | 4.431e-08 | 0 | 4.431e-08 | [22 empty] | 7.3.3.17.5 (Remote Grid) Updates to grid topology to minimize risk of ignition in HFTDs Remote GridWLDFRVegetation ContactAggregated | WLDFR | HFTD - Distribution - Tier 2 - 1QU CoRE ¦ 1QU LoRE | Red Flag Warning - Destructive Fires | Vegetation Contact | Aggregated | 2047 | 1.8259e-05 | 163.6441 | 0.0029879 | 2047 | Mitigation | 0.95 | 45 | 0 | esc | 0.00097009 | 1.7712e-08 | 0.00097009 | 1.7712e-08
[35 empty] | WLDFR | HFTD - Distribution - Tier 2 - 5QU CoRE ¦ 4QU LoRE | 2048 | 0.16093 | 0.0011914 | 0.0095959 | 0 | 0.0095959 | 0.0011914 | 0.0095959 | 0 | 0.0095959 | 0.0015443 | 0.0015443 | 0.0011914 | 0.00019174 | 0.0095959 | 0.0015443 | 0 | 0 | 0.0095959 | 0.0015443 | [22 empty] | WLDFR | HFTD - Distribution - Tier 2 - 1QU CoRE ¦ 3QU LoRE | Red Flag Warning - Small Fires | 2048 | 4.6405e-07 | 4.6405e-07 | 0.10007 | 0.04626 | 0.0020076 | 0.051804 | 0 | 0 | 0.00049019 | 4.6438e-08 | 0 | 4.6438e-08 | 4.6438e-08 | 0 | 4.6438e-08 | [22 empty] | 7.3.3.17.5 (Remote Grid) Updates to grid topology to minimize risk of ignition in HFTDs Remote GridWLDFRVegetation ContactAggregated | WLDFR | HFTD - Distribution - Tier 2 - 1QU CoRE ¦ 1QU LoRE | Red Flag Warning - Destructive Fires | Vegetation Contact | Aggregated | 2048 | 1.8259e-05 | 163.6441 | 0.0029879 | 2048 | Mitigation | 0.95 | 45 | 0 | esc | 0.00097009 | 1.7712e-08 | 0.00097009 | 1.7712e-08
[35 empty] | WLDFR | HFTD - Distribution - Tier 2 - 5QU CoRE ¦ 4QU LoRE | 2049 | 0.1504 | 0.0011914 | 0.0095959 | 0 | 0.0095959 | 0.0011914 | 0.0095959 | 0 | 0.0095959 | 0.0014432 | 0.0014432 | 0.0011914 | 0.00017919 | 0.0095959 | 0.0014432 | 0 | 0 | 0.0095959 | 0.0014432 | [22 empty] | WLDFR | HFTD - Distribution - Tier 2 - 1QU CoRE ¦ 3QU LoRE | Red Flag Warning - Small Fires | 2049 | 4.6405e-07 | 4.6405e-07 | 0.10007 | 0.04626 | 0.0020076 | 0.051804 | 0 | 0 | 0.00049019 | 4.6438e-08 | 0 | 4.6438e-08 | 4.6438e-08 | 0 | 4.6438e-08 | [22 empty] | 7.3.3.17.5 (Remote Grid) Updates to grid topology to minimize risk of ignition in HFTDs Remote GridWLDFRVegetation ContactAggregated | WLDFR | HFTD - Distribution - Tier 2 - 1QU CoRE ¦ 1QU LoRE | Red Flag Warning - Destructive Fires | Vegetation Contact | Aggregated | 2049 | 1.8259e-05 | 163.6441 | 0.0029879 | 2049 | Mitigation | 0.95 | 45 | 0 | esc | 0.00097009 | 1.7712e-08 | 0.00097009 | 1.7712e-08
[35 empty] | WLDFR | HFTD - Distribution - Tier 2 - 5QU CoRE ¦ 4QU LoRE | 2050 | 0.14056 | 0.0011914 | 0.0095959 | 0 | 0.0095959 | 0.0011914 | 0.0095959 | 0 | 0.0095959 | 0.0013488 | 0.0013488 | 0.0011914 | 0.00016747 | 0.0095959 | 0.0013488 | 0 | 0 | 0.0095959 | 0.0013488 | [22 empty] | WLDFR | HFTD - Distribution - Tier 2 - 1QU CoRE ¦ 3QU LoRE | Red Flag Warning - Small Fires | 2050 | 4.6405e-07 | 4.6405e-07 | 0.10007 | 0.04626 | 0.0020076 | 0.051804 | 0 | 0 | 0.00049019 | 4.6438e-08 | 0 | 4.6438e-08 | 4.6438e-08 | 0 | 4.6438e-08 | [22 empty] | 7.3.3.17.5 (Remote Grid) Updates to grid topology to minimize risk of ignition in HFTDs Remote GridWLDFRVegetation ContactAggregated | WLDFR | HFTD - Distribution - Tier 2 - 1QU CoRE ¦ 1QU LoRE | Red Flag Warning - Destructive Fires | Vegetation Contact | Aggregated | 2050 | 1.8259e-05 | 163.6441 | 0.0029879 | 2050 | Mitigation | 0.95 | 45 | 0 | esc | 0.00097009 | 1.7712e-08 | 0.00097009 | 1.7712e-08
[35 empty] | WLDFR | HFTD - Distribution - Tier 2 - 5QU CoRE ¦ 4QU LoRE | 2051 | 0.13137 | 0.0011914 | 0.0095959 | 0 | 0.0095959 | 0.0011914 | 0.0095959 | 0 | 0.0095959 | 0.0012606 | 0.0012606 | 0.0011914 | 0.00015652 | 0.0095959 | 0.0012606 | 0 | 0 | 0.0095959 | 0.0012606 | [22 empty] | WLDFR | HFTD - Distribution - Tier 2 - 1QU CoRE ¦ 3QU LoRE | Red Flag Warning - Small Fires | 2051 | 4.6405e-07 | 4.6405e-07 | 0.10007 | 0.04626 | 0.0020076 | 0.051804 | 0 | 0 | 0.00049019 | 4.6438e-08 | 0 | 4.6438e-08 | 4.6438e-08 | 0 | 4.6438e-08 | [22 empty] | 7.3.3.17.5 (Remote Grid) Updates to grid topology to minimize risk of ignition in HFTDs Remote GridWLDFRVegetation ContactAggregated | WLDFR | HFTD - Distribution - Tier 2 - 1QU CoRE ¦ 1QU LoRE | Red Flag Warning - Destructive Fires | Vegetation Contact | Aggregated | 2051 | 1.8259e-05 | 163.6441 | 0.0029879 | 2051 | Mitigation | 0.95 | 45 | 0 | esc | 0.00097009 | 1.7712e-08 | 0.00097009 | 1.7712e-08
[35 empty] | WLDFR | HFTD - Distribution - Tier 2 - 5QU CoRE ¦ 4QU LoRE | 2052 | 0.12277 | 0.0011914 | 0.0095959 | 0 | 0.0095959 | 0.0011914 | 0.0095959 | 0 | 0.0095959 | 0.0011781 | 0.0011781 | 0.0011914 | 0.00014628 | 0.0095959 | 0.0011781 | 0 | 0 | 0.0095959 | 0.0011781 | [22 empty] | WLDFR | HFTD - Distribution - Tier 2 - 1QU CoRE ¦ 3QU LoRE | Red Flag Warning - Small Fires | 2052 | 4.6405e-07 | 4.6405e-07 | 0.10007 | 0.04626 | 0.0020076 | 0.051804 | 0 | 0 | 0.00049019 | 4.6438e-08 | 0 | 4.6438e-08 | 4.6438e-08 | 0 | 4.6438e-08 | [22 empty] | 7.3.3.17.5 (Remote Grid) Updates to grid topology to minimize risk of ignition in HFTDs Remote GridWLDFRVegetation ContactAggregated | WLDFR | HFTD - Distribution - Tier 2 - 1QU CoRE ¦ 1QU LoRE | Red Flag Warning - Destructive Fires | Vegetation Contact | Aggregated | 2052 | 1.8259e-05 | 163.6441 | 0.0029879 | 2052 | Mitigation | 0.95 | 45 | 0 | esc | 0.00097009 | 1.7712e-08 | 0.00097009 | 1.7712e-08
[35 empty] | WLDFR | HFTD - Distribution - Tier 2 - 5QU CoRE ¦ 4QU LoRE | 2053 | 0.11474 | 0.0011914 | 0.010067 | 0 | 0.010067 | 0.0011914 | 0.010067 | 0 | 0.010067 | 0.0011551 | 0.0011551 | 0.0011914 | 0.00013671 | 0.010067 | 0.0011551 | 0 | 0 | 0.010067 | 0.0011551 | [22 empty] | WLDFR | HFTD - Distribution - Tier 2 - 1QU CoRE ¦ 3QU LoRE | Red Flag Warning - Small Fires | 2053 | 4.6405e-07 | 4.6405e-07 | 0.10489 | 0.048274 | 0.002095 | 0.054525 | 0 | 0 | 0.00049019 | 4.8676e-08 | 0 | 4.8676e-08 | 4.8676e-08 | 0 | 4.8676e-08 | [22 empty] | 7.3.3.17.5 (Remote Grid) Updates to grid topology to minimize risk of ignition in HFTDs Remote GridWLDFRVegetation ContactAggregated | WLDFR | HFTD - Distribution - Tier 2 - 1QU CoRE ¦ 1QU LoRE | Red Flag Warning - Destructive Fires | Vegetation Contact | Aggregated | 2053 | 1.8259e-05 | 163.6441 | 0.0029879 | 2053 | Mitigation | 0.95 | 45 | 0 | esc | 0.00097009 | 1.7712e-08 | 0.00097009 | 1.7712e-08
[35 empty] | WLDFR | HFTD - Distribution - Tier 2 - 5QU CoRE ¦ 4QU LoRE | 2054 | 0.10723 | 0.0011914 | 0.010067 | 0 | 0.010067 | 0.0011914 | 0.010067 | 0 | 0.010067 | 0.0010795 | 0.0010795 | 0.0011914 | 0.00012776 | 0.010067 | 0.0010795 | 0 | 0 | 0.010067 | 0.0010795 | [22 empty] | WLDFR | HFTD - Distribution - Tier 2 - 1QU CoRE ¦ 3QU LoRE | Red Flag Warning - Small Fires | 2054 | 4.6405e-07 | 4.6405e-07 | 0.10489 | 0.048274 | 0.002095 | 0.054525 | 0 | 0 | 0.00049019 | 4.8676e-08 | 0 | 4.8676e-08 | 4.8676e-08 | 0 | 4.8676e-08 | [22 empty] | 7.3.3.17.5 (Remote Grid) Updates to grid topology to minimize risk of ignition in HFTDs Remote GridWLDFRVegetation ContactAggregated | WLDFR | HFTD - Distribution - Tier 2 - 1QU CoRE ¦ 1QU LoRE | Red Flag Warning - Destructive Fires | Vegetation Contact | Aggregated | 2054 | 1.8259e-05 | 163.6441 | 0.0029879 | 2054 | Mitigation | 0.95 | 45 | 0 | esc | 0.00097009 | 1.7712e-08 | 0.00097009 | 1.7712e-08
[35 empty] | WLDFR | HFTD - Distribution - Tier 2 - 5QU CoRE ¦ 4QU LoRE | 2055 | 0.10022 | 0.0011914 | 0.010067 | 0 | 0.010067 | 0.0011914 | 0.010067 | 0 | 0.010067 | 0.0010089 | 0.0010089 | 0.0011914 | 0.0001194 | 0.010067 | 0.0010089 | 0 | 0 | 0.010067 | 0.0010089 | [22 empty] | WLDFR | HFTD - Distribution - Tier 2 - 1QU CoRE ¦ 3QU LoRE | Red Flag Warning - Small Fires | 2055 | 4.6405e-07 | 4.6405e-07 | 0.10489 | 0.048274 | 0.002095 | 0.054525 | 0 | 0 | 0.00049019 | 4.8676e-08 | 0 | 4.8676e-08 | 4.8676e-08 | 0 | 4.8676e-08 | [22 empty] | 7.3.3.17.5 (Remote Grid) Updates to grid topology to minimize risk of ignition in HFTDs Remote GridWLDFRVegetation ContactAggregated | WLDFR | HFTD - Distribution - Tier 2 - 1QU CoRE ¦ 1QU LoRE | Red Flag Warning - Destructive Fires | Vegetation Contact | Aggregated | 2055 | 1.8259e-05 | 163.6441 | 0.0029879 | 2055 | Mitigation | 0.95 | 45 | 0 | esc | 0.00097009 | 1.7712e-08 | 0.00097009 | 1.7712e-08
[35 empty] | WLDFR | HFTD - Distribution - Tier 2 - 5QU CoRE ¦ 4QU LoRE | 2056 | 0.093663 | 0.0011914 | 0.010067 | 0 | 0.010067 | 0.0011914 | 0.010067 | 0 | 0.010067 | 0.0009429 | 0.0009429 | 0.0011914 | 0.00011159 | 0.010067 | 0.0009429 | 0 | 0 | 0.010067 | 0.0009429 | [22 empty] | WLDFR | HFTD - Distribution - Tier 2 - 1QU CoRE ¦ 3QU LoRE | Red Flag Warning - Small Fires | 2056 | 4.6405e-07 | 4.6405e-07 | 0.10489 | 0.048274 | 0.002095 | 0.054525 | 0 | 0 | 0.00049019 | 4.8676e-08 | 0 | 4.8676e-08 | 4.8676e-08 | 0 | 4.8676e-08 | [22 empty] | 7.3.3.17.5 (Remote Grid) Updates to grid topology to minimize risk of ignition in HFTDs Remote GridWLDFRVegetation ContactAggregated | WLDFR | HFTD - Distribution - Tier 2 - 1QU CoRE ¦ 1QU LoRE | Red Flag Warning - Destructive Fires | Vegetation Contact | Aggregated | 2056 | 1.8259e-05 | 163.6441 | 0.0029879 | 2056 | Mitigation | 0.95 | 45 | 0 | esc | 0.00097009 | 1.7712e-08 | 0.00097009 | 1.7712e-08
[35 empty] | WLDFR | HFTD - Distribution - Tier 2 - 5QU CoRE ¦ 4QU LoRE | 2057 | 0.087535 | 0.0011914 | 0.010067 | 0 | 0.010067 | 0.0011914 | 0.010067 | 0 | 0.010067 | 0.00088122 | 0.00088122 | 0.0011914 | 0.00010429 | 0.010067 | 0.00088122 | 0 | 0 | 0.010067 | 0.00088122 | [22 empty] | WLDFR | HFTD - Distribution - Tier 2 - 1QU CoRE ¦ 3QU LoRE | Red Flag Warning - Small Fires | 2057 | 4.6405e-07 | 4.6405e-07 | 0.10489 | 0.048274 | 0.002095 | 0.054525 | 0 | 0 | 0.00049019 | 4.8676e-08 | 0 | 4.8676e-08 | 4.8676e-08 | 0 | 4.8676e-08 | [22 empty] | 7.3.3.17.5 (Remote Grid) Updates to grid topology to minimize risk of ignition in HFTDs Remote GridWLDFRVegetation ContactAggregated | WLDFR | HFTD - Distribution - Tier 2 - 1QU CoRE ¦ 1QU LoRE | Red Flag Warning - Destructive Fires | Vegetation Contact | Aggregated | 2057 | 1.8259e-05 | 163.6441 | 0.0029879 | 2057 | Mitigation | 0.95 | 45 | 0 | esc | 0.00097009 | 1.7712e-08 | 0.00097009 | 1.7712e-08
[35 empty] | WLDFR | HFTD - Distribution - Tier 2 - 5QU CoRE ¦ 4QU LoRE | 2058 | 0.081809 | 0.0011914 | 0.010548 | 0 | 0.010548 | 0.0011914 | 0.010548 | 0 | 0.010548 | 0.0008629 | 0.0008629 | 0.0011914 | 9.747e-05 | 0.010548 | 0.0008629 | 0 | 0 | 0.010548 | 0.0008629 | [22 empty] | WLDFR | HFTD - Distribution - Tier 2 - 1QU CoRE ¦ 3QU LoRE | Red Flag Warning - Small Fires | 2058 | 4.6405e-07 | 4.6405e-07 | 0.1099 | 0.050325 | 0.0021839 | 0.057393 | 0 | 0 | 0.00049019 | 5.1e-08 | 0 | 5.1e-08 | 5.1e-08 | 0 | 5.1e-08 | [22 empty] | 7.3.3.17.5 (Remote Grid) Updates to grid topology to minimize risk of ignition in HFTDs Remote GridWLDFRVegetation ContactAggregated | WLDFR | HFTD - Distribution - Tier 2 - 1QU CoRE ¦ 1QU LoRE | Red Flag Warning - Destructive Fires | Vegetation Contact | Aggregated | 2058 | 1.8259e-05 | 163.6441 | 0.0029879 | 2058 | Mitigation | 0.95 | 45 | 0 | esc | 0.00097009 | 1.7712e-08 | 0.00097009 | 1.7712e-08
[35 empty] | WLDFR | HFTD - Distribution - Tier 2 - 5QU CoRE ¦ 4QU LoRE | 2059 | 0.076457 | 0.0011914 | 0.010548 | 0 | 0.010548 | 0.0011914 | 0.010548 | 0 | 0.010548 | 0.00080645 | 0.00080645 | 0.0011914 | 9.1093e-05 | 0.010548 | 0.00080645 | 0 | 0 | 0.010548 | 0.00080645 | [22 empty] | WLDFR | HFTD - Distribution - Tier 2 - 1QU CoRE ¦ 3QU LoRE | Red Flag Warning - Small Fires | 2059 | 4.6405e-07 | 4.6405e-07 | 0.1099 | 0.050325 | 0.0021839 | 0.057393 | 0 | 0 | 0.00049019 | 5.1e-08 | 0 | 5.1e-08 | 5.1e-08 | 0 | 5.1e-08 | [22 empty] | 7.3.3.17.5 (Remote Grid) Updates to grid topology to minimize risk of ignition in HFTDs Remote GridWLDFRVegetation ContactAggregated | WLDFR | HFTD - Distribution - Tier 2 - 1QU CoRE ¦ 1QU LoRE | Red Flag Warning - Destructive Fires | Vegetation Contact | Aggregated | 2059 | 1.8259e-05 | 163.6441 | 0.0029879 | 2059 | Mitigation | 0.95 | 45 | 0 | esc | 0.00097009 | 1.7712e-08 | 0.00097009 | 1.7712e-08
[35 empty] | WLDFR | HFTD - Distribution - Tier 2 - 5QU CoRE ¦ 4QU LoRE | 2060 | 0.071455 | 0.0011914 | 0.010548 | 0 | 0.010548 | 0.0011914 | 0.010548 | 0 | 0.010548 | 0.00075369 | 0.00075369 | 0.0011914 | 8.5134e-05 | 0.010548 | 0.00075369 | 0 | 0 | 0.010548 | 0.00075369 | [22 empty] | WLDFR | HFTD - Distribution - Tier 2 - 1QU CoRE ¦ 3QU LoRE | Red Flag Warning - Small Fires | 2060 | 4.6405e-07 | 4.6405e-07 | 0.1099 | 0.050325 | 0.0021839 | 0.057393 | 0 | 0 | 0.00049019 | 5.1e-08 | 0 | 5.1e-08 | 5.1e-08 | 0 | 5.1e-08 | [22 empty] | 7.3.3.17.5 (Remote Grid) Updates to grid topology to minimize risk of ignition in HFTDs Remote GridWLDFRVegetation ContactAggregated | WLDFR | HFTD - Distribution - Tier 2 - 1QU CoRE ¦ 1QU LoRE | Red Flag Warning - Destructive Fires | Vegetation Contact | Aggregated | 2060 | 1.8259e-05 | 163.6441 | 0.0029879 | 2060 | Mitigation | 0.95 | 45 | 0 | esc | 0.00097009 | 1.7712e-08 | 0.00097009 | 1.7712e-08
[35 empty] | WLDFR | HFTD - Distribution - Tier 2 - 5QU CoRE ¦ 4QU LoRE | 2061 | 0.06678 | 0.0011914 | 0.010548 | 0 | 0.010548 | 0.0011914 | 0.010548 | 0 | 0.010548 | 0.00070439 | 0.00070439 | 0.0011914 | 7.9564e-05 | 0.010548 | 0.00070439 | 0 | 0 | 0.010548 | 0.00070439 | [22 empty] | WLDFR | HFTD - Distribution - Tier 2 - 1QU CoRE ¦ 3QU LoRE | Red Flag Warning - Small Fires | 2061 | 4.6405e-07 | 4.6405e-07 | 0.1099 | 0.050325 | 0.0021839 | 0.057393 | 0 | 0 | 0.00049019 | 5.1e-08 | 0 | 5.1e-08 | 5.1e-08 | 0 | 5.1e-08 | [22 empty] | 7.3.3.17.5 (Remote Grid) Updates to grid topology to minimize risk of ignition in HFTDs Remote GridWLDFRVegetation ContactAggregated | WLDFR | HFTD - Distribution - Tier 2 - 1QU CoRE ¦ 1QU LoRE | Red Flag Warning - Destructive Fires | Vegetation Contact | Aggregated | 2061 | 1.8259e-05 | 163.6441 | 0.0029879 | 2061 | Mitigation | 0.95 | 45 | 0 | esc | 0.00097009 | 1.7712e-08 | 0.00097009 | 1.7712e-08
[35 empty] | WLDFR | HFTD - Distribution - Tier 2 - 5QU CoRE ¦ 4QU LoRE | 2062 | 0.062412 | 0.0011914 | 0.010548 | 0 | 0.010548 | 0.0011914 | 0.010548 | 0 | 0.010548 | 0.0006583 | 0.0006583 | 0.0011914 | 7.4359e-05 | 0.010548 | 0.0006583 | 0 | 0 | 0.010548 | 0.0006583 | [22 empty] | WLDFR | HFTD - Distribution - Tier 2 - 1QU CoRE ¦ 3QU LoRE | Red Flag Warning - Small Fires | 2062 | 4.6405e-07 | 4.6405e-07 | 0.1099 | 0.050325 | 0.0021839 | 0.057393 | 0 | 0 | 0.00049019 | 5.1e-08 | 0 | 5.1e-08 | 5.1e-08 | 0 | 5.1e-08 | [22 empty] | 7.3.3.17.5 (Remote Grid) Updates to grid topology to minimize risk of ignition in HFTDs Remote GridWLDFRVegetation ContactAggregated | WLDFR | HFTD - Distribution - Tier 2 - 1QU CoRE ¦ 1QU LoRE | Red Flag Warning - Destructive Fires | Vegetation Contact | Aggregated | 2062 | 1.8259e-05 | 163.6441 | 0.0029879 | 2062 | Mitigation | 0.95 | 45 | 0 | esc | 0.00097009 | 1.7712e-08 | 0.00097009 | 1.7712e-08
[35 empty] | WLDFR | HFTD - Distribution - Tier 2 - 5QU CoRE ¦ 4QU LoRE | 2063 | 0.058329 | 0.0011914 | 0.011033 | 0 | 0.011033 | 0.0011914 | 0.011033 | 0 | 0.011033 | 0.00064351 | 0.00064351 | 0.0011914 | 6.9495e-05 | 0.011033 | 0.00064351 | 0 | 0 | 0.011033 | 0.00064351 | [22 empty] | WLDFR | HFTD - Distribution - Tier 2 - 1QU CoRE ¦ 3QU LoRE | Red Flag Warning - Small Fires | 2063 | 4.6405e-07 | 4.6405e-07 | 0.11504 | 0.052388 | 0.0022734 | 0.060377 | 0 | 0 | 0.00049019 | 5.3383e-08 | 0 | 5.3383e-08 | 5.3383e-08 | 0 | 5.3383e-08 | [22 empty] | 7.3.3.17.5 (Remote Grid) Updates to grid topology to minimize risk of ignition in HFTDs Remote GridWLDFRVegetation ContactAggregated | WLDFR | HFTD - Distribution - Tier 2 - 1QU CoRE ¦ 1QU LoRE | Red Flag Warning - Destructive Fires | Vegetation Contact | Aggregated | 2063 | 1.8259e-05 | 163.6441 | 0.0029879 | 2063 | Mitigation | 0.95 | 45 | 0 | esc | 0.00097009 | 1.7712e-08 | 0.00097009 | 1.7712e-08
[35 empty] | WLDFR | HFTD - Distribution - Tier 2 - 5QU CoRE ¦ 4QU LoRE | 2064 | 0.054513 | 0.0011914 | 0.011033 | 0 | 0.011033 | 0.0011914 | 0.011033 | 0 | 0.011033 | 0.00060141 | 0.00060141 | 0.0011914 | 6.4948e-05 | 0.011033 | 0.00060141 | 0 | 0 | 0.011033 | 0.00060141 | [22 empty] | WLDFR | HFTD - Distribution - Tier 2 - 1QU CoRE ¦ 3QU LoRE | Red Flag Warning - Small Fires | 2064 | 4.6405e-07 | 4.6405e-07 | 0.11504 | 0.052388 | 0.0022734 | 0.060377 | 0 | 0 | 0.00049019 | 5.3383e-08 | 0 | 5.3383e-08 | 5.3383e-08 | 0 | 5.3383e-08 | [22 empty] | 7.3.3.17.5 (Remote Grid) Updates to grid topology to minimize risk of ignition in HFTDs Remote GridWLDFRVegetation ContactAggregated | WLDFR | HFTD - Distribution - Tier 2 - 1QU CoRE ¦ 1QU LoRE | Red Flag Warning - Destructive Fires | Vegetation Contact | Aggregated | 2064 | 1.8259e-05 | 163.6441 | 0.0029879 | 2064 | Mitigation | 0.95 | 45 | 0 | esc | 0.00097009 | 1.7712e-08 | 0.00097009 | 1.7712e-08
[35 empty] | WLDFR | HFTD - Distribution - Tier 2 - 5QU CoRE ¦ 4QU LoRE | 2065 | 0.050946 | 0.0011914 | 0.011033 | 0 | 0.011033 | 0.0011914 | 0.011033 | 0 | 0.011033 | 0.00056207 | 0.00056207 | 0.0011914 | 6.0699e-05 | 0.011033 | 0.00056207 | 0 | 0 | 0.011033 | 0.00056207 | [22 empty] | WLDFR | HFTD - Distribution - Tier 2 - 1QU CoRE ¦ 3QU LoRE | Red Flag Warning - Small Fires | 2065 | 4.6405e-07 | 4.6405e-07 | 0.11504 | 0.052388 | 0.0022734 | 0.060377 | 0 | 0 | 0.00049019 | 5.3383e-08 | 0 | 5.3383e-08 | 5.3383e-08 | 0 | 5.3383e-08 | [22 empty] | 7.3.3.17.5 (Remote Grid) Updates to grid topology to minimize risk of ignition in HFTDs Remote GridWLDFRVegetation ContactAggregated | WLDFR | HFTD - Distribution - Tier 2 - 1QU CoRE ¦ 1QU LoRE | Red Flag Warning - Destructive Fires | Vegetation Contact | Aggregated | 2065 | 1.8259e-05 | 163.6441 | 0.0029879 | 2065 | Mitigation | 0.95 | 45 | 0 | esc | 0.00097009 | 1.7712e-08 | 0.00097009 | 1.7712e-08
[35 empty] | WLDFR | HFTD - Distribution - Tier 2 - 5QU CoRE ¦ 4QU LoRE | 2066 | 0.047613 | 0.0011914 | 0.011033 | 0 | 0.011033 | 0.0011914 | 0.011033 | 0 | 0.011033 | 0.0005253 | 0.0005253 | 0.0011914 | 5.6728e-05 | 0.011033 | 0.0005253 | 0 | 0 | 0.011033 | 0.0005253 | [22 empty] | WLDFR | HFTD - Distribution - Tier 2 - 1QU CoRE ¦ 3QU LoRE | Red Flag Warning - Small Fires | 2066 | 4.6405e-07 | 4.6405e-07 | 0.11504 | 0.052388 | 0.0022734 | 0.060377 | 0 | 0 | 0.00049019 | 5.3383e-08 | 0 | 5.3383e-08 | 5.3383e-08 | 0 | 5.3383e-08 | [22 empty] | 7.3.3.17.5 (Remote Grid) Updates to grid topology to minimize risk of ignition in HFTDs Remote GridWLDFRVegetation ContactAggregated | WLDFR | HFTD - Distribution - Tier 2 - 1QU CoRE ¦ 1QU LoRE | Red Flag Warning - Destructive Fires | Vegetation Contact | Aggregated | 2066 | 1.8259e-05 | 163.6441 | 0.0029879 | 2066 | Mitigation | 0.95 | 45 | 0 | esc | 0.00097009 | 1.7712e-08 | 0.00097009 | 1.7712e-08
[35 empty] | WLDFR | HFTD - Distribution - Tier 2 - 5QU CoRE ¦ 4QU LoRE | 2067 | 0.044499 | 0 | 0 | 0 | 0 | 0.0011914 | 0.011033 | 0 | 0.011033 | 0 | 0.00049093 | 0 | 0 | 0 | 0 | 0 | 0 | 0 | 0 | [22 empty] | WLDFR | HFTD - Distribution - Tier 2 - 1QU CoRE ¦ 3QU LoRE | Red Flag Warning - Small Fires | 2067 | 0 | 4.6405e-07 | 0.11504 | 0.052388 | 0.0022734 | 0.060377 | 0 | 0 | 0.00049019 | 0 | 0 | 0 | 5.3383e-08 | 0 | 5.3383e-08 | [22 empty] | 7.3.3.17.5 (Remote Grid) Updates to grid topology to minimize risk of ignition in HFTDs Remote GridWLDFRVegetation ContactAggregated | WLDFR | HFTD - Distribution - Tier 2 - 1QU CoRE ¦ 1QU LoRE | Red Flag Warning - Destructive Fires | Vegetation Contact | Aggregated | 2067 | 1.8259e-05 | 163.6441 | 0.0029879 | 2067 | Mitigation | 0.95 | 45 | 0 | esc | 0 | 0 | 0.00097009 | 1.7712e-08
[35 empty] | WLDFR | HFTD - Distribution - Tier 2 - 5QU CoRE ¦ 5QU LoRE | 2022 | 0.93458 | 0.00083211 | 0.0041882 | 0 | 0.0041882 | 0 | 0 | 0 | 0 | 0.0039142 | 0 | 0.00083211 | 0.00077767 | 0.0041882 | 0.0039142 | 0 | 0 | 0.0041882 | 0.0039142 | [22 empty] | WLDFR | HFTD - Distribution - Tier 2 - 1QU CoRE ¦ 4QU LoRE | Non-Red Flag Warning - Catastrophic Fires | 2022 | 6.7624e-09 | 0 | 14146.1306 | 222.2294 | 8585.7228 | 5338.1784 | 0 | 0 | 8.4686e-06 | 9.5662e-05 | 0 | 9.5662e-05 | 0 | 0 | 0 | [22 empty] | 7.3.3.17.5 (Remote Grid) Updates to grid topology to minimize risk of ignition in HFTDs Remote GridWLDFREquipment / facility failureAggregated | WLDFR | HFTD - Distribution - Tier 2 - 1QU CoRE ¦ 1QU LoRE | Red Flag Warning - Large Fires | Equipment / facility failure | Aggregated | 2022 | 0.00016502 | 163.6441 | 0.027004 | 2022 | Mitigation | 0.95 | 45 | 0 | esc | 0.00097009 | 1.6008e-07 | 0 | 0
[35 empty] | WLDFR | HFTD - Distribution - Tier 2 - 5QU CoRE ¦ 5QU LoRE | 2023 | 0.87344 | 0.00083211 | 0.0043416 | 0 | 0.0043416 | 0.00083211 | 0.0043416 | 0 | 0.0043416 | 0.0037921 | 0.0037921 | 0.00083211 | 0.0007268 | 0.0043416 | 0.0037921 | 0 | 0 | 0.0043416 | 0.0037921 | [22 empty] | WLDFR | HFTD - Distribution - Tier 2 - 1QU CoRE ¦ 4QU LoRE | Non-Red Flag Warning - Catastrophic Fires | 2023 | 6.7624e-09 | 6.7624e-09 | 14664.6376 | 233.2301 | 8896.516 | 5534.8915 | 0 | 0 | 8.4686e-06 | 9.9169e-05 | 0 | 9.9169e-05 | 9.9169e-05 | 0 | 9.9169e-05 | [22 empty] | 7.3.3.17.5 (Remote Grid) Updates to grid topology to minimize risk of ignition in HFTDs Remote GridWLDFREquipment / facility failureAggregated | WLDFR | HFTD - Distribution - Tier 2 - 1QU CoRE ¦ 1QU LoRE | Red Flag Warning - Large Fires | Equipment / facility failure | Aggregated | 2023 | 0.00016502 | 163.6441 | 0.027004 | 2023 | Mitigation | 0.95 | 45 | 0 | esc | 0.00097009 | 1.6008e-07 | 0.00097009 | 1.6008e-07
[35 empty] | WLDFR | HFTD - Distribution - Tier 2 - 5QU CoRE ¦ 5QU LoRE | 2024 | 0.8163 | 0.00083211 | 0.0043416 | 0 | 0.0043416 | 0.00083211 | 0.0043416 | 0 | 0.0043416 | 0.003544 | 0.003544 | 0.00083211 | 0.00067925 | 0.0043416 | 0.003544 | 0 | 0 | 0.0043416 | 0.003544 | [22 empty] | WLDFR | HFTD - Distribution - Tier 2 - 1QU CoRE ¦ 4QU LoRE | Non-Red Flag Warning - Catastrophic Fires | 2024 | 6.7624e-09 | 6.7624e-09 | 14664.6376 | 233.2301 | 8896.516 | 5534.8915 | 0 | 0 | 8.4686e-06 | 9.9169e-05 | 0 | 9.9169e-05 | 9.9169e-05 | 0 | 9.9169e-05 | [22 empty] | 7.3.3.17.5 (Remote Grid) Updates to grid topology to minimize risk of ignition in HFTDs Remote GridWLDFREquipment / facility failureAggregated | WLDFR | HFTD - Distribution - Tier 2 - 1QU CoRE ¦ 1QU LoRE | Red Flag Warning - Large Fires | Equipment / facility failure | Aggregated | 2024 | 0.00016502 | 163.6441 | 0.027004 | 2024 | Mitigation | 0.95 | 45 | 0 | esc | 0.00097009 | 1.6008e-07 | 0.00097009 | 1.6008e-07
[35 empty] | WLDFR | HFTD - Distribution - Tier 2 - 5QU CoRE ¦ 5QU LoRE | 2025 | 0.7629 | 0.00083211 | 0.0043416 | 0 | 0.0043416 | 0.00083211 | 0.0043416 | 0 | 0.0043416 | 0.0033122 | 0.0033122 | 0.00083211 | 0.00063481 | 0.0043416 | 0.0033122 | 0 | 0 | 0.0043416 | 0.0033122 | [22 empty] | WLDFR | HFTD - Distribution - Tier 2 - 1QU CoRE ¦ 4QU LoRE | Non-Red Flag Warning - Catastrophic Fires | 2025 | 6.7624e-09 | 6.7624e-09 | 14664.6376 | 233.2301 | 8896.516 | 5534.8915 | 0 | 0 | 8.4686e-06 | 9.9169e-05 | 0 | 9.9169e-05 | 9.9169e-05 | 0 | 9.9169e-05 | [22 empty] | 7.3.3.17.5 (Remote Grid) Updates to grid topology to minimize risk of ignition in HFTDs Remote GridWLDFREquipment / facility failureAggregated | WLDFR | HFTD - Distribution - Tier 2 - 1QU CoRE ¦ 1QU LoRE | Red Flag Warning - Large Fires | Equipment / facility failure | Aggregated | 2025 | 0.00016502 | 163.6441 | 0.027004 | 2025 | Mitigation | 0.95 | 45 | 0 | esc | 0.00097009 | 1.6008e-07 | 0.00097009 | 1.6008e-07
[35 empty] | WLDFR | HFTD - Distribution - Tier 2 - 5QU CoRE ¦ 5QU LoRE | 2026 | 0.71299 | 0.00083211 | 0.0043416 | 0 | 0.0043416 | 0.00083211 | 0.0043416 | 0 | 0.0043416 | 0.0030955 | 0.0030955 | 0.00083211 | 0.00059328 | 0.0043416 | 0.0030955 | 0 | 0 | 0.0043416 | 0.0030955 | [22 empty] | WLDFR | HFTD - Distribution - Tier 2 - 1QU CoRE ¦ 4QU LoRE | Non-Red Flag Warning - Catastrophic Fires | 2026 | 6.7624e-09 | 6.7624e-09 | 14664.6376 | 233.2301 | 8896.516 | 5534.8915 | 0 | 0 | 8.4686e-06 | 9.9169e-05 | 0 | 9.9169e-05 | 9.9169e-05 | 0 | 9.9169e-05 | [22 empty] | 7.3.3.17.5 (Remote Grid) Updates to grid topology to minimize risk of ignition in HFTDs Remote GridWLDFREquipment / facility failureAggregated | WLDFR | HFTD - Distribution - Tier 2 - 1QU CoRE ¦ 1QU LoRE | Red Flag Warning - Large Fires | Equipment / facility failure | Aggregated | 2026 | 0.00016502 | 163.6441 | 0.027004 | 2026 | Mitigation | 0.95 | 45 | 0 | esc | 0.00097009 | 1.6008e-07 | 0.00097009 | 1.6008e-07
[35 empty] | WLDFR | HFTD - Distribution - Tier 2 - 5QU CoRE ¦ 5QU LoRE | 2027 | 0.66634 | 0.00083211 | 0.0043416 | 0 | 0.0043416 | 0.00083211 | 0.0043416 | 0 | 0.0043416 | 0.002893 | 0.002893 | 0.00083211 | 0.00055447 | 0.0043416 | 0.002893 | 0 | 0 | 0.0043416 | 0.002893 | [22 empty] | WLDFR | HFTD - Distribution - Tier 2 - 1QU CoRE ¦ 4QU LoRE | Non-Red Flag Warning - Catastrophic Fires | 2027 | 6.7624e-09 | 6.7624e-09 | 14664.6376 | 233.2301 | 8896.516 | 5534.8915 | 0 | 0 | 8.4686e-06 | 9.9169e-05 | 0 | 9.9169e-05 | 9.9169e-05 | 0 | 9.9169e-05 | [22 empty] | 7.3.3.17.5 (Remote Grid) Updates to grid topology to minimize risk of ignition in HFTDs Remote GridWLDFREquipment / facility failureAggregated | WLDFR | HFTD - Distribution - Tier 2 - 1QU CoRE ¦ 1QU LoRE | Red Flag Warning - Large Fires | Equipment / facility failure | Aggregated | 2027 | 0.00016502 | 163.6441 | 0.027004 | 2027 | Mitigation | 0.95 | 45 | 0 | esc | 0.00097009 | 1.6008e-07 | 0.00097009 | 1.6008e-07
[35 empty] | WLDFR | HFTD - Distribution - Tier 2 - 5QU CoRE ¦ 5QU LoRE | 2028 | 0.62275 | 0.00083211 | 0.0045349 | 0 | 0.0045349 | 0.00083211 | 0.0045349 | 0 | 0.0045349 | 0.0028241 | 0.0028241 | 0.00083211 | 0.0005182 | 0.0045349 | 0.0028241 | 0 | 0 | 0.0045349 | 0.0028241 | [22 empty] | WLDFR | HFTD - Distribution - Tier 2 - 1QU CoRE ¦ 4QU LoRE | Non-Red Flag Warning - Catastrophic Fires | 2028 | 6.7624e-09 | 6.7624e-09 | 15317.9909 | 247.273 | 9287.6491 | 5783.0689 | 0 | 0 | 8.4686e-06 | 0.00010359 | 0 | 0.00010359 | 0.00010359 | 0 | 0.00010359 | [22 empty] | 7.3.3.17.5 (Remote Grid) Updates to grid topology to minimize risk of ignition in HFTDs Remote GridWLDFREquipment / facility failureAggregated | WLDFR | HFTD - Distribution - Tier 2 - 1QU CoRE ¦ 1QU LoRE | Red Flag Warning - Large Fires | Equipment / facility failure | Aggregated | 2028 | 0.00016502 | 163.6441 | 0.027004 | 2028 | Mitigation | 0.95 | 45 | 0 | esc | 0.00097009 | 1.6008e-07 | 0.00097009 | 1.6008e-07
[35 empty] | WLDFR | HFTD - Distribution - Tier 2 - 5QU CoRE ¦ 5QU LoRE | 2029 | 0.58201 | 0.00083211 | 0.0045349 | 0 | 0.0045349 | 0.00083211 | 0.0045349 | 0 | 0.0045349 | 0.0026394 | 0.0026394 | 0.00083211 | 0.00048429 | 0.0045349 | 0.0026394 | 0 | 0 | 0.0045349 | 0.0026394 | [22 empty] | WLDFR | HFTD - Distribution - Tier 2 - 1QU CoRE ¦ 4QU LoRE | Non-Red Flag Warning - Catastrophic Fires | 2029 | 6.7624e-09 | 6.7624e-09 | 15317.9909 | 247.273 | 9287.6491 | 5783.0689 | 0 | 0 | 8.4686e-06 | 0.00010359 | 0 | 0.00010359 | 0.00010359 | 0 | 0.00010359 | [22 empty] | 7.3.3.17.5 (Remote Grid) Updates to grid topology to minimize risk of ignition in HFTDs Remote GridWLDFREquipment / facility failureAggregated | WLDFR | HFTD - Distribution - Tier 2 - 1QU CoRE ¦ 1QU LoRE | Red Flag Warning - Large Fires | Equipment / facility failure | Aggregated | 2029 | 0.00016502 | 163.6441 | 0.027004 | 2029 | Mitigation | 0.95 | 45 | 0 | esc | 0.00097009 | 1.6008e-07 | 0.00097009 | 1.6008e-07
[35 empty] | WLDFR | HFTD - Distribution - Tier 2 - 5QU CoRE ¦ 5QU LoRE | 2030 | 0.54393 | 0.00083211 | 0.0045349 | 0 | 0.0045349 | 0.00083211 | 0.0045349 | 0 | 0.0045349 | 0.0024667 | 0.0024667 | 0.00083211 | 0.00045261 | 0.0045349 | 0.0024667 | 0 | 0 | 0.0045349 | 0.0024667 | [22 empty] | WLDFR | HFTD - Distribution - Tier 2 - 1QU CoRE ¦ 4QU LoRE | Non-Red Flag Warning - Catastrophic Fires | 2030 | 6.7624e-09 | 6.7624e-09 | 15317.9909 | 247.273 | 9287.6491 | 5783.0689 | 0 | 0 | 8.4686e-06 | 0.00010359 | 0 | 0.00010359 | 0.00010359 | 0 | 0.00010359 | [22 empty] | 7.3.3.17.5 (Remote Grid) Updates to grid topology to minimize risk of ignition in HFTDs Remote GridWLDFREquipment / facility failureAggregated | WLDFR | HFTD - Distribution - Tier 2 - 1QU CoRE ¦ 1QU LoRE | Red Flag Warning - Large Fires | Equipment / facility failure | Aggregated | 2030 | 0.00016502 | 163.6441 | 0.027004 | 2030 | Mitigation | 0.95 | 45 | 0 | esc | 0.00097009 | 1.6008e-07 | 0.00097009 | 1.6008e-07
[35 empty] | WLDFR | HFTD - Distribution - Tier 2 - 5QU CoRE ¦ 5QU LoRE | 2031 | 0.50835 | 0.00083211 | 0.0045349 | 0 | 0.0045349 | 0.00083211 | 0.0045349 | 0 | 0.0045349 | 0.0023053 | 0.0023053 | 0.00083211 | 0.000423 | 0.0045349 | 0.0023053 | 0 | 0 | 0.0045349 | 0.0023053 | [22 empty] | WLDFR | HFTD - Distribution - Tier 2 - 1QU CoRE ¦ 4QU LoRE | Non-Red Flag Warning - Catastrophic Fires | 2031 | 6.7624e-09 | 6.7624e-09 | 15317.9909 | 247.273 | 9287.6491 | 5783.0689 | 0 | 0 | 8.4686e-06 | 0.00010359 | 0 | 0.00010359 | 0.00010359 | 0 | 0.00010359 | [22 empty] | 7.3.3.17.5 (Remote Grid) Updates to grid topology to minimize risk of ignition in HFTDs Remote GridWLDFREquipment / facility failureAggregated | WLDFR | HFTD - Distribution - Tier 2 - 1QU CoRE ¦ 1QU LoRE | Red Flag Warning - Large Fires | Equipment / facility failure | Aggregated | 2031 | 0.00016502 | 163.6441 | 0.027004 | 2031 | Mitigation | 0.95 | 45 | 0 | esc | 0.00097009 | 1.6008e-07 | 0.00097009 | 1.6008e-07
[35 empty] | WLDFR | HFTD - Distribution - Tier 2 - 5QU CoRE ¦ 5QU LoRE | 2032 | 0.47509 | 0.00083211 | 0.0045349 | 0 | 0.0045349 | 0.00083211 | 0.0045349 | 0 | 0.0045349 | 0.0021545 | 0.0021545 | 0.00083211 | 0.00039533 | 0.0045349 | 0.0021545 | 0 | 0 | 0.0045349 | 0.0021545 | [22 empty] | WLDFR | HFTD - Distribution - Tier 2 - 1QU CoRE ¦ 4QU LoRE | Non-Red Flag Warning - Catastrophic Fires | 2032 | 6.7624e-09 | 6.7624e-09 | 15317.9909 | 247.273 | 9287.6491 | 5783.0689 | 0 | 0 | 8.4686e-06 | 0.00010359 | 0 | 0.00010359 | 0.00010359 | 0 | 0.00010359 | [22 empty] | 7.3.3.17.5 (Remote Grid) Updates to grid topology to minimize risk of ignition in HFTDs Remote GridWLDFREquipment / facility failureAggregated | WLDFR | HFTD - Distribution - Tier 2 - 1QU CoRE ¦ 1QU LoRE | Red Flag Warning - Large Fires | Equipment / facility failure | Aggregated | 2032 | 0.00016502 | 163.6441 | 0.027004 | 2032 | Mitigation | 0.95 | 45 | 0 | esc | 0.00097009 | 1.6008e-07 | 0.00097009 | 1.6008e-07
[35 empty] | WLDFR | HFTD - Distribution - Tier 2 - 5QU CoRE ¦ 5QU LoRE | 2033 | 0.44401 | 0.00083211 | 0.0047499 | 0 | 0.0047499 | 0.00083211 | 0.0047499 | 0 | 0.0047499 | 0.002109 | 0.002109 | 0.00083211 | 0.00036947 | 0.0047499 | 0.002109 | 0 | 0 | 0.0047499 | 0.002109 | [22 empty] | WLDFR | HFTD - Distribution - Tier 2 - 1QU CoRE ¦ 4QU LoRE | Non-Red Flag Warning - Catastrophic Fires | 2033 | 6.7624e-09 | 6.7624e-09 | 16044.1264 | 263.1074 | 9721.74 | 6059.2791 | 0 | 0 | 8.4686e-06 | 0.0001085 | 0 | 0.0001085 | 0.0001085 | 0 | 0.0001085 | [22 empty] | 7.3.3.17.5 (Remote Grid) Updates to grid topology to minimize risk of ignition in HFTDs Remote GridWLDFREquipment / facility failureAggregated | WLDFR | HFTD - Distribution - Tier 2 - 1QU CoRE ¦ 1QU LoRE | Red Flag Warning - Large Fires | Equipment / facility failure | Aggregated | 2033 | 0.00016502 | 163.6441 | 0.027004 | 2033 | Mitigation | 0.95 | 45 | 0 | esc | 0.00097009 | 1.6008e-07 | 0.00097009 | 1.6008e-07
[35 empty] | WLDFR | HFTD - Distribution - Tier 2 - 5QU CoRE ¦ 5QU LoRE | 2034 | 0.41496 | 0.00083211 | 0.0047499 | 0 | 0.0047499 | 0.00083211 | 0.0047499 | 0 | 0.0047499 | 0.001971 | 0.001971 | 0.00083211 | 0.0003453 | 0.0047499 | 0.001971 | 0 | 0 | 0.0047499 | 0.001971 | [22 empty] | WLDFR | HFTD - Distribution - Tier 2 - 1QU CoRE ¦ 4QU LoRE | Non-Red Flag Warning - Catastrophic Fires | 2034 | 6.7624e-09 | 6.7624e-09 | 16044.1264 | 263.1074 | 9721.74 | 6059.2791 | 0 | 0 | 8.4686e-06 | 0.0001085 | 0 | 0.0001085 | 0.0001085 | 0 | 0.0001085 | [22 empty] | 7.3.3.17.5 (Remote Grid) Updates to grid topology to minimize risk of ignition in HFTDs Remote GridWLDFREquipment / facility failureAggregated | WLDFR | HFTD - Distribution - Tier 2 - 1QU CoRE ¦ 1QU LoRE | Red Flag Warning - Large Fires | Equipment / facility failure | Aggregated | 2034 | 0.00016502 | 163.6441 | 0.027004 | 2034 | Mitigation | 0.95 | 45 | 0 | esc | 0.00097009 | 1.6008e-07 | 0.00097009 | 1.6008e-07
[35 empty] | WLDFR | HFTD - Distribution - Tier 2 - 5QU CoRE ¦ 5QU LoRE | 2035 | 0.38782 | 0.00083211 | 0.0047499 | 0 | 0.0047499 | 0.00083211 | 0.0047499 | 0 | 0.0047499 | 0.0018421 | 0.0018421 | 0.00083211 | 0.00032271 | 0.0047499 | 0.0018421 | 0 | 0 | 0.0047499 | 0.0018421 | [22 empty] | WLDFR | HFTD - Distribution - Tier 2 - 1QU CoRE ¦ 4QU LoRE | Non-Red Flag Warning - Catastrophic Fires | 2035 | 6.7624e-09 | 6.7624e-09 | 16044.1264 | 263.1074 | 9721.74 | 6059.2791 | 0 | 0 | 8.4686e-06 | 0.0001085 | 0 | 0.0001085 | 0.0001085 | 0 | 0.0001085 | [22 empty] | 7.3.3.17.5 (Remote Grid) Updates to grid topology to minimize risk of ignition in HFTDs Remote GridWLDFREquipment / facility failureAggregated | WLDFR | HFTD - Distribution - Tier 2 - 1QU CoRE ¦ 1QU LoRE | Red Flag Warning - Large Fires | Equipment / facility failure | Aggregated | 2035 | 0.00016502 | 163.6441 | 0.027004 | 2035 | Mitigation | 0.95 | 45 | 0 | esc | 0.00097009 | 1.6008e-07 | 0.00097009 | 1.6008e-07
[35 empty] | WLDFR | HFTD - Distribution - Tier 2 - 5QU CoRE ¦ 5QU LoRE | 2036 | 0.36245 | 0.00083211 | 0.0047499 | 0 | 0.0047499 | 0.00083211 | 0.0047499 | 0 | 0.0047499 | 0.0017216 | 0.0017216 | 0.00083211 | 0.00030159 | 0.0047499 | 0.0017216 | 0 | 0 | 0.0047499 | 0.0017216 | [22 empty] | WLDFR | HFTD - Distribution - Tier 2 - 1QU CoRE ¦ 4QU LoRE | Non-Red Flag Warning - Catastrophic Fires | 2036 | 6.7624e-09 | 6.7624e-09 | 16044.1264 | 263.1074 | 9721.74 | 6059.2791 | 0 | 0 | 8.4686e-06 | 0.0001085 | 0 | 0.0001085 | 0.0001085 | 0 | 0.0001085 | [22 empty] | 7.3.3.17.5 (Remote Grid) Updates to grid topology to minimize risk of ignition in HFTDs Remote GridWLDFREquipment / facility failureAggregated | WLDFR | HFTD - Distribution - Tier 2 - 1QU CoRE ¦ 1QU LoRE | Red Flag Warning - Large Fires | Equipment / facility failure | Aggregated | 2036 | 0.00016502 | 163.6441 | 0.027004 | 2036 | Mitigation | 0.95 | 45 | 0 | esc | 0.00097009 | 1.6008e-07 | 0.00097009 | 1.6008e-07
[35 empty] | WLDFR | HFTD - Distribution - Tier 2 - 5QU CoRE ¦ 5QU LoRE | 2037 | 0.33873 | 0.00083211 | 0.0047499 | 0 | 0.0047499 | 0.00083211 | 0.0047499 | 0 | 0.0047499 | 0.001609 | 0.001609 | 0.00083211 | 0.00028186 | 0.0047499 | 0.001609 | 0 | 0 | 0.0047499 | 0.001609 | [22 empty] | WLDFR | HFTD - Distribution - Tier 2 - 1QU CoRE ¦ 4QU LoRE | Non-Red Flag Warning - Catastrophic Fires | 2037 | 6.7624e-09 | 6.7624e-09 | 16044.1264 | 263.1074 | 9721.74 | 6059.2791 | 0 | 0 | 8.4686e-06 | 0.0001085 | 0 | 0.0001085 | 0.0001085 | 0 | 0.0001085 | [22 empty] | 7.3.3.17.5 (Remote Grid) Updates to grid topology to minimize risk of ignition in HFTDs Remote GridWLDFREquipment / facility failureAggregated | WLDFR | HFTD - Distribution - Tier 2 - 1QU CoRE ¦ 1QU LoRE | Red Flag Warning - Large Fires | Equipment / facility failure | Aggregated | 2037 | 0.00016502 | 163.6441 | 0.027004 | 2037 | Mitigation | 0.95 | 45 | 0 | esc | 0.00097009 | 1.6008e-07 | 0.00097009 | 1.6008e-07
[35 empty] | WLDFR | HFTD - Distribution - Tier 2 - 5QU CoRE ¦ 5QU LoRE | 2038 | 0.31657 | 0.00083211 | 0.0049833 | 0 | 0.0049833 | 0.00083211 | 0.0049833 | 0 | 0.0049833 | 0.0015776 | 0.0015776 | 0.00083211 | 0.00026342 | 0.0049833 | 0.0015776 | 0 | 0 | 0.0049833 | 0.0015776 | [22 empty] | WLDFR | HFTD - Distribution - Tier 2 - 1QU CoRE ¦ 4QU LoRE | Non-Red Flag Warning - Catastrophic Fires | 2038 | 6.7624e-09 | 6.7624e-09 | 16832.3912 | 280.5544 | 10192.2718 | 6359.5651 | 0 | 0 | 8.4686e-06 | 0.00011383 | 0 | 0.00011383 | 0.00011383 | 0 | 0.00011383 | [22 empty] | 7.3.3.17.5 (Remote Grid) Updates to grid topology to minimize risk of ignition in HFTDs Remote GridWLDFREquipment / facility failureAggregated | WLDFR | HFTD - Distribution - Tier 2 - 1QU CoRE ¦ 1QU LoRE | Red Flag Warning - Large Fires | Equipment / facility failure | Aggregated | 2038 | 0.00016502 | 163.6441 | 0.027004 | 2038 | Mitigation | 0.95 | 45 | 0 | esc | 0.00097009 | 1.6008e-07 | 0.00097009 | 1.6008e-07
[35 empty] | WLDFR | HFTD - Distribution - Tier 2 - 5QU CoRE ¦ 5QU LoRE | 2039 | 0.29586 | 0.00083211 | 0.0049833 | 0 | 0.0049833 | 0.00083211 | 0.0049833 | 0 | 0.0049833 | 0.0014744 | 0.0014744 | 0.00083211 | 0.00024619 | 0.0049833 | 0.0014744 | 0 | 0 | 0.0049833 | 0.0014744 | [22 empty] | WLDFR | HFTD - Distribution - Tier 2 - 1QU CoRE ¦ 4QU LoRE | Non-Red Flag Warning - Catastrophic Fires | 2039 | 6.7624e-09 | 6.7624e-09 | 16832.3912 | 280.5544 | 10192.2718 | 6359.5651 | 0 | 0 | 8.4686e-06 | 0.00011383 | 0 | 0.00011383 | 0.00011383 | 0 | 0.00011383 | [22 empty] | 7.3.3.17.5 (Remote Grid) Updates to grid topology to minimize risk of ignition in HFTDs Remote GridWLDFREquipment / facility failureAggregated | WLDFR | HFTD - Distribution - Tier 2 - 1QU CoRE ¦ 1QU LoRE | Red Flag Warning - Large Fires | Equipment / facility failure | Aggregated | 2039 | 0.00016502 | 163.6441 | 0.027004 | 2039 | Mitigation | 0.95 | 45 | 0 | esc | 0.00097009 | 1.6008e-07 | 0.00097009 | 1.6008e-07
[35 empty] | WLDFR | HFTD - Distribution - Tier 2 - 5QU CoRE ¦ 5QU LoRE | 2040 | 0.27651 | 0.00083211 | 0.0049833 | 0 | 0.0049833 | 0.00083211 | 0.0049833 | 0 | 0.0049833 | 0.0013779 | 0.0013779 | 0.00083211 | 0.00023009 | 0.0049833 | 0.0013779 | 0 | 0 | 0.0049833 | 0.0013779 | [22 empty] | WLDFR | HFTD - Distribution - Tier 2 - 1QU CoRE ¦ 4QU LoRE | Non-Red Flag Warning - Catastrophic Fires | 2040 | 6.7624e-09 | 6.7624e-09 | 16832.3912 | 280.5544 | 10192.2718 | 6359.5651 | 0 | 0 | 8.4686e-06 | 0.00011383 | 0 | 0.00011383 | 0.00011383 | 0 | 0.00011383 | [22 empty] | 7.3.3.17.5 (Remote Grid) Updates to grid topology to minimize risk of ignition in HFTDs Remote GridWLDFREquipment / facility failureAggregated | WLDFR | HFTD - Distribution - Tier 2 - 1QU CoRE ¦ 1QU LoRE | Red Flag Warning - Large Fires | Equipment / facility failure | Aggregated | 2040 | 0.00016502 | 163.6441 | 0.027004 | 2040 | Mitigation | 0.95 | 45 | 0 | esc | 0.00097009 | 1.6008e-07 | 0.00097009 | 1.6008e-07
[35 empty] | WLDFR | HFTD - Distribution - Tier 2 - 5QU CoRE ¦ 5QU LoRE | 2041 | 0.25842 | 0.00083211 | 0.0049833 | 0 | 0.0049833 | 0.00083211 | 0.0049833 | 0 | 0.0049833 | 0.0012878 | 0.0012878 | 0.00083211 | 0.00021503 | 0.0049833 | 0.0012878 | 0 | 0 | 0.0049833 | 0.0012878 | [22 empty] | WLDFR | HFTD - Distribution - Tier 2 - 1QU CoRE ¦ 4QU LoRE | Non-Red Flag Warning - Catastrophic Fires | 2041 | 6.7624e-09 | 6.7624e-09 | 16832.3912 | 280.5544 | 10192.2718 | 6359.5651 | 0 | 0 | 8.4686e-06 | 0.00011383 | 0 | 0.00011383 | 0.00011383 | 0 | 0.00011383 | [22 empty] | 7.3.3.17.5 (Remote Grid) Updates to grid topology to minimize risk of ignition in HFTDs Remote GridWLDFREquipment / facility failureAggregated | WLDFR | HFTD - Distribution - Tier 2 - 1QU CoRE ¦ 1QU LoRE | Red Flag Warning - Large Fires | Equipment / facility failure | Aggregated | 2041 | 0.00016502 | 163.6441 | 0.027004 | 2041 | Mitigation | 0.95 | 45 | 0 | esc | 0.00097009 | 1.6008e-07 | 0.00097009 | 1.6008e-07
[35 empty] | WLDFR | HFTD - Distribution - Tier 2 - 5QU CoRE ¦ 5QU LoRE | 2042 | 0.24151 | 0.00083211 | 0.0049833 | 0 | 0.0049833 | 0.00083211 | 0.0049833 | 0 | 0.0049833 | 0.0012035 | 0.0012035 | 0.00083211 | 0.00020097 | 0.0049833 | 0.0012035 | 0 | 0 | 0.0049833 | 0.0012035 | [22 empty] | WLDFR | HFTD - Distribution - Tier 2 - 1QU CoRE ¦ 4QU LoRE | Non-Red Flag Warning - Catastrophic Fires | 2042 | 6.7624e-09 | 6.7624e-09 | 16832.3912 | 280.5544 | 10192.2718 | 6359.5651 | 0 | 0 | 8.4686e-06 | 0.00011383 | 0 | 0.00011383 | 0.00011383 | 0 | 0.00011383 | [22 empty] | 7.3.3.17.5 (Remote Grid) Updates to grid topology to minimize risk of ignition in HFTDs Remote GridWLDFREquipment / facility failureAggregated | WLDFR | HFTD - Distribution - Tier 2 - 1QU CoRE ¦ 1QU LoRE | Red Flag Warning - Large Fires | Equipment / facility failure | Aggregated | 2042 | 0.00016502 | 163.6441 | 0.027004 | 2042 | Mitigation | 0.95 | 45 | 0 | esc | 0.00097009 | 1.6008e-07 | 0.00097009 | 1.6008e-07
[35 empty] | WLDFR | HFTD - Distribution - Tier 2 - 5QU CoRE ¦ 5QU LoRE | 2043 | 0.22571 | 0.00083211 | 0.0052321 | 0 | 0.0052321 | 0.00083211 | 0.0052321 | 0 | 0.0052321 | 0.0011809 | 0.0011809 | 0.00083211 | 0.00018782 | 0.0052321 | 0.0011809 | 0 | 0 | 0.0052321 | 0.0011809 | [22 empty] | WLDFR | HFTD - Distribution - Tier 2 - 1QU CoRE ¦ 4QU LoRE | Non-Red Flag Warning - Catastrophic Fires | 2043 | 6.7624e-09 | 6.7624e-09 | 17672.0852 | 299.42 | 10692.7362 | 6679.929 | 0 | 0 | 8.4686e-06 | 0.00011951 | 0 | 0.00011951 | 0.00011951 | 0 | 0.00011951 | [22 empty] | 7.3.3.17.5 (Remote Grid) Updates to grid topology to minimize risk of ignition in HFTDs Remote GridWLDFREquipment / facility failureAggregated | WLDFR | HFTD - Distribution - Tier 2 - 1QU CoRE ¦ 1QU LoRE | Red Flag Warning - Large Fires | Equipment / facility failure | Aggregated | 2043 | 0.00016502 | 163.6441 | 0.027004 | 2043 | Mitigation | 0.95 | 45 | 0 | esc | 0.00097009 | 1.6008e-07 | 0.00097009 | 1.6008e-07
[35 empty] | WLDFR | HFTD - Distribution - Tier 2 - 5QU CoRE ¦ 5QU LoRE | 2044 | 0.21095 | 0.00083211 | 0.0052321 | 0 | 0.0052321 | 0.00083211 | 0.0052321 | 0 | 0.0052321 | 0.0011037 | 0.0011037 | 0.00083211 | 0.00017553 | 0.0052321 | 0.0011037 | 0 | 0 | 0.0052321 | 0.0011037 | [22 empty] | WLDFR | HFTD - Distribution - Tier 2 - 1QU CoRE ¦ 4QU LoRE | Non-Red Flag Warning - Catastrophic Fires | 2044 | 6.7624e-09 | 6.7624e-09 | 17672.0852 | 299.42 | 10692.7362 | 6679.929 | 0 | 0 | 8.4686e-06 | 0.00011951 | 0 | 0.00011951 | 0.00011951 | 0 | 0.00011951 | [22 empty] | 7.3.3.17.5 (Remote Grid) Updates to grid topology to minimize risk of ignition in HFTDs Remote GridWLDFREquipment / facility failureAggregated | WLDFR | HFTD - Distribution - Tier 2 - 1QU CoRE ¦ 1QU LoRE | Red Flag Warning - Large Fires | Equipment / facility failure | Aggregated | 2044 | 0.00016502 | 163.6441 | 0.027004 | 2044 | Mitigation | 0.95 | 45 | 0 | esc | 0.00097009 | 1.6008e-07 | 0.00097009 | 1.6008e-07
[35 empty] | WLDFR | HFTD - Distribution - Tier 2 - 5QU CoRE ¦ 5QU LoRE | 2045 | 0.19715 | 0.00083211 | 0.0052321 | 0 | 0.0052321 | 0.00083211 | 0.0052321 | 0 | 0.0052321 | 0.0010315 | 0.0010315 | 0.00083211 | 0.00016405 | 0.0052321 | 0.0010315 | 0 | 0 | 0.0052321 | 0.0010315 | [22 empty] | WLDFR | HFTD - Distribution - Tier 2 - 1QU CoRE ¦ 4QU LoRE | Non-Red Flag Warning - Catastrophic Fires | 2045 | 6.7624e-09 | 6.7624e-09 | 17672.0852 | 299.42 | 10692.7362 | 6679.929 | 0 | 0 | 8.4686e-06 | 0.00011951 | 0 | 0.00011951 | 0.00011951 | 0 | 0.00011951 | [22 empty] | 7.3.3.17.5 (Remote Grid) Updates to grid topology to minimize risk of ignition in HFTDs Remote GridWLDFREquipment / facility failureAggregated | WLDFR | HFTD - Distribution - Tier 2 - 1QU CoRE ¦ 1QU LoRE | Red Flag Warning - Large Fires | Equipment / facility failure | Aggregated | 2045 | 0.00016502 | 163.6441 | 0.027004 | 2045 | Mitigation | 0.95 | 45 | 0 | esc | 0.00097009 | 1.6008e-07 | 0.00097009 | 1.6008e-07
[35 empty] | WLDFR | HFTD - Distribution - Tier 2 - 5QU CoRE ¦ 5QU LoRE | 2046 | 0.18425 | 0.00083211 | 0.0052321 | 0 | 0.0052321 | 0.00083211 | 0.0052321 | 0 | 0.0052321 | 0.000964 | 0.000964 | 0.00083211 | 0.00015332 | 0.0052321 | 0.000964 | 0 | 0 | 0.0052321 | 0.000964 | [22 empty] | WLDFR | HFTD - Distribution - Tier 2 - 1QU CoRE ¦ 4QU LoRE | Non-Red Flag Warning - Catastrophic Fires | 2046 | 6.7624e-09 | 6.7624e-09 | 17672.0852 | 299.42 | 10692.7362 | 6679.929 | 0 | 0 | 8.4686e-06 | 0.00011951 | 0 | 0.00011951 | 0.00011951 | 0 | 0.00011951 | [22 empty] | 7.3.3.17.5 (Remote Grid) Updates to grid topology to minimize risk of ignition in HFTDs Remote GridWLDFREquipment / facility failureAggregated | WLDFR | HFTD - Distribution - Tier 2 - 1QU CoRE ¦ 1QU LoRE | Red Flag Warning - Large Fires | Equipment / facility failure | Aggregated | 2046 | 0.00016502 | 163.6441 | 0.027004 | 2046 | Mitigation | 0.95 | 45 | 0 | esc | 0.00097009 | 1.6008e-07 | 0.00097009 | 1.6008e-07
[35 empty] | WLDFR | HFTD - Distribution - Tier 2 - 5QU CoRE ¦ 5QU LoRE | 2047 | 0.1722 | 0.00083211 | 0.0052321 | 0 | 0.0052321 | 0.00083211 | 0.0052321 | 0 | 0.0052321 | 0.00090094 | 0.00090094 | 0.00083211 | 0.00014329 | 0.0052321 | 0.00090094 | 0 | 0 | 0.0052321 | 0.00090094 | [22 empty] | WLDFR | HFTD - Distribution - Tier 2 - 1QU CoRE ¦ 4QU LoRE | Non-Red Flag Warning - Catastrophic Fires | 2047 | 6.7624e-09 | 6.7624e-09 | 17672.0852 | 299.42 | 10692.7362 | 6679.929 | 0 | 0 | 8.4686e-06 | 0.00011951 | 0 | 0.00011951 | 0.00011951 | 0 | 0.00011951 | [22 empty] | 7.3.3.17.5 (Remote Grid) Updates to grid topology to minimize risk of ignition in HFTDs Remote GridWLDFREquipment / facility failureAggregated | WLDFR | HFTD - Distribution - Tier 2 - 1QU CoRE ¦ 1QU LoRE | Red Flag Warning - Large Fires | Equipment / facility failure | Aggregated | 2047 | 0.00016502 | 163.6441 | 0.027004 | 2047 | Mitigation | 0.95 | 45 | 0 | esc | 0.00097009 | 1.6008e-07 | 0.00097009 | 1.6008e-07
[35 empty] | WLDFR | HFTD - Distribution - Tier 2 - 5QU CoRE ¦ 5QU LoRE | 2048 | 0.16093 | 0.00083211 | 0.0054929 | 0 | 0.0054929 | 0.00083211 | 0.0054929 | 0 | 0.0054929 | 0.00088398 | 0.00088398 | 0.00083211 | 0.00013391 | 0.0054929 | 0.00088398 | 0 | 0 | 0.0054929 | 0.00088398 | [22 empty] | WLDFR | HFTD - Distribution - Tier 2 - 1QU CoRE ¦ 4QU LoRE | Non-Red Flag Warning - Catastrophic Fires | 2048 | 6.7624e-09 | 6.7624e-09 | 18552.3348 | 319.4911 | 11216.5626 | 7016.281 | 0 | 0 | 8.4686e-06 | 0.00012546 | 0 | 0.00012546 | 0.00012546 | 0 | 0.00012546 | [22 empty] | 7.3.3.17.5 (Remote Grid) Updates to grid topology to minimize risk of ignition in HFTDs Remote GridWLDFREquipment / facility failureAggregated | WLDFR | HFTD - Distribution - Tier 2 - 1QU CoRE ¦ 1QU LoRE | Red Flag Warning - Large Fires | Equipment / facility failure | Aggregated | 2048 | 0.00016502 | 163.6441 | 0.027004 | 2048 | Mitigation | 0.95 | 45 | 0 | esc | 0.00097009 | 1.6008e-07 | 0.00097009 | 1.6008e-07
[35 empty] | WLDFR | HFTD - Distribution - Tier 2 - 5QU CoRE ¦ 5QU LoRE | 2049 | 0.1504 | 0.00083211 | 0.0054929 | 0 | 0.0054929 | 0.00083211 | 0.0054929 | 0 | 0.0054929 | 0.00082615 | 0.00082615 | 0.00083211 | 0.00012515 | 0.0054929 | 0.00082615 | 0 | 0 | 0.0054929 | 0.00082615 | [22 empty] | WLDFR | HFTD - Distribution - Tier 2 - 1QU CoRE ¦ 4QU LoRE | Non-Red Flag Warning - Catastrophic Fires | 2049 | 6.7624e-09 | 6.7624e-09 | 18552.3348 | 319.4911 | 11216.5626 | 7016.281 | 0 | 0 | 8.4686e-06 | 0.00012546 | 0 | 0.00012546 | 0.00012546 | 0 | 0.00012546 | [22 empty] | 7.3.3.17.5 (Remote Grid) Updates to grid topology to minimize risk of ignition in HFTDs Remote GridWLDFREquipment / facility failureAggregated | WLDFR | HFTD - Distribution - Tier 2 - 1QU CoRE ¦ 1QU LoRE | Red Flag Warning - Large Fires | Equipment / facility failure | Aggregated | 2049 | 0.00016502 | 163.6441 | 0.027004 | 2049 | Mitigation | 0.95 | 45 | 0 | esc | 0.00097009 | 1.6008e-07 | 0.00097009 | 1.6008e-07
[35 empty] | WLDFR | HFTD - Distribution - Tier 2 - 5QU CoRE ¦ 5QU LoRE | 2050 | 0.14056 | 0.00083211 | 0.0054929 | 0 | 0.0054929 | 0.00083211 | 0.0054929 | 0 | 0.0054929 | 0.0007721 | 0.0007721 | 0.00083211 | 0.00011696 | 0.0054929 | 0.0007721 | 0 | 0 | 0.0054929 | 0.0007721 | [22 empty] | WLDFR | HFTD - Distribution - Tier 2 - 1QU CoRE ¦ 4QU LoRE | Non-Red Flag Warning - Catastrophic Fires | 2050 | 6.7624e-09 | 6.7624e-09 | 18552.3348 | 319.4911 | 11216.5626 | 7016.281 | 0 | 0 | 8.4686e-06 | 0.00012546 | 0 | 0.00012546 | 0.00012546 | 0 | 0.00012546 | [22 empty] | 7.3.3.17.5 (Remote Grid) Updates to grid topology to minimize risk of ignition in HFTDs Remote GridWLDFREquipment / facility failureAggregated | WLDFR | HFTD - Distribution - Tier 2 - 1QU CoRE ¦ 1QU LoRE | Red Flag Warning - Large Fires | Equipment / facility failure | Aggregated | 2050 | 0.00016502 | 163.6441 | 0.027004 | 2050 | Mitigation | 0.95 | 45 | 0 | esc | 0.00097009 | 1.6008e-07 | 0.00097009 | 1.6008e-07
[35 empty] | WLDFR | HFTD - Distribution - Tier 2 - 5QU CoRE ¦ 5QU LoRE | 2051 | 0.13137 | 0.00083211 | 0.0054929 | 0 | 0.0054929 | 0.00083211 | 0.0054929 | 0 | 0.0054929 | 0.00072159 | 0.00072159 | 0.00083211 | 0.00010931 | 0.0054929 | 0.00072159 | 0 | 0 | 0.0054929 | 0.00072159 | [22 empty] | WLDFR | HFTD - Distribution - Tier 2 - 1QU CoRE ¦ 4QU LoRE | Non-Red Flag Warning - Catastrophic Fires | 2051 | 6.7624e-09 | 6.7624e-09 | 18552.3348 | 319.4911 | 11216.5626 | 7016.281 | 0 | 0 | 8.4686e-06 | 0.00012546 | 0 | 0.00012546 | 0.00012546 | 0 | 0.00012546 | [22 empty] | 7.3.3.17.5 (Remote Grid) Updates to grid topology to minimize risk of ignition in HFTDs Remote GridWLDFREquipment / facility failureAggregated | WLDFR | HFTD - Distribution - Tier 2 - 1QU CoRE ¦ 1QU LoRE | Red Flag Warning - Large Fires | Equipment / facility failure | Aggregated | 2051 | 0.00016502 | 163.6441 | 0.027004 | 2051 | Mitigation | 0.95 | 45 | 0 | esc | 0.00097009 | 1.6008e-07 | 0.00097009 | 1.6008e-07
[35 empty] | WLDFR | HFTD - Distribution - Tier 2 - 5QU CoRE ¦ 5QU LoRE | 2052 | 0.12277 | 0.00083211 | 0.0054929 | 0 | 0.0054929 | 0.00083211 | 0.0054929 | 0 | 0.0054929 | 0.00067438 | 0.00067438 | 0.00083211 | 0.00010216 | 0.0054929 | 0.00067438 | 0 | 0 | 0.0054929 | 0.00067438 | [22 empty] | WLDFR | HFTD - Distribution - Tier 2 - 1QU CoRE ¦ 4QU LoRE | Non-Red Flag Warning - Catastrophic Fires | 2052 | 6.7624e-09 | 6.7624e-09 | 18552.3348 | 319.4911 | 11216.5626 | 7016.281 | 0 | 0 | 8.4686e-06 | 0.00012546 | 0 | 0.00012546 | 0.00012546 | 0 | 0.00012546 | [22 empty] | 7.3.3.17.5 (Remote Grid) Updates to grid topology to minimize risk of ignition in HFTDs Remote GridWLDFREquipment / facility failureAggregated | WLDFR | HFTD - Distribution - Tier 2 - 1QU CoRE ¦ 1QU LoRE | Red Flag Warning - Large Fires | Equipment / facility failure | Aggregated | 2052 | 0.00016502 | 163.6441 | 0.027004 | 2052 | Mitigation | 0.95 | 45 | 0 | esc | 0.00097009 | 1.6008e-07 | 0.00097009 | 1.6008e-07
[35 empty] | WLDFR | HFTD - Distribution - Tier 2 - 5QU CoRE ¦ 5QU LoRE | 2053 | 0.11474 | 0.00083211 | 0.0057626 | 0 | 0.0057626 | 0.00083211 | 0.0057626 | 0 | 0.0057626 | 0.00066121 | 0.00066121 | 0.00083211 | 9.5477e-05 | 0.0057626 | 0.00066121 | 0 | 0 | 0.0057626 | 0.00066121 | [22 empty] | WLDFR | HFTD - Distribution - Tier 2 - 1QU CoRE ¦ 4QU LoRE | Non-Red Flag Warning - Catastrophic Fires | 2053 | 6.7624e-09 | 6.7624e-09 | 19462.1283 | 340.5356 | 11757.1413 | 7364.4514 | 0 | 0 | 8.4686e-06 | 0.00013161 | 0 | 0.00013161 | 0.00013161 | 0 | 0.00013161 | [22 empty] | 7.3.3.17.5 (Remote Grid) Updates to grid topology to minimize risk of ignition in HFTDs Remote GridWLDFREquipment / facility failureAggregated | WLDFR | HFTD - Distribution - Tier 2 - 1QU CoRE ¦ 1QU LoRE | Red Flag Warning - Large Fires | Equipment / facility failure | Aggregated | 2053 | 0.00016502 | 163.6441 | 0.027004 | 2053 | Mitigation | 0.95 | 45 | 0 | esc | 0.00097009 | 1.6008e-07 | 0.00097009 | 1.6008e-07
[35 empty] | WLDFR | HFTD - Distribution - Tier 2 - 5QU CoRE ¦ 5QU LoRE | 2054 | 0.10723 | 0.00083211 | 0.0057626 | 0 | 0.0057626 | 0.00083211 | 0.0057626 | 0 | 0.0057626 | 0.00061795 | 0.00061795 | 0.00083211 | 8.9231e-05 | 0.0057626 | 0.00061795 | 0 | 0 | 0.0057626 | 0.00061795 | [22 empty] | WLDFR | HFTD - Distribution - Tier 2 - 1QU CoRE ¦ 4QU LoRE | Non-Red Flag Warning - Catastrophic Fires | 2054 | 6.7624e-09 | 6.7624e-09 | 19462.1283 | 340.5356 | 11757.1413 | 7364.4514 | 0 | 0 | 8.4686e-06 | 0.00013161 | 0 | 0.00013161 | 0.00013161 | 0 | 0.00013161 | [22 empty] | 7.3.3.17.5 (Remote Grid) Updates to grid topology to minimize risk of ignition in HFTDs Remote GridWLDFREquipment / facility failureAggregated | WLDFR | HFTD - Distribution - Tier 2 - 1QU CoRE ¦ 1QU LoRE | Red Flag Warning - Large Fires | Equipment / facility failure | Aggregated | 2054 | 0.00016502 | 163.6441 | 0.027004 | 2054 | Mitigation | 0.95 | 45 | 0 | esc | 0.00097009 | 1.6008e-07 | 0.00097009 | 1.6008e-07
[35 empty] | WLDFR | HFTD - Distribution - Tier 2 - 5QU CoRE ¦ 5QU LoRE | 2055 | 0.10022 | 0.00083211 | 0.0057626 | 0 | 0.0057626 | 0.00083211 | 0.0057626 | 0 | 0.0057626 | 0.00057753 | 0.00057753 | 0.00083211 | 8.3393e-05 | 0.0057626 | 0.00057753 | 0 | 0 | 0.0057626 | 0.00057753 | [22 empty] | WLDFR | HFTD - Distribution - Tier 2 - 1QU CoRE ¦ 4QU LoRE | Non-Red Flag Warning - Catastrophic Fires | 2055 | 6.7624e-09 | 6.7624e-09 | 19462.1283 | 340.5356 | 11757.1413 | 7364.4514 | 0 | 0 | 8.4686e-06 | 0.00013161 | 0 | 0.00013161 | 0.00013161 | 0 | 0.00013161 | [22 empty] | 7.3.3.17.5 (Remote Grid) Updates to grid topology to minimize risk of ignition in HFTDs Remote GridWLDFREquipment / facility failureAggregated | WLDFR | HFTD - Distribution - Tier 2 - 1QU CoRE ¦ 1QU LoRE | Red Flag Warning - Large Fires | Equipment / facility failure | Aggregated | 2055 | 0.00016502 | 163.6441 | 0.027004 | 2055 | Mitigation | 0.95 | 45 | 0 | esc | 0.00097009 | 1.6008e-07 | 0.00097009 | 1.6008e-07
[35 empty] | WLDFR | HFTD - Distribution - Tier 2 - 5QU CoRE ¦ 5QU LoRE | 2056 | 0.093663 | 0.00083211 | 0.0057626 | 0 | 0.0057626 | 0.00083211 | 0.0057626 | 0 | 0.0057626 | 0.00053975 | 0.00053975 | 0.00083211 | 7.7938e-05 | 0.0057626 | 0.00053975 | 0 | 0 | 0.0057626 | 0.00053975 | [22 empty] | WLDFR | HFTD - Distribution - Tier 2 - 1QU CoRE ¦ 4QU LoRE | Non-Red Flag Warning - Catastrophic Fires | 2056 | 6.7624e-09 | 6.7624e-09 | 19462.1283 | 340.5356 | 11757.1413 | 7364.4514 | 0 | 0 | 8.4686e-06 | 0.00013161 | 0 | 0.00013161 | 0.00013161 | 0 | 0.00013161 | [22 empty] | 7.3.3.17.5 (Remote Grid) Updates to grid topology to minimize risk of ignition in HFTDs Remote GridWLDFREquipment / facility failureAggregated | WLDFR | HFTD - Distribution - Tier 2 - 1QU CoRE ¦ 1QU LoRE | Red Flag Warning - Large Fires | Equipment / facility failure | Aggregated | 2056 | 0.00016502 | 163.6441 | 0.027004 | 2056 | Mitigation | 0.95 | 45 | 0 | esc | 0.00097009 | 1.6008e-07 | 0.00097009 | 1.6008e-07
[35 empty] | WLDFR | HFTD - Distribution - Tier 2 - 5QU CoRE ¦ 5QU LoRE | 2057 | 0.087535 | 0.00083211 | 0.0057626 | 0 | 0.0057626 | 0.00083211 | 0.0057626 | 0 | 0.0057626 | 0.00050443 | 0.00050443 | 0.00083211 | 7.2839e-05 | 0.0057626 | 0.00050443 | 0 | 0 | 0.0057626 | 0.00050443 | [22 empty] | WLDFR | HFTD - Distribution - Tier 2 - 1QU CoRE ¦ 4QU LoRE | Non-Red Flag Warning - Catastrophic Fires | 2057 | 6.7624e-09 | 6.7624e-09 | 19462.1283 | 340.5356 | 11757.1413 | 7364.4514 | 0 | 0 | 8.4686e-06 | 0.00013161 | 0 | 0.00013161 | 0.00013161 | 0 | 0.00013161 | [22 empty] | 7.3.3.17.5 (Remote Grid) Updates to grid topology to minimize risk of ignition in HFTDs Remote GridWLDFREquipment / facility failureAggregated | WLDFR | HFTD - Distribution - Tier 2 - 1QU CoRE ¦ 1QU LoRE | Red Flag Warning - Large Fires | Equipment / facility failure | Aggregated | 2057 | 0.00016502 | 163.6441 | 0.027004 | 2057 | Mitigation | 0.95 | 45 | 0 | esc | 0.00097009 | 1.6008e-07 | 0.00097009 | 1.6008e-07
[35 empty] | WLDFR | HFTD - Distribution - Tier 2 - 5QU CoRE ¦ 5QU LoRE | 2058 | 0.081809 | 0.00083211 | 0.006038 | 0 | 0.006038 | 0.00083211 | 0.006038 | 0 | 0.006038 | 0.00049396 | 0.00049396 | 0.00083211 | 6.8074e-05 | 0.006038 | 0.00049396 | 0 | 0 | 0.006038 | 0.00049396 | [22 empty] | WLDFR | HFTD - Distribution - Tier 2 - 1QU CoRE ¦ 4QU LoRE | Non-Red Flag Warning - Catastrophic Fires | 2058 | 6.7624e-09 | 6.7624e-09 | 20390.4035 | 362.3049 | 12307.8747 | 7720.2238 | 0 | 0 | 8.4686e-06 | 0.00013789 | 0 | 0.00013789 | 0.00013789 | 0 | 0.00013789 | [22 empty] | 7.3.3.17.5 (Remote Grid) Updates to grid topology to minimize risk of ignition in HFTDs Remote GridWLDFREquipment / facility failureAggregated | WLDFR | HFTD - Distribution - Tier 2 - 1QU CoRE ¦ 1QU LoRE | Red Flag Warning - Large Fires | Equipment / facility failure | Aggregated | 2058 | 0.00016502 | 163.6441 | 0.027004 | 2058 | Mitigation | 0.95 | 45 | 0 | esc | 0.00097009 | 1.6008e-07 | 0.00097009 | 1.6008e-07
[35 empty] | WLDFR | HFTD - Distribution - Tier 2 - 5QU CoRE ¦ 5QU LoRE | 2059 | 0.076457 | 0.00083211 | 0.006038 | 0 | 0.006038 | 0.00083211 | 0.006038 | 0 | 0.006038 | 0.00046164 | 0.00046164 | 0.00083211 | 6.362e-05 | 0.006038 | 0.00046164 | 0 | 0 | 0.006038 | 0.00046164 | [22 empty] | WLDFR | HFTD - Distribution - Tier 2 - 1QU CoRE ¦ 4QU LoRE | Non-Red Flag Warning - Catastrophic Fires | 2059 | 6.7624e-09 | 6.7624e-09 | 20390.4035 | 362.3049 | 12307.8747 | 7720.2238 | 0 | 0 | 8.4686e-06 | 0.00013789 | 0 | 0.00013789 | 0.00013789 | 0 | 0.00013789 | [22 empty] | 7.3.3.17.5 (Remote Grid) Updates to grid topology to minimize risk of ignition in HFTDs Remote GridWLDFREquipment / facility failureAggregated | WLDFR | HFTD - Distribution - Tier 2 - 1QU CoRE ¦ 1QU LoRE | Red Flag Warning - Large Fires | Equipment / facility failure | Aggregated | 2059 | 0.00016502 | 163.6441 | 0.027004 | 2059 | Mitigation | 0.95 | 45 | 0 | esc | 0.00097009 | 1.6008e-07 | 0.00097009 | 1.6008e-07
[35 empty] | WLDFR | HFTD - Distribution - Tier 2 - 5QU CoRE ¦ 5QU LoRE | 2060 | 0.071455 | 0.00083211 | 0.006038 | 0 | 0.006038 | 0.00083211 | 0.006038 | 0 | 0.006038 | 0.00043144 | 0.00043144 | 0.00083211 | 5.9458e-05 | 0.006038 | 0.00043144 | 0 | 0 | 0.006038 | 0.00043144 | [22 empty] | WLDFR | HFTD - Distribution - Tier 2 - 1QU CoRE ¦ 4QU LoRE | Non-Red Flag Warning - Catastrophic Fires | 2060 | 6.7624e-09 | 6.7624e-09 | 20390.4035 | 362.3049 | 12307.8747 | 7720.2238 | 0 | 0 | 8.4686e-06 | 0.00013789 | 0 | 0.00013789 | 0.00013789 | 0 | 0.00013789 | [22 empty] | 7.3.3.17.5 (Remote Grid) Updates to grid topology to minimize risk of ignition in HFTDs Remote GridWLDFREquipment / facility failureAggregated | WLDFR | HFTD - Distribution - Tier 2 - 1QU CoRE ¦ 1QU LoRE | Red Flag Warning - Large Fires | Equipment / facility failure | Aggregated | 2060 | 0.00016502 | 163.6441 | 0.027004 | 2060 | Mitigation | 0.95 | 45 | 0 | esc | 0.00097009 | 1.6008e-07 | 0.00097009 | 1.6008e-07
[35 empty] | WLDFR | HFTD - Distribution - Tier 2 - 5QU CoRE ¦ 5QU LoRE | 2061 | 0.06678 | 0.00083211 | 0.006038 | 0 | 0.006038 | 0.00083211 | 0.006038 | 0 | 0.006038 | 0.00040322 | 0.00040322 | 0.00083211 | 5.5569e-05 | 0.006038 | 0.00040322 | 0 | 0 | 0.006038 | 0.00040322 | [22 empty] | WLDFR | HFTD - Distribution - Tier 2 - 1QU CoRE ¦ 4QU LoRE | Non-Red Flag Warning - Catastrophic Fires | 2061 | 6.7624e-09 | 6.7624e-09 | 20390.4035 | 362.3049 | 12307.8747 | 7720.2238 | 0 | 0 | 8.4686e-06 | 0.00013789 | 0 | 0.00013789 | 0.00013789 | 0 | 0.00013789 | [22 empty] | 7.3.3.17.5 (Remote Grid) Updates to grid topology to minimize risk of ignition in HFTDs Remote GridWLDFREquipment / facility failureAggregated | WLDFR | HFTD - Distribution - Tier 2 - 1QU CoRE ¦ 1QU LoRE | Red Flag Warning - Large Fires | Equipment / facility failure | Aggregated | 2061 | 0.00016502 | 163.6441 | 0.027004 | 2061 | Mitigation | 0.95 | 45 | 0 | esc | 0.00097009 | 1.6008e-07 | 0.00097009 | 1.6008e-07
[35 empty] | WLDFR | HFTD - Distribution - Tier 2 - 5QU CoRE ¦ 5QU LoRE | 2062 | 0.062412 | 0.00083211 | 0.006038 | 0 | 0.006038 | 0.00083211 | 0.006038 | 0 | 0.006038 | 0.00037684 | 0.00037684 | 0.00083211 | 5.1933e-05 | 0.006038 | 0.00037684 | 0 | 0 | 0.006038 | 0.00037684 | [22 empty] | WLDFR | HFTD - Distribution - Tier 2 - 1QU CoRE ¦ 4QU LoRE | Non-Red Flag Warning - Catastrophic Fires | 2062 | 6.7624e-09 | 6.7624e-09 | 20390.4035 | 362.3049 | 12307.8747 | 7720.2238 | 0 | 0 | 8.4686e-06 | 0.00013789 | 0 | 0.00013789 | 0.00013789 | 0 | 0.00013789 | [22 empty] | 7.3.3.17.5 (Remote Grid) Updates to grid topology to minimize risk of ignition in HFTDs Remote GridWLDFREquipment / facility failureAggregated | WLDFR | HFTD - Distribution - Tier 2 - 1QU CoRE ¦ 1QU LoRE | Red Flag Warning - Large Fires | Equipment / facility failure | Aggregated | 2062 | 0.00016502 | 163.6441 | 0.027004 | 2062 | Mitigation | 0.95 | 45 | 0 | esc | 0.00097009 | 1.6008e-07 | 0.00097009 | 1.6008e-07
[35 empty] | WLDFR | HFTD - Distribution - Tier 2 - 5QU CoRE ¦ 5QU LoRE | 2063 | 0.058329 | 0.00083211 | 0.0063155 | 0 | 0.0063155 | 0.00083211 | 0.0063155 | 0 | 0.0063155 | 0.00036838 | 0.00036838 | 0.00083211 | 4.8536e-05 | 0.0063155 | 0.00036838 | 0 | 0 | 0.0063155 | 0.00036838 | [22 empty] | WLDFR | HFTD - Distribution - Tier 2 - 1QU CoRE ¦ 4QU LoRE | Non-Red Flag Warning - Catastrophic Fires | 2063 | 6.7624e-09 | 6.7624e-09 | 21325.9188 | 384.5316 | 12862.0997 | 8079.2876 | 0 | 0 | 8.4686e-06 | 0.00014422 | 0 | 0.00014422 | 0.00014422 | 0 | 0.00014422 | [22 empty] | 7.3.3.17.5 (Remote Grid) Updates to grid topology to minimize risk of ignition in HFTDs Remote GridWLDFREquipment / facility failureAggregated | WLDFR | HFTD - Distribution - Tier 2 - 1QU CoRE ¦ 1QU LoRE | Red Flag Warning - Large Fires | Equipment / facility failure | Aggregated | 2063 | 0.00016502 | 163.6441 | 0.027004 | 2063 | Mitigation | 0.95 | 45 | 0 | esc | 0.00097009 | 1.6008e-07 | 0.00097009 | 1.6008e-07
[35 empty] | WLDFR | HFTD - Distribution - Tier 2 - 5QU CoRE ¦ 5QU LoRE | 2064 | 0.054513 | 0.00083211 | 0.0063155 | 0 | 0.0063155 | 0.00083211 | 0.0063155 | 0 | 0.0063155 | 0.00034428 | 0.00034428 | 0.00083211 | 4.536e-05 | 0.0063155 | 0.00034428 | 0 | 0 | 0.0063155 | 0.00034428 | [22 empty] | WLDFR | HFTD - Distribution - Tier 2 - 1QU CoRE ¦ 4QU LoRE | Non-Red Flag Warning - Catastrophic Fires | 2064 | 6.7624e-09 | 6.7624e-09 | 21325.9188 | 384.5316 | 12862.0997 | 8079.2876 | 0 | 0 | 8.4686e-06 | 0.00014422 | 0 | 0.00014422 | 0.00014422 | 0 | 0.00014422 | [22 empty] | 7.3.3.17.5 (Remote Grid) Updates to grid topology to minimize risk of ignition in HFTDs Remote GridWLDFREquipment / facility failureAggregated | WLDFR | HFTD - Distribution - Tier 2 - 1QU CoRE ¦ 1QU LoRE | Red Flag Warning - Large Fires | Equipment / facility failure | Aggregated | 2064 | 0.00016502 | 163.6441 | 0.027004 | 2064 | Mitigation | 0.95 | 45 | 0 | esc | 0.00097009 | 1.6008e-07 | 0.00097009 | 1.6008e-07
[35 empty] | WLDFR | HFTD - Distribution - Tier 2 - 5QU CoRE ¦ 5QU LoRE | 2065 | 0.050946 | 0.00083211 | 0.0063155 | 0 | 0.0063155 | 0.00083211 | 0.0063155 | 0 | 0.0063155 | 0.00032175 | 0.00032175 | 0.00083211 | 4.2393e-05 | 0.0063155 | 0.00032175 | 0 | 0 | 0.0063155 | 0.00032175 | [22 empty] | WLDFR | HFTD - Distribution - Tier 2 - 1QU CoRE ¦ 4QU LoRE | Non-Red Flag Warning - Catastrophic Fires | 2065 | 6.7624e-09 | 6.7624e-09 | 21325.9188 | 384.5316 | 12862.0997 | 8079.2876 | 0 | 0 | 8.4686e-06 | 0.00014422 | 0 | 0.00014422 | 0.00014422 | 0 | 0.00014422 | [22 empty] | 7.3.3.17.5 (Remote Grid) Updates to grid topology to minimize risk of ignition in HFTDs Remote GridWLDFREquipment / facility failureAggregated | WLDFR | HFTD - Distribution - Tier 2 - 1QU CoRE ¦ 1QU LoRE | Red Flag Warning - Large Fires | Equipment / facility failure | Aggregated | 2065 | 0.00016502 | 163.6441 | 0.027004 | 2065 | Mitigation | 0.95 | 45 | 0 | esc | 0.00097009 | 1.6008e-07 | 0.00097009 | 1.6008e-07
[35 empty] | WLDFR | HFTD - Distribution - Tier 2 - 5QU CoRE ¦ 5QU LoRE | 2066 | 0.047613 | 0.00083211 | 0.0063155 | 0 | 0.0063155 | 0.00083211 | 0.0063155 | 0 | 0.0063155 | 0.0003007 | 0.0003007 | 0.00083211 | 3.962e-05 | 0.0063155 | 0.0003007 | 0 | 0 | 0.0063155 | 0.0003007 | [22 empty] | WLDFR | HFTD - Distribution - Tier 2 - 1QU CoRE ¦ 4QU LoRE | Non-Red Flag Warning - Catastrophic Fires | 2066 | 6.7624e-09 | 6.7624e-09 | 21325.9188 | 384.5316 | 12862.0997 | 8079.2876 | 0 | 0 | 8.4686e-06 | 0.00014422 | 0 | 0.00014422 | 0.00014422 | 0 | 0.00014422 | [22 empty] | 7.3.3.17.5 (Remote Grid) Updates to grid topology to minimize risk of ignition in HFTDs Remote GridWLDFREquipment / facility failureAggregated | WLDFR | HFTD - Distribution - Tier 2 - 1QU CoRE ¦ 1QU LoRE | Red Flag Warning - Large Fires | Equipment / facility failure | Aggregated | 2066 | 0.00016502 | 163.6441 | 0.027004 | 2066 | Mitigation | 0.95 | 45 | 0 | esc | 0.00097009 | 1.6008e-07 | 0.00097009 | 1.6008e-07
[35 empty] | WLDFR | HFTD - Distribution - Tier 2 - 5QU CoRE ¦ 5QU LoRE | 2067 | 0.044499 | 0 | 0 | 0 | 0 | 0.00083211 | 0.0063155 | 0 | 0.0063155 | 0 | 0.00028103 | 0 | 0 | 0 | 0 | 0 | 0 | 0 | 0 | [22 empty] | WLDFR | HFTD - Distribution - Tier 2 - 1QU CoRE ¦ 4QU LoRE | Non-Red Flag Warning - Catastrophic Fires | 2067 | 0 | 6.7624e-09 | 21325.9188 | 384.5316 | 12862.0997 | 8079.2876 | 0 | 0 | 8.4686e-06 | 0 | 0 | 0 | 0.00014422 | 0 | 0.00014422 | [22 empty] | 7.3.3.17.5 (Remote Grid) Updates to grid topology to minimize risk of ignition in HFTDs Remote GridWLDFREquipment / facility failureAggregated | WLDFR | HFTD - Distribution - Tier 2 - 1QU CoRE ¦ 1QU LoRE | Red Flag Warning - Large Fires | Equipment / facility failure | Aggregated | 2067 | 0.00016502 | 163.6441 | 0.027004 | 2067 | Mitigation | 0.95 | 45 | 0 | esc | 0 | 0 | 0.00097009 | 1.6008e-07
[35 empty] | WLDFR | HFTD - Distribution - Tier 3 - 1QU CoRE ¦ 1QU LoRE | 2022 | 0.93458 | 0.00046329 | 0.28738 | 0 | 0.28738 | 0 | 0 | 0 | 0 | 0.26858 | 0 | 0.00046329 | 0.00043298 | 0.28738 | 0.26858 | 0 | 0 | 0.28738 | 0.26858 | [22 empty] | WLDFR | HFTD - Distribution - Tier 2 - 1QU CoRE ¦ 4QU LoRE | Non-Red Flag Warning - Destructive Fires | 2022 | 6.8743e-09 | 0 | 8807.9522 | 222.2294 | 8585.7228 | 0 | 0 | 0 | 8.0668e-06 | 6.0549e-05 | 0 | 6.0549e-05 | 0 | 0 | 0 | [22 empty] | 7.3.3.17.5 (Remote Grid) Updates to grid topology to minimize risk of ignition in HFTDs Remote GridWLDFRVegetation ContactAggregated | WLDFR | HFTD - Distribution - Tier 2 - 1QU CoRE ¦ 1QU LoRE | Red Flag Warning - Large Fires | Vegetation Contact | Aggregated | 2022 | 5.5829e-05 | 163.6441 | 0.0091361 | 2022 | Mitigation | 0.95 | 45 | 0 | esc | 0.00097009 | 5.4159e-08 | 0 | 0
[35 empty] | WLDFR | HFTD - Distribution - Tier 3 - 1QU CoRE ¦ 1QU LoRE | 2023 | 0.87344 | 0.00046329 | 0.29791 | 0 | 0.29791 | 0.00046329 | 0.29791 | 0 | 0.29791 | 0.26021 | 0.26021 | 0.00046329 | 0.00040466 | 0.29791 | 0.26021 | 0 | 0 | 0.29791 | 0.26021 | [22 empty] | WLDFR | HFTD - Distribution - Tier 2 - 1QU CoRE ¦ 4QU LoRE | Non-Red Flag Warning - Destructive Fires | 2023 | 6.8743e-09 | 6.8743e-09 | 9129.7461 | 233.2301 | 8896.516 | 0 | 0 | 0 | 8.0668e-06 | 6.2761e-05 | 0 | 6.2761e-05 | 6.2761e-05 | 0 | 6.2761e-05 | [22 empty] | 7.3.3.17.5 (Remote Grid) Updates to grid topology to minimize risk of ignition in HFTDs Remote GridWLDFRVegetation ContactAggregated | WLDFR | HFTD - Distribution - Tier 2 - 1QU CoRE ¦ 1QU LoRE | Red Flag Warning - Large Fires | Vegetation Contact | Aggregated | 2023 | 5.5829e-05 | 163.6441 | 0.0091361 | 2023 | Mitigation | 0.95 | 45 | 0 | esc | 0.00097009 | 5.4159e-08 | 0.00097009 | 5.4159e-08
[35 empty] | WLDFR | HFTD - Distribution - Tier 3 - 1QU CoRE ¦ 1QU LoRE | 2024 | 0.8163 | 0.00046329 | 0.29791 | 0 | 0.29791 | 0.00046329 | 0.29791 | 0 | 0.29791 | 0.24319 | 0.24319 | 0.00046329 | 0.00037818 | 0.29791 | 0.24319 | 0 | 0 | 0.29791 | 0.24319 | [22 empty] | WLDFR | HFTD - Distribution - Tier 2 - 1QU CoRE ¦ 4QU LoRE | Non-Red Flag Warning - Destructive Fires | 2024 | 6.8743e-09 | 6.8743e-09 | 9129.7461 | 233.2301 | 8896.516 | 0 | 0 | 0 | 8.0668e-06 | 6.2761e-05 | 0 | 6.2761e-05 | 6.2761e-05 | 0 | 6.2761e-05 | [22 empty] | 7.3.3.17.5 (Remote Grid) Updates to grid topology to minimize risk of ignition in HFTDs Remote GridWLDFRVegetation ContactAggregated | WLDFR | HFTD - Distribution - Tier 2 - 1QU CoRE ¦ 1QU LoRE | Red Flag Warning - Large Fires | Vegetation Contact | Aggregated | 2024 | 5.5829e-05 | 163.6441 | 0.0091361 | 2024 | Mitigation | 0.95 | 45 | 0 | esc | 0.00097009 | 5.4159e-08 | 0.00097009 | 5.4159e-08
[35 empty] | WLDFR | HFTD - Distribution - Tier 3 - 1QU CoRE ¦ 1QU LoRE | 2025 | 0.7629 | 0.00046329 | 0.29791 | 0 | 0.29791 | 0.00046329 | 0.29791 | 0 | 0.29791 | 0.22728 | 0.22728 | 0.00046329 | 0.00035344 | 0.29791 | 0.22728 | 0 | 0 | 0.29791 | 0.22728 | [22 empty] | WLDFR | HFTD - Distribution - Tier 2 - 1QU CoRE ¦ 4QU LoRE | Non-Red Flag Warning - Destructive Fires | 2025 | 6.8743e-09 | 6.8743e-09 | 9129.7461 | 233.2301 | 8896.516 | 0 | 0 | 0 | 8.0668e-06 | 6.2761e-05 | 0 | 6.2761e-05 | 6.2761e-05 | 0 | 6.2761e-05 | [22 empty] | 7.3.3.17.5 (Remote Grid) Updates to grid topology to minimize risk of ignition in HFTDs Remote GridWLDFRVegetation ContactAggregated | WLDFR | HFTD - Distribution - Tier 2 - 1QU CoRE ¦ 1QU LoRE | Red Flag Warning - Large Fires | Vegetation Contact | Aggregated | 2025 | 5.5829e-05 | 163.6441 | 0.0091361 | 2025 | Mitigation | 0.95 | 45 | 0 | esc | 0.00097009 | 5.4159e-08 | 0.00097009 | 5.4159e-08
[35 empty] | WLDFR | HFTD - Distribution - Tier 3 - 1QU CoRE ¦ 1QU LoRE | 2026 | 0.71299 | 0.00046329 | 0.29791 | 0 | 0.29791 | 0.00046329 | 0.29791 | 0 | 0.29791 | 0.21241 | 0.21241 | 0.00046329 | 0.00033032 | 0.29791 | 0.21241 | 0 | 0 | 0.29791 | 0.21241 | [22 empty] | WLDFR | HFTD - Distribution - Tier 2 - 1QU CoRE ¦ 4QU LoRE | Non-Red Flag Warning - Destructive Fires | 2026 | 6.8743e-09 | 6.8743e-09 | 9129.7461 | 233.2301 | 8896.516 | 0 | 0 | 0 | 8.0668e-06 | 6.2761e-05 | 0 | 6.2761e-05 | 6.2761e-05 | 0 | 6.2761e-05 | [22 empty] | 7.3.3.17.5 (Remote Grid) Updates to grid topology to minimize risk of ignition in HFTDs Remote GridWLDFRVegetation ContactAggregated | WLDFR | HFTD - Distribution - Tier 2 - 1QU CoRE ¦ 1QU LoRE | Red Flag Warning - Large Fires | Vegetation Contact | Aggregated | 2026 | 5.5829e-05 | 163.6441 | 0.0091361 | 2026 | Mitigation | 0.95 | 45 | 0 | esc | 0.00097009 | 5.4159e-08 | 0.00097009 | 5.4159e-08
[35 empty] | WLDFR | HFTD - Distribution - Tier 3 - 1QU CoRE ¦ 1QU LoRE | 2027 | 0.66634 | 0.00046329 | 0.29791 | 0 | 0.29791 | 0.00046329 | 0.29791 | 0 | 0.29791 | 0.19851 | 0.19851 | 0.00046329 | 0.00030871 | 0.29791 | 0.19851 | 0 | 0 | 0.29791 | 0.19851 | [22 empty] | WLDFR | HFTD - Distribution - Tier 2 - 1QU CoRE ¦ 4QU LoRE | Non-Red Flag Warning - Destructive Fires | 2027 | 6.8743e-09 | 6.8743e-09 | 9129.7461 | 233.2301 | 8896.516 | 0 | 0 | 0 | 8.0668e-06 | 6.2761e-05 | 0 | 6.2761e-05 | 6.2761e-05 | 0 | 6.2761e-05 | [22 empty] | 7.3.3.17.5 (Remote Grid) Updates to grid topology to minimize risk of ignition in HFTDs Remote GridWLDFRVegetation ContactAggregated | WLDFR | HFTD - Distribution - Tier 2 - 1QU CoRE ¦ 1QU LoRE | Red Flag Warning - Large Fires | Vegetation Contact | Aggregated | 2027 | 5.5829e-05 | 163.6441 | 0.0091361 | 2027 | Mitigation | 0.95 | 45 | 0 | esc | 0.00097009 | 5.4159e-08 | 0.00097009 | 5.4159e-08
[35 empty] | WLDFR | HFTD - Distribution - Tier 3 - 1QU CoRE ¦ 1QU LoRE | 2028 | 0.62275 | 0.00046329 | 0.31118 | 0 | 0.31118 | 0.00046329 | 0.31118 | 0 | 0.31118 | 0.19379 | 0.19379 | 0.00046329 | 0.00028851 | 0.31118 | 0.19379 | 0 | 0 | 0.31118 | 0.19379 | [22 empty] | WLDFR | HFTD - Distribution - Tier 2 - 1QU CoRE ¦ 4QU LoRE | Non-Red Flag Warning - Destructive Fires | 2028 | 6.8743e-09 | 6.8743e-09 | 9534.9221 | 247.273 | 9287.6491 | 0 | 0 | 0 | 8.0668e-06 | 6.5546e-05 | 0 | 6.5546e-05 | 6.5546e-05 | 0 | 6.5546e-05 | [22 empty] | 7.3.3.17.5 (Remote Grid) Updates to grid topology to minimize risk of ignition in HFTDs Remote GridWLDFRVegetation ContactAggregated | WLDFR | HFTD - Distribution - Tier 2 - 1QU CoRE ¦ 1QU LoRE | Red Flag Warning - Large Fires | Vegetation Contact | Aggregated | 2028 | 5.5829e-05 | 163.6441 | 0.0091361 | 2028 | Mitigation | 0.95 | 45 | 0 | esc | 0.00097009 | 5.4159e-08 | 0.00097009 | 5.4159e-08
[35 empty] | WLDFR | HFTD - Distribution - Tier 3 - 1QU CoRE ¦ 1QU LoRE | 2029 | 0.58201 | 0.00046329 | 0.31118 | 0 | 0.31118 | 0.00046329 | 0.31118 | 0 | 0.31118 | 0.18111 | 0.18111 | 0.00046329 | 0.00026964 | 0.31118 | 0.18111 | 0 | 0 | 0.31118 | 0.18111 | [22 empty] | WLDFR | HFTD - Distribution - Tier 2 - 1QU CoRE ¦ 4QU LoRE | Non-Red Flag Warning - Destructive Fires | 2029 | 6.8743e-09 | 6.8743e-09 | 9534.9221 | 247.273 | 9287.6491 | 0 | 0 | 0 | 8.0668e-06 | 6.5546e-05 | 0 | 6.5546e-05 | 6.5546e-05 | 0 | 6.5546e-05 | [22 empty] | 7.3.3.17.5 (Remote Grid) Updates to grid topology to minimize risk of ignition in HFTDs Remote GridWLDFRVegetation ContactAggregated | WLDFR | HFTD - Distribution - Tier 2 - 1QU CoRE ¦ 1QU LoRE | Red Flag Warning - Large Fires | Vegetation Contact | Aggregated | 2029 | 5.5829e-05 | 163.6441 | 0.0091361 | 2029 | Mitigation | 0.95 | 45 | 0 | esc | 0.00097009 | 5.4159e-08 | 0.00097009 | 5.4159e-08
[35 empty] | WLDFR | HFTD - Distribution - Tier 3 - 1QU CoRE ¦ 1QU LoRE | 2030 | 0.54393 | 0.00046329 | 0.31118 | 0 | 0.31118 | 0.00046329 | 0.31118 | 0 | 0.31118 | 0.16926 | 0.16926 | 0.00046329 | 0.000252 | 0.31118 | 0.16926 | 0 | 0 | 0.31118 | 0.16926 | [22 empty] | WLDFR | HFTD - Distribution - Tier 2 - 1QU CoRE ¦ 4QU LoRE | Non-Red Flag Warning - Destructive Fires | 2030 | 6.8743e-09 | 6.8743e-09 | 9534.9221 | 247.273 | 9287.6491 | 0 | 0 | 0 | 8.0668e-06 | 6.5546e-05 | 0 | 6.5546e-05 | 6.5546e-05 | 0 | 6.5546e-05 | [22 empty] | 7.3.3.17.5 (Remote Grid) Updates to grid topology to minimize risk of ignition in HFTDs Remote GridWLDFRVegetation ContactAggregated | WLDFR | HFTD - Distribution - Tier 2 - 1QU CoRE ¦ 1QU LoRE | Red Flag Warning - Large Fires | Vegetation Contact | Aggregated | 2030 | 5.5829e-05 | 163.6441 | 0.0091361 | 2030 | Mitigation | 0.95 | 45 | 0 | esc | 0.00097009 | 5.4159e-08 | 0.00097009 | 5.4159e-08
[35 empty] | WLDFR | HFTD - Distribution - Tier 3 - 1QU CoRE ¦ 1QU LoRE | 2031 | 0.50835 | 0.00046329 | 0.31118 | 0 | 0.31118 | 0.00046329 | 0.31118 | 0 | 0.31118 | 0.15819 | 0.15819 | 0.00046329 | 0.00023551 | 0.31118 | 0.15819 | 0 | 0 | 0.31118 | 0.15819 | [22 empty] | WLDFR | HFTD - Distribution - Tier 2 - 1QU CoRE ¦ 4QU LoRE | Non-Red Flag Warning - Destructive Fires | 2031 | 6.8743e-09 | 6.8743e-09 | 9534.9221 | 247.273 | 9287.6491 | 0 | 0 | 0 | 8.0668e-06 | 6.5546e-05 | 0 | 6.5546e-05 | 6.5546e-05 | 0 | 6.5546e-05 | [22 empty] | 7.3.3.17.5 (Remote Grid) Updates to grid topology to minimize risk of ignition in HFTDs Remote GridWLDFRVegetation ContactAggregated | WLDFR | HFTD - Distribution - Tier 2 - 1QU CoRE ¦ 1QU LoRE | Red Flag Warning - Large Fires | Vegetation Contact | Aggregated | 2031 | 5.5829e-05 | 163.6441 | 0.0091361 | 2031 | Mitigation | 0.95 | 45 | 0 | esc | 0.00097009 | 5.4159e-08 | 0.00097009 | 5.4159e-08
[35 empty] | WLDFR | HFTD - Distribution - Tier 3 - 1QU CoRE ¦ 1QU LoRE | 2032 | 0.47509 | 0.00046329 | 0.31118 | 0 | 0.31118 | 0.00046329 | 0.31118 | 0 | 0.31118 | 0.14784 | 0.14784 | 0.00046329 | 0.00022011 | 0.31118 | 0.14784 | 0 | 0 | 0.31118 | 0.14784 | [22 empty] | WLDFR | HFTD - Distribution - Tier 2 - 1QU CoRE ¦ 4QU LoRE | Non-Red Flag Warning - Destructive Fires | 2032 | 6.8743e-09 | 6.8743e-09 | 9534.9221 | 247.273 | 9287.6491 | 0 | 0 | 0 | 8.0668e-06 | 6.5546e-05 | 0 | 6.5546e-05 | 6.5546e-05 | 0 | 6.5546e-05 | [22 empty] | 7.3.3.17.5 (Remote Grid) Updates to grid topology to minimize risk of ignition in HFTDs Remote GridWLDFRVegetation ContactAggregated | WLDFR | HFTD - Distribution - Tier 2 - 1QU CoRE ¦ 1QU LoRE | Red Flag Warning - Large Fires | Vegetation Contact | Aggregated | 2032 | 5.5829e-05 | 163.6441 | 0.0091361 | 2032 | Mitigation | 0.95 | 45 | 0 | esc | 0.00097009 | 5.4159e-08 | 0.00097009 | 5.4159e-08
[35 empty] | WLDFR | HFTD - Distribution - Tier 3 - 1QU CoRE ¦ 1QU LoRE | 2033 | 0.44401 | 0.00046329 | 0.32593 | 0 | 0.32593 | 0.00046329 | 0.32593 | 0 | 0.32593 | 0.14471 | 0.14471 | 0.00046329 | 0.00020571 | 0.32593 | 0.14471 | 0 | 0 | 0.32593 | 0.14471 | [22 empty] | WLDFR | HFTD - Distribution - Tier 2 - 1QU CoRE ¦ 4QU LoRE | Non-Red Flag Warning - Destructive Fires | 2033 | 6.8743e-09 | 6.8743e-09 | 9984.8474 | 263.1074 | 9721.74 | 0 | 0 | 0 | 8.0668e-06 | 6.8639e-05 | 0 | 6.8639e-05 | 6.8639e-05 | 0 | 6.8639e-05 | [22 empty] | 7.3.3.17.5 (Remote Grid) Updates to grid topology to minimize risk of ignition in HFTDs Remote GridWLDFRVegetation ContactAggregated | WLDFR | HFTD - Distribution - Tier 2 - 1QU CoRE ¦ 1QU LoRE | Red Flag Warning - Large Fires | Vegetation Contact | Aggregated | 2033 | 5.5829e-05 | 163.6441 | 0.0091361 | 2033 | Mitigation | 0.95 | 45 | 0 | esc | 0.00097009 | 5.4159e-08 | 0.00097009 | 5.4159e-08
[35 empty] | WLDFR | HFTD - Distribution - Tier 3 - 1QU CoRE ¦ 1QU LoRE | 2034 | 0.41496 | 0.00046329 | 0.32593 | 0 | 0.32593 | 0.00046329 | 0.32593 | 0 | 0.32593 | 0.13525 | 0.13525 | 0.00046329 | 0.00019225 | 0.32593 | 0.13525 | 0 | 0 | 0.32593 | 0.13525 | [22 empty] | WLDFR | HFTD - Distribution - Tier 2 - 1QU CoRE ¦ 4QU LoRE | Non-Red Flag Warning - Destructive Fires | 2034 | 6.8743e-09 | 6.8743e-09 | 9984.8474 | 263.1074 | 9721.74 | 0 | 0 | 0 | 8.0668e-06 | 6.8639e-05 | 0 | 6.8639e-05 | 6.8639e-05 | 0 | 6.8639e-05 | [22 empty] | 7.3.3.17.5 (Remote Grid) Updates to grid topology to minimize risk of ignition in HFTDs Remote GridWLDFRVegetation ContactAggregated | WLDFR | HFTD - Distribution - Tier 2 - 1QU CoRE ¦ 1QU LoRE | Red Flag Warning - Large Fires | Vegetation Contact | Aggregated | 2034 | 5.5829e-05 | 163.6441 | 0.0091361 | 2034 | Mitigation | 0.95 | 45 | 0 | esc | 0.00097009 | 5.4159e-08 | 0.00097009 | 5.4159e-08
[35 empty] | WLDFR | HFTD - Distribution - Tier 3 - 1QU CoRE ¦ 1QU LoRE | 2035 | 0.38782 | 0.00046329 | 0.32593 | 0 | 0.32593 | 0.00046329 | 0.32593 | 0 | 0.32593 | 0.1264 | 0.1264 | 0.00046329 | 0.00017967 | 0.32593 | 0.1264 | 0 | 0 | 0.32593 | 0.1264 | [22 empty] | WLDFR | HFTD - Distribution - Tier 2 - 1QU CoRE ¦ 4QU LoRE | Non-Red Flag Warning - Destructive Fires | 2035 | 6.8743e-09 | 6.8743e-09 | 9984.8474 | 263.1074 | 9721.74 | 0 | 0 | 0 | 8.0668e-06 | 6.8639e-05 | 0 | 6.8639e-05 | 6.8639e-05 | 0 | 6.8639e-05 | [22 empty] | 7.3.3.17.5 (Remote Grid) Updates to grid topology to minimize risk of ignition in HFTDs Remote GridWLDFRVegetation ContactAggregated | WLDFR | HFTD - Distribution - Tier 2 - 1QU CoRE ¦ 1QU LoRE | Red Flag Warning - Large Fires | Vegetation Contact | Aggregated | 2035 | 5.5829e-05 | 163.6441 | 0.0091361 | 2035 | Mitigation | 0.95 | 45 | 0 | esc | 0.00097009 | 5.4159e-08 | 0.00097009 | 5.4159e-08
[35 empty] | WLDFR | HFTD - Distribution - Tier 3 - 1QU CoRE ¦ 1QU LoRE | 2036 | 0.36245 | 0.00046329 | 0.32593 | 0 | 0.32593 | 0.00046329 | 0.32593 | 0 | 0.32593 | 0.11813 | 0.11813 | 0.00046329 | 0.00016792 | 0.32593 | 0.11813 | 0 | 0 | 0.32593 | 0.11813 | [22 empty] | WLDFR | HFTD - Distribution - Tier 2 - 1QU CoRE ¦ 4QU LoRE | Non-Red Flag Warning - Destructive Fires | 2036 | 6.8743e-09 | 6.8743e-09 | 9984.8474 | 263.1074 | 9721.74 | 0 | 0 | 0 | 8.0668e-06 | 6.8639e-05 | 0 | 6.8639e-05 | 6.8639e-05 | 0 | 6.8639e-05 | [22 empty] | 7.3.3.17.5 (Remote Grid) Updates to grid topology to minimize risk of ignition in HFTDs Remote GridWLDFRVegetation ContactAggregated | WLDFR | HFTD - Distribution - Tier 2 - 1QU CoRE ¦ 1QU LoRE | Red Flag Warning - Large Fires | Vegetation Contact | Aggregated | 2036 | 5.5829e-05 | 163.6441 | 0.0091361 | 2036 | Mitigation | 0.95 | 45 | 0 | esc | 0.00097009 | 5.4159e-08 | 0.00097009 | 5.4159e-08
[35 empty] | WLDFR | HFTD - Distribution - Tier 3 - 1QU CoRE ¦ 1QU LoRE | 2037 | 0.33873 | 0.00046329 | 0.32593 | 0 | 0.32593 | 0.00046329 | 0.32593 | 0 | 0.32593 | 0.1104 | 0.1104 | 0.00046329 | 0.00015693 | 0.32593 | 0.1104 | 0 | 0 | 0.32593 | 0.1104 | [22 empty] | WLDFR | HFTD - Distribution - Tier 2 - 1QU CoRE ¦ 4QU LoRE | Non-Red Flag Warning - Destructive Fires | 2037 | 6.8743e-09 | 6.8743e-09 | 9984.8474 | 263.1074 | 9721.74 | 0 | 0 | 0 | 8.0668e-06 | 6.8639e-05 | 0 | 6.8639e-05 | 6.8639e-05 | 0 | 6.8639e-05 | [22 empty] | 7.3.3.17.5 (Remote Grid) Updates to grid topology to minimize risk of ignition in HFTDs Remote GridWLDFRVegetation ContactAggregated | WLDFR | HFTD - Distribution - Tier 2 - 1QU CoRE ¦ 1QU LoRE | Red Flag Warning - Large Fires | Vegetation Contact | Aggregated | 2037 | 5.5829e-05 | 163.6441 | 0.0091361 | 2037 | Mitigation | 0.95 | 45 | 0 | esc | 0.00097009 | 5.4159e-08 | 0.00097009 | 5.4159e-08
[35 empty] | WLDFR | HFTD - Distribution - Tier 3 - 1QU CoRE ¦ 1QU LoRE | 2038 | 0.31657 | 0.00046329 | 0.34193 | 0 | 0.34193 | 0.00046329 | 0.34193 | 0 | 0.34193 | 0.10825 | 0.10825 | 0.00046329 | 0.00014667 | 0.34193 | 0.10825 | 0 | 0 | 0.34193 | 0.10825 | [22 empty] | WLDFR | HFTD - Distribution - Tier 2 - 1QU CoRE ¦ 4QU LoRE | Non-Red Flag Warning - Destructive Fires | 2038 | 6.8743e-09 | 6.8743e-09 | 10472.8261 | 280.5544 | 10192.2718 | 0 | 0 | 0 | 8.0668e-06 | 7.1994e-05 | 0 | 7.1994e-05 | 7.1994e-05 | 0 | 7.1994e-05 | [22 empty] | 7.3.3.17.5 (Remote Grid) Updates to grid topology to minimize risk of ignition in HFTDs Remote GridWLDFRVegetation ContactAggregated | WLDFR | HFTD - Distribution - Tier 2 - 1QU CoRE ¦ 1QU LoRE | Red Flag Warning - Large Fires | Vegetation Contact | Aggregated | 2038 | 5.5829e-05 | 163.6441 | 0.0091361 | 2038 | Mitigation | 0.95 | 45 | 0 | esc | 0.00097009 | 5.4159e-08 | 0.00097009 | 5.4159e-08
[35 empty] | WLDFR | HFTD - Distribution - Tier 3 - 1QU CoRE ¦ 1QU LoRE | 2039 | 0.29586 | 0.00046329 | 0.34193 | 0 | 0.34193 | 0.00046329 | 0.34193 | 0 | 0.34193 | 0.10117 | 0.10117 | 0.00046329 | 0.00013707 | 0.34193 | 0.10117 | 0 | 0 | 0.34193 | 0.10117 | [22 empty] | WLDFR | HFTD - Distribution - Tier 2 - 1QU CoRE ¦ 4QU LoRE | Non-Red Flag Warning - Destructive Fires | 2039 | 6.8743e-09 | 6.8743e-09 | 10472.8261 | 280.5544 | 10192.2718 | 0 | 0 | 0 | 8.0668e-06 | 7.1994e-05 | 0 | 7.1994e-05 | 7.1994e-05 | 0 | 7.1994e-05 | [22 empty] | 7.3.3.17.5 (Remote Grid) Updates to grid topology to minimize risk of ignition in HFTDs Remote GridWLDFRVegetation ContactAggregated | WLDFR | HFTD - Distribution - Tier 2 - 1QU CoRE ¦ 1QU LoRE | Red Flag Warning - Large Fires | Vegetation Contact | Aggregated | 2039 | 5.5829e-05 | 163.6441 | 0.0091361 | 2039 | Mitigation | 0.95 | 45 | 0 | esc | 0.00097009 | 5.4159e-08 | 0.00097009 | 5.4159e-08
[35 empty] | WLDFR | HFTD - Distribution - Tier 3 - 1QU CoRE ¦ 1QU LoRE | 2040 | 0.27651 | 0.00046329 | 0.34193 | 0 | 0.34193 | 0.00046329 | 0.34193 | 0 | 0.34193 | 0.094547 | 0.094547 | 0.00046329 | 0.0001281 | 0.34193 | 0.094547 | 0 | 0 | 0.34193 | 0.094547 | [22 empty] | WLDFR | HFTD - Distribution - Tier 2 - 1QU CoRE ¦ 4QU LoRE | Non-Red Flag Warning - Destructive Fires | 2040 | 6.8743e-09 | 6.8743e-09 | 10472.8261 | 280.5544 | 10192.2718 | 0 | 0 | 0 | 8.0668e-06 | 7.1994e-05 | 0 | 7.1994e-05 | 7.1994e-05 | 0 | 7.1994e-05 | [22 empty] | 7.3.3.17.5 (Remote Grid) Updates to grid topology to minimize risk of ignition in HFTDs Remote GridWLDFRVegetation ContactAggregated | WLDFR | HFTD - Distribution - Tier 2 - 1QU CoRE ¦ 1QU LoRE | Red Flag Warning - Large Fires | Vegetation Contact | Aggregated | 2040 | 5.5829e-05 | 163.6441 | 0.0091361 | 2040 | Mitigation | 0.95 | 45 | 0 | esc | 0.00097009 | 5.4159e-08 | 0.00097009 | 5.4159e-08
[35 empty] | WLDFR | HFTD - Distribution - Tier 3 - 1QU CoRE ¦ 1QU LoRE | 2041 | 0.25842 | 0.00046329 | 0.34193 | 0 | 0.34193 | 0.00046329 | 0.34193 | 0 | 0.34193 | 0.088361 | 0.088361 | 0.00046329 | 0.00011972 | 0.34193 | 0.088361 | 0 | 0 | 0.34193 | 0.088361 | [22 empty] | WLDFR | HFTD - Distribution - Tier 2 - 1QU CoRE ¦ 4QU LoRE | Non-Red Flag Warning - Destructive Fires | 2041 | 6.8743e-09 | 6.8743e-09 | 10472.8261 | 280.5544 | 10192.2718 | 0 | 0 | 0 | 8.0668e-06 | 7.1994e-05 | 0 | 7.1994e-05 | 7.1994e-05 | 0 | 7.1994e-05 | [22 empty] | 7.3.3.17.5 (Remote Grid) Updates to grid topology to minimize risk of ignition in HFTDs Remote GridWLDFRVegetation ContactAggregated | WLDFR | HFTD - Distribution - Tier 2 - 1QU CoRE ¦ 1QU LoRE | Red Flag Warning - Large Fires | Vegetation Contact | Aggregated | 2041 | 5.5829e-05 | 163.6441 | 0.0091361 | 2041 | Mitigation | 0.95 | 45 | 0 | esc | 0.00097009 | 5.4159e-08 | 0.00097009 | 5.4159e-08
[35 empty] | WLDFR | HFTD - Distribution - Tier 3 - 1QU CoRE ¦ 1QU LoRE | 2042 | 0.24151 | 0.00046329 | 0.34193 | 0 | 0.34193 | 0.00046329 | 0.34193 | 0 | 0.34193 | 0.082581 | 0.082581 | 0.00046329 | 0.00011189 | 0.34193 | 0.082581 | 0 | 0 | 0.34193 | 0.082581 | [22 empty] | WLDFR | HFTD - Distribution - Tier 2 - 1QU CoRE ¦ 4QU LoRE | Non-Red Flag Warning - Destructive Fires | 2042 | 6.8743e-09 | 6.8743e-09 | 10472.8261 | 280.5544 | 10192.2718 | 0 | 0 | 0 | 8.0668e-06 | 7.1994e-05 | 0 | 7.1994e-05 | 7.1994e-05 | 0 | 7.1994e-05 | [22 empty] | 7.3.3.17.5 (Remote Grid) Updates to grid topology to minimize risk of ignition in HFTDs Remote GridWLDFRVegetation ContactAggregated | WLDFR | HFTD - Distribution - Tier 2 - 1QU CoRE ¦ 1QU LoRE | Red Flag Warning - Large Fires | Vegetation Contact | Aggregated | 2042 | 5.5829e-05 | 163.6441 | 0.0091361 | 2042 | Mitigation | 0.95 | 45 | 0 | esc | 0.00097009 | 5.4159e-08 | 0.00097009 | 5.4159e-08
[35 empty] | WLDFR | HFTD - Distribution - Tier 3 - 1QU CoRE ¦ 1QU LoRE | 2043 | 0.22571 | 0.00046329 | 0.35898 | 0 | 0.35898 | 0.00046329 | 0.35898 | 0 | 0.35898 | 0.081026 | 0.081026 | 0.00046329 | 0.00010457 | 0.35898 | 0.081026 | 0 | 0 | 0.35898 | 0.081026 | [22 empty] | WLDFR | HFTD - Distribution - Tier 2 - 1QU CoRE ¦ 4QU LoRE | Non-Red Flag Warning - Destructive Fires | 2043 | 6.8743e-09 | 6.8743e-09 | 10992.1562 | 299.42 | 10692.7362 | 0 | 0 | 0 | 8.0668e-06 | 7.5564e-05 | 0 | 7.5564e-05 | 7.5564e-05 | 0 | 7.5564e-05 | [22 empty] | 7.3.3.17.5 (Remote Grid) Updates to grid topology to minimize risk of ignition in HFTDs Remote GridWLDFRVegetation ContactAggregated | WLDFR | HFTD - Distribution - Tier 2 - 1QU CoRE ¦ 1QU LoRE | Red Flag Warning - Large Fires | Vegetation Contact | Aggregated | 2043 | 5.5829e-05 | 163.6441 | 0.0091361 | 2043 | Mitigation | 0.95 | 45 | 0 | esc | 0.00097009 | 5.4159e-08 | 0.00097009 | 5.4159e-08
[35 empty] | WLDFR | HFTD - Distribution - Tier 3 - 1QU CoRE ¦ 1QU LoRE | 2044 | 0.21095 | 0.00046329 | 0.35898 | 0 | 0.35898 | 0.00046329 | 0.35898 | 0 | 0.35898 | 0.075726 | 0.075726 | 0.00046329 | 9.773e-05 | 0.35898 | 0.075726 | 0 | 0 | 0.35898 | 0.075726 | [22 empty] | WLDFR | HFTD - Distribution - Tier 2 - 1QU CoRE ¦ 4QU LoRE | Non-Red Flag Warning - Destructive Fires | 2044 | 6.8743e-09 | 6.8743e-09 | 10992.1562 | 299.42 | 10692.7362 | 0 | 0 | 0 | 8.0668e-06 | 7.5564e-05 | 0 | 7.5564e-05 | 7.5564e-05 | 0 | 7.5564e-05 | [22 empty] | 7.3.3.17.5 (Remote Grid) Updates to grid topology to minimize risk of ignition in HFTDs Remote GridWLDFRVegetation ContactAggregated | WLDFR | HFTD - Distribution - Tier 2 - 1QU CoRE ¦ 1QU LoRE | Red Flag Warning - Large Fires | Vegetation Contact | Aggregated | 2044 | 5.5829e-05 | 163.6441 | 0.0091361 | 2044 | Mitigation | 0.95 | 45 | 0 | esc | 0.00097009 | 5.4159e-08 | 0.00097009 | 5.4159e-08
[35 empty] | WLDFR | HFTD - Distribution - Tier 3 - 1QU CoRE ¦ 1QU LoRE | 2045 | 0.19715 | 0.00046329 | 0.35898 | 0 | 0.35898 | 0.00046329 | 0.35898 | 0 | 0.35898 | 0.070772 | 0.070772 | 0.00046329 | 9.1336e-05 | 0.35898 | 0.070772 | 0 | 0 | 0.35898 | 0.070772 | [22 empty] | WLDFR | HFTD - Distribution - Tier 2 - 1QU CoRE ¦ 4QU LoRE | Non-Red Flag Warning - Destructive Fires | 2045 | 6.8743e-09 | 6.8743e-09 | 10992.1562 | 299.42 | 10692.7362 | 0 | 0 | 0 | 8.0668e-06 | 7.5564e-05 | 0 | 7.5564e-05 | 7.5564e-05 | 0 | 7.5564e-05 | [22 empty] | 7.3.3.17.5 (Remote Grid) Updates to grid topology to minimize risk of ignition in HFTDs Remote GridWLDFRVegetation ContactAggregated | WLDFR | HFTD - Distribution - Tier 2 - 1QU CoRE ¦ 1QU LoRE | Red Flag Warning - Large Fires | Vegetation Contact | Aggregated | 2045 | 5.5829e-05 | 163.6441 | 0.0091361 | 2045 | Mitigation | 0.95 | 45 | 0 | esc | 0.00097009 | 5.4159e-08 | 0.00097009 | 5.4159e-08
[35 empty] | WLDFR | HFTD - Distribution - Tier 3 - 1QU CoRE ¦ 1QU LoRE | 2046 | 0.18425 | 0.00046329 | 0.35898 | 0 | 0.35898 | 0.00046329 | 0.35898 | 0 | 0.35898 | 0.066142 | 0.066142 | 0.00046329 | 8.5361e-05 | 0.35898 | 0.066142 | 0 | 0 | 0.35898 | 0.066142 | [22 empty] | WLDFR | HFTD - Distribution - Tier 2 - 1QU CoRE ¦ 4QU LoRE | Non-Red Flag Warning - Destructive Fires | 2046 | 6.8743e-09 | 6.8743e-09 | 10992.1562 | 299.42 | 10692.7362 | 0 | 0 | 0 | 8.0668e-06 | 7.5564e-05 | 0 | 7.5564e-05 | 7.5564e-05 | 0 | 7.5564e-05 | [22 empty] | 7.3.3.17.5 (Remote Grid) Updates to grid topology to minimize risk of ignition in HFTDs Remote GridWLDFRVegetation ContactAggregated | WLDFR | HFTD - Distribution - Tier 2 - 1QU CoRE ¦ 1QU LoRE | Red Flag Warning - Large Fires | Vegetation Contact | Aggregated | 2046 | 5.5829e-05 | 163.6441 | 0.0091361 | 2046 | Mitigation | 0.95 | 45 | 0 | esc | 0.00097009 | 5.4159e-08 | 0.00097009 | 5.4159e-08
[35 empty] | WLDFR | HFTD - Distribution - Tier 3 - 1QU CoRE ¦ 1QU LoRE | 2047 | 0.1722 | 0.00046329 | 0.35898 | 0 | 0.35898 | 0.00046329 | 0.35898 | 0 | 0.35898 | 0.061815 | 0.061815 | 0.00046329 | 7.9777e-05 | 0.35898 | 0.061815 | 0 | 0 | 0.35898 | 0.061815 | [22 empty] | WLDFR | HFTD - Distribution - Tier 2 - 1QU CoRE ¦ 4QU LoRE | Non-Red Flag Warning - Destructive Fires | 2047 | 6.8743e-09 | 6.8743e-09 | 10992.1562 | 299.42 | 10692.7362 | 0 | 0 | 0 | 8.0668e-06 | 7.5564e-05 | 0 | 7.5564e-05 | 7.5564e-05 | 0 | 7.5564e-05 | [22 empty] | 7.3.3.17.5 (Remote Grid) Updates to grid topology to minimize risk of ignition in HFTDs Remote GridWLDFRVegetation ContactAggregated | WLDFR | HFTD - Distribution - Tier 2 - 1QU CoRE ¦ 1QU LoRE | Red Flag Warning - Large Fires | Vegetation Contact | Aggregated | 2047 | 5.5829e-05 | 163.6441 | 0.0091361 | 2047 | Mitigation | 0.95 | 45 | 0 | esc | 0.00097009 | 5.4159e-08 | 0.00097009 | 5.4159e-08
[35 empty] | WLDFR | HFTD - Distribution - Tier 3 - 1QU CoRE ¦ 1QU LoRE | 2048 | 0.16093 | 0.00046329 | 0.37685 | 0 | 0.37685 | 0.00046329 | 0.37685 | 0 | 0.37685 | 0.060647 | 0.060647 | 0.00046329 | 7.4558e-05 | 0.37685 | 0.060647 | 0 | 0 | 0.37685 | 0.060647 | [22 empty] | WLDFR | HFTD - Distribution - Tier 2 - 1QU CoRE ¦ 4QU LoRE | Non-Red Flag Warning - Destructive Fires | 2048 | 6.8743e-09 | 6.8743e-09 | 11536.0538 | 319.4911 | 11216.5626 | 0 | 0 | 0 | 8.0668e-06 | 7.9303e-05 | 0 | 7.9303e-05 | 7.9303e-05 | 0 | 7.9303e-05 | [22 empty] | 7.3.3.17.5 (Remote Grid) Updates to grid topology to minimize risk of ignition in HFTDs Remote GridWLDFRVegetation ContactAggregated | WLDFR | HFTD - Distribution - Tier 2 - 1QU CoRE ¦ 1QU LoRE | Red Flag Warning - Large Fires | Vegetation Contact | Aggregated | 2048 | 5.5829e-05 | 163.6441 | 0.0091361 | 2048 | Mitigation | 0.95 | 45 | 0 | esc | 0.00097009 | 5.4159e-08 | 0.00097009 | 5.4159e-08
[35 empty] | WLDFR | HFTD - Distribution - Tier 3 - 1QU CoRE ¦ 1QU LoRE | 2049 | 0.1504 | 0.00046329 | 0.37685 | 0 | 0.37685 | 0.00046329 | 0.37685 | 0 | 0.37685 | 0.056679 | 0.056679 | 0.00046329 | 6.968e-05 | 0.37685 | 0.056679 | 0 | 0 | 0.37685 | 0.056679 | [22 empty] | WLDFR | HFTD - Distribution - Tier 2 - 1QU CoRE ¦ 4QU LoRE | Non-Red Flag Warning - Destructive Fires | 2049 | 6.8743e-09 | 6.8743e-09 | 11536.0538 | 319.4911 | 11216.5626 | 0 | 0 | 0 | 8.0668e-06 | 7.9303e-05 | 0 | 7.9303e-05 | 7.9303e-05 | 0 | 7.9303e-05 | [22 empty] | 7.3.3.17.5 (Remote Grid) Updates to grid topology to minimize risk of ignition in HFTDs Remote GridWLDFRVegetation ContactAggregated | WLDFR | HFTD - Distribution - Tier 2 - 1QU CoRE ¦ 1QU LoRE | Red Flag Warning - Large Fires | Vegetation Contact | Aggregated | 2049 | 5.5829e-05 | 163.6441 | 0.0091361 | 2049 | Mitigation | 0.95 | 45 | 0 | esc | 0.00097009 | 5.4159e-08 | 0.00097009 | 5.4159e-08
[35 empty] | WLDFR | HFTD - Distribution - Tier 3 - 1QU CoRE ¦ 1QU LoRE | 2050 | 0.14056 | 0.00046329 | 0.37685 | 0 | 0.37685 | 0.00046329 | 0.37685 | 0 | 0.37685 | 0.052971 | 0.052971 | 0.00046329 | 6.5122e-05 | 0.37685 | 0.052971 | 0 | 0 | 0.37685 | 0.052971 | [22 empty] | WLDFR | HFTD - Distribution - Tier 2 - 1QU CoRE ¦ 4QU LoRE | Non-Red Flag Warning - Destructive Fires | 2050 | 6.8743e-09 | 6.8743e-09 | 11536.0538 | 319.4911 | 11216.5626 | 0 | 0 | 0 | 8.0668e-06 | 7.9303e-05 | 0 | 7.9303e-05 | 7.9303e-05 | 0 | 7.9303e-05 | [22 empty] | 7.3.3.17.5 (Remote Grid) Updates to grid topology to minimize risk of ignition in HFTDs Remote GridWLDFRVegetation ContactAggregated | WLDFR | HFTD - Distribution - Tier 2 - 1QU CoRE ¦ 1QU LoRE | Red Flag Warning - Large Fires | Vegetation Contact | Aggregated | 2050 | 5.5829e-05 | 163.6441 | 0.0091361 | 2050 | Mitigation | 0.95 | 45 | 0 | esc | 0.00097009 | 5.4159e-08 | 0.00097009 | 5.4159e-08
[35 empty] | WLDFR | HFTD - Distribution - Tier 3 - 1QU CoRE ¦ 1QU LoRE | 2051 | 0.13137 | 0.00046329 | 0.37685 | 0 | 0.37685 | 0.00046329 | 0.37685 | 0 | 0.37685 | 0.049506 | 0.049506 | 0.00046329 | 6.0861e-05 | 0.37685 | 0.049506 | 0 | 0 | 0.37685 | 0.049506 | [22 empty] | WLDFR | HFTD - Distribution - Tier 2 - 1QU CoRE ¦ 4QU LoRE | Non-Red Flag Warning - Destructive Fires | 2051 | 6.8743e-09 | 6.8743e-09 | 11536.0538 | 319.4911 | 11216.5626 | 0 | 0 | 0 | 8.0668e-06 | 7.9303e-05 | 0 | 7.9303e-05 | 7.9303e-05 | 0 | 7.9303e-05 | [22 empty] | 7.3.3.17.5 (Remote Grid) Updates to grid topology to minimize risk of ignition in HFTDs Remote GridWLDFRVegetation ContactAggregated | WLDFR | HFTD - Distribution - Tier 2 - 1QU CoRE ¦ 1QU LoRE | Red Flag Warning - Large Fires | Vegetation Contact | Aggregated | 2051 | 5.5829e-05 | 163.6441 | 0.0091361 | 2051 | Mitigation | 0.95 | 45 | 0 | esc | 0.00097009 | 5.4159e-08 | 0.00097009 | 5.4159e-08
[35 empty] | WLDFR | HFTD - Distribution - Tier 3 - 1QU CoRE ¦ 1QU LoRE | 2052 | 0.12277 | 0.00046329 | 0.37685 | 0 | 0.37685 | 0.00046329 | 0.37685 | 0 | 0.37685 | 0.046267 | 0.046267 | 0.00046329 | 5.688e-05 | 0.37685 | 0.046267 | 0 | 0 | 0.37685 | 0.046267 | [22 empty] | WLDFR | HFTD - Distribution - Tier 2 - 1QU CoRE ¦ 4QU LoRE | Non-Red Flag Warning - Destructive Fires | 2052 | 6.8743e-09 | 6.8743e-09 | 11536.0538 | 319.4911 | 11216.5626 | 0 | 0 | 0 | 8.0668e-06 | 7.9303e-05 | 0 | 7.9303e-05 | 7.9303e-05 | 0 | 7.9303e-05 | [22 empty] | 7.3.3.17.5 (Remote Grid) Updates to grid topology to minimize risk of ignition in HFTDs Remote GridWLDFRVegetation ContactAggregated | WLDFR | HFTD - Distribution - Tier 2 - 1QU CoRE ¦ 1QU LoRE | Red Flag Warning - Large Fires | Vegetation Contact | Aggregated | 2052 | 5.5829e-05 | 163.6441 | 0.0091361 | 2052 | Mitigation | 0.95 | 45 | 0 | esc | 0.00097009 | 5.4159e-08 | 0.00097009 | 5.4159e-08
[35 empty] | WLDFR | HFTD - Distribution - Tier 3 - 1QU CoRE ¦ 1QU LoRE | 2053 | 0.11474 | 0.00046329 | 0.39532 | 0 | 0.39532 | 0.00046329 | 0.39532 | 0 | 0.39532 | 0.045359 | 0.045359 | 0.00046329 | 5.3159e-05 | 0.39532 | 0.045359 | 0 | 0 | 0.39532 | 0.045359 | [22 empty] | WLDFR | HFTD - Distribution - Tier 2 - 1QU CoRE ¦ 4QU LoRE | Non-Red Flag Warning - Destructive Fires | 2053 | 6.8743e-09 | 6.8743e-09 | 12097.6769 | 340.5356 | 11757.1413 | 0 | 0 | 0 | 8.0668e-06 | 8.3163e-05 | 0 | 8.3163e-05 | 8.3163e-05 | 0 | 8.3163e-05 | [22 empty] | 7.3.3.17.5 (Remote Grid) Updates to grid topology to minimize risk of ignition in HFTDs Remote GridWLDFRVegetation ContactAggregated | WLDFR | HFTD - Distribution - Tier 2 - 1QU CoRE ¦ 1QU LoRE | Red Flag Warning - Large Fires | Vegetation Contact | Aggregated | 2053 | 5.5829e-05 | 163.6441 | 0.0091361 | 2053 | Mitigation | 0.95 | 45 | 0 | esc | 0.00097009 | 5.4159e-08 | 0.00097009 | 5.4159e-08
[35 empty] | WLDFR | HFTD - Distribution - Tier 3 - 1QU CoRE ¦ 1QU LoRE | 2054 | 0.10723 | 0.00046329 | 0.39532 | 0 | 0.39532 | 0.00046329 | 0.39532 | 0 | 0.39532 | 0.042392 | 0.042392 | 0.00046329 | 4.9681e-05 | 0.39532 | 0.042392 | 0 | 0 | 0.39532 | 0.042392 | [22 empty] | WLDFR | HFTD - Distribution - Tier 2 - 1QU CoRE ¦ 4QU LoRE | Non-Red Flag Warning - Destructive Fires | 2054 | 6.8743e-09 | 6.8743e-09 | 12097.6769 | 340.5356 | 11757.1413 | 0 | 0 | 0 | 8.0668e-06 | 8.3163e-05 | 0 | 8.3163e-05 | 8.3163e-05 | 0 | 8.3163e-05 | [22 empty] | 7.3.3.17.5 (Remote Grid) Updates to grid topology to minimize risk of ignition in HFTDs Remote GridWLDFRVegetation ContactAggregated | WLDFR | HFTD - Distribution - Tier 2 - 1QU CoRE ¦ 1QU LoRE | Red Flag Warning - Large Fires | Vegetation Contact | Aggregated | 2054 | 5.5829e-05 | 163.6441 | 0.0091361 | 2054 | Mitigation | 0.95 | 45 | 0 | esc | 0.00097009 | 5.4159e-08 | 0.00097009 | 5.4159e-08
[35 empty] | WLDFR | HFTD - Distribution - Tier 3 - 1QU CoRE ¦ 1QU LoRE | 2055 | 0.10022 | 0.00046329 | 0.39532 | 0 | 0.39532 | 0.00046329 | 0.39532 | 0 | 0.39532 | 0.039618 | 0.039618 | 0.00046329 | 4.6431e-05 | 0.39532 | 0.039618 | 0 | 0 | 0.39532 | 0.039618 | [22 empty] | WLDFR | HFTD - Distribution - Tier 2 - 1QU CoRE ¦ 4QU LoRE | Non-Red Flag Warning - Destructive Fires | 2055 | 6.8743e-09 | 6.8743e-09 | 12097.6769 | 340.5356 | 11757.1413 | 0 | 0 | 0 | 8.0668e-06 | 8.3163e-05 | 0 | 8.3163e-05 | 8.3163e-05 | 0 | 8.3163e-05 | [22 empty] | 7.3.3.17.5 (Remote Grid) Updates to grid topology to minimize risk of ignition in HFTDs Remote GridWLDFRVegetation ContactAggregated | WLDFR | HFTD - Distribution - Tier 2 - 1QU CoRE ¦ 1QU LoRE | Red Flag Warning - Large Fires | Vegetation Contact | Aggregated | 2055 | 5.5829e-05 | 163.6441 | 0.0091361 | 2055 | Mitigation | 0.95 | 45 | 0 | esc | 0.00097009 | 5.4159e-08 | 0.00097009 | 5.4159e-08
[35 empty] | WLDFR | HFTD - Distribution - Tier 3 - 1QU CoRE ¦ 1QU LoRE | 2056 | 0.093663 | 0.00046329 | 0.39532 | 0 | 0.39532 | 0.00046329 | 0.39532 | 0 | 0.39532 | 0.037027 | 0.037027 | 0.00046329 | 4.3393e-05 | 0.39532 | 0.037027 | 0 | 0 | 0.39532 | 0.037027 | [22 empty] | WLDFR | HFTD - Distribution - Tier 2 - 1QU CoRE ¦ 4QU LoRE | Non-Red Flag Warning - Destructive Fires | 2056 | 6.8743e-09 | 6.8743e-09 | 12097.6769 | 340.5356 | 11757.1413 | 0 | 0 | 0 | 8.0668e-06 | 8.3163e-05 | 0 | 8.3163e-05 | 8.3163e-05 | 0 | 8.3163e-05 | [22 empty] | 7.3.3.17.5 (Remote Grid) Updates to grid topology to minimize risk of ignition in HFTDs Remote GridWLDFRVegetation ContactAggregated | WLDFR | HFTD - Distribution - Tier 2 - 1QU CoRE ¦ 1QU LoRE | Red Flag Warning - Large Fires | Vegetation Contact | Aggregated | 2056 | 5.5829e-05 | 163.6441 | 0.0091361 | 2056 | Mitigation | 0.95 | 45 | 0 | esc | 0.00097009 | 5.4159e-08 | 0.00097009 | 5.4159e-08
[35 empty] | WLDFR | HFTD - Distribution - Tier 3 - 1QU CoRE ¦ 1QU LoRE | 2057 | 0.087535 | 0.00046329 | 0.39532 | 0 | 0.39532 | 0.00046329 | 0.39532 | 0 | 0.39532 | 0.034604 | 0.034604 | 0.00046329 | 4.0554e-05 | 0.39532 | 0.034604 | 0 | 0 | 0.39532 | 0.034604 | [22 empty] | WLDFR | HFTD - Distribution - Tier 2 - 1QU CoRE ¦ 4QU LoRE | Non-Red Flag Warning - Destructive Fires | 2057 | 6.8743e-09 | 6.8743e-09 | 12097.6769 | 340.5356 | 11757.1413 | 0 | 0 | 0 | 8.0668e-06 | 8.3163e-05 | 0 | 8.3163e-05 | 8.3163e-05 | 0 | 8.3163e-05 | [22 empty] | 7.3.3.17.5 (Remote Grid) Updates to grid topology to minimize risk of ignition in HFTDs Remote GridWLDFRVegetation ContactAggregated | WLDFR | HFTD - Distribution - Tier 2 - 1QU CoRE ¦ 1QU LoRE | Red Flag Warning - Large Fires | Vegetation Contact | Aggregated | 2057 | 5.5829e-05 | 163.6441 | 0.0091361 | 2057 | Mitigation | 0.95 | 45 | 0 | esc | 0.00097009 | 5.4159e-08 | 0.00097009 | 5.4159e-08
[35 empty] | WLDFR | HFTD - Distribution - Tier 3 - 1QU CoRE ¦ 1QU LoRE | 2058 | 0.081809 | 0.00046329 | 0.41416 | 0 | 0.41416 | 0.00046329 | 0.41416 | 0 | 0.41416 | 0.033882 | 0.033882 | 0.00046329 | 3.7901e-05 | 0.41416 | 0.033882 | 0 | 0 | 0.41416 | 0.033882 | [22 empty] | WLDFR | HFTD - Distribution - Tier 2 - 1QU CoRE ¦ 4QU LoRE | Non-Red Flag Warning - Destructive Fires | 2058 | 6.8743e-09 | 6.8743e-09 | 12670.1796 | 362.3049 | 12307.8747 | 0 | 0 | 0 | 8.0668e-06 | 8.7099e-05 | 0 | 8.7099e-05 | 8.7099e-05 | 0 | 8.7099e-05 | [22 empty] | 7.3.3.17.5 (Remote Grid) Updates to grid topology to minimize risk of ignition in HFTDs Remote GridWLDFRVegetation ContactAggregated | WLDFR | HFTD - Distribution - Tier 2 - 1QU CoRE ¦ 1QU LoRE | Red Flag Warning - Large Fires | Vegetation Contact | Aggregated | 2058 | 5.5829e-05 | 163.6441 | 0.0091361 | 2058 | Mitigation | 0.95 | 45 | 0 | esc | 0.00097009 | 5.4159e-08 | 0.00097009 | 5.4159e-08
[35 empty] | WLDFR | HFTD - Distribution - Tier 3 - 1QU CoRE ¦ 1QU LoRE | 2059 | 0.076457 | 0.00046329 | 0.41416 | 0 | 0.41416 | 0.00046329 | 0.41416 | 0 | 0.41416 | 0.031665 | 0.031665 | 0.00046329 | 3.5422e-05 | 0.41416 | 0.031665 | 0 | 0 | 0.41416 | 0.031665 | [22 empty] | WLDFR | HFTD - Distribution - Tier 2 - 1QU CoRE ¦ 4QU LoRE | Non-Red Flag Warning - Destructive Fires | 2059 | 6.8743e-09 | 6.8743e-09 | 12670.1796 | 362.3049 | 12307.8747 | 0 | 0 | 0 | 8.0668e-06 | 8.7099e-05 | 0 | 8.7099e-05 | 8.7099e-05 | 0 | 8.7099e-05 | [22 empty] | 7.3.3.17.5 (Remote Grid) Updates to grid topology to minimize risk of ignition in HFTDs Remote GridWLDFRVegetation ContactAggregated | WLDFR | HFTD - Distribution - Tier 2 - 1QU CoRE ¦ 1QU LoRE | Red Flag Warning - Large Fires | Vegetation Contact | Aggregated | 2059 | 5.5829e-05 | 163.6441 | 0.0091361 | 2059 | Mitigation | 0.95 | 45 | 0 | esc | 0.00097009 | 5.4159e-08 | 0.00097009 | 5.4159e-08
[35 empty] | WLDFR | HFTD - Distribution - Tier 3 - 1QU CoRE ¦ 1QU LoRE | 2060 | 0.071455 | 0.00046329 | 0.41416 | 0 | 0.41416 | 0.00046329 | 0.41416 | 0 | 0.41416 | 0.029594 | 0.029594 | 0.00046329 | 3.3104e-05 | 0.41416 | 0.029594 | 0 | 0 | 0.41416 | 0.029594 | [22 empty] | WLDFR | HFTD - Distribution - Tier 2 - 1QU CoRE ¦ 4QU LoRE | Non-Red Flag Warning - Destructive Fires | 2060 | 6.8743e-09 | 6.8743e-09 | 12670.1796 | 362.3049 | 12307.8747 | 0 | 0 | 0 | 8.0668e-06 | 8.7099e-05 | 0 | 8.7099e-05 | 8.7099e-05 | 0 | 8.7099e-05 | [22 empty] | 7.3.3.17.5 (Remote Grid) Updates to grid topology to minimize risk of ignition in HFTDs Remote GridWLDFRVegetation ContactAggregated | WLDFR | HFTD - Distribution - Tier 2 - 1QU CoRE ¦ 1QU LoRE | Red Flag Warning - Large Fires | Vegetation Contact | Aggregated | 2060 | 5.5829e-05 | 163.6441 | 0.0091361 | 2060 | Mitigation | 0.95 | 45 | 0 | esc | 0.00097009 | 5.4159e-08 | 0.00097009 | 5.4159e-08
[35 empty] | WLDFR | HFTD - Distribution - Tier 3 - 1QU CoRE ¦ 1QU LoRE | 2061 | 0.06678 | 0.00046329 | 0.41416 | 0 | 0.41416 | 0.00046329 | 0.41416 | 0 | 0.41416 | 0.027658 | 0.027658 | 0.00046329 | 3.0939e-05 | 0.41416 | 0.027658 | 0 | 0 | 0.41416 | 0.027658 | [22 empty] | WLDFR | HFTD - Distribution - Tier 2 - 1QU CoRE ¦ 4QU LoRE | Non-Red Flag Warning - Destructive Fires | 2061 | 6.8743e-09 | 6.8743e-09 | 12670.1796 | 362.3049 | 12307.8747 | 0 | 0 | 0 | 8.0668e-06 | 8.7099e-05 | 0 | 8.7099e-05 | 8.7099e-05 | 0 | 8.7099e-05 | [22 empty] | 7.3.3.17.5 (Remote Grid) Updates to grid topology to minimize risk of ignition in HFTDs Remote GridWLDFRVegetation ContactAggregated | WLDFR | HFTD - Distribution - Tier 2 - 1QU CoRE ¦ 1QU LoRE | Red Flag Warning - Large Fires | Vegetation Contact | Aggregated | 2061 | 5.5829e-05 | 163.6441 | 0.0091361 | 2061 | Mitigation | 0.95 | 45 | 0 | esc | 0.00097009 | 5.4159e-08 | 0.00097009 | 5.4159e-08
[35 empty] | WLDFR | HFTD - Distribution - Tier 3 - 1QU CoRE ¦ 1QU LoRE | 2062 | 0.062412 | 0.00046329 | 0.41416 | 0 | 0.41416 | 0.00046329 | 0.41416 | 0 | 0.41416 | 0.025848 | 0.025848 | 0.00046329 | 2.8915e-05 | 0.41416 | 0.025848 | 0 | 0 | 0.41416 | 0.025848 | [22 empty] | WLDFR | HFTD - Distribution - Tier 2 - 1QU CoRE ¦ 4QU LoRE | Non-Red Flag Warning - Destructive Fires | 2062 | 6.8743e-09 | 6.8743e-09 | 12670.1796 | 362.3049 | 12307.8747 | 0 | 0 | 0 | 8.0668e-06 | 8.7099e-05 | 0 | 8.7099e-05 | 8.7099e-05 | 0 | 8.7099e-05 | [22 empty] | 7.3.3.17.5 (Remote Grid) Updates to grid topology to minimize risk of ignition in HFTDs Remote GridWLDFRVegetation ContactAggregated | WLDFR | HFTD - Distribution - Tier 2 - 1QU CoRE ¦ 1QU LoRE | Red Flag Warning - Large Fires | Vegetation Contact | Aggregated | 2062 | 5.5829e-05 | 163.6441 | 0.0091361 | 2062 | Mitigation | 0.95 | 45 | 0 | esc | 0.00097009 | 5.4159e-08 | 0.00097009 | 5.4159e-08
[35 empty] | WLDFR | HFTD - Distribution - Tier 3 - 1QU CoRE ¦ 1QU LoRE | 2063 | 0.058329 | 0.00046329 | 0.43315 | 0 | 0.43315 | 0.00046329 | 0.43315 | 0 | 0.43315 | 0.025265 | 0.025265 | 0.00046329 | 2.7023e-05 | 0.43315 | 0.025265 | 0 | 0 | 0.43315 | 0.025265 | [22 empty] | WLDFR | HFTD - Distribution - Tier 2 - 1QU CoRE ¦ 4QU LoRE | Non-Red Flag Warning - Destructive Fires | 2063 | 6.8743e-09 | 6.8743e-09 | 13246.6313 | 384.5316 | 12862.0997 | 0 | 0 | 0 | 8.0668e-06 | 9.1062e-05 | 0 | 9.1062e-05 | 9.1062e-05 | 0 | 9.1062e-05 | [22 empty] | 7.3.3.17.5 (Remote Grid) Updates to grid topology to minimize risk of ignition in HFTDs Remote GridWLDFRVegetation ContactAggregated | WLDFR | HFTD - Distribution - Tier 2 - 1QU CoRE ¦ 1QU LoRE | Red Flag Warning - Large Fires | Vegetation Contact | Aggregated | 2063 | 5.5829e-05 | 163.6441 | 0.0091361 | 2063 | Mitigation | 0.95 | 45 | 0 | esc | 0.00097009 | 5.4159e-08 | 0.00097009 | 5.4159e-08
[35 empty] | WLDFR | HFTD - Distribution - Tier 3 - 1QU CoRE ¦ 1QU LoRE | 2064 | 0.054513 | 0.00046329 | 0.43315 | 0 | 0.43315 | 0.00046329 | 0.43315 | 0 | 0.43315 | 0.023612 | 0.023612 | 0.00046329 | 2.5255e-05 | 0.43315 | 0.023612 | 0 | 0 | 0.43315 | 0.023612 | [22 empty] | WLDFR | HFTD - Distribution - Tier 2 - 1QU CoRE ¦ 4QU LoRE | Non-Red Flag Warning - Destructive Fires | 2064 | 6.8743e-09 | 6.8743e-09 | 13246.6313 | 384.5316 | 12862.0997 | 0 | 0 | 0 | 8.0668e-06 | 9.1062e-05 | 0 | 9.1062e-05 | 9.1062e-05 | 0 | 9.1062e-05 | [22 empty] | 7.3.3.17.5 (Remote Grid) Updates to grid topology to minimize risk of ignition in HFTDs Remote GridWLDFRVegetation ContactAggregated | WLDFR | HFTD - Distribution - Tier 2 - 1QU CoRE ¦ 1QU LoRE | Red Flag Warning - Large Fires | Vegetation Contact | Aggregated | 2064 | 5.5829e-05 | 163.6441 | 0.0091361 | 2064 | Mitigation | 0.95 | 45 | 0 | esc | 0.00097009 | 5.4159e-08 | 0.00097009 | 5.4159e-08
[35 empty] | WLDFR | HFTD - Distribution - Tier 3 - 1QU CoRE ¦ 1QU LoRE | 2065 | 0.050946 | 0.00046329 | 0.43315 | 0 | 0.43315 | 0.00046329 | 0.43315 | 0 | 0.43315 | 0.022067 | 0.022067 | 0.00046329 | 2.3603e-05 | 0.43315 | 0.022067 | 0 | 0 | 0.43315 | 0.022067 | [22 empty] | WLDFR | HFTD - Distribution - Tier 2 - 1QU CoRE ¦ 4QU LoRE | Non-Red Flag Warning - Destructive Fires | 2065 | 6.8743e-09 | 6.8743e-09 | 13246.6313 | 384.5316 | 12862.0997 | 0 | 0 | 0 | 8.0668e-06 | 9.1062e-05 | 0 | 9.1062e-05 | 9.1062e-05 | 0 | 9.1062e-05 | [22 empty] | 7.3.3.17.5 (Remote Grid) Updates to grid topology to minimize risk of ignition in HFTDs Remote GridWLDFRVegetation ContactAggregated | WLDFR | HFTD - Distribution - Tier 2 - 1QU CoRE ¦ 1QU LoRE | Red Flag Warning - Large Fires | Vegetation Contact | Aggregated | 2065 | 5.5829e-05 | 163.6441 | 0.0091361 | 2065 | Mitigation | 0.95 | 45 | 0 | esc | 0.00097009 | 5.4159e-08 | 0.00097009 | 5.4159e-08
[35 empty] | WLDFR | HFTD - Distribution - Tier 3 - 1QU CoRE ¦ 1QU LoRE | 2066 | 0.047613 | 0.00046329 | 0.43315 | 0 | 0.43315 | 0.00046329 | 0.43315 | 0 | 0.43315 | 0.020624 | 0.020624 | 0.00046329 | 2.2059e-05 | 0.43315 | 0.020624 | 0 | 0 | 0.43315 | 0.020624 | [22 empty] | WLDFR | HFTD - Distribution - Tier 2 - 1QU CoRE ¦ 4QU LoRE | Non-Red Flag Warning - Destructive Fires | 2066 | 6.8743e-09 | 6.8743e-09 | 13246.6313 | 384.5316 | 12862.0997 | 0 | 0 | 0 | 8.0668e-06 | 9.1062e-05 | 0 | 9.1062e-05 | 9.1062e-05 | 0 | 9.1062e-05 | [22 empty] | 7.3.3.17.5 (Remote Grid) Updates to grid topology to minimize risk of ignition in HFTDs Remote GridWLDFRVegetation ContactAggregated | WLDFR | HFTD - Distribution - Tier 2 - 1QU CoRE ¦ 1QU LoRE | Red Flag Warning - Large Fires | Vegetation Contact | Aggregated | 2066 | 5.5829e-05 | 163.6441 | 0.0091361 | 2066 | Mitigation | 0.95 | 45 | 0 | esc | 0.00097009 | 5.4159e-08 | 0.00097009 | 5.4159e-08
[35 empty] | WLDFR | HFTD - Distribution - Tier 3 - 1QU CoRE ¦ 1QU LoRE | 2067 | 0.044499 | 0 | 0 | 0 | 0 | 0.00046329 | 0.43315 | 0 | 0.43315 | 0 | 0.019274 | 0 | 0 | 0 | 0 | 0 | 0 | 0 | 0 | [22 empty] | WLDFR | HFTD - Distribution - Tier 2 - 1QU CoRE ¦ 4QU LoRE | Non-Red Flag Warning - Destructive Fires | 2067 | 0 | 6.8743e-09 | 13246.6313 | 384.5316 | 12862.0997 | 0 | 0 | 0 | 8.0668e-06 | 0 | 0 | 0 | 9.1062e-05 | 0 | 9.1062e-05 | [22 empty] | 7.3.3.17.5 (Remote Grid) Updates to grid topology to minimize risk of ignition in HFTDs Remote GridWLDFRVegetation ContactAggregated | WLDFR | HFTD - Distribution - Tier 2 - 1QU CoRE ¦ 1QU LoRE | Red Flag Warning - Large Fires | Vegetation Contact | Aggregated | 2067 | 5.5829e-05 | 163.6441 | 0.0091361 | 2067 | Mitigation | 0.95 | 45 | 0 | esc | 0 | 0 | 0.00097009 | 5.4159e-08
[35 empty] | WLDFR | HFTD - Distribution - Tier 3 - 1QU CoRE ¦ 2QU LoRE | 2022 | 0.93458 | 0.00092557 | 0.44909 | 0 | 0.44909 | 0 | 0 | 0 | 0 | 0.41971 | 0 | 0.00092557 | 0.00086502 | 0.44909 | 0.41971 | 0 | 0 | 0.44909 | 0.41971 | [22 empty] | WLDFR | HFTD - Distribution - Tier 2 - 1QU CoRE ¦ 4QU LoRE | Non-Red Flag Warning - Large Fires | 2022 | 4.7005e-08 | 0 | 5.2406 | 0.69642 | 2.942 | 1.6022 | 0 | 0 | 5.4198e-05 | 2.4633e-07 | 0 | 2.4633e-07 | 0 | 0 | 0 | [22 empty] | 7.3.3.17.5 (Remote Grid) Updates to grid topology to minimize risk of ignition in HFTDs Remote GridWLDFRContact from objectAggregated | WLDFR | HFTD - Distribution - Tier 2 - 1QU CoRE ¦ 1QU LoRE | Red Flag Warning - Small Fires | Contact from object | Aggregated | 2022 | 4.5881e-05 | 163.6441 | 0.0075081 | 2022 | Mitigation | 0.95 | 45 | 0 | esc | 0.00097009 | 4.4508e-08 | 0 | 0
[35 empty] | WLDFR | HFTD - Distribution - Tier 3 - 1QU CoRE ¦ 2QU LoRE | 2023 | 0.87344 | 0.00092557 | 0.46555 | 0 | 0.46555 | 0.00092557 | 0.46555 | 0 | 0.46555 | 0.40663 | 0.40663 | 0.00092557 | 0.00080843 | 0.46555 | 0.40663 | 0 | 0 | 0.46555 | 0.40663 | [22 empty] | WLDFR | HFTD - Distribution - Tier 2 - 1QU CoRE ¦ 4QU LoRE | Non-Red Flag Warning - Large Fires | 2023 | 4.7005e-08 | 4.7005e-08 | 5.475 | 0.71896 | 3.0715 | 1.6846 | 0 | 0 | 5.4198e-05 | 2.5736e-07 | 0 | 2.5736e-07 | 2.5736e-07 | 0 | 2.5736e-07 | [22 empty] | 7.3.3.17.5 (Remote Grid) Updates to grid topology to minimize risk of ignition in HFTDs Remote GridWLDFRContact from objectAggregated | WLDFR | HFTD - Distribution - Tier 2 - 1QU CoRE ¦ 1QU LoRE | Red Flag Warning - Small Fires | Contact from object | Aggregated | 2023 | 4.5881e-05 | 163.6441 | 0.0075081 | 2023 | Mitigation | 0.95 | 45 | 0 | esc | 0.00097009 | 4.4508e-08 | 0.00097009 | 4.4508e-08
[35 empty] | WLDFR | HFTD - Distribution - Tier 3 - 1QU CoRE ¦ 2QU LoRE | 2024 | 0.8163 | 0.00092557 | 0.46555 | 0 | 0.46555 | 0.00092557 | 0.46555 | 0 | 0.46555 | 0.38003 | 0.38003 | 0.00092557 | 0.00075554 | 0.46555 | 0.38003 | 0 | 0 | 0.46555 | 0.38003 | [22 empty] | WLDFR | HFTD - Distribution - Tier 2 - 1QU CoRE ¦ 4QU LoRE | Non-Red Flag Warning - Large Fires | 2024 | 4.7005e-08 | 4.7005e-08 | 5.475 | 0.71896 | 3.0715 | 1.6846 | 0 | 0 | 5.4198e-05 | 2.5736e-07 | 0 | 2.5736e-07 | 2.5736e-07 | 0 | 2.5736e-07 | [22 empty] | 7.3.3.17.5 (Remote Grid) Updates to grid topology to minimize risk of ignition in HFTDs Remote GridWLDFRContact from objectAggregated | WLDFR | HFTD - Distribution - Tier 2 - 1QU CoRE ¦ 1QU LoRE | Red Flag Warning - Small Fires | Contact from object | Aggregated | 2024 | 4.5881e-05 | 163.6441 | 0.0075081 | 2024 | Mitigation | 0.95 | 45 | 0 | esc | 0.00097009 | 4.4508e-08 | 0.00097009 | 4.4508e-08
[35 empty] | WLDFR | HFTD - Distribution - Tier 3 - 1QU CoRE ¦ 2QU LoRE | 2025 | 0.7629 | 0.00092557 | 0.46555 | 0 | 0.46555 | 0.00092557 | 0.46555 | 0 | 0.46555 | 0.35517 | 0.35517 | 0.00092557 | 0.00070612 | 0.46555 | 0.35517 | 0 | 0 | 0.46555 | 0.35517 | [22 empty] | WLDFR | HFTD - Distribution - Tier 2 - 1QU CoRE ¦ 4QU LoRE | Non-Red Flag Warning - Large Fires | 2025 | 4.7005e-08 | 4.7005e-08 | 5.475 | 0.71896 | 3.0715 | 1.6846 | 0 | 0 | 5.4198e-05 | 2.5736e-07 | 0 | 2.5736e-07 | 2.5736e-07 | 0 | 2.5736e-07 | [22 empty] | 7.3.3.17.5 (Remote Grid) Updates to grid topology to minimize risk of ignition in HFTDs Remote GridWLDFRContact from objectAggregated | WLDFR | HFTD - Distribution - Tier 2 - 1QU CoRE ¦ 1QU LoRE | Red Flag Warning - Small Fires | Contact from object | Aggregated | 2025 | 4.5881e-05 | 163.6441 | 0.0075081 | 2025 | Mitigation | 0.95 | 45 | 0 | esc | 0.00097009 | 4.4508e-08 | 0.00097009 | 4.4508e-08
[35 empty] | WLDFR | HFTD - Distribution - Tier 3 - 1QU CoRE ¦ 2QU LoRE | 2026 | 0.71299 | 0.00092557 | 0.46555 | 0 | 0.46555 | 0.00092557 | 0.46555 | 0 | 0.46555 | 0.33193 | 0.33193 | 0.00092557 | 0.00065992 | 0.46555 | 0.33193 | 0 | 0 | 0.46555 | 0.33193 | [22 empty] | WLDFR | HFTD - Distribution - Tier 2 - 1QU CoRE ¦ 4QU LoRE | Non-Red Flag Warning - Large Fires | 2026 | 4.7005e-08 | 4.7005e-08 | 5.475 | 0.71896 | 3.0715 | 1.6846 | 0 | 0 | 5.4198e-05 | 2.5736e-07 | 0 | 2.5736e-07 | 2.5736e-07 | 0 | 2.5736e-07 | [22 empty] | 7.3.3.17.5 (Remote Grid) Updates to grid topology to minimize risk of ignition in HFTDs Remote GridWLDFRContact from objectAggregated | WLDFR | HFTD - Distribution - Tier 2 - 1QU CoRE ¦ 1QU LoRE | Red Flag Warning - Small Fires | Contact from object | Aggregated | 2026 | 4.5881e-05 | 163.6441 | 0.0075081 | 2026 | Mitigation | 0.95 | 45 | 0 | esc | 0.00097009 | 4.4508e-08 | 0.00097009 | 4.4508e-08
[35 empty] | WLDFR | HFTD - Distribution - Tier 3 - 1QU CoRE ¦ 2QU LoRE | 2027 | 0.66634 | 0.00092557 | 0.46555 | 0 | 0.46555 | 0.00092557 | 0.46555 | 0 | 0.46555 | 0.31022 | 0.31022 | 0.00092557 | 0.00061675 | 0.46555 | 0.31022 | 0 | 0 | 0.46555 | 0.31022 | [22 empty] | WLDFR | HFTD - Distribution - Tier 2 - 1QU CoRE ¦ 4QU LoRE | Non-Red Flag Warning - Large Fires | 2027 | 4.7005e-08 | 4.7005e-08 | 5.475 | 0.71896 | 3.0715 | 1.6846 | 0 | 0 | 5.4198e-05 | 2.5736e-07 | 0 | 2.5736e-07 | 2.5736e-07 | 0 | 2.5736e-07 | [22 empty] | 7.3.3.17.5 (Remote Grid) Updates to grid topology to minimize risk of ignition in HFTDs Remote GridWLDFRContact from objectAggregated | WLDFR | HFTD - Distribution - Tier 2 - 1QU CoRE ¦ 1QU LoRE | Red Flag Warning - Small Fires | Contact from object | Aggregated | 2027 | 4.5881e-05 | 163.6441 | 0.0075081 | 2027 | Mitigation | 0.95 | 45 | 0 | esc | 0.00097009 | 4.4508e-08 | 0.00097009 | 4.4508e-08
[35 empty] | WLDFR | HFTD - Distribution - Tier 3 - 1QU CoRE ¦ 2QU LoRE | 2028 | 0.62275 | 0.00092557 | 0.48629 | 0 | 0.48629 | 0.00092557 | 0.48629 | 0 | 0.48629 | 0.30283 | 0.30283 | 0.00092557 | 0.0005764 | 0.48629 | 0.30283 | 0 | 0 | 0.48629 | 0.30283 | [22 empty] | WLDFR | HFTD - Distribution - Tier 2 - 1QU CoRE ¦ 4QU LoRE | Non-Red Flag Warning - Large Fires | 2028 | 4.7005e-08 | 4.7005e-08 | 5.777 | 0.74734 | 3.238 | 1.7917 | 0 | 0 | 5.4198e-05 | 2.7155e-07 | 0 | 2.7155e-07 | 2.7155e-07 | 0 | 2.7155e-07 | [22 empty] | 7.3.3.17.5 (Remote Grid) Updates to grid topology to minimize risk of ignition in HFTDs Remote GridWLDFRContact from objectAggregated | WLDFR | HFTD - Distribution - Tier 2 - 1QU CoRE ¦ 1QU LoRE | Red Flag Warning - Small Fires | Contact from object | Aggregated | 2028 | 4.5881e-05 | 163.6441 | 0.0075081 | 2028 | Mitigation | 0.95 | 45 | 0 | esc | 0.00097009 | 4.4508e-08 | 0.00097009 | 4.4508e-08
[35 empty] | WLDFR | HFTD - Distribution - Tier 3 - 1QU CoRE ¦ 2QU LoRE | 2029 | 0.58201 | 0.00092557 | 0.48629 | 0 | 0.48629 | 0.00092557 | 0.48629 | 0 | 0.48629 | 0.28302 | 0.28302 | 0.00092557 | 0.00053869 | 0.48629 | 0.28302 | 0 | 0 | 0.48629 | 0.28302 | [22 empty] | WLDFR | HFTD - Distribution - Tier 2 - 1QU CoRE ¦ 4QU LoRE | Non-Red Flag Warning - Large Fires | 2029 | 4.7005e-08 | 4.7005e-08 | 5.777 | 0.74734 | 3.238 | 1.7917 | 0 | 0 | 5.4198e-05 | 2.7155e-07 | 0 | 2.7155e-07 | 2.7155e-07 | 0 | 2.7155e-07 | [22 empty] | 7.3.3.17.5 (Remote Grid) Updates to grid topology to minimize risk of ignition in HFTDs Remote GridWLDFRContact from objectAggregated | WLDFR | HFTD - Distribution - Tier 2 - 1QU CoRE ¦ 1QU LoRE | Red Flag Warning - Small Fires | Contact from object | Aggregated | 2029 | 4.5881e-05 | 163.6441 | 0.0075081 | 2029 | Mitigation | 0.95 | 45 | 0 | esc | 0.00097009 | 4.4508e-08 | 0.00097009 | 4.4508e-08
[35 empty] | WLDFR | HFTD - Distribution - Tier 3 - 1QU CoRE ¦ 2QU LoRE | 2030 | 0.54393 | 0.00092557 | 0.48629 | 0 | 0.48629 | 0.00092557 | 0.48629 | 0 | 0.48629 | 0.26451 | 0.26451 | 0.00092557 | 0.00050345 | 0.48629 | 0.26451 | 0 | 0 | 0.48629 | 0.26451 | [22 empty] | WLDFR | HFTD - Distribution - Tier 2 - 1QU CoRE ¦ 4QU LoRE | Non-Red Flag Warning - Large Fires | 2030 | 4.7005e-08 | 4.7005e-08 | 5.777 | 0.74734 | 3.238 | 1.7917 | 0 | 0 | 5.4198e-05 | 2.7155e-07 | 0 | 2.7155e-07 | 2.7155e-07 | 0 | 2.7155e-07 | [22 empty] | 7.3.3.17.5 (Remote Grid) Updates to grid topology to minimize risk of ignition in HFTDs Remote GridWLDFRContact from objectAggregated | WLDFR | HFTD - Distribution - Tier 2 - 1QU CoRE ¦ 1QU LoRE | Red Flag Warning - Small Fires | Contact from object | Aggregated | 2030 | 4.5881e-05 | 163.6441 | 0.0075081 | 2030 | Mitigation | 0.95 | 45 | 0 | esc | 0.00097009 | 4.4508e-08 | 0.00097009 | 4.4508e-08
[35 empty] | WLDFR | HFTD - Distribution - Tier 3 - 1QU CoRE ¦ 2QU LoRE | 2031 | 0.50835 | 0.00092557 | 0.48629 | 0 | 0.48629 | 0.00092557 | 0.48629 | 0 | 0.48629 | 0.2472 | 0.2472 | 0.00092557 | 0.00047052 | 0.48629 | 0.2472 | 0 | 0 | 0.48629 | 0.2472 | [22 empty] | WLDFR | HFTD - Distribution - Tier 2 - 1QU CoRE ¦ 4QU LoRE | Non-Red Flag Warning - Large Fires | 2031 | 4.7005e-08 | 4.7005e-08 | 5.777 | 0.74734 | 3.238 | 1.7917 | 0 | 0 | 5.4198e-05 | 2.7155e-07 | 0 | 2.7155e-07 | 2.7155e-07 | 0 | 2.7155e-07 | [22 empty] | 7.3.3.17.5 (Remote Grid) Updates to grid topology to minimize risk of ignition in HFTDs Remote GridWLDFRContact from objectAggregated | WLDFR | HFTD - Distribution - Tier 2 - 1QU CoRE ¦ 1QU LoRE | Red Flag Warning - Small Fires | Contact from object | Aggregated | 2031 | 4.5881e-05 | 163.6441 | 0.0075081 | 2031 | Mitigation | 0.95 | 45 | 0 | esc | 0.00097009 | 4.4508e-08 | 0.00097009 | 4.4508e-08
[35 empty] | WLDFR | HFTD - Distribution - Tier 3 - 1QU CoRE ¦ 2QU LoRE | 2032 | 0.47509 | 0.00092557 | 0.48629 | 0 | 0.48629 | 0.00092557 | 0.48629 | 0 | 0.48629 | 0.23103 | 0.23103 | 0.00092557 | 0.00043973 | 0.48629 | 0.23103 | 0 | 0 | 0.48629 | 0.23103 | [22 empty] | WLDFR | HFTD - Distribution - Tier 2 - 1QU CoRE ¦ 4QU LoRE | Non-Red Flag Warning - Large Fires | 2032 | 4.7005e-08 | 4.7005e-08 | 5.777 | 0.74734 | 3.238 | 1.7917 | 0 | 0 | 5.4198e-05 | 2.7155e-07 | 0 | 2.7155e-07 | 2.7155e-07 | 0 | 2.7155e-07 | [22 empty] | 7.3.3.17.5 (Remote Grid) Updates to grid topology to minimize risk of ignition in HFTDs Remote GridWLDFRContact from objectAggregated | WLDFR | HFTD - Distribution - Tier 2 - 1QU CoRE ¦ 1QU LoRE | Red Flag Warning - Small Fires | Contact from object | Aggregated | 2032 | 4.5881e-05 | 163.6441 | 0.0075081 | 2032 | Mitigation | 0.95 | 45 | 0 | esc | 0.00097009 | 4.4508e-08 | 0.00097009 | 4.4508e-08
[35 empty] | WLDFR | HFTD - Distribution - Tier 3 - 1QU CoRE ¦ 2QU LoRE | 2033 | 0.44401 | 0.00092557 | 0.50933 | 0 | 0.50933 | 0.00092557 | 0.50933 | 0 | 0.50933 | 0.22615 | 0.22615 | 0.00092557 | 0.00041097 | 0.50933 | 0.22615 | 0 | 0 | 0.50933 | 0.22615 | [22 empty] | WLDFR | HFTD - Distribution - Tier 2 - 1QU CoRE ¦ 4QU LoRE | Non-Red Flag Warning - Large Fires | 2033 | 4.7005e-08 | 4.7005e-08 | 6.1205 | 0.77885 | 3.4265 | 1.9151 | 0 | 0 | 5.4198e-05 | 2.877e-07 | 0 | 2.877e-07 | 2.877e-07 | 0 | 2.877e-07 | [22 empty] | 7.3.3.17.5 (Remote Grid) Updates to grid topology to minimize risk of ignition in HFTDs Remote GridWLDFRContact from objectAggregated | WLDFR | HFTD - Distribution - Tier 2 - 1QU CoRE ¦ 1QU LoRE | Red Flag Warning - Small Fires | Contact from object | Aggregated | 2033 | 4.5881e-05 | 163.6441 | 0.0075081 | 2033 | Mitigation | 0.95 | 45 | 0 | esc | 0.00097009 | 4.4508e-08 | 0.00097009 | 4.4508e-08
[35 empty] | WLDFR | HFTD - Distribution - Tier 3 - 1QU CoRE ¦ 2QU LoRE | 2034 | 0.41496 | 0.00092557 | 0.50933 | 0 | 0.50933 | 0.00092557 | 0.50933 | 0 | 0.50933 | 0.21135 | 0.21135 | 0.00092557 | 0.00038408 | 0.50933 | 0.21135 | 0 | 0 | 0.50933 | 0.21135 | [22 empty] | WLDFR | HFTD - Distribution - Tier 2 - 1QU CoRE ¦ 4QU LoRE | Non-Red Flag Warning - Large Fires | 2034 | 4.7005e-08 | 4.7005e-08 | 6.1205 | 0.77885 | 3.4265 | 1.9151 | 0 | 0 | 5.4198e-05 | 2.877e-07 | 0 | 2.877e-07 | 2.877e-07 | 0 | 2.877e-07 | [22 empty] | 7.3.3.17.5 (Remote Grid) Updates to grid topology to minimize risk of ignition in HFTDs Remote GridWLDFRContact from objectAggregated | WLDFR | HFTD - Distribution - Tier 2 - 1QU CoRE ¦ 1QU LoRE | Red Flag Warning - Small Fires | Contact from object | Aggregated | 2034 | 4.5881e-05 | 163.6441 | 0.0075081 | 2034 | Mitigation | 0.95 | 45 | 0 | esc | 0.00097009 | 4.4508e-08 | 0.00097009 | 4.4508e-08
[35 empty] | WLDFR | HFTD - Distribution - Tier 3 - 1QU CoRE ¦ 2QU LoRE | 2035 | 0.38782 | 0.00092557 | 0.50933 | 0 | 0.50933 | 0.00092557 | 0.50933 | 0 | 0.50933 | 0.19753 | 0.19753 | 0.00092557 | 0.00035895 | 0.50933 | 0.19753 | 0 | 0 | 0.50933 | 0.19753 | [22 empty] | WLDFR | HFTD - Distribution - Tier 2 - 1QU CoRE ¦ 4QU LoRE | Non-Red Flag Warning - Large Fires | 2035 | 4.7005e-08 | 4.7005e-08 | 6.1205 | 0.77885 | 3.4265 | 1.9151 | 0 | 0 | 5.4198e-05 | 2.877e-07 | 0 | 2.877e-07 | 2.877e-07 | 0 | 2.877e-07 | [22 empty] | 7.3.3.17.5 (Remote Grid) Updates to grid topology to minimize risk of ignition in HFTDs Remote GridWLDFRContact from objectAggregated | WLDFR | HFTD - Distribution - Tier 2 - 1QU CoRE ¦ 1QU LoRE | Red Flag Warning - Small Fires | Contact from object | Aggregated | 2035 | 4.5881e-05 | 163.6441 | 0.0075081 | 2035 | Mitigation | 0.95 | 45 | 0 | esc | 0.00097009 | 4.4508e-08 | 0.00097009 | 4.4508e-08
[35 empty] | WLDFR | HFTD - Distribution - Tier 3 - 1QU CoRE ¦ 2QU LoRE | 2036 | 0.36245 | 0.00092557 | 0.50933 | 0 | 0.50933 | 0.00092557 | 0.50933 | 0 | 0.50933 | 0.1846 | 0.1846 | 0.00092557 | 0.00033547 | 0.50933 | 0.1846 | 0 | 0 | 0.50933 | 0.1846 | [22 empty] | WLDFR | HFTD - Distribution - Tier 2 - 1QU CoRE ¦ 4QU LoRE | Non-Red Flag Warning - Large Fires | 2036 | 4.7005e-08 | 4.7005e-08 | 6.1205 | 0.77885 | 3.4265 | 1.9151 | 0 | 0 | 5.4198e-05 | 2.877e-07 | 0 | 2.877e-07 | 2.877e-07 | 0 | 2.877e-07 | [22 empty] | 7.3.3.17.5 (Remote Grid) Updates to grid topology to minimize risk of ignition in HFTDs Remote GridWLDFRContact from objectAggregated | WLDFR | HFTD - Distribution - Tier 2 - 1QU CoRE ¦ 1QU LoRE | Red Flag Warning - Small Fires | Contact from object | Aggregated | 2036 | 4.5881e-05 | 163.6441 | 0.0075081 | 2036 | Mitigation | 0.95 | 45 | 0 | esc | 0.00097009 | 4.4508e-08 | 0.00097009 | 4.4508e-08
[35 empty] | WLDFR | HFTD - Distribution - Tier 3 - 1QU CoRE ¦ 2QU LoRE | 2037 | 0.33873 | 0.00092557 | 0.50933 | 0 | 0.50933 | 0.00092557 | 0.50933 | 0 | 0.50933 | 0.17253 | 0.17253 | 0.00092557 | 0.00031352 | 0.50933 | 0.17253 | 0 | 0 | 0.50933 | 0.17253 | [22 empty] | WLDFR | HFTD - Distribution - Tier 2 - 1QU CoRE ¦ 4QU LoRE | Non-Red Flag Warning - Large Fires | 2037 | 4.7005e-08 | 4.7005e-08 | 6.1205 | 0.77885 | 3.4265 | 1.9151 | 0 | 0 | 5.4198e-05 | 2.877e-07 | 0 | 2.877e-07 | 2.877e-07 | 0 | 2.877e-07 | [22 empty] | 7.3.3.17.5 (Remote Grid) Updates to grid topology to minimize risk of ignition in HFTDs Remote GridWLDFRContact from objectAggregated | WLDFR | HFTD - Distribution - Tier 2 - 1QU CoRE ¦ 1QU LoRE | Red Flag Warning - Small Fires | Contact from object | Aggregated | 2037 | 4.5881e-05 | 163.6441 | 0.0075081 | 2037 | Mitigation | 0.95 | 45 | 0 | esc | 0.00097009 | 4.4508e-08 | 0.00097009 | 4.4508e-08
[35 empty] | WLDFR | HFTD - Distribution - Tier 3 - 1QU CoRE ¦ 2QU LoRE | 2038 | 0.31657 | 0.00092557 | 0.53434 | 0 | 0.53434 | 0.00092557 | 0.53434 | 0 | 0.53434 | 0.16916 | 0.16916 | 0.00092557 | 0.00029301 | 0.53434 | 0.16916 | 0 | 0 | 0.53434 | 0.16916 | [22 empty] | WLDFR | HFTD - Distribution - Tier 2 - 1QU CoRE ¦ 4QU LoRE | Non-Red Flag Warning - Large Fires | 2038 | 4.7005e-08 | 4.7005e-08 | 6.5028 | 0.81304 | 3.6355 | 2.0543 | 0 | 0 | 5.4198e-05 | 3.0567e-07 | 0 | 3.0567e-07 | 3.0567e-07 | 0 | 3.0567e-07 | [22 empty] | 7.3.3.17.5 (Remote Grid) Updates to grid topology to minimize risk of ignition in HFTDs Remote GridWLDFRContact from objectAggregated | WLDFR | HFTD - Distribution - Tier 2 - 1QU CoRE ¦ 1QU LoRE | Red Flag Warning - Small Fires | Contact from object | Aggregated | 2038 | 4.5881e-05 | 163.6441 | 0.0075081 | 2038 | Mitigation | 0.95 | 45 | 0 | esc | 0.00097009 | 4.4508e-08 | 0.00097009 | 4.4508e-08
[35 empty] | WLDFR | HFTD - Distribution - Tier 3 - 1QU CoRE ¦ 2QU LoRE | 2039 | 0.29586 | 0.00092557 | 0.53434 | 0 | 0.53434 | 0.00092557 | 0.53434 | 0 | 0.53434 | 0.15809 | 0.15809 | 0.00092557 | 0.00027384 | 0.53434 | 0.15809 | 0 | 0 | 0.53434 | 0.15809 | [22 empty] | WLDFR | HFTD - Distribution - Tier 2 - 1QU CoRE ¦ 4QU LoRE | Non-Red Flag Warning - Large Fires | 2039 | 4.7005e-08 | 4.7005e-08 | 6.5028 | 0.81304 | 3.6355 | 2.0543 | 0 | 0 | 5.4198e-05 | 3.0567e-07 | 0 | 3.0567e-07 | 3.0567e-07 | 0 | 3.0567e-07 | [22 empty] | 7.3.3.17.5 (Remote Grid) Updates to grid topology to minimize risk of ignition in HFTDs Remote GridWLDFRContact from objectAggregated | WLDFR | HFTD - Distribution - Tier 2 - 1QU CoRE ¦ 1QU LoRE | Red Flag Warning - Small Fires | Contact from object | Aggregated | 2039 | 4.5881e-05 | 163.6441 | 0.0075081 | 2039 | Mitigation | 0.95 | 45 | 0 | esc | 0.00097009 | 4.4508e-08 | 0.00097009 | 4.4508e-08
[35 empty] | WLDFR | HFTD - Distribution - Tier 3 - 1QU CoRE ¦ 2QU LoRE | 2040 | 0.27651 | 0.00092557 | 0.53434 | 0 | 0.53434 | 0.00092557 | 0.53434 | 0 | 0.53434 | 0.14775 | 0.14775 | 0.00092557 | 0.00025593 | 0.53434 | 0.14775 | 0 | 0 | 0.53434 | 0.14775 | [22 empty] | WLDFR | HFTD - Distribution - Tier 2 - 1QU CoRE ¦ 4QU LoRE | Non-Red Flag Warning - Large Fires | 2040 | 4.7005e-08 | 4.7005e-08 | 6.5028 | 0.81304 | 3.6355 | 2.0543 | 0 | 0 | 5.4198e-05 | 3.0567e-07 | 0 | 3.0567e-07 | 3.0567e-07 | 0 | 3.0567e-07 | [22 empty] | 7.3.3.17.5 (Remote Grid) Updates to grid topology to minimize risk of ignition in HFTDs Remote GridWLDFRContact from objectAggregated | WLDFR | HFTD - Distribution - Tier 2 - 1QU CoRE ¦ 1QU LoRE | Red Flag Warning - Small Fires | Contact from object | Aggregated | 2040 | 4.5881e-05 | 163.6441 | 0.0075081 | 2040 | Mitigation | 0.95 | 45 | 0 | esc | 0.00097009 | 4.4508e-08 | 0.00097009 | 4.4508e-08
[35 empty] | WLDFR | HFTD - Distribution - Tier 3 - 1QU CoRE ¦ 2QU LoRE | 2041 | 0.25842 | 0.00092557 | 0.53434 | 0 | 0.53434 | 0.00092557 | 0.53434 | 0 | 0.53434 | 0.13808 | 0.13808 | 0.00092557 | 0.00023919 | 0.53434 | 0.13808 | 0 | 0 | 0.53434 | 0.13808 | [22 empty] | WLDFR | HFTD - Distribution - Tier 2 - 1QU CoRE ¦ 4QU LoRE | Non-Red Flag Warning - Large Fires | 2041 | 4.7005e-08 | 4.7005e-08 | 6.5028 | 0.81304 | 3.6355 | 2.0543 | 0 | 0 | 5.4198e-05 | 3.0567e-07 | 0 | 3.0567e-07 | 3.0567e-07 | 0 | 3.0567e-07 | [22 empty] | 7.3.3.17.5 (Remote Grid) Updates to grid topology to minimize risk of ignition in HFTDs Remote GridWLDFRContact from objectAggregated | WLDFR | HFTD - Distribution - Tier 2 - 1QU CoRE ¦ 1QU LoRE | Red Flag Warning - Small Fires | Contact from object | Aggregated | 2041 | 4.5881e-05 | 163.6441 | 0.0075081 | 2041 | Mitigation | 0.95 | 45 | 0 | esc | 0.00097009 | 4.4508e-08 | 0.00097009 | 4.4508e-08
[35 empty] | WLDFR | HFTD - Distribution - Tier 3 - 1QU CoRE ¦ 2QU LoRE | 2042 | 0.24151 | 0.00092557 | 0.53434 | 0 | 0.53434 | 0.00092557 | 0.53434 | 0 | 0.53434 | 0.12905 | 0.12905 | 0.00092557 | 0.00022354 | 0.53434 | 0.12905 | 0 | 0 | 0.53434 | 0.12905 | [22 empty] | WLDFR | HFTD - Distribution - Tier 2 - 1QU CoRE ¦ 4QU LoRE | Non-Red Flag Warning - Large Fires | 2042 | 4.7005e-08 | 4.7005e-08 | 6.5028 | 0.81304 | 3.6355 | 2.0543 | 0 | 0 | 5.4198e-05 | 3.0567e-07 | 0 | 3.0567e-07 | 3.0567e-07 | 0 | 3.0567e-07 | [22 empty] | 7.3.3.17.5 (Remote Grid) Updates to grid topology to minimize risk of ignition in HFTDs Remote GridWLDFRContact from objectAggregated | WLDFR | HFTD - Distribution - Tier 2 - 1QU CoRE ¦ 1QU LoRE | Red Flag Warning - Small Fires | Contact from object | Aggregated | 2042 | 4.5881e-05 | 163.6441 | 0.0075081 | 2042 | Mitigation | 0.95 | 45 | 0 | esc | 0.00097009 | 4.4508e-08 | 0.00097009 | 4.4508e-08
[35 empty] | WLDFR | HFTD - Distribution - Tier 3 - 1QU CoRE ¦ 2QU LoRE | 2043 | 0.22571 | 0.00092557 | 0.56099 | 0 | 0.56099 | 0.00092557 | 0.56099 | 0 | 0.56099 | 0.12662 | 0.12662 | 0.00092557 | 0.00020891 | 0.56099 | 0.12662 | 0 | 0 | 0.56099 | 0.12662 | [22 empty] | WLDFR | HFTD - Distribution - Tier 2 - 1QU CoRE ¦ 4QU LoRE | Non-Red Flag Warning - Large Fires | 2043 | 4.7005e-08 | 4.7005e-08 | 6.9209 | 0.84944 | 3.8632 | 2.2083 | 0 | 0 | 5.4198e-05 | 3.2532e-07 | 0 | 3.2532e-07 | 3.2532e-07 | 0 | 3.2532e-07 | [22 empty] | 7.3.3.17.5 (Remote Grid) Updates to grid topology to minimize risk of ignition in HFTDs Remote GridWLDFRContact from objectAggregated | WLDFR | HFTD - Distribution - Tier 2 - 1QU CoRE ¦ 1QU LoRE | Red Flag Warning - Small Fires | Contact from object | Aggregated | 2043 | 4.5881e-05 | 163.6441 | 0.0075081 | 2043 | Mitigation | 0.95 | 45 | 0 | esc | 0.00097009 | 4.4508e-08 | 0.00097009 | 4.4508e-08
[35 empty] | WLDFR | HFTD - Distribution - Tier 3 - 1QU CoRE ¦ 2QU LoRE | 2044 | 0.21095 | 0.00092557 | 0.56099 | 0 | 0.56099 | 0.00092557 | 0.56099 | 0 | 0.56099 | 0.11834 | 0.11834 | 0.00092557 | 0.00019525 | 0.56099 | 0.11834 | 0 | 0 | 0.56099 | 0.11834 | [22 empty] | WLDFR | HFTD - Distribution - Tier 2 - 1QU CoRE ¦ 4QU LoRE | Non-Red Flag Warning - Large Fires | 2044 | 4.7005e-08 | 4.7005e-08 | 6.9209 | 0.84944 | 3.8632 | 2.2083 | 0 | 0 | 5.4198e-05 | 3.2532e-07 | 0 | 3.2532e-07 | 3.2532e-07 | 0 | 3.2532e-07 | [22 empty] | 7.3.3.17.5 (Remote Grid) Updates to grid topology to minimize risk of ignition in HFTDs Remote GridWLDFRContact from objectAggregated | WLDFR | HFTD - Distribution - Tier 2 - 1QU CoRE ¦ 1QU LoRE | Red Flag Warning - Small Fires | Contact from object | Aggregated | 2044 | 4.5881e-05 | 163.6441 | 0.0075081 | 2044 | Mitigation | 0.95 | 45 | 0 | esc | 0.00097009 | 4.4508e-08 | 0.00097009 | 4.4508e-08
[35 empty] | WLDFR | HFTD - Distribution - Tier 3 - 1QU CoRE ¦ 2QU LoRE | 2045 | 0.19715 | 0.00092557 | 0.56099 | 0 | 0.56099 | 0.00092557 | 0.56099 | 0 | 0.56099 | 0.1106 | 0.1106 | 0.00092557 | 0.00018247 | 0.56099 | 0.1106 | 0 | 0 | 0.56099 | 0.1106 | [22 empty] | WLDFR | HFTD - Distribution - Tier 2 - 1QU CoRE ¦ 4QU LoRE | Non-Red Flag Warning - Large Fires | 2045 | 4.7005e-08 | 4.7005e-08 | 6.9209 | 0.84944 | 3.8632 | 2.2083 | 0 | 0 | 5.4198e-05 | 3.2532e-07 | 0 | 3.2532e-07 | 3.2532e-07 | 0 | 3.2532e-07 | [22 empty] | 7.3.3.17.5 (Remote Grid) Updates to grid topology to minimize risk of ignition in HFTDs Remote GridWLDFRContact from objectAggregated | WLDFR | HFTD - Distribution - Tier 2 - 1QU CoRE ¦ 1QU LoRE | Red Flag Warning - Small Fires | Contact from object | Aggregated | 2045 | 4.5881e-05 | 163.6441 | 0.0075081 | 2045 | Mitigation | 0.95 | 45 | 0 | esc | 0.00097009 | 4.4508e-08 | 0.00097009 | 4.4508e-08
[35 empty] | WLDFR | HFTD - Distribution - Tier 3 - 1QU CoRE ¦ 2QU LoRE | 2046 | 0.18425 | 0.00092557 | 0.56099 | 0 | 0.56099 | 0.00092557 | 0.56099 | 0 | 0.56099 | 0.10336 | 0.10336 | 0.00092557 | 0.00017054 | 0.56099 | 0.10336 | 0 | 0 | 0.56099 | 0.10336 | [22 empty] | WLDFR | HFTD - Distribution - Tier 2 - 1QU CoRE ¦ 4QU LoRE | Non-Red Flag Warning - Large Fires | 2046 | 4.7005e-08 | 4.7005e-08 | 6.9209 | 0.84944 | 3.8632 | 2.2083 | 0 | 0 | 5.4198e-05 | 3.2532e-07 | 0 | 3.2532e-07 | 3.2532e-07 | 0 | 3.2532e-07 | [22 empty] | 7.3.3.17.5 (Remote Grid) Updates to grid topology to minimize risk of ignition in HFTDs Remote GridWLDFRContact from objectAggregated | WLDFR | HFTD - Distribution - Tier 2 - 1QU CoRE ¦ 1QU LoRE | Red Flag Warning - Small Fires | Contact from object | Aggregated | 2046 | 4.5881e-05 | 163.6441 | 0.0075081 | 2046 | Mitigation | 0.95 | 45 | 0 | esc | 0.00097009 | 4.4508e-08 | 0.00097009 | 4.4508e-08
[35 empty] | WLDFR | HFTD - Distribution - Tier 3 - 1QU CoRE ¦ 2QU LoRE | 2047 | 0.1722 | 0.00092557 | 0.56099 | 0 | 0.56099 | 0.00092557 | 0.56099 | 0 | 0.56099 | 0.096599 | 0.096599 | 0.00092557 | 0.00015938 | 0.56099 | 0.096599 | 0 | 0 | 0.56099 | 0.096599 | [22 empty] | WLDFR | HFTD - Distribution - Tier 2 - 1QU CoRE ¦ 4QU LoRE | Non-Red Flag Warning - Large Fires | 2047 | 4.7005e-08 | 4.7005e-08 | 6.9209 | 0.84944 | 3.8632 | 2.2083 | 0 | 0 | 5.4198e-05 | 3.2532e-07 | 0 | 3.2532e-07 | 3.2532e-07 | 0 | 3.2532e-07 | [22 empty] | 7.3.3.17.5 (Remote Grid) Updates to grid topology to minimize risk of ignition in HFTDs Remote GridWLDFRContact from objectAggregated | WLDFR | HFTD - Distribution - Tier 2 - 1QU CoRE ¦ 1QU LoRE | Red Flag Warning - Small Fires | Contact from object | Aggregated | 2047 | 4.5881e-05 | 163.6441 | 0.0075081 | 2047 | Mitigation | 0.95 | 45 | 0 | esc | 0.00097009 | 4.4508e-08 | 0.00097009 | 4.4508e-08
[35 empty] | WLDFR | HFTD - Distribution - Tier 3 - 1QU CoRE ¦ 2QU LoRE | 2048 | 0.16093 | 0.00092557 | 0.58891 | 0 | 0.58891 | 0.00092557 | 0.58891 | 0 | 0.58891 | 0.094774 | 0.094774 | 0.00092557 | 0.00014895 | 0.58891 | 0.094774 | 0 | 0 | 0.58891 | 0.094774 | [22 empty] | WLDFR | HFTD - Distribution - Tier 2 - 1QU CoRE ¦ 4QU LoRE | Non-Red Flag Warning - Large Fires | 2048 | 4.7005e-08 | 4.7005e-08 | 7.3713 | 0.88759 | 4.1075 | 2.3763 | 0 | 0 | 5.4198e-05 | 3.4649e-07 | 0 | 3.4649e-07 | 3.4649e-07 | 0 | 3.4649e-07 | [22 empty] | 7.3.3.17.5 (Remote Grid) Updates to grid topology to minimize risk of ignition in HFTDs Remote GridWLDFRContact from objectAggregated | WLDFR | HFTD - Distribution - Tier 2 - 1QU CoRE ¦ 1QU LoRE | Red Flag Warning - Small Fires | Contact from object | Aggregated | 2048 | 4.5881e-05 | 163.6441 | 0.0075081 | 2048 | Mitigation | 0.95 | 45 | 0 | esc | 0.00097009 | 4.4508e-08 | 0.00097009 | 4.4508e-08
[35 empty] | WLDFR | HFTD - Distribution - Tier 3 - 1QU CoRE ¦ 2QU LoRE | 2049 | 0.1504 | 0.00092557 | 0.58891 | 0 | 0.58891 | 0.00092557 | 0.58891 | 0 | 0.58891 | 0.088574 | 0.088574 | 0.00092557 | 0.00013921 | 0.58891 | 0.088574 | 0 | 0 | 0.58891 | 0.088574 | [22 empty] | WLDFR | HFTD - Distribution - Tier 2 - 1QU CoRE ¦ 4QU LoRE | Non-Red Flag Warning - Large Fires | 2049 | 4.7005e-08 | 4.7005e-08 | 7.3713 | 0.88759 | 4.1075 | 2.3763 | 0 | 0 | 5.4198e-05 | 3.4649e-07 | 0 | 3.4649e-07 | 3.4649e-07 | 0 | 3.4649e-07 | [22 empty] | 7.3.3.17.5 (Remote Grid) Updates to grid topology to minimize risk of ignition in HFTDs Remote GridWLDFRContact from objectAggregated | WLDFR | HFTD - Distribution - Tier 2 - 1QU CoRE ¦ 1QU LoRE | Red Flag Warning - Small Fires | Contact from object | Aggregated | 2049 | 4.5881e-05 | 163.6441 | 0.0075081 | 2049 | Mitigation | 0.95 | 45 | 0 | esc | 0.00097009 | 4.4508e-08 | 0.00097009 | 4.4508e-08
[35 empty] | WLDFR | HFTD - Distribution - Tier 3 - 1QU CoRE ¦ 2QU LoRE | 2050 | 0.14056 | 0.00092557 | 0.58891 | 0 | 0.58891 | 0.00092557 | 0.58891 | 0 | 0.58891 | 0.08278 | 0.08278 | 0.00092557 | 0.0001301 | 0.58891 | 0.08278 | 0 | 0 | 0.58891 | 0.08278 | [22 empty] | WLDFR | HFTD - Distribution - Tier 2 - 1QU CoRE ¦ 4QU LoRE | Non-Red Flag Warning - Large Fires | 2050 | 4.7005e-08 | 4.7005e-08 | 7.3713 | 0.88759 | 4.1075 | 2.3763 | 0 | 0 | 5.4198e-05 | 3.4649e-07 | 0 | 3.4649e-07 | 3.4649e-07 | 0 | 3.4649e-07 | [22 empty] | 7.3.3.17.5 (Remote Grid) Updates to grid topology to minimize risk of ignition in HFTDs Remote GridWLDFRContact from objectAggregated | WLDFR | HFTD - Distribution - Tier 2 - 1QU CoRE ¦ 1QU LoRE | Red Flag Warning - Small Fires | Contact from object | Aggregated | 2050 | 4.5881e-05 | 163.6441 | 0.0075081 | 2050 | Mitigation | 0.95 | 45 | 0 | esc | 0.00097009 | 4.4508e-08 | 0.00097009 | 4.4508e-08
[35 empty] | WLDFR | HFTD - Distribution - Tier 3 - 1QU CoRE ¦ 2QU LoRE | 2051 | 0.13137 | 0.00092557 | 0.58891 | 0 | 0.58891 | 0.00092557 | 0.58891 | 0 | 0.58891 | 0.077364 | 0.077364 | 0.00092557 | 0.00012159 | 0.58891 | 0.077364 | 0 | 0 | 0.58891 | 0.077364 | [22 empty] | WLDFR | HFTD - Distribution - Tier 2 - 1QU CoRE ¦ 4QU LoRE | Non-Red Flag Warning - Large Fires | 2051 | 4.7005e-08 | 4.7005e-08 | 7.3713 | 0.88759 | 4.1075 | 2.3763 | 0 | 0 | 5.4198e-05 | 3.4649e-07 | 0 | 3.4649e-07 | 3.4649e-07 | 0 | 3.4649e-07 | [22 empty] | 7.3.3.17.5 (Remote Grid) Updates to grid topology to minimize risk of ignition in HFTDs Remote GridWLDFRContact from objectAggregated | WLDFR | HFTD - Distribution - Tier 2 - 1QU CoRE ¦ 1QU LoRE | Red Flag Warning - Small Fires | Contact from object | Aggregated | 2051 | 4.5881e-05 | 163.6441 | 0.0075081 | 2051 | Mitigation | 0.95 | 45 | 0 | esc | 0.00097009 | 4.4508e-08 | 0.00097009 | 4.4508e-08
[35 empty] | WLDFR | HFTD - Distribution - Tier 3 - 1QU CoRE ¦ 2QU LoRE | 2052 | 0.12277 | 0.00092557 | 0.58891 | 0 | 0.58891 | 0.00092557 | 0.58891 | 0 | 0.58891 | 0.072303 | 0.072303 | 0.00092557 | 0.00011364 | 0.58891 | 0.072303 | 0 | 0 | 0.58891 | 0.072303 | [22 empty] | WLDFR | HFTD - Distribution - Tier 2 - 1QU CoRE ¦ 4QU LoRE | Non-Red Flag Warning - Large Fires | 2052 | 4.7005e-08 | 4.7005e-08 | 7.3713 | 0.88759 | 4.1075 | 2.3763 | 0 | 0 | 5.4198e-05 | 3.4649e-07 | 0 | 3.4649e-07 | 3.4649e-07 | 0 | 3.4649e-07 | [22 empty] | 7.3.3.17.5 (Remote Grid) Updates to grid topology to minimize risk of ignition in HFTDs Remote GridWLDFRContact from objectAggregated | WLDFR | HFTD - Distribution - Tier 2 - 1QU CoRE ¦ 1QU LoRE | Red Flag Warning - Small Fires | Contact from object | Aggregated | 2052 | 4.5881e-05 | 163.6441 | 0.0075081 | 2052 | Mitigation | 0.95 | 45 | 0 | esc | 0.00097009 | 4.4508e-08 | 0.00097009 | 4.4508e-08
[35 empty] | WLDFR | HFTD - Distribution - Tier 3 - 1QU CoRE ¦ 2QU LoRE | 2053 | 0.11474 | 0.00092557 | 0.61778 | 0 | 0.61778 | 0.00092557 | 0.61778 | 0 | 0.61778 | 0.070885 | 0.070885 | 0.00092557 | 0.0001062 | 0.61778 | 0.070885 | 0 | 0 | 0.61778 | 0.070885 | [22 empty] | WLDFR | HFTD - Distribution - Tier 2 - 1QU CoRE ¦ 4QU LoRE | Non-Red Flag Warning - Large Fires | 2053 | 4.7005e-08 | 4.7005e-08 | 7.8503 | 0.92702 | 4.3664 | 2.5569 | 0 | 0 | 5.4198e-05 | 3.6901e-07 | 0 | 3.6901e-07 | 3.6901e-07 | 0 | 3.6901e-07 | [22 empty] | 7.3.3.17.5 (Remote Grid) Updates to grid topology to minimize risk of ignition in HFTDs Remote GridWLDFRContact from objectAggregated | WLDFR | HFTD - Distribution - Tier 2 - 1QU CoRE ¦ 1QU LoRE | Red Flag Warning - Small Fires | Contact from object | Aggregated | 2053 | 4.5881e-05 | 163.6441 | 0.0075081 | 2053 | Mitigation | 0.95 | 45 | 0 | esc | 0.00097009 | 4.4508e-08 | 0.00097009 | 4.4508e-08
[35 empty] | WLDFR | HFTD - Distribution - Tier 3 - 1QU CoRE ¦ 2QU LoRE | 2054 | 0.10723 | 0.00092557 | 0.61778 | 0 | 0.61778 | 0.00092557 | 0.61778 | 0 | 0.61778 | 0.066247 | 0.066247 | 0.00092557 | 9.9254e-05 | 0.61778 | 0.066247 | 0 | 0 | 0.61778 | 0.066247 | [22 empty] | WLDFR | HFTD - Distribution - Tier 2 - 1QU CoRE ¦ 4QU LoRE | Non-Red Flag Warning - Large Fires | 2054 | 4.7005e-08 | 4.7005e-08 | 7.8503 | 0.92702 | 4.3664 | 2.5569 | 0 | 0 | 5.4198e-05 | 3.6901e-07 | 0 | 3.6901e-07 | 3.6901e-07 | 0 | 3.6901e-07 | [22 empty] | 7.3.3.17.5 (Remote Grid) Updates to grid topology to minimize risk of ignition in HFTDs Remote GridWLDFRContact from objectAggregated | WLDFR | HFTD - Distribution - Tier 2 - 1QU CoRE ¦ 1QU LoRE | Red Flag Warning - Small Fires | Contact from object | Aggregated | 2054 | 4.5881e-05 | 163.6441 | 0.0075081 | 2054 | Mitigation | 0.95 | 45 | 0 | esc | 0.00097009 | 4.4508e-08 | 0.00097009 | 4.4508e-08
[35 empty] | WLDFR | HFTD - Distribution - Tier 3 - 1QU CoRE ¦ 2QU LoRE | 2055 | 0.10022 | 0.00092557 | 0.61778 | 0 | 0.61778 | 0.00092557 | 0.61778 | 0 | 0.61778 | 0.061913 | 0.061913 | 0.00092557 | 9.276e-05 | 0.61778 | 0.061913 | 0 | 0 | 0.61778 | 0.061913 | [22 empty] | WLDFR | HFTD - Distribution - Tier 2 - 1QU CoRE ¦ 4QU LoRE | Non-Red Flag Warning - Large Fires | 2055 | 4.7005e-08 | 4.7005e-08 | 7.8503 | 0.92702 | 4.3664 | 2.5569 | 0 | 0 | 5.4198e-05 | 3.6901e-07 | 0 | 3.6901e-07 | 3.6901e-07 | 0 | 3.6901e-07 | [22 empty] | 7.3.3.17.5 (Remote Grid) Updates to grid topology to minimize risk of ignition in HFTDs Remote GridWLDFRContact from objectAggregated | WLDFR | HFTD - Distribution - Tier 2 - 1QU CoRE ¦ 1QU LoRE | Red Flag Warning - Small Fires | Contact from object | Aggregated | 2055 | 4.5881e-05 | 163.6441 | 0.0075081 | 2055 | Mitigation | 0.95 | 45 | 0 | esc | 0.00097009 | 4.4508e-08 | 0.00097009 | 4.4508e-08
[35 empty] | WLDFR | HFTD - Distribution - Tier 3 - 1QU CoRE ¦ 2QU LoRE | 2056 | 0.093663 | 0.00092557 | 0.61778 | 0 | 0.61778 | 0.00092557 | 0.61778 | 0 | 0.61778 | 0.057863 | 0.057863 | 0.00092557 | 8.6692e-05 | 0.61778 | 0.057863 | 0 | 0 | 0.61778 | 0.057863 | [22 empty] | WLDFR | HFTD - Distribution - Tier 2 - 1QU CoRE ¦ 4QU LoRE | Non-Red Flag Warning - Large Fires | 2056 | 4.7005e-08 | 4.7005e-08 | 7.8503 | 0.92702 | 4.3664 | 2.5569 | 0 | 0 | 5.4198e-05 | 3.6901e-07 | 0 | 3.6901e-07 | 3.6901e-07 | 0 | 3.6901e-07 | [22 empty] | 7.3.3.17.5 (Remote Grid) Updates to grid topology to minimize risk of ignition in HFTDs Remote GridWLDFRContact from objectAggregated | WLDFR | HFTD - Distribution - Tier 2 - 1QU CoRE ¦ 1QU LoRE | Red Flag Warning - Small Fires | Contact from object | Aggregated | 2056 | 4.5881e-05 | 163.6441 | 0.0075081 | 2056 | Mitigation | 0.95 | 45 | 0 | esc | 0.00097009 | 4.4508e-08 | 0.00097009 | 4.4508e-08
[35 empty] | WLDFR | HFTD - Distribution - Tier 3 - 1QU CoRE ¦ 2QU LoRE | 2057 | 0.087535 | 0.00092557 | 0.61778 | 0 | 0.61778 | 0.00092557 | 0.61778 | 0 | 0.61778 | 0.054078 | 0.054078 | 0.00092557 | 8.1021e-05 | 0.61778 | 0.054078 | 0 | 0 | 0.61778 | 0.054078 | [22 empty] | WLDFR | HFTD - Distribution - Tier 2 - 1QU CoRE ¦ 4QU LoRE | Non-Red Flag Warning - Large Fires | 2057 | 4.7005e-08 | 4.7005e-08 | 7.8503 | 0.92702 | 4.3664 | 2.5569 | 0 | 0 | 5.4198e-05 | 3.6901e-07 | 0 | 3.6901e-07 | 3.6901e-07 | 0 | 3.6901e-07 | [22 empty] | 7.3.3.17.5 (Remote Grid) Updates to grid topology to minimize risk of ignition in HFTDs Remote GridWLDFRContact from objectAggregated | WLDFR | HFTD - Distribution - Tier 2 - 1QU CoRE ¦ 1QU LoRE | Red Flag Warning - Small Fires | Contact from object | Aggregated | 2057 | 4.5881e-05 | 163.6441 | 0.0075081 | 2057 | Mitigation | 0.95 | 45 | 0 | esc | 0.00097009 | 4.4508e-08 | 0.00097009 | 4.4508e-08
[35 empty] | WLDFR | HFTD - Distribution - Tier 3 - 1QU CoRE ¦ 2QU LoRE | 2058 | 0.081809 | 0.00092557 | 0.64723 | 0 | 0.64723 | 0.00092557 | 0.64723 | 0 | 0.64723 | 0.052949 | 0.052949 | 0.00092557 | 7.572e-05 | 0.64723 | 0.052949 | 0 | 0 | 0.64723 | 0.052949 | [22 empty] | WLDFR | HFTD - Distribution - Tier 2 - 1QU CoRE ¦ 4QU LoRE | Non-Red Flag Warning - Large Fires | 2058 | 4.7005e-08 | 4.7005e-08 | 8.3524 | 0.96727 | 4.6367 | 2.7484 | 0 | 0 | 5.4198e-05 | 3.926e-07 | 0 | 3.926e-07 | 3.926e-07 | 0 | 3.926e-07 | [22 empty] | 7.3.3.17.5 (Remote Grid) Updates to grid topology to minimize risk of ignition in HFTDs Remote GridWLDFRContact from objectAggregated | WLDFR | HFTD - Distribution - Tier 2 - 1QU CoRE ¦ 1QU LoRE | Red Flag Warning - Small Fires | Contact from object | Aggregated | 2058 | 4.5881e-05 | 163.6441 | 0.0075081 | 2058 | Mitigation | 0.95 | 45 | 0 | esc | 0.00097009 | 4.4508e-08 | 0.00097009 | 4.4508e-08
[35 empty] | WLDFR | HFTD - Distribution - Tier 3 - 1QU CoRE ¦ 2QU LoRE | 2059 | 0.076457 | 0.00092557 | 0.64723 | 0 | 0.64723 | 0.00092557 | 0.64723 | 0 | 0.64723 | 0.049485 | 0.049485 | 0.00092557 | 7.0767e-05 | 0.64723 | 0.049485 | 0 | 0 | 0.64723 | 0.049485 | [22 empty] | WLDFR | HFTD - Distribution - Tier 2 - 1QU CoRE ¦ 4QU LoRE | Non-Red Flag Warning - Large Fires | 2059 | 4.7005e-08 | 4.7005e-08 | 8.3524 | 0.96727 | 4.6367 | 2.7484 | 0 | 0 | 5.4198e-05 | 3.926e-07 | 0 | 3.926e-07 | 3.926e-07 | 0 | 3.926e-07 | [22 empty] | 7.3.3.17.5 (Remote Grid) Updates to grid topology to minimize risk of ignition in HFTDs Remote GridWLDFRContact from objectAggregated | WLDFR | HFTD - Distribution - Tier 2 - 1QU CoRE ¦ 1QU LoRE | Red Flag Warning - Small Fires | Contact from object | Aggregated | 2059 | 4.5881e-05 | 163.6441 | 0.0075081 | 2059 | Mitigation | 0.95 | 45 | 0 | esc | 0.00097009 | 4.4508e-08 | 0.00097009 | 4.4508e-08
[35 empty] | WLDFR | HFTD - Distribution - Tier 3 - 1QU CoRE ¦ 2QU LoRE | 2060 | 0.071455 | 0.00092557 | 0.64723 | 0 | 0.64723 | 0.00092557 | 0.64723 | 0 | 0.64723 | 0.046248 | 0.046248 | 0.00092557 | 6.6137e-05 | 0.64723 | 0.046248 | 0 | 0 | 0.64723 | 0.046248 | [22 empty] | WLDFR | HFTD - Distribution - Tier 2 - 1QU CoRE ¦ 4QU LoRE | Non-Red Flag Warning - Large Fires | 2060 | 4.7005e-08 | 4.7005e-08 | 8.3524 | 0.96727 | 4.6367 | 2.7484 | 0 | 0 | 5.4198e-05 | 3.926e-07 | 0 | 3.926e-07 | 3.926e-07 | 0 | 3.926e-07 | [22 empty] | 7.3.3.17.5 (Remote Grid) Updates to grid topology to minimize risk of ignition in HFTDs Remote GridWLDFRContact from objectAggregated | WLDFR | HFTD - Distribution - Tier 2 - 1QU CoRE ¦ 1QU LoRE | Red Flag Warning - Small Fires | Contact from object | Aggregated | 2060 | 4.5881e-05 | 163.6441 | 0.0075081 | 2060 | Mitigation | 0.95 | 45 | 0 | esc | 0.00097009 | 4.4508e-08 | 0.00097009 | 4.4508e-08
[35 empty] | WLDFR | HFTD - Distribution - Tier 3 - 1QU CoRE ¦ 2QU LoRE | 2061 | 0.06678 | 0.00092557 | 0.64723 | 0 | 0.64723 | 0.00092557 | 0.64723 | 0 | 0.64723 | 0.043222 | 0.043222 | 0.00092557 | 6.181e-05 | 0.64723 | 0.043222 | 0 | 0 | 0.64723 | 0.043222 | [22 empty] | WLDFR | HFTD - Distribution - Tier 2 - 1QU CoRE ¦ 4QU LoRE | Non-Red Flag Warning - Large Fires | 2061 | 4.7005e-08 | 4.7005e-08 | 8.3524 | 0.96727 | 4.6367 | 2.7484 | 0 | 0 | 5.4198e-05 | 3.926e-07 | 0 | 3.926e-07 | 3.926e-07 | 0 | 3.926e-07 | [22 empty] | 7.3.3.17.5 (Remote Grid) Updates to grid topology to minimize risk of ignition in HFTDs Remote GridWLDFRContact from objectAggregated | WLDFR | HFTD - Distribution - Tier 2 - 1QU CoRE ¦ 1QU LoRE | Red Flag Warning - Small Fires | Contact from object | Aggregated | 2061 | 4.5881e-05 | 163.6441 | 0.0075081 | 2061 | Mitigation | 0.95 | 45 | 0 | esc | 0.00097009 | 4.4508e-08 | 0.00097009 | 4.4508e-08
[35 empty] | WLDFR | HFTD - Distribution - Tier 3 - 1QU CoRE ¦ 2QU LoRE | 2062 | 0.062412 | 0.00092557 | 0.64723 | 0 | 0.64723 | 0.00092557 | 0.64723 | 0 | 0.64723 | 0.040394 | 0.040394 | 0.00092557 | 5.7767e-05 | 0.64723 | 0.040394 | 0 | 0 | 0.64723 | 0.040394 | [22 empty] | WLDFR | HFTD - Distribution - Tier 2 - 1QU CoRE ¦ 4QU LoRE | Non-Red Flag Warning - Large Fires | 2062 | 4.7005e-08 | 4.7005e-08 | 8.3524 | 0.96727 | 4.6367 | 2.7484 | 0 | 0 | 5.4198e-05 | 3.926e-07 | 0 | 3.926e-07 | 3.926e-07 | 0 | 3.926e-07 | [22 empty] | 7.3.3.17.5 (Remote Grid) Updates to grid topology to minimize risk of ignition in HFTDs Remote GridWLDFRContact from objectAggregated | WLDFR | HFTD - Distribution - Tier 2 - 1QU CoRE ¦ 1QU LoRE | Red Flag Warning - Small Fires | Contact from object | Aggregated | 2062 | 4.5881e-05 | 163.6441 | 0.0075081 | 2062 | Mitigation | 0.95 | 45 | 0 | esc | 0.00097009 | 4.4508e-08 | 0.00097009 | 4.4508e-08
[35 empty] | WLDFR | HFTD - Distribution - Tier 3 - 1QU CoRE ¦ 2QU LoRE | 2063 | 0.058329 | 0.00092557 | 0.6769 | 0 | 0.6769 | 0.00092557 | 0.6769 | 0 | 0.6769 | 0.039483 | 0.039483 | 0.00092557 | 5.3987e-05 | 0.6769 | 0.039483 | 0 | 0 | 0.6769 | 0.039483 | [22 empty] | WLDFR | HFTD - Distribution - Tier 2 - 1QU CoRE ¦ 4QU LoRE | Non-Red Flag Warning - Large Fires | 2063 | 4.7005e-08 | 4.7005e-08 | 8.872 | 1.0079 | 4.9153 | 2.9488 | 0 | 0 | 5.4198e-05 | 4.1703e-07 | 0 | 4.1703e-07 | 4.1703e-07 | 0 | 4.1703e-07 | [22 empty] | 7.3.3.17.5 (Remote Grid) Updates to grid topology to minimize risk of ignition in HFTDs Remote GridWLDFRContact from objectAggregated | WLDFR | HFTD - Distribution - Tier 2 - 1QU CoRE ¦ 1QU LoRE | Red Flag Warning - Small Fires | Contact from object | Aggregated | 2063 | 4.5881e-05 | 163.6441 | 0.0075081 | 2063 | Mitigation | 0.95 | 45 | 0 | esc | 0.00097009 | 4.4508e-08 | 0.00097009 | 4.4508e-08
[35 empty] | WLDFR | HFTD - Distribution - Tier 3 - 1QU CoRE ¦ 2QU LoRE | 2064 | 0.054513 | 0.00092557 | 0.6769 | 0 | 0.6769 | 0.00092557 | 0.6769 | 0 | 0.6769 | 0.0369 | 0.0369 | 0.00092557 | 5.0456e-05 | 0.6769 | 0.0369 | 0 | 0 | 0.6769 | 0.0369 | [22 empty] | WLDFR | HFTD - Distribution - Tier 2 - 1QU CoRE ¦ 4QU LoRE | Non-Red Flag Warning - Large Fires | 2064 | 4.7005e-08 | 4.7005e-08 | 8.872 | 1.0079 | 4.9153 | 2.9488 | 0 | 0 | 5.4198e-05 | 4.1703e-07 | 0 | 4.1703e-07 | 4.1703e-07 | 0 | 4.1703e-07 | [22 empty] | 7.3.3.17.5 (Remote Grid) Updates to grid topology to minimize risk of ignition in HFTDs Remote GridWLDFRContact from objectAggregated | WLDFR | HFTD - Distribution - Tier 2 - 1QU CoRE ¦ 1QU LoRE | Red Flag Warning - Small Fires | Contact from object | Aggregated | 2064 | 4.5881e-05 | 163.6441 | 0.0075081 | 2064 | Mitigation | 0.95 | 45 | 0 | esc | 0.00097009 | 4.4508e-08 | 0.00097009 | 4.4508e-08
[35 empty] | WLDFR | HFTD - Distribution - Tier 3 - 1QU CoRE ¦ 2QU LoRE | 2065 | 0.050946 | 0.00092557 | 0.6769 | 0 | 0.6769 | 0.00092557 | 0.6769 | 0 | 0.6769 | 0.034486 | 0.034486 | 0.00092557 | 4.7155e-05 | 0.6769 | 0.034486 | 0 | 0 | 0.6769 | 0.034486 | [22 empty] | WLDFR | HFTD - Distribution - Tier 2 - 1QU CoRE ¦ 4QU LoRE | Non-Red Flag Warning - Large Fires | 2065 | 4.7005e-08 | 4.7005e-08 | 8.872 | 1.0079 | 4.9153 | 2.9488 | 0 | 0 | 5.4198e-05 | 4.1703e-07 | 0 | 4.1703e-07 | 4.1703e-07 | 0 | 4.1703e-07 | [22 empty] | 7.3.3.17.5 (Remote Grid) Updates to grid topology to minimize risk of ignition in HFTDs Remote GridWLDFRContact from objectAggregated | WLDFR | HFTD - Distribution - Tier 2 - 1QU CoRE ¦ 1QU LoRE | Red Flag Warning - Small Fires | Contact from object | Aggregated | 2065 | 4.5881e-05 | 163.6441 | 0.0075081 | 2065 | Mitigation | 0.95 | 45 | 0 | esc | 0.00097009 | 4.4508e-08 | 0.00097009 | 4.4508e-08
[35 empty] | WLDFR | HFTD - Distribution - Tier 3 - 1QU CoRE ¦ 2QU LoRE | 2066 | 0.047613 | 0.00092557 | 0.6769 | 0 | 0.6769 | 0.00092557 | 0.6769 | 0 | 0.6769 | 0.03223 | 0.03223 | 0.00092557 | 4.407e-05 | 0.6769 | 0.03223 | 0 | 0 | 0.6769 | 0.03223 | [22 empty] | WLDFR | HFTD - Distribution - Tier 2 - 1QU CoRE ¦ 4QU LoRE | Non-Red Flag Warning - Large Fires | 2066 | 4.7005e-08 | 4.7005e-08 | 8.872 | 1.0079 | 4.9153 | 2.9488 | 0 | 0 | 5.4198e-05 | 4.1703e-07 | 0 | 4.1703e-07 | 4.1703e-07 | 0 | 4.1703e-07 | [22 empty] | 7.3.3.17.5 (Remote Grid) Updates to grid topology to minimize risk of ignition in HFTDs Remote GridWLDFRContact from objectAggregated | WLDFR | HFTD - Distribution - Tier 2 - 1QU CoRE ¦ 1QU LoRE | Red Flag Warning - Small Fires | Contact from object | Aggregated | 2066 | 4.5881e-05 | 163.6441 | 0.0075081 | 2066 | Mitigation | 0.95 | 45 | 0 | esc | 0.00097009 | 4.4508e-08 | 0.00097009 | 4.4508e-08
[35 empty] | WLDFR | HFTD - Distribution - Tier 3 - 1QU CoRE ¦ 2QU LoRE | 2067 | 0.044499 | 0 | 0 | 0 | 0 | 0.00092557 | 0.6769 | 0 | 0.6769 | 0 | 0.030121 | 0 | 0 | 0 | 0 | 0 | 0 | 0 | 0 | [22 empty] | WLDFR | HFTD - Distribution - Tier 2 - 1QU CoRE ¦ 4QU LoRE | Non-Red Flag Warning - Large Fires | 2067 | 0 | 4.7005e-08 | 8.872 | 1.0079 | 4.9153 | 2.9488 | 0 | 0 | 5.4198e-05 | 0 | 0 | 0 | 4.1703e-07 | 0 | 4.1703e-07 | [22 empty] | 7.3.3.17.5 (Remote Grid) Updates to grid topology to minimize risk of ignition in HFTDs Remote GridWLDFRContact from objectAggregated | WLDFR | HFTD - Distribution - Tier 2 - 1QU CoRE ¦ 1QU LoRE | Red Flag Warning - Small Fires | Contact from object | Aggregated | 2067 | 4.5881e-05 | 163.6441 | 0.0075081 | 2067 | Mitigation | 0.95 | 45 | 0 | esc | 0 | 0 | 0.00097009 | 4.4508e-08
[35 empty] | WLDFR | HFTD - Distribution - Tier 3 - 1QU CoRE ¦ 3QU LoRE | 2022 | 0.93458 | 0.00026212 | 0.10705 | 0 | 0.10705 | 0 | 0 | 0 | 0 | 0.10005 | 0 | 0.00026212 | 0.00024497 | 0.10705 | 0.10005 | 0 | 0 | 0.10705 | 0.10005 | [22 empty] | WLDFR | HFTD - Distribution - Tier 2 - 1QU CoRE ¦ 4QU LoRE | Non-Red Flag Warning - Small Fires | 2022 | 2.7634e-06 | 0 | 0.077901 | 0.036425 | 0.0015809 | 0.039895 | 0 | 0 | 0.0030777 | 2.1527e-07 | 0 | 2.1527e-07 | 0 | 0 | 0 | [22 empty] | 7.3.3.17.5 (Remote Grid) Updates to grid topology to minimize risk of ignition in HFTDs Remote GridWLDFRContaminationAggregated | WLDFR | HFTD - Distribution - Tier 2 - 1QU CoRE ¦ 1QU LoRE | Red Flag Warning - Small Fires | Contamination | Aggregated | 2022 | 2.842e-07 | 163.6441 | 4.6508e-05 | 2022 | Mitigation | 0.95 | 45 | 0 | esc | 0.00097009 | 2.757e-10 | 0 | 0
[35 empty] | WLDFR | HFTD - Distribution - Tier 3 - 1QU CoRE ¦ 3QU LoRE | 2023 | 0.87344 | 0.00026212 | 0.11097 | 0 | 0.11097 | 0.00026212 | 0.11097 | 0 | 0.11097 | 0.096926 | 0.096926 | 0.00026212 | 0.00022895 | 0.11097 | 0.096926 | 0 | 0 | 0.11097 | 0.096926 | [22 empty] | WLDFR | HFTD - Distribution - Tier 2 - 1QU CoRE ¦ 4QU LoRE | Non-Red Flag Warning - Small Fires | 2023 | 2.7634e-06 | 2.7634e-06 | 0.080408 | 0.03759 | 0.0016314 | 0.041187 | 0 | 0 | 0.0030777 | 2.222e-07 | 0 | 2.222e-07 | 2.222e-07 | 0 | 2.222e-07 | [22 empty] | 7.3.3.17.5 (Remote Grid) Updates to grid topology to minimize risk of ignition in HFTDs Remote GridWLDFRContaminationAggregated | WLDFR | HFTD - Distribution - Tier 2 - 1QU CoRE ¦ 1QU LoRE | Red Flag Warning - Small Fires | Contamination | Aggregated | 2023 | 2.842e-07 | 163.6441 | 4.6508e-05 | 2023 | Mitigation | 0.95 | 45 | 0 | esc | 0.00097009 | 2.757e-10 | 0.00097009 | 2.757e-10
[35 empty] | WLDFR | HFTD - Distribution - Tier 3 - 1QU CoRE ¦ 3QU LoRE | 2024 | 0.8163 | 0.00026212 | 0.11097 | 0 | 0.11097 | 0.00026212 | 0.11097 | 0 | 0.11097 | 0.090585 | 0.090585 | 0.00026212 | 0.00021397 | 0.11097 | 0.090585 | 0 | 0 | 0.11097 | 0.090585 | [22 empty] | WLDFR | HFTD - Distribution - Tier 2 - 1QU CoRE ¦ 4QU LoRE | Non-Red Flag Warning - Small Fires | 2024 | 2.7634e-06 | 2.7634e-06 | 0.080408 | 0.03759 | 0.0016314 | 0.041187 | 0 | 0 | 0.0030777 | 2.222e-07 | 0 | 2.222e-07 | 2.222e-07 | 0 | 2.222e-07 | [22 empty] | 7.3.3.17.5 (Remote Grid) Updates to grid topology to minimize risk of ignition in HFTDs Remote GridWLDFRContaminationAggregated | WLDFR | HFTD - Distribution - Tier 2 - 1QU CoRE ¦ 1QU LoRE | Red Flag Warning - Small Fires | Contamination | Aggregated | 2024 | 2.842e-07 | 163.6441 | 4.6508e-05 | 2024 | Mitigation | 0.95 | 45 | 0 | esc | 0.00097009 | 2.757e-10 | 0.00097009 | 2.757e-10
[35 empty] | WLDFR | HFTD - Distribution - Tier 3 - 1QU CoRE ¦ 3QU LoRE | 2025 | 0.7629 | 0.00026212 | 0.11097 | 0 | 0.11097 | 0.00026212 | 0.11097 | 0 | 0.11097 | 0.084659 | 0.084659 | 0.00026212 | 0.00019997 | 0.11097 | 0.084659 | 0 | 0 | 0.11097 | 0.084659 | [22 empty] | WLDFR | HFTD - Distribution - Tier 2 - 1QU CoRE ¦ 4QU LoRE | Non-Red Flag Warning - Small Fires | 2025 | 2.7634e-06 | 2.7634e-06 | 0.080408 | 0.03759 | 0.0016314 | 0.041187 | 0 | 0 | 0.0030777 | 2.222e-07 | 0 | 2.222e-07 | 2.222e-07 | 0 | 2.222e-07 | [22 empty] | 7.3.3.17.5 (Remote Grid) Updates to grid topology to minimize risk of ignition in HFTDs Remote GridWLDFRContaminationAggregated | WLDFR | HFTD - Distribution - Tier 2 - 1QU CoRE ¦ 1QU LoRE | Red Flag Warning - Small Fires | Contamination | Aggregated | 2025 | 2.842e-07 | 163.6441 | 4.6508e-05 | 2025 | Mitigation | 0.95 | 45 | 0 | esc | 0.00097009 | 2.757e-10 | 0.00097009 | 2.757e-10
[35 empty] | WLDFR | HFTD - Distribution - Tier 3 - 1QU CoRE ¦ 3QU LoRE | 2026 | 0.71299 | 0.00026212 | 0.11097 | 0 | 0.11097 | 0.00026212 | 0.11097 | 0 | 0.11097 | 0.079121 | 0.079121 | 0.00026212 | 0.00018689 | 0.11097 | 0.079121 | 0 | 0 | 0.11097 | 0.079121 | [22 empty] | WLDFR | HFTD - Distribution - Tier 2 - 1QU CoRE ¦ 4QU LoRE | Non-Red Flag Warning - Small Fires | 2026 | 2.7634e-06 | 2.7634e-06 | 0.080408 | 0.03759 | 0.0016314 | 0.041187 | 0 | 0 | 0.0030777 | 2.222e-07 | 0 | 2.222e-07 | 2.222e-07 | 0 | 2.222e-07 | [22 empty] | 7.3.3.17.5 (Remote Grid) Updates to grid topology to minimize risk of ignition in HFTDs Remote GridWLDFRContaminationAggregated | WLDFR | HFTD - Distribution - Tier 2 - 1QU CoRE ¦ 1QU LoRE | Red Flag Warning - Small Fires | Contamination | Aggregated | 2026 | 2.842e-07 | 163.6441 | 4.6508e-05 | 2026 | Mitigation | 0.95 | 45 | 0 | esc | 0.00097009 | 2.757e-10 | 0.00097009 | 2.757e-10
[35 empty] | WLDFR | HFTD - Distribution - Tier 3 - 1QU CoRE ¦ 3QU LoRE | 2027 | 0.66634 | 0.00026212 | 0.11097 | 0 | 0.11097 | 0.00026212 | 0.11097 | 0 | 0.11097 | 0.073945 | 0.073945 | 0.00026212 | 0.00017466 | 0.11097 | 0.073945 | 0 | 0 | 0.11097 | 0.073945 | [22 empty] | WLDFR | HFTD - Distribution - Tier 2 - 1QU CoRE ¦ 4QU LoRE | Non-Red Flag Warning - Small Fires | 2027 | 2.7634e-06 | 2.7634e-06 | 0.080408 | 0.03759 | 0.0016314 | 0.041187 | 0 | 0 | 0.0030777 | 2.222e-07 | 0 | 2.222e-07 | 2.222e-07 | 0 | 2.222e-07 | [22 empty] | 7.3.3.17.5 (Remote Grid) Updates to grid topology to minimize risk of ignition in HFTDs Remote GridWLDFRContaminationAggregated | WLDFR | HFTD - Distribution - Tier 2 - 1QU CoRE ¦ 1QU LoRE | Red Flag Warning - Small Fires | Contamination | Aggregated | 2027 | 2.842e-07 | 163.6441 | 4.6508e-05 | 2027 | Mitigation | 0.95 | 45 | 0 | esc | 0.00097009 | 2.757e-10 | 0.00097009 | 2.757e-10
[35 empty] | WLDFR | HFTD - Distribution - Tier 3 - 1QU CoRE ¦ 3QU LoRE | 2028 | 0.62275 | 0.00026212 | 0.11591 | 0 | 0.11591 | 0.00026212 | 0.11591 | 0 | 0.11591 | 0.072185 | 0.072185 | 0.00026212 | 0.00016324 | 0.11591 | 0.072185 | 0 | 0 | 0.11591 | 0.072185 | [22 empty] | WLDFR | HFTD - Distribution - Tier 2 - 1QU CoRE ¦ 4QU LoRE | Non-Red Flag Warning - Small Fires | 2028 | 2.7634e-06 | 2.7634e-06 | 0.083606 | 0.039055 | 0.001695 | 0.042856 | 0 | 0 | 0.0030777 | 2.3103e-07 | 0 | 2.3103e-07 | 2.3103e-07 | 0 | 2.3103e-07 | [22 empty] | 7.3.3.17.5 (Remote Grid) Updates to grid topology to minimize risk of ignition in HFTDs Remote GridWLDFRContaminationAggregated | WLDFR | HFTD - Distribution - Tier 2 - 1QU CoRE ¦ 1QU LoRE | Red Flag Warning - Small Fires | Contamination | Aggregated | 2028 | 2.842e-07 | 163.6441 | 4.6508e-05 | 2028 | Mitigation | 0.95 | 45 | 0 | esc | 0.00097009 | 2.757e-10 | 0.00097009 | 2.757e-10
[35 empty] | WLDFR | HFTD - Distribution - Tier 3 - 1QU CoRE ¦ 3QU LoRE | 2029 | 0.58201 | 0.00026212 | 0.11591 | 0 | 0.11591 | 0.00026212 | 0.11591 | 0 | 0.11591 | 0.067463 | 0.067463 | 0.00026212 | 0.00015256 | 0.11591 | 0.067463 | 0 | 0 | 0.11591 | 0.067463 | [22 empty] | WLDFR | HFTD - Distribution - Tier 2 - 1QU CoRE ¦ 4QU LoRE | Non-Red Flag Warning - Small Fires | 2029 | 2.7634e-06 | 2.7634e-06 | 0.083606 | 0.039055 | 0.001695 | 0.042856 | 0 | 0 | 0.0030777 | 2.3103e-07 | 0 | 2.3103e-07 | 2.3103e-07 | 0 | 2.3103e-07 | [22 empty] | 7.3.3.17.5 (Remote Grid) Updates to grid topology to minimize risk of ignition in HFTDs Remote GridWLDFRContaminationAggregated | WLDFR | HFTD - Distribution - Tier 2 - 1QU CoRE ¦ 1QU LoRE | Red Flag Warning - Small Fires | Contamination | Aggregated | 2029 | 2.842e-07 | 163.6441 | 4.6508e-05 | 2029 | Mitigation | 0.95 | 45 | 0 | esc | 0.00097009 | 2.757e-10 | 0.00097009 | 2.757e-10
[35 empty] | WLDFR | HFTD - Distribution - Tier 3 - 1QU CoRE ¦ 3QU LoRE | 2030 | 0.54393 | 0.00026212 | 0.11591 | 0 | 0.11591 | 0.00026212 | 0.11591 | 0 | 0.11591 | 0.063049 | 0.063049 | 0.00026212 | 0.00014258 | 0.11591 | 0.063049 | 0 | 0 | 0.11591 | 0.063049 | [22 empty] | WLDFR | HFTD - Distribution - Tier 2 - 1QU CoRE ¦ 4QU LoRE | Non-Red Flag Warning - Small Fires | 2030 | 2.7634e-06 | 2.7634e-06 | 0.083606 | 0.039055 | 0.001695 | 0.042856 | 0 | 0 | 0.0030777 | 2.3103e-07 | 0 | 2.3103e-07 | 2.3103e-07 | 0 | 2.3103e-07 | [22 empty] | 7.3.3.17.5 (Remote Grid) Updates to grid topology to minimize risk of ignition in HFTDs Remote GridWLDFRContaminationAggregated | WLDFR | HFTD - Distribution - Tier 2 - 1QU CoRE ¦ 1QU LoRE | Red Flag Warning - Small Fires | Contamination | Aggregated | 2030 | 2.842e-07 | 163.6441 | 4.6508e-05 | 2030 | Mitigation | 0.95 | 45 | 0 | esc | 0.00097009 | 2.757e-10 | 0.00097009 | 2.757e-10
[35 empty] | WLDFR | HFTD - Distribution - Tier 3 - 1QU CoRE ¦ 3QU LoRE | 2031 | 0.50835 | 0.00026212 | 0.11591 | 0 | 0.11591 | 0.00026212 | 0.11591 | 0 | 0.11591 | 0.058925 | 0.058925 | 0.00026212 | 0.00013325 | 0.11591 | 0.058925 | 0 | 0 | 0.11591 | 0.058925 | [22 empty] | WLDFR | HFTD - Distribution - Tier 2 - 1QU CoRE ¦ 4QU LoRE | Non-Red Flag Warning - Small Fires | 2031 | 2.7634e-06 | 2.7634e-06 | 0.083606 | 0.039055 | 0.001695 | 0.042856 | 0 | 0 | 0.0030777 | 2.3103e-07 | 0 | 2.3103e-07 | 2.3103e-07 | 0 | 2.3103e-07 | [22 empty] | 7.3.3.17.5 (Remote Grid) Updates to grid topology to minimize risk of ignition in HFTDs Remote GridWLDFRContaminationAggregated | WLDFR | HFTD - Distribution - Tier 2 - 1QU CoRE ¦ 1QU LoRE | Red Flag Warning - Small Fires | Contamination | Aggregated | 2031 | 2.842e-07 | 163.6441 | 4.6508e-05 | 2031 | Mitigation | 0.95 | 45 | 0 | esc | 0.00097009 | 2.757e-10 | 0.00097009 | 2.757e-10
[35 empty] | WLDFR | HFTD - Distribution - Tier 3 - 1QU CoRE ¦ 3QU LoRE | 2032 | 0.47509 | 0.00026212 | 0.11591 | 0 | 0.11591 | 0.00026212 | 0.11591 | 0 | 0.11591 | 0.05507 | 0.05507 | 0.00026212 | 0.00012453 | 0.11591 | 0.05507 | 0 | 0 | 0.11591 | 0.05507 | [22 empty] | WLDFR | HFTD - Distribution - Tier 2 - 1QU CoRE ¦ 4QU LoRE | Non-Red Flag Warning - Small Fires | 2032 | 2.7634e-06 | 2.7634e-06 | 0.083606 | 0.039055 | 0.001695 | 0.042856 | 0 | 0 | 0.0030777 | 2.3103e-07 | 0 | 2.3103e-07 | 2.3103e-07 | 0 | 2.3103e-07 | [22 empty] | 7.3.3.17.5 (Remote Grid) Updates to grid topology to minimize risk of ignition in HFTDs Remote GridWLDFRContaminationAggregated | WLDFR | HFTD - Distribution - Tier 2 - 1QU CoRE ¦ 1QU LoRE | Red Flag Warning - Small Fires | Contamination | Aggregated | 2032 | 2.842e-07 | 163.6441 | 4.6508e-05 | 2032 | Mitigation | 0.95 | 45 | 0 | esc | 0.00097009 | 2.757e-10 | 0.00097009 | 2.757e-10
[35 empty] | WLDFR | HFTD - Distribution - Tier 3 - 1QU CoRE ¦ 3QU LoRE | 2033 | 0.44401 | 0.00026212 | 0.12141 | 0 | 0.12141 | 0.00026212 | 0.12141 | 0 | 0.12141 | 0.053906 | 0.053906 | 0.00026212 | 0.00011638 | 0.12141 | 0.053906 | 0 | 0 | 0.12141 | 0.053906 | [22 empty] | WLDFR | HFTD - Distribution - Tier 2 - 1QU CoRE ¦ 4QU LoRE | Non-Red Flag Warning - Small Fires | 2033 | 2.7634e-06 | 2.7634e-06 | 0.087211 | 0.040679 | 0.0017655 | 0.044766 | 0 | 0 | 0.0030777 | 2.41e-07 | 0 | 2.41e-07 | 2.41e-07 | 0 | 2.41e-07 | [22 empty] | 7.3.3.17.5 (Remote Grid) Updates to grid topology to minimize risk of ignition in HFTDs Remote GridWLDFRContaminationAggregated | WLDFR | HFTD - Distribution - Tier 2 - 1QU CoRE ¦ 1QU LoRE | Red Flag Warning - Small Fires | Contamination | Aggregated | 2033 | 2.842e-07 | 163.6441 | 4.6508e-05 | 2033 | Mitigation | 0.95 | 45 | 0 | esc | 0.00097009 | 2.757e-10 | 0.00097009 | 2.757e-10
[35 empty] | WLDFR | HFTD - Distribution - Tier 3 - 1QU CoRE ¦ 3QU LoRE | 2034 | 0.41496 | 0.00026212 | 0.12141 | 0 | 0.12141 | 0.00026212 | 0.12141 | 0 | 0.12141 | 0.05038 | 0.05038 | 0.00026212 | 0.00010877 | 0.12141 | 0.05038 | 0 | 0 | 0.12141 | 0.05038 | [22 empty] | WLDFR | HFTD - Distribution - Tier 2 - 1QU CoRE ¦ 4QU LoRE | Non-Red Flag Warning - Small Fires | 2034 | 2.7634e-06 | 2.7634e-06 | 0.087211 | 0.040679 | 0.0017655 | 0.044766 | 0 | 0 | 0.0030777 | 2.41e-07 | 0 | 2.41e-07 | 2.41e-07 | 0 | 2.41e-07 | [22 empty] | 7.3.3.17.5 (Remote Grid) Updates to grid topology to minimize risk of ignition in HFTDs Remote GridWLDFRContaminationAggregated | WLDFR | HFTD - Distribution - Tier 2 - 1QU CoRE ¦ 1QU LoRE | Red Flag Warning - Small Fires | Contamination | Aggregated | 2034 | 2.842e-07 | 163.6441 | 4.6508e-05 | 2034 | Mitigation | 0.95 | 45 | 0 | esc | 0.00097009 | 2.757e-10 | 0.00097009 | 2.757e-10
[35 empty] | WLDFR | HFTD - Distribution - Tier 3 - 1QU CoRE ¦ 3QU LoRE | 2035 | 0.38782 | 0.00026212 | 0.12141 | 0 | 0.12141 | 0.00026212 | 0.12141 | 0 | 0.12141 | 0.047084 | 0.047084 | 0.00026212 | 0.00010165 | 0.12141 | 0.047084 | 0 | 0 | 0.12141 | 0.047084 | [22 empty] | WLDFR | HFTD - Distribution - Tier 2 - 1QU CoRE ¦ 4QU LoRE | Non-Red Flag Warning - Small Fires | 2035 | 2.7634e-06 | 2.7634e-06 | 0.087211 | 0.040679 | 0.0017655 | 0.044766 | 0 | 0 | 0.0030777 | 2.41e-07 | 0 | 2.41e-07 | 2.41e-07 | 0 | 2.41e-07 | [22 empty] | 7.3.3.17.5 (Remote Grid) Updates to grid topology to minimize risk of ignition in HFTDs Remote GridWLDFRContaminationAggregated | WLDFR | HFTD - Distribution - Tier 2 - 1QU CoRE ¦ 1QU LoRE | Red Flag Warning - Small Fires | Contamination | Aggregated | 2035 | 2.842e-07 | 163.6441 | 4.6508e-05 | 2035 | Mitigation | 0.95 | 45 | 0 | esc | 0.00097009 | 2.757e-10 | 0.00097009 | 2.757e-10
[35 empty] | WLDFR | HFTD - Distribution - Tier 3 - 1QU CoRE ¦ 3QU LoRE | 2036 | 0.36245 | 0.00026212 | 0.12141 | 0 | 0.12141 | 0.00026212 | 0.12141 | 0 | 0.12141 | 0.044003 | 0.044003 | 0.00026212 | 9.5005e-05 | 0.12141 | 0.044003 | 0 | 0 | 0.12141 | 0.044003 | [22 empty] | WLDFR | HFTD - Distribution - Tier 2 - 1QU CoRE ¦ 4QU LoRE | Non-Red Flag Warning - Small Fires | 2036 | 2.7634e-06 | 2.7634e-06 | 0.087211 | 0.040679 | 0.0017655 | 0.044766 | 0 | 0 | 0.0030777 | 2.41e-07 | 0 | 2.41e-07 | 2.41e-07 | 0 | 2.41e-07 | [22 empty] | 7.3.3.17.5 (Remote Grid) Updates to grid topology to minimize risk of ignition in HFTDs Remote GridWLDFRContaminationAggregated | WLDFR | HFTD - Distribution - Tier 2 - 1QU CoRE ¦ 1QU LoRE | Red Flag Warning - Small Fires | Contamination | Aggregated | 2036 | 2.842e-07 | 163.6441 | 4.6508e-05 | 2036 | Mitigation | 0.95 | 45 | 0 | esc | 0.00097009 | 2.757e-10 | 0.00097009 | 2.757e-10
[35 empty] | WLDFR | HFTD - Distribution - Tier 3 - 1QU CoRE ¦ 3QU LoRE | 2037 | 0.33873 | 0.00026212 | 0.12141 | 0 | 0.12141 | 0.00026212 | 0.12141 | 0 | 0.12141 | 0.041125 | 0.041125 | 0.00026212 | 8.8789e-05 | 0.12141 | 0.041125 | 0 | 0 | 0.12141 | 0.041125 | [22 empty] | WLDFR | HFTD - Distribution - Tier 2 - 1QU CoRE ¦ 4QU LoRE | Non-Red Flag Warning - Small Fires | 2037 | 2.7634e-06 | 2.7634e-06 | 0.087211 | 0.040679 | 0.0017655 | 0.044766 | 0 | 0 | 0.0030777 | 2.41e-07 | 0 | 2.41e-07 | 2.41e-07 | 0 | 2.41e-07 | [22 empty] | 7.3.3.17.5 (Remote Grid) Updates to grid topology to minimize risk of ignition in HFTDs Remote GridWLDFRContaminationAggregated | WLDFR | HFTD - Distribution - Tier 2 - 1QU CoRE ¦ 1QU LoRE | Red Flag Warning - Small Fires | Contamination | Aggregated | 2037 | 2.842e-07 | 163.6441 | 4.6508e-05 | 2037 | Mitigation | 0.95 | 45 | 0 | esc | 0.00097009 | 2.757e-10 | 0.00097009 | 2.757e-10
[35 empty] | WLDFR | HFTD - Distribution - Tier 3 - 1QU CoRE ¦ 3QU LoRE | 2038 | 0.31657 | 0.00026212 | 0.12737 | 0 | 0.12737 | 0.00026212 | 0.12737 | 0 | 0.12737 | 0.040322 | 0.040322 | 0.00026212 | 8.2981e-05 | 0.12737 | 0.040322 | 0 | 0 | 0.12737 | 0.040322 | [22 empty] | WLDFR | HFTD - Distribution - Tier 2 - 1QU CoRE ¦ 4QU LoRE | Non-Red Flag Warning - Small Fires | 2038 | 2.7634e-06 | 2.7634e-06 | 0.091184 | 0.042438 | 0.0018418 | 0.046905 | 0 | 0 | 0.0030777 | 2.5198e-07 | 0 | 2.5198e-07 | 2.5198e-07 | 0 | 2.5198e-07 | [22 empty] | 7.3.3.17.5 (Remote Grid) Updates to grid topology to minimize risk of ignition in HFTDs Remote GridWLDFRContaminationAggregated | WLDFR | HFTD - Distribution - Tier 2 - 1QU CoRE ¦ 1QU LoRE | Red Flag Warning - Small Fires | Contamination | Aggregated | 2038 | 2.842e-07 | 163.6441 | 4.6508e-05 | 2038 | Mitigation | 0.95 | 45 | 0 | esc | 0.00097009 | 2.757e-10 | 0.00097009 | 2.757e-10
[35 empty] | WLDFR | HFTD - Distribution - Tier 3 - 1QU CoRE ¦ 3QU LoRE | 2039 | 0.29586 | 0.00026212 | 0.12737 | 0 | 0.12737 | 0.00026212 | 0.12737 | 0 | 0.12737 | 0.037684 | 0.037684 | 0.00026212 | 7.7552e-05 | 0.12737 | 0.037684 | 0 | 0 | 0.12737 | 0.037684 | [22 empty] | WLDFR | HFTD - Distribution - Tier 2 - 1QU CoRE ¦ 4QU LoRE | Non-Red Flag Warning - Small Fires | 2039 | 2.7634e-06 | 2.7634e-06 | 0.091184 | 0.042438 | 0.0018418 | 0.046905 | 0 | 0 | 0.0030777 | 2.5198e-07 | 0 | 2.5198e-07 | 2.5198e-07 | 0 | 2.5198e-07 | [22 empty] | 7.3.3.17.5 (Remote Grid) Updates to grid topology to minimize risk of ignition in HFTDs Remote GridWLDFRContaminationAggregated | WLDFR | HFTD - Distribution - Tier 2 - 1QU CoRE ¦ 1QU LoRE | Red Flag Warning - Small Fires | Contamination | Aggregated | 2039 | 2.842e-07 | 163.6441 | 4.6508e-05 | 2039 | Mitigation | 0.95 | 45 | 0 | esc | 0.00097009 | 2.757e-10 | 0.00097009 | 2.757e-10
[35 empty] | WLDFR | HFTD - Distribution - Tier 3 - 1QU CoRE ¦ 3QU LoRE | 2040 | 0.27651 | 0.00026212 | 0.12737 | 0 | 0.12737 | 0.00026212 | 0.12737 | 0 | 0.12737 | 0.035219 | 0.035219 | 0.00026212 | 7.2479e-05 | 0.12737 | 0.035219 | 0 | 0 | 0.12737 | 0.035219 | [22 empty] | WLDFR | HFTD - Distribution - Tier 2 - 1QU CoRE ¦ 4QU LoRE | Non-Red Flag Warning - Small Fires | 2040 | 2.7634e-06 | 2.7634e-06 | 0.091184 | 0.042438 | 0.0018418 | 0.046905 | 0 | 0 | 0.0030777 | 2.5198e-07 | 0 | 2.5198e-07 | 2.5198e-07 | 0 | 2.5198e-07 | [22 empty] | 7.3.3.17.5 (Remote Grid) Updates to grid topology to minimize risk of ignition in HFTDs Remote GridWLDFRContaminationAggregated | WLDFR | HFTD - Distribution - Tier 2 - 1QU CoRE ¦ 1QU LoRE | Red Flag Warning - Small Fires | Contamination | Aggregated | 2040 | 2.842e-07 | 163.6441 | 4.6508e-05 | 2040 | Mitigation | 0.95 | 45 | 0 | esc | 0.00097009 | 2.757e-10 | 0.00097009 | 2.757e-10
[35 empty] | WLDFR | HFTD - Distribution - Tier 3 - 1QU CoRE ¦ 3QU LoRE | 2041 | 0.25842 | 0.00026212 | 0.12737 | 0 | 0.12737 | 0.00026212 | 0.12737 | 0 | 0.12737 | 0.032915 | 0.032915 | 0.00026212 | 6.7737e-05 | 0.12737 | 0.032915 | 0 | 0 | 0.12737 | 0.032915 | [22 empty] | WLDFR | HFTD - Distribution - Tier 2 - 1QU CoRE ¦ 4QU LoRE | Non-Red Flag Warning - Small Fires | 2041 | 2.7634e-06 | 2.7634e-06 | 0.091184 | 0.042438 | 0.0018418 | 0.046905 | 0 | 0 | 0.0030777 | 2.5198e-07 | 0 | 2.5198e-07 | 2.5198e-07 | 0 | 2.5198e-07 | [22 empty] | 7.3.3.17.5 (Remote Grid) Updates to grid topology to minimize risk of ignition in HFTDs Remote GridWLDFRContaminationAggregated | WLDFR | HFTD - Distribution - Tier 2 - 1QU CoRE ¦ 1QU LoRE | Red Flag Warning - Small Fires | Contamination | Aggregated | 2041 | 2.842e-07 | 163.6441 | 4.6508e-05 | 2041 | Mitigation | 0.95 | 45 | 0 | esc | 0.00097009 | 2.757e-10 | 0.00097009 | 2.757e-10
[35 empty] | WLDFR | HFTD - Distribution - Tier 3 - 1QU CoRE ¦ 3QU LoRE | 2042 | 0.24151 | 0.00026212 | 0.12737 | 0 | 0.12737 | 0.00026212 | 0.12737 | 0 | 0.12737 | 0.030761 | 0.030761 | 0.00026212 | 6.3306e-05 | 0.12737 | 0.030761 | 0 | 0 | 0.12737 | 0.030761 | [22 empty] | WLDFR | HFTD - Distribution - Tier 2 - 1QU CoRE ¦ 4QU LoRE | Non-Red Flag Warning - Small Fires | 2042 | 2.7634e-06 | 2.7634e-06 | 0.091184 | 0.042438 | 0.0018418 | 0.046905 | 0 | 0 | 0.0030777 | 2.5198e-07 | 0 | 2.5198e-07 | 2.5198e-07 | 0 | 2.5198e-07 | [22 empty] | 7.3.3.17.5 (Remote Grid) Updates to grid topology to minimize risk of ignition in HFTDs Remote GridWLDFRContaminationAggregated | WLDFR | HFTD - Distribution - Tier 2 - 1QU CoRE ¦ 1QU LoRE | Red Flag Warning - Small Fires | Contamination | Aggregated | 2042 | 2.842e-07 | 163.6441 | 4.6508e-05 | 2042 | Mitigation | 0.95 | 45 | 0 | esc | 0.00097009 | 2.757e-10 | 0.00097009 | 2.757e-10
[35 empty] | WLDFR | HFTD - Distribution - Tier 3 - 1QU CoRE ¦ 3QU LoRE | 2043 | 0.22571 | 0.00026212 | 0.13372 | 0 | 0.13372 | 0.00026212 | 0.13372 | 0 | 0.13372 | 0.030183 | 0.030183 | 0.00026212 | 5.9164e-05 | 0.13372 | 0.030183 | 0 | 0 | 0.13372 | 0.030183 | [22 empty] | WLDFR | HFTD - Distribution - Tier 2 - 1QU CoRE ¦ 4QU LoRE | Non-Red Flag Warning - Small Fires | 2043 | 2.7634e-06 | 2.7634e-06 | 0.095486 | 0.044306 | 0.0019228 | 0.049257 | 0 | 0 | 0.0030777 | 2.6386e-07 | 0 | 2.6386e-07 | 2.6386e-07 | 0 | 2.6386e-07 | [22 empty] | 7.3.3.17.5 (Remote Grid) Updates to grid topology to minimize risk of ignition in HFTDs Remote GridWLDFRContaminationAggregated | WLDFR | HFTD - Distribution - Tier 2 - 1QU CoRE ¦ 1QU LoRE | Red Flag Warning - Small Fires | Contamination | Aggregated | 2043 | 2.842e-07 | 163.6441 | 4.6508e-05 | 2043 | Mitigation | 0.95 | 45 | 0 | esc | 0.00097009 | 2.757e-10 | 0.00097009 | 2.757e-10
[35 empty] | WLDFR | HFTD - Distribution - Tier 3 - 1QU CoRE ¦ 3QU LoRE | 2044 | 0.21095 | 0.00026212 | 0.13372 | 0 | 0.13372 | 0.00026212 | 0.13372 | 0 | 0.13372 | 0.028208 | 0.028208 | 0.00026212 | 5.5294e-05 | 0.13372 | 0.028208 | 0 | 0 | 0.13372 | 0.028208 | [22 empty] | WLDFR | HFTD - Distribution - Tier 2 - 1QU CoRE ¦ 4QU LoRE | Non-Red Flag Warning - Small Fires | 2044 | 2.7634e-06 | 2.7634e-06 | 0.095486 | 0.044306 | 0.0019228 | 0.049257 | 0 | 0 | 0.0030777 | 2.6386e-07 | 0 | 2.6386e-07 | 2.6386e-07 | 0 | 2.6386e-07 | [22 empty] | 7.3.3.17.5 (Remote Grid) Updates to grid topology to minimize risk of ignition in HFTDs Remote GridWLDFRContaminationAggregated | WLDFR | HFTD - Distribution - Tier 2 - 1QU CoRE ¦ 1QU LoRE | Red Flag Warning - Small Fires | Contamination | Aggregated | 2044 | 2.842e-07 | 163.6441 | 4.6508e-05 | 2044 | Mitigation | 0.95 | 45 | 0 | esc | 0.00097009 | 2.757e-10 | 0.00097009 | 2.757e-10
[35 empty] | WLDFR | HFTD - Distribution - Tier 3 - 1QU CoRE ¦ 3QU LoRE | 2045 | 0.19715 | 0.00026212 | 0.13372 | 0 | 0.13372 | 0.00026212 | 0.13372 | 0 | 0.13372 | 0.026363 | 0.026363 | 0.00026212 | 5.1676e-05 | 0.13372 | 0.026363 | 0 | 0 | 0.13372 | 0.026363 | [22 empty] | WLDFR | HFTD - Distribution - Tier 2 - 1QU CoRE ¦ 4QU LoRE | Non-Red Flag Warning - Small Fires | 2045 | 2.7634e-06 | 2.7634e-06 | 0.095486 | 0.044306 | 0.0019228 | 0.049257 | 0 | 0 | 0.0030777 | 2.6386e-07 | 0 | 2.6386e-07 | 2.6386e-07 | 0 | 2.6386e-07 | [22 empty] | 7.3.3.17.5 (Remote Grid) Updates to grid topology to minimize risk of ignition in HFTDs Remote GridWLDFRContaminationAggregated | WLDFR | HFTD - Distribution - Tier 2 - 1QU CoRE ¦ 1QU LoRE | Red Flag Warning - Small Fires | Contamination | Aggregated | 2045 | 2.842e-07 | 163.6441 | 4.6508e-05 | 2045 | Mitigation | 0.95 | 45 | 0 | esc | 0.00097009 | 2.757e-10 | 0.00097009 | 2.757e-10
[35 empty] | WLDFR | HFTD - Distribution - Tier 3 - 1QU CoRE ¦ 3QU LoRE | 2046 | 0.18425 | 0.00026212 | 0.13372 | 0 | 0.13372 | 0.00026212 | 0.13372 | 0 | 0.13372 | 0.024638 | 0.024638 | 0.00026212 | 4.8296e-05 | 0.13372 | 0.024638 | 0 | 0 | 0.13372 | 0.024638 | [22 empty] | WLDFR | HFTD - Distribution - Tier 2 - 1QU CoRE ¦ 4QU LoRE | Non-Red Flag Warning - Small Fires | 2046 | 2.7634e-06 | 2.7634e-06 | 0.095486 | 0.044306 | 0.0019228 | 0.049257 | 0 | 0 | 0.0030777 | 2.6386e-07 | 0 | 2.6386e-07 | 2.6386e-07 | 0 | 2.6386e-07 | [22 empty] | 7.3.3.17.5 (Remote Grid) Updates to grid topology to minimize risk of ignition in HFTDs Remote GridWLDFRContaminationAggregated | WLDFR | HFTD - Distribution - Tier 2 - 1QU CoRE ¦ 1QU LoRE | Red Flag Warning - Small Fires | Contamination | Aggregated | 2046 | 2.842e-07 | 163.6441 | 4.6508e-05 | 2046 | Mitigation | 0.95 | 45 | 0 | esc | 0.00097009 | 2.757e-10 | 0.00097009 | 2.757e-10
[35 empty] | WLDFR | HFTD - Distribution - Tier 3 - 1QU CoRE ¦ 3QU LoRE | 2047 | 0.1722 | 0.00026212 | 0.13372 | 0 | 0.13372 | 0.00026212 | 0.13372 | 0 | 0.13372 | 0.023026 | 0.023026 | 0.00026212 | 4.5136e-05 | 0.13372 | 0.023026 | 0 | 0 | 0.13372 | 0.023026 | [22 empty] | WLDFR | HFTD - Distribution - Tier 2 - 1QU CoRE ¦ 4QU LoRE | Non-Red Flag Warning - Small Fires | 2047 | 2.7634e-06 | 2.7634e-06 | 0.095486 | 0.044306 | 0.0019228 | 0.049257 | 0 | 0 | 0.0030777 | 2.6386e-07 | 0 | 2.6386e-07 | 2.6386e-07 | 0 | 2.6386e-07 | [22 empty] | 7.3.3.17.5 (Remote Grid) Updates to grid topology to minimize risk of ignition in HFTDs Remote GridWLDFRContaminationAggregated | WLDFR | HFTD - Distribution - Tier 2 - 1QU CoRE ¦ 1QU LoRE | Red Flag Warning - Small Fires | Contamination | Aggregated | 2047 | 2.842e-07 | 163.6441 | 4.6508e-05 | 2047 | Mitigation | 0.95 | 45 | 0 | esc | 0.00097009 | 2.757e-10 | 0.00097009 | 2.757e-10
[35 empty] | WLDFR | HFTD - Distribution - Tier 3 - 1QU CoRE ¦ 3QU LoRE | 2048 | 0.16093 | 0.00026212 | 0.14038 | 0 | 0.14038 | 0.00026212 | 0.14038 | 0 | 0.14038 | 0.022591 | 0.022591 | 0.00026212 | 4.2183e-05 | 0.14038 | 0.022591 | 0 | 0 | 0.14038 | 0.022591 | [22 empty] | WLDFR | HFTD - Distribution - Tier 2 - 1QU CoRE ¦ 4QU LoRE | Non-Red Flag Warning - Small Fires | 2048 | 2.7634e-06 | 2.7634e-06 | 0.10007 | 0.04626 | 0.0020076 | 0.051804 | 0 | 0 | 0.0030777 | 2.7653e-07 | 0 | 2.7653e-07 | 2.7653e-07 | 0 | 2.7653e-07 | [22 empty] | 7.3.3.17.5 (Remote Grid) Updates to grid topology to minimize risk of ignition in HFTDs Remote GridWLDFRContaminationAggregated | WLDFR | HFTD - Distribution - Tier 2 - 1QU CoRE ¦ 1QU LoRE | Red Flag Warning - Small Fires | Contamination | Aggregated | 2048 | 2.842e-07 | 163.6441 | 4.6508e-05 | 2048 | Mitigation | 0.95 | 45 | 0 | esc | 0.00097009 | 2.757e-10 | 0.00097009 | 2.757e-10
[35 empty] | WLDFR | HFTD - Distribution - Tier 3 - 1QU CoRE ¦ 3QU LoRE | 2049 | 0.1504 | 0.00026212 | 0.14038 | 0 | 0.14038 | 0.00026212 | 0.14038 | 0 | 0.14038 | 0.021113 | 0.021113 | 0.00026212 | 3.9424e-05 | 0.14038 | 0.021113 | 0 | 0 | 0.14038 | 0.021113 | [22 empty] | WLDFR | HFTD - Distribution - Tier 2 - 1QU CoRE ¦ 4QU LoRE | Non-Red Flag Warning - Small Fires | 2049 | 2.7634e-06 | 2.7634e-06 | 0.10007 | 0.04626 | 0.0020076 | 0.051804 | 0 | 0 | 0.0030777 | 2.7653e-07 | 0 | 2.7653e-07 | 2.7653e-07 | 0 | 2.7653e-07 | [22 empty] | 7.3.3.17.5 (Remote Grid) Updates to grid topology to minimize risk of ignition in HFTDs Remote GridWLDFRContaminationAggregated | WLDFR | HFTD - Distribution - Tier 2 - 1QU CoRE ¦ 1QU LoRE | Red Flag Warning - Small Fires | Contamination | Aggregated | 2049 | 2.842e-07 | 163.6441 | 4.6508e-05 | 2049 | Mitigation | 0.95 | 45 | 0 | esc | 0.00097009 | 2.757e-10 | 0.00097009 | 2.757e-10
[35 empty] | WLDFR | HFTD - Distribution - Tier 3 - 1QU CoRE ¦ 3QU LoRE | 2050 | 0.14056 | 0.00026212 | 0.14038 | 0 | 0.14038 | 0.00026212 | 0.14038 | 0 | 0.14038 | 0.019732 | 0.019732 | 0.00026212 | 3.6844e-05 | 0.14038 | 0.019732 | 0 | 0 | 0.14038 | 0.019732 | [22 empty] | WLDFR | HFTD - Distribution - Tier 2 - 1QU CoRE ¦ 4QU LoRE | Non-Red Flag Warning - Small Fires | 2050 | 2.7634e-06 | 2.7634e-06 | 0.10007 | 0.04626 | 0.0020076 | 0.051804 | 0 | 0 | 0.0030777 | 2.7653e-07 | 0 | 2.7653e-07 | 2.7653e-07 | 0 | 2.7653e-07 | [22 empty] | 7.3.3.17.5 (Remote Grid) Updates to grid topology to minimize risk of ignition in HFTDs Remote GridWLDFRContaminationAggregated | WLDFR | HFTD - Distribution - Tier 2 - 1QU CoRE ¦ 1QU LoRE | Red Flag Warning - Small Fires | Contamination | Aggregated | 2050 | 2.842e-07 | 163.6441 | 4.6508e-05 | 2050 | Mitigation | 0.95 | 45 | 0 | esc | 0.00097009 | 2.757e-10 | 0.00097009 | 2.757e-10
[35 empty] | WLDFR | HFTD - Distribution - Tier 3 - 1QU CoRE ¦ 3QU LoRE | 2051 | 0.13137 | 0.00026212 | 0.14038 | 0 | 0.14038 | 0.00026212 | 0.14038 | 0 | 0.14038 | 0.018441 | 0.018441 | 0.00026212 | 3.4434e-05 | 0.14038 | 0.018441 | 0 | 0 | 0.14038 | 0.018441 | [22 empty] | WLDFR | HFTD - Distribution - Tier 2 - 1QU CoRE ¦ 4QU LoRE | Non-Red Flag Warning - Small Fires | 2051 | 2.7634e-06 | 2.7634e-06 | 0.10007 | 0.04626 | 0.0020076 | 0.051804 | 0 | 0 | 0.0030777 | 2.7653e-07 | 0 | 2.7653e-07 | 2.7653e-07 | 0 | 2.7653e-07 | [22 empty] | 7.3.3.17.5 (Remote Grid) Updates to grid topology to minimize risk of ignition in HFTDs Remote GridWLDFRContaminationAggregated | WLDFR | HFTD - Distribution - Tier 2 - 1QU CoRE ¦ 1QU LoRE | Red Flag Warning - Small Fires | Contamination | Aggregated | 2051 | 2.842e-07 | 163.6441 | 4.6508e-05 | 2051 | Mitigation | 0.95 | 45 | 0 | esc | 0.00097009 | 2.757e-10 | 0.00097009 | 2.757e-10
[35 empty] | WLDFR | HFTD - Distribution - Tier 3 - 1QU CoRE ¦ 3QU LoRE | 2052 | 0.12277 | 0.00026212 | 0.14038 | 0 | 0.14038 | 0.00026212 | 0.14038 | 0 | 0.14038 | 0.017235 | 0.017235 | 0.00026212 | 3.2181e-05 | 0.14038 | 0.017235 | 0 | 0 | 0.14038 | 0.017235 | [22 empty] | WLDFR | HFTD - Distribution - Tier 2 - 1QU CoRE ¦ 4QU LoRE | Non-Red Flag Warning - Small Fires | 2052 | 2.7634e-06 | 2.7634e-06 | 0.10007 | 0.04626 | 0.0020076 | 0.051804 | 0 | 0 | 0.0030777 | 2.7653e-07 | 0 | 2.7653e-07 | 2.7653e-07 | 0 | 2.7653e-07 | [22 empty] | 7.3.3.17.5 (Remote Grid) Updates to grid topology to minimize risk of ignition in HFTDs Remote GridWLDFRContaminationAggregated | WLDFR | HFTD - Distribution - Tier 2 - 1QU CoRE ¦ 1QU LoRE | Red Flag Warning - Small Fires | Contamination | Aggregated | 2052 | 2.842e-07 | 163.6441 | 4.6508e-05 | 2052 | Mitigation | 0.95 | 45 | 0 | esc | 0.00097009 | 2.757e-10 | 0.00097009 | 2.757e-10
[35 empty] | WLDFR | HFTD - Distribution - Tier 3 - 1QU CoRE ¦ 3QU LoRE | 2053 | 0.11474 | 0.00026212 | 0.14726 | 0 | 0.14726 | 0.00026212 | 0.14726 | 0 | 0.14726 | 0.016897 | 0.016897 | 0.00026212 | 3.0076e-05 | 0.14726 | 0.016897 | 0 | 0 | 0.14726 | 0.016897 | [22 empty] | WLDFR | HFTD - Distribution - Tier 2 - 1QU CoRE ¦ 4QU LoRE | Non-Red Flag Warning - Small Fires | 2053 | 2.7634e-06 | 2.7634e-06 | 0.10489 | 0.048274 | 0.002095 | 0.054525 | 0 | 0 | 0.0030777 | 2.8986e-07 | 0 | 2.8986e-07 | 2.8986e-07 | 0 | 2.8986e-07 | [22 empty] | 7.3.3.17.5 (Remote Grid) Updates to grid topology to minimize risk of ignition in HFTDs Remote GridWLDFRContaminationAggregated | WLDFR | HFTD - Distribution - Tier 2 - 1QU CoRE ¦ 1QU LoRE | Red Flag Warning - Small Fires | Contamination | Aggregated | 2053 | 2.842e-07 | 163.6441 | 4.6508e-05 | 2053 | Mitigation | 0.95 | 45 | 0 | esc | 0.00097009 | 2.757e-10 | 0.00097009 | 2.757e-10
[35 empty] | WLDFR | HFTD - Distribution - Tier 3 - 1QU CoRE ¦ 3QU LoRE | 2054 | 0.10723 | 0.00026212 | 0.14726 | 0 | 0.14726 | 0.00026212 | 0.14726 | 0 | 0.14726 | 0.015791 | 0.015791 | 0.00026212 | 2.8108e-05 | 0.14726 | 0.015791 | 0 | 0 | 0.14726 | 0.015791 | [22 empty] | WLDFR | HFTD - Distribution - Tier 2 - 1QU CoRE ¦ 4QU LoRE | Non-Red Flag Warning - Small Fires | 2054 | 2.7634e-06 | 2.7634e-06 | 0.10489 | 0.048274 | 0.002095 | 0.054525 | 0 | 0 | 0.0030777 | 2.8986e-07 | 0 | 2.8986e-07 | 2.8986e-07 | 0 | 2.8986e-07 | [22 empty] | 7.3.3.17.5 (Remote Grid) Updates to grid topology to minimize risk of ignition in HFTDs Remote GridWLDFRContaminationAggregated | WLDFR | HFTD - Distribution - Tier 2 - 1QU CoRE ¦ 1QU LoRE | Red Flag Warning - Small Fires | Contamination | Aggregated | 2054 | 2.842e-07 | 163.6441 | 4.6508e-05 | 2054 | Mitigation | 0.95 | 45 | 0 | esc | 0.00097009 | 2.757e-10 | 0.00097009 | 2.757e-10
[35 empty] | WLDFR | HFTD - Distribution - Tier 3 - 1QU CoRE ¦ 3QU LoRE | 2055 | 0.10022 | 0.00026212 | 0.14726 | 0 | 0.14726 | 0.00026212 | 0.14726 | 0 | 0.14726 | 0.014758 | 0.014758 | 0.00026212 | 2.627e-05 | 0.14726 | 0.014758 | 0 | 0 | 0.14726 | 0.014758 | [22 empty] | WLDFR | HFTD - Distribution - Tier 2 - 1QU CoRE ¦ 4QU LoRE | Non-Red Flag Warning - Small Fires | 2055 | 2.7634e-06 | 2.7634e-06 | 0.10489 | 0.048274 | 0.002095 | 0.054525 | 0 | 0 | 0.0030777 | 2.8986e-07 | 0 | 2.8986e-07 | 2.8986e-07 | 0 | 2.8986e-07 | [22 empty] | 7.3.3.17.5 (Remote Grid) Updates to grid topology to minimize risk of ignition in HFTDs Remote GridWLDFRContaminationAggregated | WLDFR | HFTD - Distribution - Tier 2 - 1QU CoRE ¦ 1QU LoRE | Red Flag Warning - Small Fires | Contamination | Aggregated | 2055 | 2.842e-07 | 163.6441 | 4.6508e-05 | 2055 | Mitigation | 0.95 | 45 | 0 | esc | 0.00097009 | 2.757e-10 | 0.00097009 | 2.757e-10
[35 empty] | WLDFR | HFTD - Distribution - Tier 3 - 1QU CoRE ¦ 3QU LoRE | 2056 | 0.093663 | 0.00026212 | 0.14726 | 0 | 0.14726 | 0.00026212 | 0.14726 | 0 | 0.14726 | 0.013793 | 0.013793 | 0.00026212 | 2.4551e-05 | 0.14726 | 0.013793 | 0 | 0 | 0.14726 | 0.013793 | [22 empty] | WLDFR | HFTD - Distribution - Tier 2 - 1QU CoRE ¦ 4QU LoRE | Non-Red Flag Warning - Small Fires | 2056 | 2.7634e-06 | 2.7634e-06 | 0.10489 | 0.048274 | 0.002095 | 0.054525 | 0 | 0 | 0.0030777 | 2.8986e-07 | 0 | 2.8986e-07 | 2.8986e-07 | 0 | 2.8986e-07 | [22 empty] | 7.3.3.17.5 (Remote Grid) Updates to grid topology to minimize risk of ignition in HFTDs Remote GridWLDFRContaminationAggregated | WLDFR | HFTD - Distribution - Tier 2 - 1QU CoRE ¦ 1QU LoRE | Red Flag Warning - Small Fires | Contamination | Aggregated | 2056 | 2.842e-07 | 163.6441 | 4.6508e-05 | 2056 | Mitigation | 0.95 | 45 | 0 | esc | 0.00097009 | 2.757e-10 | 0.00097009 | 2.757e-10
[35 empty] | WLDFR | HFTD - Distribution - Tier 3 - 1QU CoRE ¦ 3QU LoRE | 2057 | 0.087535 | 0.00026212 | 0.14726 | 0 | 0.14726 | 0.00026212 | 0.14726 | 0 | 0.14726 | 0.01289 | 0.01289 | 0.00026212 | 2.2945e-05 | 0.14726 | 0.01289 | 0 | 0 | 0.14726 | 0.01289 | [22 empty] | WLDFR | HFTD - Distribution - Tier 2 - 1QU CoRE ¦ 4QU LoRE | Non-Red Flag Warning - Small Fires | 2057 | 2.7634e-06 | 2.7634e-06 | 0.10489 | 0.048274 | 0.002095 | 0.054525 | 0 | 0 | 0.0030777 | 2.8986e-07 | 0 | 2.8986e-07 | 2.8986e-07 | 0 | 2.8986e-07 | [22 empty] | 7.3.3.17.5 (Remote Grid) Updates to grid topology to minimize risk of ignition in HFTDs Remote GridWLDFRContaminationAggregated | WLDFR | HFTD - Distribution - Tier 2 - 1QU CoRE ¦ 1QU LoRE | Red Flag Warning - Small Fires | Contamination | Aggregated | 2057 | 2.842e-07 | 163.6441 | 4.6508e-05 | 2057 | Mitigation | 0.95 | 45 | 0 | esc | 0.00097009 | 2.757e-10 | 0.00097009 | 2.757e-10
[35 empty] | WLDFR | HFTD - Distribution - Tier 3 - 1QU CoRE ¦ 3QU LoRE | 2058 | 0.081809 | 0.00026212 | 0.15428 | 0 | 0.15428 | 0.00026212 | 0.15428 | 0 | 0.15428 | 0.012621 | 0.012621 | 0.00026212 | 2.1444e-05 | 0.15428 | 0.012621 | 0 | 0 | 0.15428 | 0.012621 | [22 empty] | WLDFR | HFTD - Distribution - Tier 2 - 1QU CoRE ¦ 4QU LoRE | Non-Red Flag Warning - Small Fires | 2058 | 2.7634e-06 | 2.7634e-06 | 0.1099 | 0.050325 | 0.0021839 | 0.057393 | 0 | 0 | 0.0030777 | 3.037e-07 | 0 | 3.037e-07 | 3.037e-07 | 0 | 3.037e-07 | [22 empty] | 7.3.3.17.5 (Remote Grid) Updates to grid topology to minimize risk of ignition in HFTDs Remote GridWLDFRContaminationAggregated | WLDFR | HFTD - Distribution - Tier 2 - 1QU CoRE ¦ 1QU LoRE | Red Flag Warning - Small Fires | Contamination | Aggregated | 2058 | 2.842e-07 | 163.6441 | 4.6508e-05 | 2058 | Mitigation | 0.95 | 45 | 0 | esc | 0.00097009 | 2.757e-10 | 0.00097009 | 2.757e-10
[35 empty] | WLDFR | HFTD - Distribution - Tier 3 - 1QU CoRE ¦ 3QU LoRE | 2059 | 0.076457 | 0.00026212 | 0.15428 | 0 | 0.15428 | 0.00026212 | 0.15428 | 0 | 0.15428 | 0.011796 | 0.011796 | 0.00026212 | 2.0041e-05 | 0.15428 | 0.011796 | 0 | 0 | 0.15428 | 0.011796 | [22 empty] | WLDFR | HFTD - Distribution - Tier 2 - 1QU CoRE ¦ 4QU LoRE | Non-Red Flag Warning - Small Fires | 2059 | 2.7634e-06 | 2.7634e-06 | 0.1099 | 0.050325 | 0.0021839 | 0.057393 | 0 | 0 | 0.0030777 | 3.037e-07 | 0 | 3.037e-07 | 3.037e-07 | 0 | 3.037e-07 | [22 empty] | 7.3.3.17.5 (Remote Grid) Updates to grid topology to minimize risk of ignition in HFTDs Remote GridWLDFRContaminationAggregated | WLDFR | HFTD - Distribution - Tier 2 - 1QU CoRE ¦ 1QU LoRE | Red Flag Warning - Small Fires | Contamination | Aggregated | 2059 | 2.842e-07 | 163.6441 | 4.6508e-05 | 2059 | Mitigation | 0.95 | 45 | 0 | esc | 0.00097009 | 2.757e-10 | 0.00097009 | 2.757e-10
[35 empty] | WLDFR | HFTD - Distribution - Tier 3 - 1QU CoRE ¦ 3QU LoRE | 2060 | 0.071455 | 0.00026212 | 0.15428 | 0 | 0.15428 | 0.00026212 | 0.15428 | 0 | 0.15428 | 0.011024 | 0.011024 | 0.00026212 | 1.873e-05 | 0.15428 | 0.011024 | 0 | 0 | 0.15428 | 0.011024 | [22 empty] | WLDFR | HFTD - Distribution - Tier 2 - 1QU CoRE ¦ 4QU LoRE | Non-Red Flag Warning - Small Fires | 2060 | 2.7634e-06 | 2.7634e-06 | 0.1099 | 0.050325 | 0.0021839 | 0.057393 | 0 | 0 | 0.0030777 | 3.037e-07 | 0 | 3.037e-07 | 3.037e-07 | 0 | 3.037e-07 | [22 empty] | 7.3.3.17.5 (Remote Grid) Updates to grid topology to minimize risk of ignition in HFTDs Remote GridWLDFRContaminationAggregated | WLDFR | HFTD - Distribution - Tier 2 - 1QU CoRE ¦ 1QU LoRE | Red Flag Warning - Small Fires | Contamination | Aggregated | 2060 | 2.842e-07 | 163.6441 | 4.6508e-05 | 2060 | Mitigation | 0.95 | 45 | 0 | esc | 0.00097009 | 2.757e-10 | 0.00097009 | 2.757e-10
[35 empty] | WLDFR | HFTD - Distribution - Tier 3 - 1QU CoRE ¦ 3QU LoRE | 2061 | 0.06678 | 0.00026212 | 0.15428 | 0 | 0.15428 | 0.00026212 | 0.15428 | 0 | 0.15428 | 0.010303 | 0.010303 | 0.00026212 | 1.7505e-05 | 0.15428 | 0.010303 | 0 | 0 | 0.15428 | 0.010303 | [22 empty] | WLDFR | HFTD - Distribution - Tier 2 - 1QU CoRE ¦ 4QU LoRE | Non-Red Flag Warning - Small Fires | 2061 | 2.7634e-06 | 2.7634e-06 | 0.1099 | 0.050325 | 0.0021839 | 0.057393 | 0 | 0 | 0.0030777 | 3.037e-07 | 0 | 3.037e-07 | 3.037e-07 | 0 | 3.037e-07 | [22 empty] | 7.3.3.17.5 (Remote Grid) Updates to grid topology to minimize risk of ignition in HFTDs Remote GridWLDFRContaminationAggregated | WLDFR | HFTD - Distribution - Tier 2 - 1QU CoRE ¦ 1QU LoRE | Red Flag Warning - Small Fires | Contamination | Aggregated | 2061 | 2.842e-07 | 163.6441 | 4.6508e-05 | 2061 | Mitigation | 0.95 | 45 | 0 | esc | 0.00097009 | 2.757e-10 | 0.00097009 | 2.757e-10
[35 empty] | WLDFR | HFTD - Distribution - Tier 3 - 1QU CoRE ¦ 3QU LoRE | 2062 | 0.062412 | 0.00026212 | 0.15428 | 0 | 0.15428 | 0.00026212 | 0.15428 | 0 | 0.15428 | 0.0096288 | 0.0096288 | 0.00026212 | 1.6359e-05 | 0.15428 | 0.0096288 | 0 | 0 | 0.15428 | 0.0096288 | [22 empty] | WLDFR | HFTD - Distribution - Tier 2 - 1QU CoRE ¦ 4QU LoRE | Non-Red Flag Warning - Small Fires | 2062 | 2.7634e-06 | 2.7634e-06 | 0.1099 | 0.050325 | 0.0021839 | 0.057393 | 0 | 0 | 0.0030777 | 3.037e-07 | 0 | 3.037e-07 | 3.037e-07 | 0 | 3.037e-07 | [22 empty] | 7.3.3.17.5 (Remote Grid) Updates to grid topology to minimize risk of ignition in HFTDs Remote GridWLDFRContaminationAggregated | WLDFR | HFTD - Distribution - Tier 2 - 1QU CoRE ¦ 1QU LoRE | Red Flag Warning - Small Fires | Contamination | Aggregated | 2062 | 2.842e-07 | 163.6441 | 4.6508e-05 | 2062 | Mitigation | 0.95 | 45 | 0 | esc | 0.00097009 | 2.757e-10 | 0.00097009 | 2.757e-10
[35 empty] | WLDFR | HFTD - Distribution - Tier 3 - 1QU CoRE ¦ 3QU LoRE | 2063 | 0.058329 | 0.00026212 | 0.16135 | 0 | 0.16135 | 0.00026212 | 0.16135 | 0 | 0.16135 | 0.0094115 | 0.0094115 | 0.00026212 | 1.5289e-05 | 0.16135 | 0.0094115 | 0 | 0 | 0.16135 | 0.0094115 | [22 empty] | WLDFR | HFTD - Distribution - Tier 2 - 1QU CoRE ¦ 4QU LoRE | Non-Red Flag Warning - Small Fires | 2063 | 2.7634e-06 | 2.7634e-06 | 0.11504 | 0.052388 | 0.0022734 | 0.060377 | 0 | 0 | 0.0030777 | 3.1789e-07 | 0 | 3.1789e-07 | 3.1789e-07 | 0 | 3.1789e-07 | [22 empty] | 7.3.3.17.5 (Remote Grid) Updates to grid topology to minimize risk of ignition in HFTDs Remote GridWLDFRContaminationAggregated | WLDFR | HFTD - Distribution - Tier 2 - 1QU CoRE ¦ 1QU LoRE | Red Flag Warning - Small Fires | Contamination | Aggregated | 2063 | 2.842e-07 | 163.6441 | 4.6508e-05 | 2063 | Mitigation | 0.95 | 45 | 0 | esc | 0.00097009 | 2.757e-10 | 0.00097009 | 2.757e-10
[35 empty] | WLDFR | HFTD - Distribution - Tier 3 - 1QU CoRE ¦ 3QU LoRE | 2064 | 0.054513 | 0.00026212 | 0.16135 | 0 | 0.16135 | 0.00026212 | 0.16135 | 0 | 0.16135 | 0.0087958 | 0.0087958 | 0.00026212 | 1.4289e-05 | 0.16135 | 0.0087958 | 0 | 0 | 0.16135 | 0.0087958 | [22 empty] | WLDFR | HFTD - Distribution - Tier 2 - 1QU CoRE ¦ 4QU LoRE | Non-Red Flag Warning - Small Fires | 2064 | 2.7634e-06 | 2.7634e-06 | 0.11504 | 0.052388 | 0.0022734 | 0.060377 | 0 | 0 | 0.0030777 | 3.1789e-07 | 0 | 3.1789e-07 | 3.1789e-07 | 0 | 3.1789e-07 | [22 empty] | 7.3.3.17.5 (Remote Grid) Updates to grid topology to minimize risk of ignition in HFTDs Remote GridWLDFRContaminationAggregated | WLDFR | HFTD - Distribution - Tier 2 - 1QU CoRE ¦ 1QU LoRE | Red Flag Warning - Small Fires | Contamination | Aggregated | 2064 | 2.842e-07 | 163.6441 | 4.6508e-05 | 2064 | Mitigation | 0.95 | 45 | 0 | esc | 0.00097009 | 2.757e-10 | 0.00097009 | 2.757e-10
[35 empty] | WLDFR | HFTD - Distribution - Tier 3 - 1QU CoRE ¦ 3QU LoRE | 2065 | 0.050946 | 0.00026212 | 0.16135 | 0 | 0.16135 | 0.00026212 | 0.16135 | 0 | 0.16135 | 0.0082204 | 0.0082204 | 0.00026212 | 1.3354e-05 | 0.16135 | 0.0082204 | 0 | 0 | 0.16135 | 0.0082204 | [22 empty] | WLDFR | HFTD - Distribution - Tier 2 - 1QU CoRE ¦ 4QU LoRE | Non-Red Flag Warning - Small Fires | 2065 | 2.7634e-06 | 2.7634e-06 | 0.11504 | 0.052388 | 0.0022734 | 0.060377 | 0 | 0 | 0.0030777 | 3.1789e-07 | 0 | 3.1789e-07 | 3.1789e-07 | 0 | 3.1789e-07 | [22 empty] | 7.3.3.17.5 (Remote Grid) Updates to grid topology to minimize risk of ignition in HFTDs Remote GridWLDFRContaminationAggregated | WLDFR | HFTD - Distribution - Tier 2 - 1QU CoRE ¦ 1QU LoRE | Red Flag Warning - Small Fires | Contamination | Aggregated | 2065 | 2.842e-07 | 163.6441 | 4.6508e-05 | 2065 | Mitigation | 0.95 | 45 | 0 | esc | 0.00097009 | 2.757e-10 | 0.00097009 | 2.757e-10
[35 empty] | WLDFR | HFTD - Distribution - Tier 3 - 1QU CoRE ¦ 3QU LoRE | 2066 | 0.047613 | 0.00026212 | 0.16135 | 0 | 0.16135 | 0.00026212 | 0.16135 | 0 | 0.16135 | 0.0076826 | 0.0076826 | 0.00026212 | 1.248e-05 | 0.16135 | 0.0076826 | 0 | 0 | 0.16135 | 0.0076826 | [22 empty] | WLDFR | HFTD - Distribution - Tier 2 - 1QU CoRE ¦ 4QU LoRE | Non-Red Flag Warning - Small Fires | 2066 | 2.7634e-06 | 2.7634e-06 | 0.11504 | 0.052388 | 0.0022734 | 0.060377 | 0 | 0 | 0.0030777 | 3.1789e-07 | 0 | 3.1789e-07 | 3.1789e-07 | 0 | 3.1789e-07 | [22 empty] | 7.3.3.17.5 (Remote Grid) Updates to grid topology to minimize risk of ignition in HFTDs Remote GridWLDFRContaminationAggregated | WLDFR | HFTD - Distribution - Tier 2 - 1QU CoRE ¦ 1QU LoRE | Red Flag Warning - Small Fires | Contamination | Aggregated | 2066 | 2.842e-07 | 163.6441 | 4.6508e-05 | 2066 | Mitigation | 0.95 | 45 | 0 | esc | 0.00097009 | 2.757e-10 | 0.00097009 | 2.757e-10
[35 empty] | WLDFR | HFTD - Distribution - Tier 3 - 1QU CoRE ¦ 3QU LoRE | 2067 | 0.044499 | 0 | 0 | 0 | 0 | 0.00026212 | 0.16135 | 0 | 0.16135 | 0 | 0.00718 | 0 | 0 | 0 | 0 | 0 | 0 | 0 | 0 | [22 empty] | WLDFR | HFTD - Distribution - Tier 2 - 1QU CoRE ¦ 4QU LoRE | Non-Red Flag Warning - Small Fires | 2067 | 0 | 2.7634e-06 | 0.11504 | 0.052388 | 0.0022734 | 0.060377 | 0 | 0 | 0.0030777 | 0 | 0 | 0 | 3.1789e-07 | 0 | 3.1789e-07 | [22 empty] | 7.3.3.17.5 (Remote Grid) Updates to grid topology to minimize risk of ignition in HFTDs Remote GridWLDFRContaminationAggregated | WLDFR | HFTD - Distribution - Tier 2 - 1QU CoRE ¦ 1QU LoRE | Red Flag Warning - Small Fires | Contamination | Aggregated | 2067 | 2.842e-07 | 163.6441 | 4.6508e-05 | 2067 | Mitigation | 0.95 | 45 | 0 | esc | 0 | 0 | 0.00097009 | 2.757e-10
[35 empty] | WLDFR | HFTD - Distribution - Tier 3 - 1QU CoRE ¦ 4QU LoRE | 2022 | 0.93458 | 0.00036077 | 0.16838 | 0 | 0.16838 | 0 | 0 | 0 | 0 | 0.15736 | 0 | 0.00036077 | 0.00033717 | 0.16838 | 0.15736 | 0 | 0 | 0.16838 | 0.15736 | [22 empty] | WLDFR | HFTD - Distribution - Tier 2 - 1QU CoRE ¦ 4QU LoRE | Red Flag Warning - Catastrophic Fires | 2022 | 1.5439e-07 | 0 | 14146.1306 | 222.2294 | 8585.7228 | 5338.1784 | 0 | 0 | 0.00015915 | 0.0021841 | 0 | 0.0021841 | 0 | 0 | 0 | [22 empty] | 7.3.3.17.5 (Remote Grid) Updates to grid topology to minimize risk of ignition in HFTDs Remote GridWLDFREquipment / facility failureAggregated | WLDFR | HFTD - Distribution - Tier 2 - 1QU CoRE ¦ 1QU LoRE | Red Flag Warning - Small Fires | Equipment / facility failure | Aggregated | 2022 | 0.00048802 | 163.6441 | 0.079861 | 2022 | Mitigation | 0.95 | 45 | 0 | esc | 0.00097009 | 4.7342e-07 | 0 | 0
[35 empty] | WLDFR | HFTD - Distribution - Tier 3 - 1QU CoRE ¦ 4QU LoRE | 2023 | 0.87344 | 0.00036077 | 0.17455 | 0 | 0.17455 | 0.00036077 | 0.17455 | 0 | 0.17455 | 0.15246 | 0.15246 | 0.00036077 | 0.00031511 | 0.17455 | 0.15246 | 0 | 0 | 0.17455 | 0.15246 | [22 empty] | WLDFR | HFTD - Distribution - Tier 2 - 1QU CoRE ¦ 4QU LoRE | Red Flag Warning - Catastrophic Fires | 2023 | 1.5439e-07 | 1.5439e-07 | 14664.6376 | 233.2301 | 8896.516 | 5534.8915 | 0 | 0 | 0.00015915 | 0.0022641 | 0 | 0.0022641 | 0.0022641 | 0 | 0.0022641 | [22 empty] | 7.3.3.17.5 (Remote Grid) Updates to grid topology to minimize risk of ignition in HFTDs Remote GridWLDFREquipment / facility failureAggregated | WLDFR | HFTD - Distribution - Tier 2 - 1QU CoRE ¦ 1QU LoRE | Red Flag Warning - Small Fires | Equipment / facility failure | Aggregated | 2023 | 0.00048802 | 163.6441 | 0.079861 | 2023 | Mitigation | 0.95 | 45 | 0 | esc | 0.00097009 | 4.7342e-07 | 0.00097009 | 4.7342e-07
[35 empty] | WLDFR | HFTD - Distribution - Tier 3 - 1QU CoRE ¦ 4QU LoRE | 2024 | 0.8163 | 0.00036077 | 0.17455 | 0 | 0.17455 | 0.00036077 | 0.17455 | 0 | 0.17455 | 0.14248 | 0.14248 | 0.00036077 | 0.00029449 | 0.17455 | 0.14248 | 0 | 0 | 0.17455 | 0.14248 | [22 empty] | WLDFR | HFTD - Distribution - Tier 2 - 1QU CoRE ¦ 4QU LoRE | Red Flag Warning - Catastrophic Fires | 2024 | 1.5439e-07 | 1.5439e-07 | 14664.6376 | 233.2301 | 8896.516 | 5534.8915 | 0 | 0 | 0.00015915 | 0.0022641 | 0 | 0.0022641 | 0.0022641 | 0 | 0.0022641 | [22 empty] | 7.3.3.17.5 (Remote Grid) Updates to grid topology to minimize risk of ignition in HFTDs Remote GridWLDFREquipment / facility failureAggregated | WLDFR | HFTD - Distribution - Tier 2 - 1QU CoRE ¦ 1QU LoRE | Red Flag Warning - Small Fires | Equipment / facility failure | Aggregated | 2024 | 0.00048802 | 163.6441 | 0.079861 | 2024 | Mitigation | 0.95 | 45 | 0 | esc | 0.00097009 | 4.7342e-07 | 0.00097009 | 4.7342e-07
[35 empty] | WLDFR | HFTD - Distribution - Tier 3 - 1QU CoRE ¦ 4QU LoRE | 2025 | 0.7629 | 0.00036077 | 0.17455 | 0 | 0.17455 | 0.00036077 | 0.17455 | 0 | 0.17455 | 0.13316 | 0.13316 | 0.00036077 | 0.00027523 | 0.17455 | 0.13316 | 0 | 0 | 0.17455 | 0.13316 | [22 empty] | WLDFR | HFTD - Distribution - Tier 2 - 1QU CoRE ¦ 4QU LoRE | Red Flag Warning - Catastrophic Fires | 2025 | 1.5439e-07 | 1.5439e-07 | 14664.6376 | 233.2301 | 8896.516 | 5534.8915 | 0 | 0 | 0.00015915 | 0.0022641 | 0 | 0.0022641 | 0.0022641 | 0 | 0.0022641 | [22 empty] | 7.3.3.17.5 (Remote Grid) Updates to grid topology to minimize risk of ignition in HFTDs Remote GridWLDFREquipment / facility failureAggregated | WLDFR | HFTD - Distribution - Tier 2 - 1QU CoRE ¦ 1QU LoRE | Red Flag Warning - Small Fires | Equipment / facility failure | Aggregated | 2025 | 0.00048802 | 163.6441 | 0.079861 | 2025 | Mitigation | 0.95 | 45 | 0 | esc | 0.00097009 | 4.7342e-07 | 0.00097009 | 4.7342e-07
[35 empty] | WLDFR | HFTD - Distribution - Tier 3 - 1QU CoRE ¦ 4QU LoRE | 2026 | 0.71299 | 0.00036077 | 0.17455 | 0 | 0.17455 | 0.00036077 | 0.17455 | 0 | 0.17455 | 0.12445 | 0.12445 | 0.00036077 | 0.00025722 | 0.17455 | 0.12445 | 0 | 0 | 0.17455 | 0.12445 | [22 empty] | WLDFR | HFTD - Distribution - Tier 2 - 1QU CoRE ¦ 4QU LoRE | Red Flag Warning - Catastrophic Fires | 2026 | 1.5439e-07 | 1.5439e-07 | 14664.6376 | 233.2301 | 8896.516 | 5534.8915 | 0 | 0 | 0.00015915 | 0.0022641 | 0 | 0.0022641 | 0.0022641 | 0 | 0.0022641 | [22 empty] | 7.3.3.17.5 (Remote Grid) Updates to grid topology to minimize risk of ignition in HFTDs Remote GridWLDFREquipment / facility failureAggregated | WLDFR | HFTD - Distribution - Tier 2 - 1QU CoRE ¦ 1QU LoRE | Red Flag Warning - Small Fires | Equipment / facility failure | Aggregated | 2026 | 0.00048802 | 163.6441 | 0.079861 | 2026 | Mitigation | 0.95 | 45 | 0 | esc | 0.00097009 | 4.7342e-07 | 0.00097009 | 4.7342e-07
[35 empty] | WLDFR | HFTD - Distribution - Tier 3 - 1QU CoRE ¦ 4QU LoRE | 2027 | 0.66634 | 0.00036077 | 0.17455 | 0 | 0.17455 | 0.00036077 | 0.17455 | 0 | 0.17455 | 0.11631 | 0.11631 | 0.00036077 | 0.00024039 | 0.17455 | 0.11631 | 0 | 0 | 0.17455 | 0.11631 | [22 empty] | WLDFR | HFTD - Distribution - Tier 2 - 1QU CoRE ¦ 4QU LoRE | Red Flag Warning - Catastrophic Fires | 2027 | 1.5439e-07 | 1.5439e-07 | 14664.6376 | 233.2301 | 8896.516 | 5534.8915 | 0 | 0 | 0.00015915 | 0.0022641 | 0 | 0.0022641 | 0.0022641 | 0 | 0.0022641 | [22 empty] | 7.3.3.17.5 (Remote Grid) Updates to grid topology to minimize risk of ignition in HFTDs Remote GridWLDFREquipment / facility failureAggregated | WLDFR | HFTD - Distribution - Tier 2 - 1QU CoRE ¦ 1QU LoRE | Red Flag Warning - Small Fires | Equipment / facility failure | Aggregated | 2027 | 0.00048802 | 163.6441 | 0.079861 | 2027 | Mitigation | 0.95 | 45 | 0 | esc | 0.00097009 | 4.7342e-07 | 0.00097009 | 4.7342e-07
[35 empty] | WLDFR | HFTD - Distribution - Tier 3 - 1QU CoRE ¦ 4QU LoRE | 2028 | 0.62275 | 0.00036077 | 0.18232 | 0 | 0.18232 | 0.00036077 | 0.18232 | 0 | 0.18232 | 0.11354 | 0.11354 | 0.00036077 | 0.00022467 | 0.18232 | 0.11354 | 0 | 0 | 0.18232 | 0.11354 | [22 empty] | WLDFR | HFTD - Distribution - Tier 2 - 1QU CoRE ¦ 4QU LoRE | Red Flag Warning - Catastrophic Fires | 2028 | 1.5439e-07 | 1.5439e-07 | 15317.9909 | 247.273 | 9287.6491 | 5783.0689 | 0 | 0 | 0.00015915 | 0.002365 | 0 | 0.002365 | 0.002365 | 0 | 0.002365 | [22 empty] | 7.3.3.17.5 (Remote Grid) Updates to grid topology to minimize risk of ignition in HFTDs Remote GridWLDFREquipment / facility failureAggregated | WLDFR | HFTD - Distribution - Tier 2 - 1QU CoRE ¦ 1QU LoRE | Red Flag Warning - Small Fires | Equipment / facility failure | Aggregated | 2028 | 0.00048802 | 163.6441 | 0.079861 | 2028 | Mitigation | 0.95 | 45 | 0 | esc | 0.00097009 | 4.7342e-07 | 0.00097009 | 4.7342e-07
[35 empty] | WLDFR | HFTD - Distribution - Tier 3 - 1QU CoRE ¦ 4QU LoRE | 2029 | 0.58201 | 0.00036077 | 0.18232 | 0 | 0.18232 | 0.00036077 | 0.18232 | 0 | 0.18232 | 0.10611 | 0.10611 | 0.00036077 | 0.00020997 | 0.18232 | 0.10611 | 0 | 0 | 0.18232 | 0.10611 | [22 empty] | WLDFR | HFTD - Distribution - Tier 2 - 1QU CoRE ¦ 4QU LoRE | Red Flag Warning - Catastrophic Fires | 2029 | 1.5439e-07 | 1.5439e-07 | 15317.9909 | 247.273 | 9287.6491 | 5783.0689 | 0 | 0 | 0.00015915 | 0.002365 | 0 | 0.002365 | 0.002365 | 0 | 0.002365 | [22 empty] | 7.3.3.17.5 (Remote Grid) Updates to grid topology to minimize risk of ignition in HFTDs Remote GridWLDFREquipment / facility failureAggregated | WLDFR | HFTD - Distribution - Tier 2 - 1QU CoRE ¦ 1QU LoRE | Red Flag Warning - Small Fires | Equipment / facility failure | Aggregated | 2029 | 0.00048802 | 163.6441 | 0.079861 | 2029 | Mitigation | 0.95 | 45 | 0 | esc | 0.00097009 | 4.7342e-07 | 0.00097009 | 4.7342e-07
[35 empty] | WLDFR | HFTD - Distribution - Tier 3 - 1QU CoRE ¦ 4QU LoRE | 2030 | 0.54393 | 0.00036077 | 0.18232 | 0 | 0.18232 | 0.00036077 | 0.18232 | 0 | 0.18232 | 0.099171 | 0.099171 | 0.00036077 | 0.00019623 | 0.18232 | 0.099171 | 0 | 0 | 0.18232 | 0.099171 | [22 empty] | WLDFR | HFTD - Distribution - Tier 2 - 1QU CoRE ¦ 4QU LoRE | Red Flag Warning - Catastrophic Fires | 2030 | 1.5439e-07 | 1.5439e-07 | 15317.9909 | 247.273 | 9287.6491 | 5783.0689 | 0 | 0 | 0.00015915 | 0.002365 | 0 | 0.002365 | 0.002365 | 0 | 0.002365 | [22 empty] | 7.3.3.17.5 (Remote Grid) Updates to grid topology to minimize risk of ignition in HFTDs Remote GridWLDFREquipment / facility failureAggregated | WLDFR | HFTD - Distribution - Tier 2 - 1QU CoRE ¦ 1QU LoRE | Red Flag Warning - Small Fires | Equipment / facility failure | Aggregated | 2030 | 0.00048802 | 163.6441 | 0.079861 | 2030 | Mitigation | 0.95 | 45 | 0 | esc | 0.00097009 | 4.7342e-07 | 0.00097009 | 4.7342e-07
[35 empty] | WLDFR | HFTD - Distribution - Tier 3 - 1QU CoRE ¦ 4QU LoRE | 2031 | 0.50835 | 0.00036077 | 0.18232 | 0 | 0.18232 | 0.00036077 | 0.18232 | 0 | 0.18232 | 0.092683 | 0.092683 | 0.00036077 | 0.0001834 | 0.18232 | 0.092683 | 0 | 0 | 0.18232 | 0.092683 | [22 empty] | WLDFR | HFTD - Distribution - Tier 2 - 1QU CoRE ¦ 4QU LoRE | Red Flag Warning - Catastrophic Fires | 2031 | 1.5439e-07 | 1.5439e-07 | 15317.9909 | 247.273 | 9287.6491 | 5783.0689 | 0 | 0 | 0.00015915 | 0.002365 | 0 | 0.002365 | 0.002365 | 0 | 0.002365 | [22 empty] | 7.3.3.17.5 (Remote Grid) Updates to grid topology to minimize risk of ignition in HFTDs Remote GridWLDFREquipment / facility failureAggregated | WLDFR | HFTD - Distribution - Tier 2 - 1QU CoRE ¦ 1QU LoRE | Red Flag Warning - Small Fires | Equipment / facility failure | Aggregated | 2031 | 0.00048802 | 163.6441 | 0.079861 | 2031 | Mitigation | 0.95 | 45 | 0 | esc | 0.00097009 | 4.7342e-07 | 0.00097009 | 4.7342e-07
[35 empty] | WLDFR | HFTD - Distribution - Tier 3 - 1QU CoRE ¦ 4QU LoRE | 2032 | 0.47509 | 0.00036077 | 0.18232 | 0 | 0.18232 | 0.00036077 | 0.18232 | 0 | 0.18232 | 0.08662 | 0.08662 | 0.00036077 | 0.0001714 | 0.18232 | 0.08662 | 0 | 0 | 0.18232 | 0.08662 | [22 empty] | WLDFR | HFTD - Distribution - Tier 2 - 1QU CoRE ¦ 4QU LoRE | Red Flag Warning - Catastrophic Fires | 2032 | 1.5439e-07 | 1.5439e-07 | 15317.9909 | 247.273 | 9287.6491 | 5783.0689 | 0 | 0 | 0.00015915 | 0.002365 | 0 | 0.002365 | 0.002365 | 0 | 0.002365 | [22 empty] | 7.3.3.17.5 (Remote Grid) Updates to grid topology to minimize risk of ignition in HFTDs Remote GridWLDFREquipment / facility failureAggregated | WLDFR | HFTD - Distribution - Tier 2 - 1QU CoRE ¦ 1QU LoRE | Red Flag Warning - Small Fires | Equipment / facility failure | Aggregated | 2032 | 0.00048802 | 163.6441 | 0.079861 | 2032 | Mitigation | 0.95 | 45 | 0 | esc | 0.00097009 | 4.7342e-07 | 0.00097009 | 4.7342e-07
[35 empty] | WLDFR | HFTD - Distribution - Tier 3 - 1QU CoRE ¦ 4QU LoRE | 2033 | 0.44401 | 0.00036077 | 0.19096 | 0 | 0.19096 | 0.00036077 | 0.19096 | 0 | 0.19096 | 0.084789 | 0.084789 | 0.00036077 | 0.00016019 | 0.19096 | 0.084789 | 0 | 0 | 0.19096 | 0.084789 | [22 empty] | WLDFR | HFTD - Distribution - Tier 2 - 1QU CoRE ¦ 4QU LoRE | Red Flag Warning - Catastrophic Fires | 2033 | 1.5439e-07 | 1.5439e-07 | 16044.1264 | 263.1074 | 9721.74 | 6059.2791 | 0 | 0 | 0.00015915 | 0.0024771 | 0 | 0.0024771 | 0.0024771 | 0 | 0.0024771 | [22 empty] | 7.3.3.17.5 (Remote Grid) Updates to grid topology to minimize risk of ignition in HFTDs Remote GridWLDFREquipment / facility failureAggregated | WLDFR | HFTD - Distribution - Tier 2 - 1QU CoRE ¦ 1QU LoRE | Red Flag Warning - Small Fires | Equipment / facility failure | Aggregated | 2033 | 0.00048802 | 163.6441 | 0.079861 | 2033 | Mitigation | 0.95 | 45 | 0 | esc | 0.00097009 | 4.7342e-07 | 0.00097009 | 4.7342e-07
[35 empty] | WLDFR | HFTD - Distribution - Tier 3 - 1QU CoRE ¦ 4QU LoRE | 2034 | 0.41496 | 0.00036077 | 0.19096 | 0 | 0.19096 | 0.00036077 | 0.19096 | 0 | 0.19096 | 0.079242 | 0.079242 | 0.00036077 | 0.00014971 | 0.19096 | 0.079242 | 0 | 0 | 0.19096 | 0.079242 | [22 empty] | WLDFR | HFTD - Distribution - Tier 2 - 1QU CoRE ¦ 4QU LoRE | Red Flag Warning - Catastrophic Fires | 2034 | 1.5439e-07 | 1.5439e-07 | 16044.1264 | 263.1074 | 9721.74 | 6059.2791 | 0 | 0 | 0.00015915 | 0.0024771 | 0 | 0.0024771 | 0.0024771 | 0 | 0.0024771 | [22 empty] | 7.3.3.17.5 (Remote Grid) Updates to grid topology to minimize risk of ignition in HFTDs Remote GridWLDFREquipment / facility failureAggregated | WLDFR | HFTD - Distribution - Tier 2 - 1QU CoRE ¦ 1QU LoRE | Red Flag Warning - Small Fires | Equipment / facility failure | Aggregated | 2034 | 0.00048802 | 163.6441 | 0.079861 | 2034 | Mitigation | 0.95 | 45 | 0 | esc | 0.00097009 | 4.7342e-07 | 0.00097009 | 4.7342e-07
[35 empty] | WLDFR | HFTD - Distribution - Tier 3 - 1QU CoRE ¦ 4QU LoRE | 2035 | 0.38782 | 0.00036077 | 0.19096 | 0 | 0.19096 | 0.00036077 | 0.19096 | 0 | 0.19096 | 0.074058 | 0.074058 | 0.00036077 | 0.00013991 | 0.19096 | 0.074058 | 0 | 0 | 0.19096 | 0.074058 | [22 empty] | WLDFR | HFTD - Distribution - Tier 2 - 1QU CoRE ¦ 4QU LoRE | Red Flag Warning - Catastrophic Fires | 2035 | 1.5439e-07 | 1.5439e-07 | 16044.1264 | 263.1074 | 9721.74 | 6059.2791 | 0 | 0 | 0.00015915 | 0.0024771 | 0 | 0.0024771 | 0.0024771 | 0 | 0.0024771 | [22 empty] | 7.3.3.17.5 (Remote Grid) Updates to grid topology to minimize risk of ignition in HFTDs Remote GridWLDFREquipment / facility failureAggregated | WLDFR | HFTD - Distribution - Tier 2 - 1QU CoRE ¦ 1QU LoRE | Red Flag Warning - Small Fires | Equipment / facility failure | Aggregated | 2035 | 0.00048802 | 163.6441 | 0.079861 | 2035 | Mitigation | 0.95 | 45 | 0 | esc | 0.00097009 | 4.7342e-07 | 0.00097009 | 4.7342e-07
[35 empty] | WLDFR | HFTD - Distribution - Tier 3 - 1QU CoRE ¦ 4QU LoRE | 2036 | 0.36245 | 0.00036077 | 0.19096 | 0 | 0.19096 | 0.00036077 | 0.19096 | 0 | 0.19096 | 0.069213 | 0.069213 | 0.00036077 | 0.00013076 | 0.19096 | 0.069213 | 0 | 0 | 0.19096 | 0.069213 | [22 empty] | WLDFR | HFTD - Distribution - Tier 2 - 1QU CoRE ¦ 4QU LoRE | Red Flag Warning - Catastrophic Fires | 2036 | 1.5439e-07 | 1.5439e-07 | 16044.1264 | 263.1074 | 9721.74 | 6059.2791 | 0 | 0 | 0.00015915 | 0.0024771 | 0 | 0.0024771 | 0.0024771 | 0 | 0.0024771 | [22 empty] | 7.3.3.17.5 (Remote Grid) Updates to grid topology to minimize risk of ignition in HFTDs Remote GridWLDFREquipment / facility failureAggregated | WLDFR | HFTD - Distribution - Tier 2 - 1QU CoRE ¦ 1QU LoRE | Red Flag Warning - Small Fires | Equipment / facility failure | Aggregated | 2036 | 0.00048802 | 163.6441 | 0.079861 | 2036 | Mitigation | 0.95 | 45 | 0 | esc | 0.00097009 | 4.7342e-07 | 0.00097009 | 4.7342e-07
[35 empty] | WLDFR | HFTD - Distribution - Tier 3 - 1QU CoRE ¦ 4QU LoRE | 2037 | 0.33873 | 0.00036077 | 0.19096 | 0 | 0.19096 | 0.00036077 | 0.19096 | 0 | 0.19096 | 0.064685 | 0.064685 | 0.00036077 | 0.0001222 | 0.19096 | 0.064685 | 0 | 0 | 0.19096 | 0.064685 | [22 empty] | WLDFR | HFTD - Distribution - Tier 2 - 1QU CoRE ¦ 4QU LoRE | Red Flag Warning - Catastrophic Fires | 2037 | 1.5439e-07 | 1.5439e-07 | 16044.1264 | 263.1074 | 9721.74 | 6059.2791 | 0 | 0 | 0.00015915 | 0.0024771 | 0 | 0.0024771 | 0.0024771 | 0 | 0.0024771 | [22 empty] | 7.3.3.17.5 (Remote Grid) Updates to grid topology to minimize risk of ignition in HFTDs Remote GridWLDFREquipment / facility failureAggregated | WLDFR | HFTD - Distribution - Tier 2 - 1QU CoRE ¦ 1QU LoRE | Red Flag Warning - Small Fires | Equipment / facility failure | Aggregated | 2037 | 0.00048802 | 163.6441 | 0.079861 | 2037 | Mitigation | 0.95 | 45 | 0 | esc | 0.00097009 | 4.7342e-07 | 0.00097009 | 4.7342e-07
[35 empty] | WLDFR | HFTD - Distribution - Tier 3 - 1QU CoRE ¦ 4QU LoRE | 2038 | 0.31657 | 0.00036077 | 0.20034 | 0 | 0.20034 | 0.00036077 | 0.20034 | 0 | 0.20034 | 0.063422 | 0.063422 | 0.00036077 | 0.00011421 | 0.20034 | 0.063422 | 0 | 0 | 0.20034 | 0.063422 | [22 empty] | WLDFR | HFTD - Distribution - Tier 2 - 1QU CoRE ¦ 4QU LoRE | Red Flag Warning - Catastrophic Fires | 2038 | 1.5439e-07 | 1.5439e-07 | 16832.3912 | 280.5544 | 10192.2718 | 6359.5651 | 0 | 0 | 0.00015915 | 0.0025988 | 0 | 0.0025988 | 0.0025988 | 0 | 0.0025988 | [22 empty] | 7.3.3.17.5 (Remote Grid) Updates to grid topology to minimize risk of ignition in HFTDs Remote GridWLDFREquipment / facility failureAggregated | WLDFR | HFTD - Distribution - Tier 2 - 1QU CoRE ¦ 1QU LoRE | Red Flag Warning - Small Fires | Equipment / facility failure | Aggregated | 2038 | 0.00048802 | 163.6441 | 0.079861 | 2038 | Mitigation | 0.95 | 45 | 0 | esc | 0.00097009 | 4.7342e-07 | 0.00097009 | 4.7342e-07
[35 empty] | WLDFR | HFTD - Distribution - Tier 3 - 1QU CoRE ¦ 4QU LoRE | 2039 | 0.29586 | 0.00036077 | 0.20034 | 0 | 0.20034 | 0.00036077 | 0.20034 | 0 | 0.20034 | 0.059273 | 0.059273 | 0.00036077 | 0.00010674 | 0.20034 | 0.059273 | 0 | 0 | 0.20034 | 0.059273 | [22 empty] | WLDFR | HFTD - Distribution - Tier 2 - 1QU CoRE ¦ 4QU LoRE | Red Flag Warning - Catastrophic Fires | 2039 | 1.5439e-07 | 1.5439e-07 | 16832.3912 | 280.5544 | 10192.2718 | 6359.5651 | 0 | 0 | 0.00015915 | 0.0025988 | 0 | 0.0025988 | 0.0025988 | 0 | 0.0025988 | [22 empty] | 7.3.3.17.5 (Remote Grid) Updates to grid topology to minimize risk of ignition in HFTDs Remote GridWLDFREquipment / facility failureAggregated | WLDFR | HFTD - Distribution - Tier 2 - 1QU CoRE ¦ 1QU LoRE | Red Flag Warning - Small Fires | Equipment / facility failure | Aggregated | 2039 | 0.00048802 | 163.6441 | 0.079861 | 2039 | Mitigation | 0.95 | 45 | 0 | esc | 0.00097009 | 4.7342e-07 | 0.00097009 | 4.7342e-07
[35 empty] | WLDFR | HFTD - Distribution - Tier 3 - 1QU CoRE ¦ 4QU LoRE | 2040 | 0.27651 | 0.00036077 | 0.20034 | 0 | 0.20034 | 0.00036077 | 0.20034 | 0 | 0.20034 | 0.055396 | 0.055396 | 0.00036077 | 9.9755e-05 | 0.20034 | 0.055396 | 0 | 0 | 0.20034 | 0.055396 | [22 empty] | WLDFR | HFTD - Distribution - Tier 2 - 1QU CoRE ¦ 4QU LoRE | Red Flag Warning - Catastrophic Fires | 2040 | 1.5439e-07 | 1.5439e-07 | 16832.3912 | 280.5544 | 10192.2718 | 6359.5651 | 0 | 0 | 0.00015915 | 0.0025988 | 0 | 0.0025988 | 0.0025988 | 0 | 0.0025988 | [22 empty] | 7.3.3.17.5 (Remote Grid) Updates to grid topology to minimize risk of ignition in HFTDs Remote GridWLDFREquipment / facility failureAggregated | WLDFR | HFTD - Distribution - Tier 2 - 1QU CoRE ¦ 1QU LoRE | Red Flag Warning - Small Fires | Equipment / facility failure | Aggregated | 2040 | 0.00048802 | 163.6441 | 0.079861 | 2040 | Mitigation | 0.95 | 45 | 0 | esc | 0.00097009 | 4.7342e-07 | 0.00097009 | 4.7342e-07
[35 empty] | WLDFR | HFTD - Distribution - Tier 3 - 1QU CoRE ¦ 4QU LoRE | 2041 | 0.25842 | 0.00036077 | 0.20034 | 0 | 0.20034 | 0.00036077 | 0.20034 | 0 | 0.20034 | 0.051772 | 0.051772 | 0.00036077 | 9.3229e-05 | 0.20034 | 0.051772 | 0 | 0 | 0.20034 | 0.051772 | [22 empty] | WLDFR | HFTD - Distribution - Tier 2 - 1QU CoRE ¦ 4QU LoRE | Red Flag Warning - Catastrophic Fires | 2041 | 1.5439e-07 | 1.5439e-07 | 16832.3912 | 280.5544 | 10192.2718 | 6359.5651 | 0 | 0 | 0.00015915 | 0.0025988 | 0 | 0.0025988 | 0.0025988 | 0 | 0.0025988 | [22 empty] | 7.3.3.17.5 (Remote Grid) Updates to grid topology to minimize risk of ignition in HFTDs Remote GridWLDFREquipment / facility failureAggregated | WLDFR | HFTD - Distribution - Tier 2 - 1QU CoRE ¦ 1QU LoRE | Red Flag Warning - Small Fires | Equipment / facility failure | Aggregated | 2041 | 0.00048802 | 163.6441 | 0.079861 | 2041 | Mitigation | 0.95 | 45 | 0 | esc | 0.00097009 | 4.7342e-07 | 0.00097009 | 4.7342e-07
[35 empty] | WLDFR | HFTD - Distribution - Tier 3 - 1QU CoRE ¦ 4QU LoRE | 2042 | 0.24151 | 0.00036077 | 0.20034 | 0 | 0.20034 | 0.00036077 | 0.20034 | 0 | 0.20034 | 0.048385 | 0.048385 | 0.00036077 | 8.713e-05 | 0.20034 | 0.048385 | 0 | 0 | 0.20034 | 0.048385 | [22 empty] | WLDFR | HFTD - Distribution - Tier 2 - 1QU CoRE ¦ 4QU LoRE | Red Flag Warning - Catastrophic Fires | 2042 | 1.5439e-07 | 1.5439e-07 | 16832.3912 | 280.5544 | 10192.2718 | 6359.5651 | 0 | 0 | 0.00015915 | 0.0025988 | 0 | 0.0025988 | 0.0025988 | 0 | 0.0025988 | [22 empty] | 7.3.3.17.5 (Remote Grid) Updates to grid topology to minimize risk of ignition in HFTDs Remote GridWLDFREquipment / facility failureAggregated | WLDFR | HFTD - Distribution - Tier 2 - 1QU CoRE ¦ 1QU LoRE | Red Flag Warning - Small Fires | Equipment / facility failure | Aggregated | 2042 | 0.00048802 | 163.6441 | 0.079861 | 2042 | Mitigation | 0.95 | 45 | 0 | esc | 0.00097009 | 4.7342e-07 | 0.00097009 | 4.7342e-07
[35 empty] | WLDFR | HFTD - Distribution - Tier 3 - 1QU CoRE ¦ 4QU LoRE | 2043 | 0.22571 | 0.00036077 | 0.21033 | 0 | 0.21033 | 0.00036077 | 0.21033 | 0 | 0.21033 | 0.047474 | 0.047474 | 0.00036077 | 8.143e-05 | 0.21033 | 0.047474 | 0 | 0 | 0.21033 | 0.047474 | [22 empty] | WLDFR | HFTD - Distribution - Tier 2 - 1QU CoRE ¦ 4QU LoRE | Red Flag Warning - Catastrophic Fires | 2043 | 1.5439e-07 | 1.5439e-07 | 17672.0852 | 299.42 | 10692.7362 | 6679.929 | 0 | 0 | 0.00015915 | 0.0027285 | 0 | 0.0027285 | 0.0027285 | 0 | 0.0027285 | [22 empty] | 7.3.3.17.5 (Remote Grid) Updates to grid topology to minimize risk of ignition in HFTDs Remote GridWLDFREquipment / facility failureAggregated | WLDFR | HFTD - Distribution - Tier 2 - 1QU CoRE ¦ 1QU LoRE | Red Flag Warning - Small Fires | Equipment / facility failure | Aggregated | 2043 | 0.00048802 | 163.6441 | 0.079861 | 2043 | Mitigation | 0.95 | 45 | 0 | esc | 0.00097009 | 4.7342e-07 | 0.00097009 | 4.7342e-07
[35 empty] | WLDFR | HFTD - Distribution - Tier 3 - 1QU CoRE ¦ 4QU LoRE | 2044 | 0.21095 | 0.00036077 | 0.21033 | 0 | 0.21033 | 0.00036077 | 0.21033 | 0 | 0.21033 | 0.044368 | 0.044368 | 0.00036077 | 7.6103e-05 | 0.21033 | 0.044368 | 0 | 0 | 0.21033 | 0.044368 | [22 empty] | WLDFR | HFTD - Distribution - Tier 2 - 1QU CoRE ¦ 4QU LoRE | Red Flag Warning - Catastrophic Fires | 2044 | 1.5439e-07 | 1.5439e-07 | 17672.0852 | 299.42 | 10692.7362 | 6679.929 | 0 | 0 | 0.00015915 | 0.0027285 | 0 | 0.0027285 | 0.0027285 | 0 | 0.0027285 | [22 empty] | 7.3.3.17.5 (Remote Grid) Updates to grid topology to minimize risk of ignition in HFTDs Remote GridWLDFREquipment / facility failureAggregated | WLDFR | HFTD - Distribution - Tier 2 - 1QU CoRE ¦ 1QU LoRE | Red Flag Warning - Small Fires | Equipment / facility failure | Aggregated | 2044 | 0.00048802 | 163.6441 | 0.079861 | 2044 | Mitigation | 0.95 | 45 | 0 | esc | 0.00097009 | 4.7342e-07 | 0.00097009 | 4.7342e-07
[35 empty] | WLDFR | HFTD - Distribution - Tier 3 - 1QU CoRE ¦ 4QU LoRE | 2045 | 0.19715 | 0.00036077 | 0.21033 | 0 | 0.21033 | 0.00036077 | 0.21033 | 0 | 0.21033 | 0.041466 | 0.041466 | 0.00036077 | 7.1124e-05 | 0.21033 | 0.041466 | 0 | 0 | 0.21033 | 0.041466 | [22 empty] | WLDFR | HFTD - Distribution - Tier 2 - 1QU CoRE ¦ 4QU LoRE | Red Flag Warning - Catastrophic Fires | 2045 | 1.5439e-07 | 1.5439e-07 | 17672.0852 | 299.42 | 10692.7362 | 6679.929 | 0 | 0 | 0.00015915 | 0.0027285 | 0 | 0.0027285 | 0.0027285 | 0 | 0.0027285 | [22 empty] | 7.3.3.17.5 (Remote Grid) Updates to grid topology to minimize risk of ignition in HFTDs Remote GridWLDFREquipment / facility failureAggregated | WLDFR | HFTD - Distribution - Tier 2 - 1QU CoRE ¦ 1QU LoRE | Red Flag Warning - Small Fires | Equipment / facility failure | Aggregated | 2045 | 0.00048802 | 163.6441 | 0.079861 | 2045 | Mitigation | 0.95 | 45 | 0 | esc | 0.00097009 | 4.7342e-07 | 0.00097009 | 4.7342e-07
[35 empty] | WLDFR | HFTD - Distribution - Tier 3 - 1QU CoRE ¦ 4QU LoRE | 2046 | 0.18425 | 0.00036077 | 0.21033 | 0 | 0.21033 | 0.00036077 | 0.21033 | 0 | 0.21033 | 0.038753 | 0.038753 | 0.00036077 | 6.6471e-05 | 0.21033 | 0.038753 | 0 | 0 | 0.21033 | 0.038753 | [22 empty] | WLDFR | HFTD - Distribution - Tier 2 - 1QU CoRE ¦ 4QU LoRE | Red Flag Warning - Catastrophic Fires | 2046 | 1.5439e-07 | 1.5439e-07 | 17672.0852 | 299.42 | 10692.7362 | 6679.929 | 0 | 0 | 0.00015915 | 0.0027285 | 0 | 0.0027285 | 0.0027285 | 0 | 0.0027285 | [22 empty] | 7.3.3.17.5 (Remote Grid) Updates to grid topology to minimize risk of ignition in HFTDs Remote GridWLDFREquipment / facility failureAggregated | WLDFR | HFTD - Distribution - Tier 2 - 1QU CoRE ¦ 1QU LoRE | Red Flag Warning - Small Fires | Equipment / facility failure | Aggregated | 2046 | 0.00048802 | 163.6441 | 0.079861 | 2046 | Mitigation | 0.95 | 45 | 0 | esc | 0.00097009 | 4.7342e-07 | 0.00097009 | 4.7342e-07
[35 empty] | WLDFR | HFTD - Distribution - Tier 3 - 1QU CoRE ¦ 4QU LoRE | 2047 | 0.1722 | 0.00036077 | 0.21033 | 0 | 0.21033 | 0.00036077 | 0.21033 | 0 | 0.21033 | 0.036218 | 0.036218 | 0.00036077 | 6.2123e-05 | 0.21033 | 0.036218 | 0 | 0 | 0.21033 | 0.036218 | [22 empty] | WLDFR | HFTD - Distribution - Tier 2 - 1QU CoRE ¦ 4QU LoRE | Red Flag Warning - Catastrophic Fires | 2047 | 1.5439e-07 | 1.5439e-07 | 17672.0852 | 299.42 | 10692.7362 | 6679.929 | 0 | 0 | 0.00015915 | 0.0027285 | 0 | 0.0027285 | 0.0027285 | 0 | 0.0027285 | [22 empty] | 7.3.3.17.5 (Remote Grid) Updates to grid topology to minimize risk of ignition in HFTDs Remote GridWLDFREquipment / facility failureAggregated | WLDFR | HFTD - Distribution - Tier 2 - 1QU CoRE ¦ 1QU LoRE | Red Flag Warning - Small Fires | Equipment / facility failure | Aggregated | 2047 | 0.00048802 | 163.6441 | 0.079861 | 2047 | Mitigation | 0.95 | 45 | 0 | esc | 0.00097009 | 4.7342e-07 | 0.00097009 | 4.7342e-07
[35 empty] | WLDFR | HFTD - Distribution - Tier 3 - 1QU CoRE ¦ 4QU LoRE | 2048 | 0.16093 | 0.00036077 | 0.2208 | 0 | 0.2208 | 0.00036077 | 0.2208 | 0 | 0.2208 | 0.035533 | 0.035533 | 0.00036077 | 5.8059e-05 | 0.2208 | 0.035533 | 0 | 0 | 0.2208 | 0.035533 | [22 empty] | WLDFR | HFTD - Distribution - Tier 2 - 1QU CoRE ¦ 4QU LoRE | Red Flag Warning - Catastrophic Fires | 2048 | 1.5439e-07 | 1.5439e-07 | 18552.3348 | 319.4911 | 11216.5626 | 7016.281 | 0 | 0 | 0.00015915 | 0.0028644 | 0 | 0.0028644 | 0.0028644 | 0 | 0.0028644 | [22 empty] | 7.3.3.17.5 (Remote Grid) Updates to grid topology to minimize risk of ignition in HFTDs Remote GridWLDFREquipment / facility failureAggregated | WLDFR | HFTD - Distribution - Tier 2 - 1QU CoRE ¦ 1QU LoRE | Red Flag Warning - Small Fires | Equipment / facility failure | Aggregated | 2048 | 0.00048802 | 163.6441 | 0.079861 | 2048 | Mitigation | 0.95 | 45 | 0 | esc | 0.00097009 | 4.7342e-07 | 0.00097009 | 4.7342e-07
[35 empty] | WLDFR | HFTD - Distribution - Tier 3 - 1QU CoRE ¦ 4QU LoRE | 2049 | 0.1504 | 0.00036077 | 0.2208 | 0 | 0.2208 | 0.00036077 | 0.2208 | 0 | 0.2208 | 0.033209 | 0.033209 | 0.00036077 | 5.426e-05 | 0.2208 | 0.033209 | 0 | 0 | 0.2208 | 0.033209 | [22 empty] | WLDFR | HFTD - Distribution - Tier 2 - 1QU CoRE ¦ 4QU LoRE | Red Flag Warning - Catastrophic Fires | 2049 | 1.5439e-07 | 1.5439e-07 | 18552.3348 | 319.4911 | 11216.5626 | 7016.281 | 0 | 0 | 0.00015915 | 0.0028644 | 0 | 0.0028644 | 0.0028644 | 0 | 0.0028644 | [22 empty] | 7.3.3.17.5 (Remote Grid) Updates to grid topology to minimize risk of ignition in HFTDs Remote GridWLDFREquipment / facility failureAggregated | WLDFR | HFTD - Distribution - Tier 2 - 1QU CoRE ¦ 1QU LoRE | Red Flag Warning - Small Fires | Equipment / facility failure | Aggregated | 2049 | 0.00048802 | 163.6441 | 0.079861 | 2049 | Mitigation | 0.95 | 45 | 0 | esc | 0.00097009 | 4.7342e-07 | 0.00097009 | 4.7342e-07
[35 empty] | WLDFR | HFTD - Distribution - Tier 3 - 1QU CoRE ¦ 4QU LoRE | 2050 | 0.14056 | 0.00036077 | 0.2208 | 0 | 0.2208 | 0.00036077 | 0.2208 | 0 | 0.2208 | 0.031036 | 0.031036 | 0.00036077 | 5.0711e-05 | 0.2208 | 0.031036 | 0 | 0 | 0.2208 | 0.031036 | [22 empty] | WLDFR | HFTD - Distribution - Tier 2 - 1QU CoRE ¦ 4QU LoRE | Red Flag Warning - Catastrophic Fires | 2050 | 1.5439e-07 | 1.5439e-07 | 18552.3348 | 319.4911 | 11216.5626 | 7016.281 | 0 | 0 | 0.00015915 | 0.0028644 | 0 | 0.0028644 | 0.0028644 | 0 | 0.0028644 | [22 empty] | 7.3.3.17.5 (Remote Grid) Updates to grid topology to minimize risk of ignition in HFTDs Remote GridWLDFREquipment / facility failureAggregated | WLDFR | HFTD - Distribution - Tier 2 - 1QU CoRE ¦ 1QU LoRE | Red Flag Warning - Small Fires | Equipment / facility failure | Aggregated | 2050 | 0.00048802 | 163.6441 | 0.079861 | 2050 | Mitigation | 0.95 | 45 | 0 | esc | 0.00097009 | 4.7342e-07 | 0.00097009 | 4.7342e-07
[35 empty] | WLDFR | HFTD - Distribution - Tier 3 - 1QU CoRE ¦ 4QU LoRE | 2051 | 0.13137 | 0.00036077 | 0.2208 | 0 | 0.2208 | 0.00036077 | 0.2208 | 0 | 0.2208 | 0.029006 | 0.029006 | 0.00036077 | 4.7393e-05 | 0.2208 | 0.029006 | 0 | 0 | 0.2208 | 0.029006 | [22 empty] | WLDFR | HFTD - Distribution - Tier 2 - 1QU CoRE ¦ 4QU LoRE | Red Flag Warning - Catastrophic Fires | 2051 | 1.5439e-07 | 1.5439e-07 | 18552.3348 | 319.4911 | 11216.5626 | 7016.281 | 0 | 0 | 0.00015915 | 0.0028644 | 0 | 0.0028644 | 0.0028644 | 0 | 0.0028644 | [22 empty] | 7.3.3.17.5 (Remote Grid) Updates to grid topology to minimize risk of ignition in HFTDs Remote GridWLDFREquipment / facility failureAggregated | WLDFR | HFTD - Distribution - Tier 2 - 1QU CoRE ¦ 1QU LoRE | Red Flag Warning - Small Fires | Equipment / facility failure | Aggregated | 2051 | 0.00048802 | 163.6441 | 0.079861 | 2051 | Mitigation | 0.95 | 45 | 0 | esc | 0.00097009 | 4.7342e-07 | 0.00097009 | 4.7342e-07
[35 empty] | WLDFR | HFTD - Distribution - Tier 3 - 1QU CoRE ¦ 4QU LoRE | 2052 | 0.12277 | 0.00036077 | 0.2208 | 0 | 0.2208 | 0.00036077 | 0.2208 | 0 | 0.2208 | 0.027108 | 0.027108 | 0.00036077 | 4.4293e-05 | 0.2208 | 0.027108 | 0 | 0 | 0.2208 | 0.027108 | [22 empty] | WLDFR | HFTD - Distribution - Tier 2 - 1QU CoRE ¦ 4QU LoRE | Red Flag Warning - Catastrophic Fires | 2052 | 1.5439e-07 | 1.5439e-07 | 18552.3348 | 319.4911 | 11216.5626 | 7016.281 | 0 | 0 | 0.00015915 | 0.0028644 | 0 | 0.0028644 | 0.0028644 | 0 | 0.0028644 | [22 empty] | 7.3.3.17.5 (Remote Grid) Updates to grid topology to minimize risk of ignition in HFTDs Remote GridWLDFREquipment / facility failureAggregated | WLDFR | HFTD - Distribution - Tier 2 - 1QU CoRE ¦ 1QU LoRE | Red Flag Warning - Small Fires | Equipment / facility failure | Aggregated | 2052 | 0.00048802 | 163.6441 | 0.079861 | 2052 | Mitigation | 0.95 | 45 | 0 | esc | 0.00097009 | 4.7342e-07 | 0.00097009 | 4.7342e-07
[35 empty] | WLDFR | HFTD - Distribution - Tier 3 - 1QU CoRE ¦ 4QU LoRE | 2053 | 0.11474 | 0.00036077 | 0.23162 | 0 | 0.23162 | 0.00036077 | 0.23162 | 0 | 0.23162 | 0.026576 | 0.026576 | 0.00036077 | 4.1395e-05 | 0.23162 | 0.026576 | 0 | 0 | 0.23162 | 0.026576 | [22 empty] | WLDFR | HFTD - Distribution - Tier 2 - 1QU CoRE ¦ 4QU LoRE | Red Flag Warning - Catastrophic Fires | 2053 | 1.5439e-07 | 1.5439e-07 | 19462.1283 | 340.5356 | 11757.1413 | 7364.4514 | 0 | 0 | 0.00015915 | 0.0030048 | 0 | 0.0030048 | 0.0030048 | 0 | 0.0030048 | [22 empty] | 7.3.3.17.5 (Remote Grid) Updates to grid topology to minimize risk of ignition in HFTDs Remote GridWLDFREquipment / facility failureAggregated | WLDFR | HFTD - Distribution - Tier 2 - 1QU CoRE ¦ 1QU LoRE | Red Flag Warning - Small Fires | Equipment / facility failure | Aggregated | 2053 | 0.00048802 | 163.6441 | 0.079861 | 2053 | Mitigation | 0.95 | 45 | 0 | esc | 0.00097009 | 4.7342e-07 | 0.00097009 | 4.7342e-07
[35 empty] | WLDFR | HFTD - Distribution - Tier 3 - 1QU CoRE ¦ 4QU LoRE | 2054 | 0.10723 | 0.00036077 | 0.23162 | 0 | 0.23162 | 0.00036077 | 0.23162 | 0 | 0.23162 | 0.024838 | 0.024838 | 0.00036077 | 3.8687e-05 | 0.23162 | 0.024838 | 0 | 0 | 0.23162 | 0.024838 | [22 empty] | WLDFR | HFTD - Distribution - Tier 2 - 1QU CoRE ¦ 4QU LoRE | Red Flag Warning - Catastrophic Fires | 2054 | 1.5439e-07 | 1.5439e-07 | 19462.1283 | 340.5356 | 11757.1413 | 7364.4514 | 0 | 0 | 0.00015915 | 0.0030048 | 0 | 0.0030048 | 0.0030048 | 0 | 0.0030048 | [22 empty] | 7.3.3.17.5 (Remote Grid) Updates to grid topology to minimize risk of ignition in HFTDs Remote GridWLDFREquipment / facility failureAggregated | WLDFR | HFTD - Distribution - Tier 2 - 1QU CoRE ¦ 1QU LoRE | Red Flag Warning - Small Fires | Equipment / facility failure | Aggregated | 2054 | 0.00048802 | 163.6441 | 0.079861 | 2054 | Mitigation | 0.95 | 45 | 0 | esc | 0.00097009 | 4.7342e-07 | 0.00097009 | 4.7342e-07
[35 empty] | WLDFR | HFTD - Distribution - Tier 3 - 1QU CoRE ¦ 4QU LoRE | 2055 | 0.10022 | 0.00036077 | 0.23162 | 0 | 0.23162 | 0.00036077 | 0.23162 | 0 | 0.23162 | 0.023213 | 0.023213 | 0.00036077 | 3.6156e-05 | 0.23162 | 0.023213 | 0 | 0 | 0.23162 | 0.023213 | [22 empty] | WLDFR | HFTD - Distribution - Tier 2 - 1QU CoRE ¦ 4QU LoRE | Red Flag Warning - Catastrophic Fires | 2055 | 1.5439e-07 | 1.5439e-07 | 19462.1283 | 340.5356 | 11757.1413 | 7364.4514 | 0 | 0 | 0.00015915 | 0.0030048 | 0 | 0.0030048 | 0.0030048 | 0 | 0.0030048 | [22 empty] | 7.3.3.17.5 (Remote Grid) Updates to grid topology to minimize risk of ignition in HFTDs Remote GridWLDFREquipment / facility failureAggregated | WLDFR | HFTD - Distribution - Tier 2 - 1QU CoRE ¦ 1QU LoRE | Red Flag Warning - Small Fires | Equipment / facility failure | Aggregated | 2055 | 0.00048802 | 163.6441 | 0.079861 | 2055 | Mitigation | 0.95 | 45 | 0 | esc | 0.00097009 | 4.7342e-07 | 0.00097009 | 4.7342e-07
[35 empty] | WLDFR | HFTD - Distribution - Tier 3 - 1QU CoRE ¦ 4QU LoRE | 2056 | 0.093663 | 0.00036077 | 0.23162 | 0 | 0.23162 | 0.00036077 | 0.23162 | 0 | 0.23162 | 0.021694 | 0.021694 | 0.00036077 | 3.3791e-05 | 0.23162 | 0.021694 | 0 | 0 | 0.23162 | 0.021694 | [22 empty] | WLDFR | HFTD - Distribution - Tier 2 - 1QU CoRE ¦ 4QU LoRE | Red Flag Warning - Catastrophic Fires | 2056 | 1.5439e-07 | 1.5439e-07 | 19462.1283 | 340.5356 | 11757.1413 | 7364.4514 | 0 | 0 | 0.00015915 | 0.0030048 | 0 | 0.0030048 | 0.0030048 | 0 | 0.0030048 | [22 empty] | 7.3.3.17.5 (Remote Grid) Updates to grid topology to minimize risk of ignition in HFTDs Remote GridWLDFREquipment / facility failureAggregated | WLDFR | HFTD - Distribution - Tier 2 - 1QU CoRE ¦ 1QU LoRE | Red Flag Warning - Small Fires | Equipment / facility failure | Aggregated | 2056 | 0.00048802 | 163.6441 | 0.079861 | 2056 | Mitigation | 0.95 | 45 | 0 | esc | 0.00097009 | 4.7342e-07 | 0.00097009 | 4.7342e-07
[35 empty] | WLDFR | HFTD - Distribution - Tier 3 - 1QU CoRE ¦ 4QU LoRE | 2057 | 0.087535 | 0.00036077 | 0.23162 | 0 | 0.23162 | 0.00036077 | 0.23162 | 0 | 0.23162 | 0.020275 | 0.020275 | 0.00036077 | 3.158e-05 | 0.23162 | 0.020275 | 0 | 0 | 0.23162 | 0.020275 | [22 empty] | WLDFR | HFTD - Distribution - Tier 2 - 1QU CoRE ¦ 4QU LoRE | Red Flag Warning - Catastrophic Fires | 2057 | 1.5439e-07 | 1.5439e-07 | 19462.1283 | 340.5356 | 11757.1413 | 7364.4514 | 0 | 0 | 0.00015915 | 0.0030048 | 0 | 0.0030048 | 0.0030048 | 0 | 0.0030048 | [22 empty] | 7.3.3.17.5 (Remote Grid) Updates to grid topology to minimize risk of ignition in HFTDs Remote GridWLDFREquipment / facility failureAggregated | WLDFR | HFTD - Distribution - Tier 2 - 1QU CoRE ¦ 1QU LoRE | Red Flag Warning - Small Fires | Equipment / facility failure | Aggregated | 2057 | 0.00048802 | 163.6441 | 0.079861 | 2057 | Mitigation | 0.95 | 45 | 0 | esc | 0.00097009 | 4.7342e-07 | 0.00097009 | 4.7342e-07
[35 empty] | WLDFR | HFTD - Distribution - Tier 3 - 1QU CoRE ¦ 4QU LoRE | 2058 | 0.081809 | 0.00036077 | 0.24266 | 0 | 0.24266 | 0.00036077 | 0.24266 | 0 | 0.24266 | 0.019852 | 0.019852 | 0.00036077 | 2.9514e-05 | 0.24266 | 0.019852 | 0 | 0 | 0.24266 | 0.019852 | [22 empty] | WLDFR | HFTD - Distribution - Tier 2 - 1QU CoRE ¦ 4QU LoRE | Red Flag Warning - Catastrophic Fires | 2058 | 1.5439e-07 | 1.5439e-07 | 20390.4035 | 362.3049 | 12307.8747 | 7720.2238 | 0 | 0 | 0.00015915 | 0.0031481 | 0 | 0.0031481 | 0.0031481 | 0 | 0.0031481 | [22 empty] | 7.3.3.17.5 (Remote Grid) Updates to grid topology to minimize risk of ignition in HFTDs Remote GridWLDFREquipment / facility failureAggregated | WLDFR | HFTD - Distribution - Tier 2 - 1QU CoRE ¦ 1QU LoRE | Red Flag Warning - Small Fires | Equipment / facility failure | Aggregated | 2058 | 0.00048802 | 163.6441 | 0.079861 | 2058 | Mitigation | 0.95 | 45 | 0 | esc | 0.00097009 | 4.7342e-07 | 0.00097009 | 4.7342e-07
[35 empty] | WLDFR | HFTD - Distribution - Tier 3 - 1QU CoRE ¦ 4QU LoRE | 2059 | 0.076457 | 0.00036077 | 0.24266 | 0 | 0.24266 | 0.00036077 | 0.24266 | 0 | 0.24266 | 0.018553 | 0.018553 | 0.00036077 | 2.7583e-05 | 0.24266 | 0.018553 | 0 | 0 | 0.24266 | 0.018553 | [22 empty] | WLDFR | HFTD - Distribution - Tier 2 - 1QU CoRE ¦ 4QU LoRE | Red Flag Warning - Catastrophic Fires | 2059 | 1.5439e-07 | 1.5439e-07 | 20390.4035 | 362.3049 | 12307.8747 | 7720.2238 | 0 | 0 | 0.00015915 | 0.0031481 | 0 | 0.0031481 | 0.0031481 | 0 | 0.0031481 | [22 empty] | 7.3.3.17.5 (Remote Grid) Updates to grid topology to minimize risk of ignition in HFTDs Remote GridWLDFREquipment / facility failureAggregated | WLDFR | HFTD - Distribution - Tier 2 - 1QU CoRE ¦ 1QU LoRE | Red Flag Warning - Small Fires | Equipment / facility failure | Aggregated | 2059 | 0.00048802 | 163.6441 | 0.079861 | 2059 | Mitigation | 0.95 | 45 | 0 | esc | 0.00097009 | 4.7342e-07 | 0.00097009 | 4.7342e-07
[35 empty] | WLDFR | HFTD - Distribution - Tier 3 - 1QU CoRE ¦ 4QU LoRE | 2060 | 0.071455 | 0.00036077 | 0.24266 | 0 | 0.24266 | 0.00036077 | 0.24266 | 0 | 0.24266 | 0.017339 | 0.017339 | 0.00036077 | 2.5779e-05 | 0.24266 | 0.017339 | 0 | 0 | 0.24266 | 0.017339 | [22 empty] | WLDFR | HFTD - Distribution - Tier 2 - 1QU CoRE ¦ 4QU LoRE | Red Flag Warning - Catastrophic Fires | 2060 | 1.5439e-07 | 1.5439e-07 | 20390.4035 | 362.3049 | 12307.8747 | 7720.2238 | 0 | 0 | 0.00015915 | 0.0031481 | 0 | 0.0031481 | 0.0031481 | 0 | 0.0031481 | [22 empty] | 7.3.3.17.5 (Remote Grid) Updates to grid topology to minimize risk of ignition in HFTDs Remote GridWLDFREquipment / facility failureAggregated | WLDFR | HFTD - Distribution - Tier 2 - 1QU CoRE ¦ 1QU LoRE | Red Flag Warning - Small Fires | Equipment / facility failure | Aggregated | 2060 | 0.00048802 | 163.6441 | 0.079861 | 2060 | Mitigation | 0.95 | 45 | 0 | esc | 0.00097009 | 4.7342e-07 | 0.00097009 | 4.7342e-07
[35 empty] | WLDFR | HFTD - Distribution - Tier 3 - 1QU CoRE ¦ 4QU LoRE | 2061 | 0.06678 | 0.00036077 | 0.24266 | 0 | 0.24266 | 0.00036077 | 0.24266 | 0 | 0.24266 | 0.016205 | 0.016205 | 0.00036077 | 2.4092e-05 | 0.24266 | 0.016205 | 0 | 0 | 0.24266 | 0.016205 | [22 empty] | WLDFR | HFTD - Distribution - Tier 2 - 1QU CoRE ¦ 4QU LoRE | Red Flag Warning - Catastrophic Fires | 2061 | 1.5439e-07 | 1.5439e-07 | 20390.4035 | 362.3049 | 12307.8747 | 7720.2238 | 0 | 0 | 0.00015915 | 0.0031481 | 0 | 0.0031481 | 0.0031481 | 0 | 0.0031481 | [22 empty] | 7.3.3.17.5 (Remote Grid) Updates to grid topology to minimize risk of ignition in HFTDs Remote GridWLDFREquipment / facility failureAggregated | WLDFR | HFTD - Distribution - Tier 2 - 1QU CoRE ¦ 1QU LoRE | Red Flag Warning - Small Fires | Equipment / facility failure | Aggregated | 2061 | 0.00048802 | 163.6441 | 0.079861 | 2061 | Mitigation | 0.95 | 45 | 0 | esc | 0.00097009 | 4.7342e-07 | 0.00097009 | 4.7342e-07
[35 empty] | WLDFR | HFTD - Distribution - Tier 3 - 1QU CoRE ¦ 4QU LoRE | 2062 | 0.062412 | 0.00036077 | 0.24266 | 0 | 0.24266 | 0.00036077 | 0.24266 | 0 | 0.24266 | 0.015145 | 0.015145 | 0.00036077 | 2.2516e-05 | 0.24266 | 0.015145 | 0 | 0 | 0.24266 | 0.015145 | [22 empty] | WLDFR | HFTD - Distribution - Tier 2 - 1QU CoRE ¦ 4QU LoRE | Red Flag Warning - Catastrophic Fires | 2062 | 1.5439e-07 | 1.5439e-07 | 20390.4035 | 362.3049 | 12307.8747 | 7720.2238 | 0 | 0 | 0.00015915 | 0.0031481 | 0 | 0.0031481 | 0.0031481 | 0 | 0.0031481 | [22 empty] | 7.3.3.17.5 (Remote Grid) Updates to grid topology to minimize risk of ignition in HFTDs Remote GridWLDFREquipment / facility failureAggregated | WLDFR | HFTD - Distribution - Tier 2 - 1QU CoRE ¦ 1QU LoRE | Red Flag Warning - Small Fires | Equipment / facility failure | Aggregated | 2062 | 0.00048802 | 163.6441 | 0.079861 | 2062 | Mitigation | 0.95 | 45 | 0 | esc | 0.00097009 | 4.7342e-07 | 0.00097009 | 4.7342e-07
[35 empty] | WLDFR | HFTD - Distribution - Tier 3 - 1QU CoRE ¦ 4QU LoRE | 2063 | 0.058329 | 0.00036077 | 0.25379 | 0 | 0.25379 | 0.00036077 | 0.25379 | 0 | 0.25379 | 0.014803 | 0.014803 | 0.00036077 | 2.1043e-05 | 0.25379 | 0.014803 | 0 | 0 | 0.25379 | 0.014803 | [22 empty] | WLDFR | HFTD - Distribution - Tier 2 - 1QU CoRE ¦ 4QU LoRE | Red Flag Warning - Catastrophic Fires | 2063 | 1.5439e-07 | 1.5439e-07 | 21325.9188 | 384.5316 | 12862.0997 | 8079.2876 | 0 | 0 | 0.00015915 | 0.0032926 | 0 | 0.0032926 | 0.0032926 | 0 | 0.0032926 | [22 empty] | 7.3.3.17.5 (Remote Grid) Updates to grid topology to minimize risk of ignition in HFTDs Remote GridWLDFREquipment / facility failureAggregated | WLDFR | HFTD - Distribution - Tier 2 - 1QU CoRE ¦ 1QU LoRE | Red Flag Warning - Small Fires | Equipment / facility failure | Aggregated | 2063 | 0.00048802 | 163.6441 | 0.079861 | 2063 | Mitigation | 0.95 | 45 | 0 | esc | 0.00097009 | 4.7342e-07 | 0.00097009 | 4.7342e-07
[35 empty] | WLDFR | HFTD - Distribution - Tier 3 - 1QU CoRE ¦ 4QU LoRE | 2064 | 0.054513 | 0.00036077 | 0.25379 | 0 | 0.25379 | 0.00036077 | 0.25379 | 0 | 0.25379 | 0.013835 | 0.013835 | 0.00036077 | 1.9666e-05 | 0.25379 | 0.013835 | 0 | 0 | 0.25379 | 0.013835 | [22 empty] | WLDFR | HFTD - Distribution - Tier 2 - 1QU CoRE ¦ 4QU LoRE | Red Flag Warning - Catastrophic Fires | 2064 | 1.5439e-07 | 1.5439e-07 | 21325.9188 | 384.5316 | 12862.0997 | 8079.2876 | 0 | 0 | 0.00015915 | 0.0032926 | 0 | 0.0032926 | 0.0032926 | 0 | 0.0032926 | [22 empty] | 7.3.3.17.5 (Remote Grid) Updates to grid topology to minimize risk of ignition in HFTDs Remote GridWLDFREquipment / facility failureAggregated | WLDFR | HFTD - Distribution - Tier 2 - 1QU CoRE ¦ 1QU LoRE | Red Flag Warning - Small Fires | Equipment / facility failure | Aggregated | 2064 | 0.00048802 | 163.6441 | 0.079861 | 2064 | Mitigation | 0.95 | 45 | 0 | esc | 0.00097009 | 4.7342e-07 | 0.00097009 | 4.7342e-07
[35 empty] | WLDFR | HFTD - Distribution - Tier 3 - 1QU CoRE ¦ 4QU LoRE | 2065 | 0.050946 | 0.00036077 | 0.25379 | 0 | 0.25379 | 0.00036077 | 0.25379 | 0 | 0.25379 | 0.01293 | 0.01293 | 0.00036077 | 1.838e-05 | 0.25379 | 0.01293 | 0 | 0 | 0.25379 | 0.01293 | [22 empty] | WLDFR | HFTD - Distribution - Tier 2 - 1QU CoRE ¦ 4QU LoRE | Red Flag Warning - Catastrophic Fires | 2065 | 1.5439e-07 | 1.5439e-07 | 21325.9188 | 384.5316 | 12862.0997 | 8079.2876 | 0 | 0 | 0.00015915 | 0.0032926 | 0 | 0.0032926 | 0.0032926 | 0 | 0.0032926 | [22 empty] | 7.3.3.17.5 (Remote Grid) Updates to grid topology to minimize risk of ignition in HFTDs Remote GridWLDFREquipment / facility failureAggregated | WLDFR | HFTD - Distribution - Tier 2 - 1QU CoRE ¦ 1QU LoRE | Red Flag Warning - Small Fires | Equipment / facility failure | Aggregated | 2065 | 0.00048802 | 163.6441 | 0.079861 | 2065 | Mitigation | 0.95 | 45 | 0 | esc | 0.00097009 | 4.7342e-07 | 0.00097009 | 4.7342e-07
[35 empty] | WLDFR | HFTD - Distribution - Tier 3 - 1QU CoRE ¦ 4QU LoRE | 2066 | 0.047613 | 0.00036077 | 0.25379 | 0 | 0.25379 | 0.00036077 | 0.25379 | 0 | 0.25379 | 0.012084 | 0.012084 | 0.00036077 | 1.7177e-05 | 0.25379 | 0.012084 | 0 | 0 | 0.25379 | 0.012084 | [22 empty] | WLDFR | HFTD - Distribution - Tier 2 - 1QU CoRE ¦ 4QU LoRE | Red Flag Warning - Catastrophic Fires | 2066 | 1.5439e-07 | 1.5439e-07 | 21325.9188 | 384.5316 | 12862.0997 | 8079.2876 | 0 | 0 | 0.00015915 | 0.0032926 | 0 | 0.0032926 | 0.0032926 | 0 | 0.0032926 | [22 empty] | 7.3.3.17.5 (Remote Grid) Updates to grid topology to minimize risk of ignition in HFTDs Remote GridWLDFREquipment / facility failureAggregated | WLDFR | HFTD - Distribution - Tier 2 - 1QU CoRE ¦ 1QU LoRE | Red Flag Warning - Small Fires | Equipment / facility failure | Aggregated | 2066 | 0.00048802 | 163.6441 | 0.079861 | 2066 | Mitigation | 0.95 | 45 | 0 | esc | 0.00097009 | 4.7342e-07 | 0.00097009 | 4.7342e-07
[35 empty] | WLDFR | HFTD - Distribution - Tier 3 - 1QU CoRE ¦ 4QU LoRE | 2067 | 0.044499 | 0 | 0 | 0 | 0 | 0.00036077 | 0.25379 | 0 | 0.25379 | 0 | 0.011293 | 0 | 0 | 0 | 0 | 0 | 0 | 0 | 0 | [22 empty] | WLDFR | HFTD - Distribution - Tier 2 - 1QU CoRE ¦ 4QU LoRE | Red Flag Warning - Catastrophic Fires | 2067 | 0 | 1.5439e-07 | 21325.9188 | 384.5316 | 12862.0997 | 8079.2876 | 0 | 0 | 0.00015915 | 0 | 0 | 0 | 0.0032926 | 0 | 0.0032926 | [22 empty] | 7.3.3.17.5 (Remote Grid) Updates to grid topology to minimize risk of ignition in HFTDs Remote GridWLDFREquipment / facility failureAggregated | WLDFR | HFTD - Distribution - Tier 2 - 1QU CoRE ¦ 1QU LoRE | Red Flag Warning - Small Fires | Equipment / facility failure | Aggregated | 2067 | 0.00048802 | 163.6441 | 0.079861 | 2067 | Mitigation | 0.95 | 45 | 0 | esc | 0 | 0 | 0.00097009 | 4.7342e-07
[35 empty] | WLDFR | HFTD - Distribution - Tier 3 - 1QU CoRE ¦ 5QU LoRE | 2022 | 0.93458 | 0.00016829 | 0.091591 | 0 | 0.091591 | 0 | 0 | 0 | 0 | 0.085599 | 0 | 0.00016829 | 0.00015728 | 0.091591 | 0.085599 | 0 | 0 | 0.091591 | 0.085599 | [22 empty] | WLDFR | HFTD - Distribution - Tier 2 - 1QU CoRE ¦ 4QU LoRE | Red Flag Warning - Destructive Fires | 2022 | 2.0685e-08 | 0 | 8807.9522 | 222.2294 | 8585.7228 | 0 | 0 | 0 | 2.1323e-05 | 0.00018219 | 0 | 0.00018219 | 0 | 0 | 0 | [22 empty] | 7.3.3.17.5 (Remote Grid) Updates to grid topology to minimize risk of ignition in HFTDs Remote GridWLDFRVegetation ContactAggregated | WLDFR | HFTD - Distribution - Tier 2 - 1QU CoRE ¦ 1QU LoRE | Red Flag Warning - Small Fires | Vegetation Contact | Aggregated | 2022 | 0.00037942 | 163.6441 | 0.062089 | 2022 | Mitigation | 0.95 | 45 | 0 | esc | 0.00097009 | 3.6807e-07 | 0 | 0
[35 empty] | WLDFR | HFTD - Distribution - Tier 3 - 1QU CoRE ¦ 5QU LoRE | 2023 | 0.87344 | 0.00016829 | 0.094947 | 0 | 0.094947 | 0.00016829 | 0.094947 | 0 | 0.094947 | 0.08293 | 0.08293 | 0.00016829 | 0.00014699 | 0.094947 | 0.08293 | 0 | 0 | 0.094947 | 0.08293 | [22 empty] | WLDFR | HFTD - Distribution - Tier 2 - 1QU CoRE ¦ 4QU LoRE | Red Flag Warning - Destructive Fires | 2023 | 2.0685e-08 | 2.0685e-08 | 9129.7461 | 233.2301 | 8896.516 | 0 | 0 | 0 | 2.1323e-05 | 0.00018885 | 0 | 0.00018885 | 0.00018885 | 0 | 0.00018885 | [22 empty] | 7.3.3.17.5 (Remote Grid) Updates to grid topology to minimize risk of ignition in HFTDs Remote GridWLDFRVegetation ContactAggregated | WLDFR | HFTD - Distribution - Tier 2 - 1QU CoRE ¦ 1QU LoRE | Red Flag Warning - Small Fires | Vegetation Contact | Aggregated | 2023 | 0.00037942 | 163.6441 | 0.062089 | 2023 | Mitigation | 0.95 | 45 | 0 | esc | 0.00097009 | 3.6807e-07 | 0.00097009 | 3.6807e-07
[35 empty] | WLDFR | HFTD - Distribution - Tier 3 - 1QU CoRE ¦ 5QU LoRE | 2024 | 0.8163 | 0.00016829 | 0.094947 | 0 | 0.094947 | 0.00016829 | 0.094947 | 0 | 0.094947 | 0.077505 | 0.077505 | 0.00016829 | 0.00013738 | 0.094947 | 0.077505 | 0 | 0 | 0.094947 | 0.077505 | [22 empty] | WLDFR | HFTD - Distribution - Tier 2 - 1QU CoRE ¦ 4QU LoRE | Red Flag Warning - Destructive Fires | 2024 | 2.0685e-08 | 2.0685e-08 | 9129.7461 | 233.2301 | 8896.516 | 0 | 0 | 0 | 2.1323e-05 | 0.00018885 | 0 | 0.00018885 | 0.00018885 | 0 | 0.00018885 | [22 empty] | 7.3.3.17.5 (Remote Grid) Updates to grid topology to minimize risk of ignition in HFTDs Remote GridWLDFRVegetation ContactAggregated | WLDFR | HFTD - Distribution - Tier 2 - 1QU CoRE ¦ 1QU LoRE | Red Flag Warning - Small Fires | Vegetation Contact | Aggregated | 2024 | 0.00037942 | 163.6441 | 0.062089 | 2024 | Mitigation | 0.95 | 45 | 0 | esc | 0.00097009 | 3.6807e-07 | 0.00097009 | 3.6807e-07
[35 empty] | WLDFR | HFTD - Distribution - Tier 3 - 1QU CoRE ¦ 5QU LoRE | 2025 | 0.7629 | 0.00016829 | 0.094947 | 0 | 0.094947 | 0.00016829 | 0.094947 | 0 | 0.094947 | 0.072435 | 0.072435 | 0.00016829 | 0.00012839 | 0.094947 | 0.072435 | 0 | 0 | 0.094947 | 0.072435 | [22 empty] | WLDFR | HFTD - Distribution - Tier 2 - 1QU CoRE ¦ 4QU LoRE | Red Flag Warning - Destructive Fires | 2025 | 2.0685e-08 | 2.0685e-08 | 9129.7461 | 233.2301 | 8896.516 | 0 | 0 | 0 | 2.1323e-05 | 0.00018885 | 0 | 0.00018885 | 0.00018885 | 0 | 0.00018885 | [22 empty] | 7.3.3.17.5 (Remote Grid) Updates to grid topology to minimize risk of ignition in HFTDs Remote GridWLDFRVegetation ContactAggregated | WLDFR | HFTD - Distribution - Tier 2 - 1QU CoRE ¦ 1QU LoRE | Red Flag Warning - Small Fires | Vegetation Contact | Aggregated | 2025 | 0.00037942 | 163.6441 | 0.062089 | 2025 | Mitigation | 0.95 | 45 | 0 | esc | 0.00097009 | 3.6807e-07 | 0.00097009 | 3.6807e-07
[35 empty] | WLDFR | HFTD - Distribution - Tier 3 - 1QU CoRE ¦ 5QU LoRE | 2026 | 0.71299 | 0.00016829 | 0.094947 | 0 | 0.094947 | 0.00016829 | 0.094947 | 0 | 0.094947 | 0.067696 | 0.067696 | 0.00016829 | 0.00011999 | 0.094947 | 0.067696 | 0 | 0 | 0.094947 | 0.067696 | [22 empty] | WLDFR | HFTD - Distribution - Tier 2 - 1QU CoRE ¦ 4QU LoRE | Red Flag Warning - Destructive Fires | 2026 | 2.0685e-08 | 2.0685e-08 | 9129.7461 | 233.2301 | 8896.516 | 0 | 0 | 0 | 2.1323e-05 | 0.00018885 | 0 | 0.00018885 | 0.00018885 | 0 | 0.00018885 | [22 empty] | 7.3.3.17.5 (Remote Grid) Updates to grid topology to minimize risk of ignition in HFTDs Remote GridWLDFRVegetation ContactAggregated | WLDFR | HFTD - Distribution - Tier 2 - 1QU CoRE ¦ 1QU LoRE | Red Flag Warning - Small Fires | Vegetation Contact | Aggregated | 2026 | 0.00037942 | 163.6441 | 0.062089 | 2026 | Mitigation | 0.95 | 45 | 0 | esc | 0.00097009 | 3.6807e-07 | 0.00097009 | 3.6807e-07
[35 empty] | WLDFR | HFTD - Distribution - Tier 3 - 1QU CoRE ¦ 5QU LoRE | 2027 | 0.66634 | 0.00016829 | 0.094947 | 0 | 0.094947 | 0.00016829 | 0.094947 | 0 | 0.094947 | 0.063267 | 0.063267 | 0.00016829 | 0.00011214 | 0.094947 | 0.063267 | 0 | 0 | 0.094947 | 0.063267 | [22 empty] | WLDFR | HFTD - Distribution - Tier 2 - 1QU CoRE ¦ 4QU LoRE | Red Flag Warning - Destructive Fires | 2027 | 2.0685e-08 | 2.0685e-08 | 9129.7461 | 233.2301 | 8896.516 | 0 | 0 | 0 | 2.1323e-05 | 0.00018885 | 0 | 0.00018885 | 0.00018885 | 0 | 0.00018885 | [22 empty] | 7.3.3.17.5 (Remote Grid) Updates to grid topology to minimize risk of ignition in HFTDs Remote GridWLDFRVegetation ContactAggregated | WLDFR | HFTD - Distribution - Tier 2 - 1QU CoRE ¦ 1QU LoRE | Red Flag Warning - Small Fires | Vegetation Contact | Aggregated | 2027 | 0.00037942 | 163.6441 | 0.062089 | 2027 | Mitigation | 0.95 | 45 | 0 | esc | 0.00097009 | 3.6807e-07 | 0.00097009 | 3.6807e-07
[35 empty] | WLDFR | HFTD - Distribution - Tier 3 - 1QU CoRE ¦ 5QU LoRE | 2028 | 0.62275 | 0.00016829 | 0.099176 | 0 | 0.099176 | 0.00016829 | 0.099176 | 0 | 0.099176 | 0.061762 | 0.061762 | 0.00016829 | 0.0001048 | 0.099176 | 0.061762 | 0 | 0 | 0.099176 | 0.061762 | [22 empty] | WLDFR | HFTD - Distribution - Tier 2 - 1QU CoRE ¦ 4QU LoRE | Red Flag Warning - Destructive Fires | 2028 | 2.0685e-08 | 2.0685e-08 | 9534.9221 | 247.273 | 9287.6491 | 0 | 0 | 0 | 2.1323e-05 | 0.00019723 | 0 | 0.00019723 | 0.00019723 | 0 | 0.00019723 | [22 empty] | 7.3.3.17.5 (Remote Grid) Updates to grid topology to minimize risk of ignition in HFTDs Remote GridWLDFRVegetation ContactAggregated | WLDFR | HFTD - Distribution - Tier 2 - 1QU CoRE ¦ 1QU LoRE | Red Flag Warning - Small Fires | Vegetation Contact | Aggregated | 2028 | 0.00037942 | 163.6441 | 0.062089 | 2028 | Mitigation | 0.95 | 45 | 0 | esc | 0.00097009 | 3.6807e-07 | 0.00097009 | 3.6807e-07
[35 empty] | WLDFR | HFTD - Distribution - Tier 3 - 1QU CoRE ¦ 5QU LoRE | 2029 | 0.58201 | 0.00016829 | 0.099176 | 0 | 0.099176 | 0.00016829 | 0.099176 | 0 | 0.099176 | 0.057721 | 0.057721 | 0.00016829 | 9.7947e-05 | 0.099176 | 0.057721 | 0 | 0 | 0.099176 | 0.057721 | [22 empty] | WLDFR | HFTD - Distribution - Tier 2 - 1QU CoRE ¦ 4QU LoRE | Red Flag Warning - Destructive Fires | 2029 | 2.0685e-08 | 2.0685e-08 | 9534.9221 | 247.273 | 9287.6491 | 0 | 0 | 0 | 2.1323e-05 | 0.00019723 | 0 | 0.00019723 | 0.00019723 | 0 | 0.00019723 | [22 empty] | 7.3.3.17.5 (Remote Grid) Updates to grid topology to minimize risk of ignition in HFTDs Remote GridWLDFRVegetation ContactAggregated | WLDFR | HFTD - Distribution - Tier 2 - 1QU CoRE ¦ 1QU LoRE | Red Flag Warning - Small Fires | Vegetation Contact | Aggregated | 2029 | 0.00037942 | 163.6441 | 0.062089 | 2029 | Mitigation | 0.95 | 45 | 0 | esc | 0.00097009 | 3.6807e-07 | 0.00097009 | 3.6807e-07
[35 empty] | WLDFR | HFTD - Distribution - Tier 3 - 1QU CoRE ¦ 5QU LoRE | 2030 | 0.54393 | 0.00016829 | 0.099176 | 0 | 0.099176 | 0.00016829 | 0.099176 | 0 | 0.099176 | 0.053945 | 0.053945 | 0.00016829 | 9.1539e-05 | 0.099176 | 0.053945 | 0 | 0 | 0.099176 | 0.053945 | [22 empty] | WLDFR | HFTD - Distribution - Tier 2 - 1QU CoRE ¦ 4QU LoRE | Red Flag Warning - Destructive Fires | 2030 | 2.0685e-08 | 2.0685e-08 | 9534.9221 | 247.273 | 9287.6491 | 0 | 0 | 0 | 2.1323e-05 | 0.00019723 | 0 | 0.00019723 | 0.00019723 | 0 | 0.00019723 | [22 empty] | 7.3.3.17.5 (Remote Grid) Updates to grid topology to minimize risk of ignition in HFTDs Remote GridWLDFRVegetation ContactAggregated | WLDFR | HFTD - Distribution - Tier 2 - 1QU CoRE ¦ 1QU LoRE | Red Flag Warning - Small Fires | Vegetation Contact | Aggregated | 2030 | 0.00037942 | 163.6441 | 0.062089 | 2030 | Mitigation | 0.95 | 45 | 0 | esc | 0.00097009 | 3.6807e-07 | 0.00097009 | 3.6807e-07
[35 empty] | WLDFR | HFTD - Distribution - Tier 3 - 1QU CoRE ¦ 5QU LoRE | 2031 | 0.50835 | 0.00016829 | 0.099176 | 0 | 0.099176 | 0.00016829 | 0.099176 | 0 | 0.099176 | 0.050416 | 0.050416 | 0.00016829 | 8.555e-05 | 0.099176 | 0.050416 | 0 | 0 | 0.099176 | 0.050416 | [22 empty] | WLDFR | HFTD - Distribution - Tier 2 - 1QU CoRE ¦ 4QU LoRE | Red Flag Warning - Destructive Fires | 2031 | 2.0685e-08 | 2.0685e-08 | 9534.9221 | 247.273 | 9287.6491 | 0 | 0 | 0 | 2.1323e-05 | 0.00019723 | 0 | 0.00019723 | 0.00019723 | 0 | 0.00019723 | [22 empty] | 7.3.3.17.5 (Remote Grid) Updates to grid topology to minimize risk of ignition in HFTDs Remote GridWLDFRVegetation ContactAggregated | WLDFR | HFTD - Distribution - Tier 2 - 1QU CoRE ¦ 1QU LoRE | Red Flag Warning - Small Fires | Vegetation Contact | Aggregated | 2031 | 0.00037942 | 163.6441 | 0.062089 | 2031 | Mitigation | 0.95 | 45 | 0 | esc | 0.00097009 | 3.6807e-07 | 0.00097009 | 3.6807e-07
[35 empty] | WLDFR | HFTD - Distribution - Tier 3 - 1QU CoRE ¦ 5QU LoRE | 2032 | 0.47509 | 0.00016829 | 0.099176 | 0 | 0.099176 | 0.00016829 | 0.099176 | 0 | 0.099176 | 0.047118 | 0.047118 | 0.00016829 | 7.9954e-05 | 0.099176 | 0.047118 | 0 | 0 | 0.099176 | 0.047118 | [22 empty] | WLDFR | HFTD - Distribution - Tier 2 - 1QU CoRE ¦ 4QU LoRE | Red Flag Warning - Destructive Fires | 2032 | 2.0685e-08 | 2.0685e-08 | 9534.9221 | 247.273 | 9287.6491 | 0 | 0 | 0 | 2.1323e-05 | 0.00019723 | 0 | 0.00019723 | 0.00019723 | 0 | 0.00019723 | [22 empty] | 7.3.3.17.5 (Remote Grid) Updates to grid topology to minimize risk of ignition in HFTDs Remote GridWLDFRVegetation ContactAggregated | WLDFR | HFTD - Distribution - Tier 2 - 1QU CoRE ¦ 1QU LoRE | Red Flag Warning - Small Fires | Vegetation Contact | Aggregated | 2032 | 0.00037942 | 163.6441 | 0.062089 | 2032 | Mitigation | 0.95 | 45 | 0 | esc | 0.00097009 | 3.6807e-07 | 0.00097009 | 3.6807e-07
[35 empty] | WLDFR | HFTD - Distribution - Tier 3 - 1QU CoRE ¦ 5QU LoRE | 2033 | 0.44401 | 0.00016829 | 0.10388 | 0 | 0.10388 | 0.00016829 | 0.10388 | 0 | 0.10388 | 0.046122 | 0.046122 | 0.00016829 | 7.4723e-05 | 0.10388 | 0.046122 | 0 | 0 | 0.10388 | 0.046122 | [22 empty] | WLDFR | HFTD - Distribution - Tier 2 - 1QU CoRE ¦ 4QU LoRE | Red Flag Warning - Destructive Fires | 2033 | 2.0685e-08 | 2.0685e-08 | 9984.8474 | 263.1074 | 9721.74 | 0 | 0 | 0 | 2.1323e-05 | 0.00020654 | 0 | 0.00020654 | 0.00020654 | 0 | 0.00020654 | [22 empty] | 7.3.3.17.5 (Remote Grid) Updates to grid topology to minimize risk of ignition in HFTDs Remote GridWLDFRVegetation ContactAggregated | WLDFR | HFTD - Distribution - Tier 2 - 1QU CoRE ¦ 1QU LoRE | Red Flag Warning - Small Fires | Vegetation Contact | Aggregated | 2033 | 0.00037942 | 163.6441 | 0.062089 | 2033 | Mitigation | 0.95 | 45 | 0 | esc | 0.00097009 | 3.6807e-07 | 0.00097009 | 3.6807e-07
[35 empty] | WLDFR | HFTD - Distribution - Tier 3 - 1QU CoRE ¦ 5QU LoRE | 2034 | 0.41496 | 0.00016829 | 0.10388 | 0 | 0.10388 | 0.00016829 | 0.10388 | 0 | 0.10388 | 0.043105 | 0.043105 | 0.00016829 | 6.9835e-05 | 0.10388 | 0.043105 | 0 | 0 | 0.10388 | 0.043105 | [22 empty] | WLDFR | HFTD - Distribution - Tier 2 - 1QU CoRE ¦ 4QU LoRE | Red Flag Warning - Destructive Fires | 2034 | 2.0685e-08 | 2.0685e-08 | 9984.8474 | 263.1074 | 9721.74 | 0 | 0 | 0 | 2.1323e-05 | 0.00020654 | 0 | 0.00020654 | 0.00020654 | 0 | 0.00020654 | [22 empty] | 7.3.3.17.5 (Remote Grid) Updates to grid topology to minimize risk of ignition in HFTDs Remote GridWLDFRVegetation ContactAggregated | WLDFR | HFTD - Distribution - Tier 2 - 1QU CoRE ¦ 1QU LoRE | Red Flag Warning - Small Fires | Vegetation Contact | Aggregated | 2034 | 0.00037942 | 163.6441 | 0.062089 | 2034 | Mitigation | 0.95 | 45 | 0 | esc | 0.00097009 | 3.6807e-07 | 0.00097009 | 3.6807e-07
[35 empty] | WLDFR | HFTD - Distribution - Tier 3 - 1QU CoRE ¦ 5QU LoRE | 2035 | 0.38782 | 0.00016829 | 0.10388 | 0 | 0.10388 | 0.00016829 | 0.10388 | 0 | 0.10388 | 0.040285 | 0.040285 | 0.00016829 | 6.5266e-05 | 0.10388 | 0.040285 | 0 | 0 | 0.10388 | 0.040285 | [22 empty] | WLDFR | HFTD - Distribution - Tier 2 - 1QU CoRE ¦ 4QU LoRE | Red Flag Warning - Destructive Fires | 2035 | 2.0685e-08 | 2.0685e-08 | 9984.8474 | 263.1074 | 9721.74 | 0 | 0 | 0 | 2.1323e-05 | 0.00020654 | 0 | 0.00020654 | 0.00020654 | 0 | 0.00020654 | [22 empty] | 7.3.3.17.5 (Remote Grid) Updates to grid topology to minimize risk of ignition in HFTDs Remote GridWLDFRVegetation ContactAggregated | WLDFR | HFTD - Distribution - Tier 2 - 1QU CoRE ¦ 1QU LoRE | Red Flag Warning - Small Fires | Vegetation Contact | Aggregated | 2035 | 0.00037942 | 163.6441 | 0.062089 | 2035 | Mitigation | 0.95 | 45 | 0 | esc | 0.00097009 | 3.6807e-07 | 0.00097009 | 3.6807e-07
[35 empty] | WLDFR | HFTD - Distribution - Tier 3 - 1QU CoRE ¦ 5QU LoRE | 2036 | 0.36245 | 0.00016829 | 0.10388 | 0 | 0.10388 | 0.00016829 | 0.10388 | 0 | 0.10388 | 0.037649 | 0.037649 | 0.00016829 | 6.0996e-05 | 0.10388 | 0.037649 | 0 | 0 | 0.10388 | 0.037649 | [22 empty] | WLDFR | HFTD - Distribution - Tier 2 - 1QU CoRE ¦ 4QU LoRE | Red Flag Warning - Destructive Fires | 2036 | 2.0685e-08 | 2.0685e-08 | 9984.8474 | 263.1074 | 9721.74 | 0 | 0 | 0 | 2.1323e-05 | 0.00020654 | 0 | 0.00020654 | 0.00020654 | 0 | 0.00020654 | [22 empty] | 7.3.3.17.5 (Remote Grid) Updates to grid topology to minimize risk of ignition in HFTDs Remote GridWLDFRVegetation ContactAggregated | WLDFR | HFTD - Distribution - Tier 2 - 1QU CoRE ¦ 1QU LoRE | Red Flag Warning - Small Fires | Vegetation Contact | Aggregated | 2036 | 0.00037942 | 163.6441 | 0.062089 | 2036 | Mitigation | 0.95 | 45 | 0 | esc | 0.00097009 | 3.6807e-07 | 0.00097009 | 3.6807e-07
[35 empty] | WLDFR | HFTD - Distribution - Tier 3 - 1QU CoRE ¦ 5QU LoRE | 2037 | 0.33873 | 0.00016829 | 0.10388 | 0 | 0.10388 | 0.00016829 | 0.10388 | 0 | 0.10388 | 0.035186 | 0.035186 | 0.00016829 | 5.7006e-05 | 0.10388 | 0.035186 | 0 | 0 | 0.10388 | 0.035186 | [22 empty] | WLDFR | HFTD - Distribution - Tier 2 - 1QU CoRE ¦ 4QU LoRE | Red Flag Warning - Destructive Fires | 2037 | 2.0685e-08 | 2.0685e-08 | 9984.8474 | 263.1074 | 9721.74 | 0 | 0 | 0 | 2.1323e-05 | 0.00020654 | 0 | 0.00020654 | 0.00020654 | 0 | 0.00020654 | [22 empty] | 7.3.3.17.5 (Remote Grid) Updates to grid topology to minimize risk of ignition in HFTDs Remote GridWLDFRVegetation ContactAggregated | WLDFR | HFTD - Distribution - Tier 2 - 1QU CoRE ¦ 1QU LoRE | Red Flag Warning - Small Fires | Vegetation Contact | Aggregated | 2037 | 0.00037942 | 163.6441 | 0.062089 | 2037 | Mitigation | 0.95 | 45 | 0 | esc | 0.00097009 | 3.6807e-07 | 0.00097009 | 3.6807e-07
[35 empty] | WLDFR | HFTD - Distribution - Tier 3 - 1QU CoRE ¦ 5QU LoRE | 2038 | 0.31657 | 0.00016829 | 0.10898 | 0 | 0.10898 | 0.00016829 | 0.10898 | 0 | 0.10898 | 0.034499 | 0.034499 | 0.00016829 | 5.3276e-05 | 0.10898 | 0.034499 | 0 | 0 | 0.10898 | 0.034499 | [22 empty] | WLDFR | HFTD - Distribution - Tier 2 - 1QU CoRE ¦ 4QU LoRE | Red Flag Warning - Destructive Fires | 2038 | 2.0685e-08 | 2.0685e-08 | 10472.8261 | 280.5544 | 10192.2718 | 0 | 0 | 0 | 2.1323e-05 | 0.00021663 | 0 | 0.00021663 | 0.00021663 | 0 | 0.00021663 | [22 empty] | 7.3.3.17.5 (Remote Grid) Updates to grid topology to minimize risk of ignition in HFTDs Remote GridWLDFRVegetation ContactAggregated | WLDFR | HFTD - Distribution - Tier 2 - 1QU CoRE ¦ 1QU LoRE | Red Flag Warning - Small Fires | Vegetation Contact | Aggregated | 2038 | 0.00037942 | 163.6441 | 0.062089 | 2038 | Mitigation | 0.95 | 45 | 0 | esc | 0.00097009 | 3.6807e-07 | 0.00097009 | 3.6807e-07
[35 empty] | WLDFR | HFTD - Distribution - Tier 3 - 1QU CoRE ¦ 5QU LoRE | 2039 | 0.29586 | 0.00016829 | 0.10898 | 0 | 0.10898 | 0.00016829 | 0.10898 | 0 | 0.10898 | 0.032242 | 0.032242 | 0.00016829 | 4.9791e-05 | 0.10898 | 0.032242 | 0 | 0 | 0.10898 | 0.032242 | [22 empty] | WLDFR | HFTD - Distribution - Tier 2 - 1QU CoRE ¦ 4QU LoRE | Red Flag Warning - Destructive Fires | 2039 | 2.0685e-08 | 2.0685e-08 | 10472.8261 | 280.5544 | 10192.2718 | 0 | 0 | 0 | 2.1323e-05 | 0.00021663 | 0 | 0.00021663 | 0.00021663 | 0 | 0.00021663 | [22 empty] | 7.3.3.17.5 (Remote Grid) Updates to grid topology to minimize risk of ignition in HFTDs Remote GridWLDFRVegetation ContactAggregated | WLDFR | HFTD - Distribution - Tier 2 - 1QU CoRE ¦ 1QU LoRE | Red Flag Warning - Small Fires | Vegetation Contact | Aggregated | 2039 | 0.00037942 | 163.6441 | 0.062089 | 2039 | Mitigation | 0.95 | 45 | 0 | esc | 0.00097009 | 3.6807e-07 | 0.00097009 | 3.6807e-07
[35 empty] | WLDFR | HFTD - Distribution - Tier 3 - 1QU CoRE ¦ 5QU LoRE | 2040 | 0.27651 | 0.00016829 | 0.10898 | 0 | 0.10898 | 0.00016829 | 0.10898 | 0 | 0.10898 | 0.030133 | 0.030133 | 0.00016829 | 4.6534e-05 | 0.10898 | 0.030133 | 0 | 0 | 0.10898 | 0.030133 | [22 empty] | WLDFR | HFTD - Distribution - Tier 2 - 1QU CoRE ¦ 4QU LoRE | Red Flag Warning - Destructive Fires | 2040 | 2.0685e-08 | 2.0685e-08 | 10472.8261 | 280.5544 | 10192.2718 | 0 | 0 | 0 | 2.1323e-05 | 0.00021663 | 0 | 0.00021663 | 0.00021663 | 0 | 0.00021663 | [22 empty] | 7.3.3.17.5 (Remote Grid) Updates to grid topology to minimize risk of ignition in HFTDs Remote GridWLDFRVegetation ContactAggregated | WLDFR | HFTD - Distribution - Tier 2 - 1QU CoRE ¦ 1QU LoRE | Red Flag Warning - Small Fires | Vegetation Contact | Aggregated | 2040 | 0.00037942 | 163.6441 | 0.062089 | 2040 | Mitigation | 0.95 | 45 | 0 | esc | 0.00097009 | 3.6807e-07 | 0.00097009 | 3.6807e-07
[35 empty] | WLDFR | HFTD - Distribution - Tier 3 - 1QU CoRE ¦ 5QU LoRE | 2041 | 0.25842 | 0.00016829 | 0.10898 | 0 | 0.10898 | 0.00016829 | 0.10898 | 0 | 0.10898 | 0.028162 | 0.028162 | 0.00016829 | 4.3489e-05 | 0.10898 | 0.028162 | 0 | 0 | 0.10898 | 0.028162 | [22 empty] | WLDFR | HFTD - Distribution - Tier 2 - 1QU CoRE ¦ 4QU LoRE | Red Flag Warning - Destructive Fires | 2041 | 2.0685e-08 | 2.0685e-08 | 10472.8261 | 280.5544 | 10192.2718 | 0 | 0 | 0 | 2.1323e-05 | 0.00021663 | 0 | 0.00021663 | 0.00021663 | 0 | 0.00021663 | [22 empty] | 7.3.3.17.5 (Remote Grid) Updates to grid topology to minimize risk of ignition in HFTDs Remote GridWLDFRVegetation ContactAggregated | WLDFR | HFTD - Distribution - Tier 2 - 1QU CoRE ¦ 1QU LoRE | Red Flag Warning - Small Fires | Vegetation Contact | Aggregated | 2041 | 0.00037942 | 163.6441 | 0.062089 | 2041 | Mitigation | 0.95 | 45 | 0 | esc | 0.00097009 | 3.6807e-07 | 0.00097009 | 3.6807e-07
[35 empty] | WLDFR | HFTD - Distribution - Tier 3 - 1QU CoRE ¦ 5QU LoRE | 2042 | 0.24151 | 0.00016829 | 0.10898 | 0 | 0.10898 | 0.00016829 | 0.10898 | 0 | 0.10898 | 0.026319 | 0.026319 | 0.00016829 | 4.0644e-05 | 0.10898 | 0.026319 | 0 | 0 | 0.10898 | 0.026319 | [22 empty] | WLDFR | HFTD - Distribution - Tier 2 - 1QU CoRE ¦ 4QU LoRE | Red Flag Warning - Destructive Fires | 2042 | 2.0685e-08 | 2.0685e-08 | 10472.8261 | 280.5544 | 10192.2718 | 0 | 0 | 0 | 2.1323e-05 | 0.00021663 | 0 | 0.00021663 | 0.00021663 | 0 | 0.00021663 | [22 empty] | 7.3.3.17.5 (Remote Grid) Updates to grid topology to minimize risk of ignition in HFTDs Remote GridWLDFRVegetation ContactAggregated | WLDFR | HFTD - Distribution - Tier 2 - 1QU CoRE ¦ 1QU LoRE | Red Flag Warning - Small Fires | Vegetation Contact | Aggregated | 2042 | 0.00037942 | 163.6441 | 0.062089 | 2042 | Mitigation | 0.95 | 45 | 0 | esc | 0.00097009 | 3.6807e-07 | 0.00097009 | 3.6807e-07
[35 empty] | WLDFR | HFTD - Distribution - Tier 3 - 1QU CoRE ¦ 5QU LoRE | 2043 | 0.22571 | 0.00016829 | 0.11441 | 0 | 0.11441 | 0.00016829 | 0.11441 | 0 | 0.11441 | 0.025824 | 0.025824 | 0.00016829 | 3.7985e-05 | 0.11441 | 0.025824 | 0 | 0 | 0.11441 | 0.025824 | [22 empty] | WLDFR | HFTD - Distribution - Tier 2 - 1QU CoRE ¦ 4QU LoRE | Red Flag Warning - Destructive Fires | 2043 | 2.0685e-08 | 2.0685e-08 | 10992.1562 | 299.42 | 10692.7362 | 0 | 0 | 0 | 2.1323e-05 | 0.00022738 | 0 | 0.00022738 | 0.00022738 | 0 | 0.00022738 | [22 empty] | 7.3.3.17.5 (Remote Grid) Updates to grid topology to minimize risk of ignition in HFTDs Remote GridWLDFRVegetation ContactAggregated | WLDFR | HFTD - Distribution - Tier 2 - 1QU CoRE ¦ 1QU LoRE | Red Flag Warning - Small Fires | Vegetation Contact | Aggregated | 2043 | 0.00037942 | 163.6441 | 0.062089 | 2043 | Mitigation | 0.95 | 45 | 0 | esc | 0.00097009 | 3.6807e-07 | 0.00097009 | 3.6807e-07
[35 empty] | WLDFR | HFTD - Distribution - Tier 3 - 1QU CoRE ¦ 5QU LoRE | 2044 | 0.21095 | 0.00016829 | 0.11441 | 0 | 0.11441 | 0.00016829 | 0.11441 | 0 | 0.11441 | 0.024135 | 0.024135 | 0.00016829 | 3.55e-05 | 0.11441 | 0.024135 | 0 | 0 | 0.11441 | 0.024135 | [22 empty] | WLDFR | HFTD - Distribution - Tier 2 - 1QU CoRE ¦ 4QU LoRE | Red Flag Warning - Destructive Fires | 2044 | 2.0685e-08 | 2.0685e-08 | 10992.1562 | 299.42 | 10692.7362 | 0 | 0 | 0 | 2.1323e-05 | 0.00022738 | 0 | 0.00022738 | 0.00022738 | 0 | 0.00022738 | [22 empty] | 7.3.3.17.5 (Remote Grid) Updates to grid topology to minimize risk of ignition in HFTDs Remote GridWLDFRVegetation ContactAggregated | WLDFR | HFTD - Distribution - Tier 2 - 1QU CoRE ¦ 1QU LoRE | Red Flag Warning - Small Fires | Vegetation Contact | Aggregated | 2044 | 0.00037942 | 163.6441 | 0.062089 | 2044 | Mitigation | 0.95 | 45 | 0 | esc | 0.00097009 | 3.6807e-07 | 0.00097009 | 3.6807e-07
[35 empty] | WLDFR | HFTD - Distribution - Tier 3 - 1QU CoRE ¦ 5QU LoRE | 2045 | 0.19715 | 0.00016829 | 0.11441 | 0 | 0.11441 | 0.00016829 | 0.11441 | 0 | 0.11441 | 0.022556 | 0.022556 | 0.00016829 | 3.3178e-05 | 0.11441 | 0.022556 | 0 | 0 | 0.11441 | 0.022556 | [22 empty] | WLDFR | HFTD - Distribution - Tier 2 - 1QU CoRE ¦ 4QU LoRE | Red Flag Warning - Destructive Fires | 2045 | 2.0685e-08 | 2.0685e-08 | 10992.1562 | 299.42 | 10692.7362 | 0 | 0 | 0 | 2.1323e-05 | 0.00022738 | 0 | 0.00022738 | 0.00022738 | 0 | 0.00022738 | [22 empty] | 7.3.3.17.5 (Remote Grid) Updates to grid topology to minimize risk of ignition in HFTDs Remote GridWLDFRVegetation ContactAggregated | WLDFR | HFTD - Distribution - Tier 2 - 1QU CoRE ¦ 1QU LoRE | Red Flag Warning - Small Fires | Vegetation Contact | Aggregated | 2045 | 0.00037942 | 163.6441 | 0.062089 | 2045 | Mitigation | 0.95 | 45 | 0 | esc | 0.00097009 | 3.6807e-07 | 0.00097009 | 3.6807e-07
[35 empty] | WLDFR | HFTD - Distribution - Tier 3 - 1QU CoRE ¦ 5QU LoRE | 2046 | 0.18425 | 0.00016829 | 0.11441 | 0 | 0.11441 | 0.00016829 | 0.11441 | 0 | 0.11441 | 0.02108 | 0.02108 | 0.00016829 | 3.1007e-05 | 0.11441 | 0.02108 | 0 | 0 | 0.11441 | 0.02108 | [22 empty] | WLDFR | HFTD - Distribution - Tier 2 - 1QU CoRE ¦ 4QU LoRE | Red Flag Warning - Destructive Fires | 2046 | 2.0685e-08 | 2.0685e-08 | 10992.1562 | 299.42 | 10692.7362 | 0 | 0 | 0 | 2.1323e-05 | 0.00022738 | 0 | 0.00022738 | 0.00022738 | 0 | 0.00022738 | [22 empty] | 7.3.3.17.5 (Remote Grid) Updates to grid topology to minimize risk of ignition in HFTDs Remote GridWLDFRVegetation ContactAggregated | WLDFR | HFTD - Distribution - Tier 2 - 1QU CoRE ¦ 1QU LoRE | Red Flag Warning - Small Fires | Vegetation Contact | Aggregated | 2046 | 0.00037942 | 163.6441 | 0.062089 | 2046 | Mitigation | 0.95 | 45 | 0 | esc | 0.00097009 | 3.6807e-07 | 0.00097009 | 3.6807e-07
[35 empty] | WLDFR | HFTD - Distribution - Tier 3 - 1QU CoRE ¦ 5QU LoRE | 2047 | 0.1722 | 0.00016829 | 0.11441 | 0 | 0.11441 | 0.00016829 | 0.11441 | 0 | 0.11441 | 0.019701 | 0.019701 | 0.00016829 | 2.8979e-05 | 0.11441 | 0.019701 | 0 | 0 | 0.11441 | 0.019701 | [22 empty] | WLDFR | HFTD - Distribution - Tier 2 - 1QU CoRE ¦ 4QU LoRE | Red Flag Warning - Destructive Fires | 2047 | 2.0685e-08 | 2.0685e-08 | 10992.1562 | 299.42 | 10692.7362 | 0 | 0 | 0 | 2.1323e-05 | 0.00022738 | 0 | 0.00022738 | 0.00022738 | 0 | 0.00022738 | [22 empty] | 7.3.3.17.5 (Remote Grid) Updates to grid topology to minimize risk of ignition in HFTDs Remote GridWLDFRVegetation ContactAggregated | WLDFR | HFTD - Distribution - Tier 2 - 1QU CoRE ¦ 1QU LoRE | Red Flag Warning - Small Fires | Vegetation Contact | Aggregated | 2047 | 0.00037942 | 163.6441 | 0.062089 | 2047 | Mitigation | 0.95 | 45 | 0 | esc | 0.00097009 | 3.6807e-07 | 0.00097009 | 3.6807e-07
[35 empty] | WLDFR | HFTD - Distribution - Tier 3 - 1QU CoRE ¦ 5QU LoRE | 2048 | 0.16093 | 0.00016829 | 0.12011 | 0 | 0.12011 | 0.00016829 | 0.12011 | 0 | 0.12011 | 0.019329 | 0.019329 | 0.00016829 | 2.7083e-05 | 0.12011 | 0.019329 | 0 | 0 | 0.12011 | 0.019329 | [22 empty] | WLDFR | HFTD - Distribution - Tier 2 - 1QU CoRE ¦ 4QU LoRE | Red Flag Warning - Destructive Fires | 2048 | 2.0685e-08 | 2.0685e-08 | 11536.0538 | 319.4911 | 11216.5626 | 0 | 0 | 0 | 2.1323e-05 | 0.00023863 | 0 | 0.00023863 | 0.00023863 | 0 | 0.00023863 | [22 empty] | 7.3.3.17.5 (Remote Grid) Updates to grid topology to minimize risk of ignition in HFTDs Remote GridWLDFRVegetation ContactAggregated | WLDFR | HFTD - Distribution - Tier 2 - 1QU CoRE ¦ 1QU LoRE | Red Flag Warning - Small Fires | Vegetation Contact | Aggregated | 2048 | 0.00037942 | 163.6441 | 0.062089 | 2048 | Mitigation | 0.95 | 45 | 0 | esc | 0.00097009 | 3.6807e-07 | 0.00097009 | 3.6807e-07
[35 empty] | WLDFR | HFTD - Distribution - Tier 3 - 1QU CoRE ¦ 5QU LoRE | 2049 | 0.1504 | 0.00016829 | 0.12011 | 0 | 0.12011 | 0.00016829 | 0.12011 | 0 | 0.12011 | 0.018064 | 0.018064 | 0.00016829 | 2.5311e-05 | 0.12011 | 0.018064 | 0 | 0 | 0.12011 | 0.018064 | [22 empty] | WLDFR | HFTD - Distribution - Tier 2 - 1QU CoRE ¦ 4QU LoRE | Red Flag Warning - Destructive Fires | 2049 | 2.0685e-08 | 2.0685e-08 | 11536.0538 | 319.4911 | 11216.5626 | 0 | 0 | 0 | 2.1323e-05 | 0.00023863 | 0 | 0.00023863 | 0.00023863 | 0 | 0.00023863 | [22 empty] | 7.3.3.17.5 (Remote Grid) Updates to grid topology to minimize risk of ignition in HFTDs Remote GridWLDFRVegetation ContactAggregated | WLDFR | HFTD - Distribution - Tier 2 - 1QU CoRE ¦ 1QU LoRE | Red Flag Warning - Small Fires | Vegetation Contact | Aggregated | 2049 | 0.00037942 | 163.6441 | 0.062089 | 2049 | Mitigation | 0.95 | 45 | 0 | esc | 0.00097009 | 3.6807e-07 | 0.00097009 | 3.6807e-07
[35 empty] | WLDFR | HFTD - Distribution - Tier 3 - 1QU CoRE ¦ 5QU LoRE | 2050 | 0.14056 | 0.00016829 | 0.12011 | 0 | 0.12011 | 0.00016829 | 0.12011 | 0 | 0.12011 | 0.016883 | 0.016883 | 0.00016829 | 2.3655e-05 | 0.12011 | 0.016883 | 0 | 0 | 0.12011 | 0.016883 | [22 empty] | WLDFR | HFTD - Distribution - Tier 2 - 1QU CoRE ¦ 4QU LoRE | Red Flag Warning - Destructive Fires | 2050 | 2.0685e-08 | 2.0685e-08 | 11536.0538 | 319.4911 | 11216.5626 | 0 | 0 | 0 | 2.1323e-05 | 0.00023863 | 0 | 0.00023863 | 0.00023863 | 0 | 0.00023863 | [22 empty] | 7.3.3.17.5 (Remote Grid) Updates to grid topology to minimize risk of ignition in HFTDs Remote GridWLDFRVegetation ContactAggregated | WLDFR | HFTD - Distribution - Tier 2 - 1QU CoRE ¦ 1QU LoRE | Red Flag Warning - Small Fires | Vegetation Contact | Aggregated | 2050 | 0.00037942 | 163.6441 | 0.062089 | 2050 | Mitigation | 0.95 | 45 | 0 | esc | 0.00097009 | 3.6807e-07 | 0.00097009 | 3.6807e-07
[35 empty] | WLDFR | HFTD - Distribution - Tier 3 - 1QU CoRE ¦ 5QU LoRE | 2051 | 0.13137 | 0.00016829 | 0.12011 | 0 | 0.12011 | 0.00016829 | 0.12011 | 0 | 0.12011 | 0.015778 | 0.015778 | 0.00016829 | 2.2108e-05 | 0.12011 | 0.015778 | 0 | 0 | 0.12011 | 0.015778 | [22 empty] | WLDFR | HFTD - Distribution - Tier 2 - 1QU CoRE ¦ 4QU LoRE | Red Flag Warning - Destructive Fires | 2051 | 2.0685e-08 | 2.0685e-08 | 11536.0538 | 319.4911 | 11216.5626 | 0 | 0 | 0 | 2.1323e-05 | 0.00023863 | 0 | 0.00023863 | 0.00023863 | 0 | 0.00023863 | [22 empty] | 7.3.3.17.5 (Remote Grid) Updates to grid topology to minimize risk of ignition in HFTDs Remote GridWLDFRVegetation ContactAggregated | WLDFR | HFTD - Distribution - Tier 2 - 1QU CoRE ¦ 1QU LoRE | Red Flag Warning - Small Fires | Vegetation Contact | Aggregated | 2051 | 0.00037942 | 163.6441 | 0.062089 | 2051 | Mitigation | 0.95 | 45 | 0 | esc | 0.00097009 | 3.6807e-07 | 0.00097009 | 3.6807e-07
[35 empty] | WLDFR | HFTD - Distribution - Tier 3 - 1QU CoRE ¦ 5QU LoRE | 2052 | 0.12277 | 0.00016829 | 0.12011 | 0 | 0.12011 | 0.00016829 | 0.12011 | 0 | 0.12011 | 0.014746 | 0.014746 | 0.00016829 | 2.0662e-05 | 0.12011 | 0.014746 | 0 | 0 | 0.12011 | 0.014746 | [22 empty] | WLDFR | HFTD - Distribution - Tier 2 - 1QU CoRE ¦ 4QU LoRE | Red Flag Warning - Destructive Fires | 2052 | 2.0685e-08 | 2.0685e-08 | 11536.0538 | 319.4911 | 11216.5626 | 0 | 0 | 0 | 2.1323e-05 | 0.00023863 | 0 | 0.00023863 | 0.00023863 | 0 | 0.00023863 | [22 empty] | 7.3.3.17.5 (Remote Grid) Updates to grid topology to minimize risk of ignition in HFTDs Remote GridWLDFRVegetation ContactAggregated | WLDFR | HFTD - Distribution - Tier 2 - 1QU CoRE ¦ 1QU LoRE | Red Flag Warning - Small Fires | Vegetation Contact | Aggregated | 2052 | 0.00037942 | 163.6441 | 0.062089 | 2052 | Mitigation | 0.95 | 45 | 0 | esc | 0.00097009 | 3.6807e-07 | 0.00097009 | 3.6807e-07
[35 empty] | WLDFR | HFTD - Distribution - Tier 3 - 1QU CoRE ¦ 5QU LoRE | 2053 | 0.11474 | 0.00016829 | 0.12599 | 0 | 0.12599 | 0.00016829 | 0.12599 | 0 | 0.12599 | 0.014457 | 0.014457 | 0.00016829 | 1.931e-05 | 0.12599 | 0.014457 | 0 | 0 | 0.12599 | 0.014457 | [22 empty] | WLDFR | HFTD - Distribution - Tier 2 - 1QU CoRE ¦ 4QU LoRE | Red Flag Warning - Destructive Fires | 2053 | 2.0685e-08 | 2.0685e-08 | 12097.6769 | 340.5356 | 11757.1413 | 0 | 0 | 0 | 2.1323e-05 | 0.00025024 | 0 | 0.00025024 | 0.00025024 | 0 | 0.00025024 | [22 empty] | 7.3.3.17.5 (Remote Grid) Updates to grid topology to minimize risk of ignition in HFTDs Remote GridWLDFRVegetation ContactAggregated | WLDFR | HFTD - Distribution - Tier 2 - 1QU CoRE ¦ 1QU LoRE | Red Flag Warning - Small Fires | Vegetation Contact | Aggregated | 2053 | 0.00037942 | 163.6441 | 0.062089 | 2053 | Mitigation | 0.95 | 45 | 0 | esc | 0.00097009 | 3.6807e-07 | 0.00097009 | 3.6807e-07
[35 empty] | WLDFR | HFTD - Distribution - Tier 3 - 1QU CoRE ¦ 5QU LoRE | 2054 | 0.10723 | 0.00016829 | 0.12599 | 0 | 0.12599 | 0.00016829 | 0.12599 | 0 | 0.12599 | 0.013511 | 0.013511 | 0.00016829 | 1.8047e-05 | 0.12599 | 0.013511 | 0 | 0 | 0.12599 | 0.013511 | [22 empty] | WLDFR | HFTD - Distribution - Tier 2 - 1QU CoRE ¦ 4QU LoRE | Red Flag Warning - Destructive Fires | 2054 | 2.0685e-08 | 2.0685e-08 | 12097.6769 | 340.5356 | 11757.1413 | 0 | 0 | 0 | 2.1323e-05 | 0.00025024 | 0 | 0.00025024 | 0.00025024 | 0 | 0.00025024 | [22 empty] | 7.3.3.17.5 (Remote Grid) Updates to grid topology to minimize risk of ignition in HFTDs Remote GridWLDFRVegetation ContactAggregated | WLDFR | HFTD - Distribution - Tier 2 - 1QU CoRE ¦ 1QU LoRE | Red Flag Warning - Small Fires | Vegetation Contact | Aggregated | 2054 | 0.00037942 | 163.6441 | 0.062089 | 2054 | Mitigation | 0.95 | 45 | 0 | esc | 0.00097009 | 3.6807e-07 | 0.00097009 | 3.6807e-07
[35 empty] | WLDFR | HFTD - Distribution - Tier 3 - 1QU CoRE ¦ 5QU LoRE | 2055 | 0.10022 | 0.00016829 | 0.12599 | 0 | 0.12599 | 0.00016829 | 0.12599 | 0 | 0.12599 | 0.012627 | 0.012627 | 0.00016829 | 1.6866e-05 | 0.12599 | 0.012627 | 0 | 0 | 0.12599 | 0.012627 | [22 empty] | WLDFR | HFTD - Distribution - Tier 2 - 1QU CoRE ¦ 4QU LoRE | Red Flag Warning - Destructive Fires | 2055 | 2.0685e-08 | 2.0685e-08 | 12097.6769 | 340.5356 | 11757.1413 | 0 | 0 | 0 | 2.1323e-05 | 0.00025024 | 0 | 0.00025024 | 0.00025024 | 0 | 0.00025024 | [22 empty] | 7.3.3.17.5 (Remote Grid) Updates to grid topology to minimize risk of ignition in HFTDs Remote GridWLDFRVegetation ContactAggregated | WLDFR | HFTD - Distribution - Tier 2 - 1QU CoRE ¦ 1QU LoRE | Red Flag Warning - Small Fires | Vegetation Contact | Aggregated | 2055 | 0.00037942 | 163.6441 | 0.062089 | 2055 | Mitigation | 0.95 | 45 | 0 | esc | 0.00097009 | 3.6807e-07 | 0.00097009 | 3.6807e-07
[35 empty] | WLDFR | HFTD - Distribution - Tier 3 - 1QU CoRE ¦ 5QU LoRE | 2056 | 0.093663 | 0.00016829 | 0.12599 | 0 | 0.12599 | 0.00016829 | 0.12599 | 0 | 0.12599 | 0.011801 | 0.011801 | 0.00016829 | 1.5763e-05 | 0.12599 | 0.011801 | 0 | 0 | 0.12599 | 0.011801 | [22 empty] | WLDFR | HFTD - Distribution - Tier 2 - 1QU CoRE ¦ 4QU LoRE | Red Flag Warning - Destructive Fires | 2056 | 2.0685e-08 | 2.0685e-08 | 12097.6769 | 340.5356 | 11757.1413 | 0 | 0 | 0 | 2.1323e-05 | 0.00025024 | 0 | 0.00025024 | 0.00025024 | 0 | 0.00025024 | [22 empty] | 7.3.3.17.5 (Remote Grid) Updates to grid topology to minimize risk of ignition in HFTDs Remote GridWLDFRVegetation ContactAggregated | WLDFR | HFTD - Distribution - Tier 2 - 1QU CoRE ¦ 1QU LoRE | Red Flag Warning - Small Fires | Vegetation Contact | Aggregated | 2056 | 0.00037942 | 163.6441 | 0.062089 | 2056 | Mitigation | 0.95 | 45 | 0 | esc | 0.00097009 | 3.6807e-07 | 0.00097009 | 3.6807e-07
[35 empty] | WLDFR | HFTD - Distribution - Tier 3 - 1QU CoRE ¦ 5QU LoRE | 2057 | 0.087535 | 0.00016829 | 0.12599 | 0 | 0.12599 | 0.00016829 | 0.12599 | 0 | 0.12599 | 0.011029 | 0.011029 | 0.00016829 | 1.4731e-05 | 0.12599 | 0.011029 | 0 | 0 | 0.12599 | 0.011029 | [22 empty] | WLDFR | HFTD - Distribution - Tier 2 - 1QU CoRE ¦ 4QU LoRE | Red Flag Warning - Destructive Fires | 2057 | 2.0685e-08 | 2.0685e-08 | 12097.6769 | 340.5356 | 11757.1413 | 0 | 0 | 0 | 2.1323e-05 | 0.00025024 | 0 | 0.00025024 | 0.00025024 | 0 | 0.00025024 | [22 empty] | 7.3.3.17.5 (Remote Grid) Updates to grid topology to minimize risk of ignition in HFTDs Remote GridWLDFRVegetation ContactAggregated | WLDFR | HFTD - Distribution - Tier 2 - 1QU CoRE ¦ 1QU LoRE | Red Flag Warning - Small Fires | Vegetation Contact | Aggregated | 2057 | 0.00037942 | 163.6441 | 0.062089 | 2057 | Mitigation | 0.95 | 45 | 0 | esc | 0.00097009 | 3.6807e-07 | 0.00097009 | 3.6807e-07
[35 empty] | WLDFR | HFTD - Distribution - Tier 3 - 1QU CoRE ¦ 5QU LoRE | 2058 | 0.081809 | 0.00016829 | 0.132 | 0 | 0.132 | 0.00016829 | 0.132 | 0 | 0.132 | 0.010799 | 0.010799 | 0.00016829 | 1.3768e-05 | 0.132 | 0.010799 | 0 | 0 | 0.132 | 0.010799 | [22 empty] | WLDFR | HFTD - Distribution - Tier 2 - 1QU CoRE ¦ 4QU LoRE | Red Flag Warning - Destructive Fires | 2058 | 2.0685e-08 | 2.0685e-08 | 12670.1796 | 362.3049 | 12307.8747 | 0 | 0 | 0 | 2.1323e-05 | 0.00026209 | 0 | 0.00026209 | 0.00026209 | 0 | 0.00026209 | [22 empty] | 7.3.3.17.5 (Remote Grid) Updates to grid topology to minimize risk of ignition in HFTDs Remote GridWLDFRVegetation ContactAggregated | WLDFR | HFTD - Distribution - Tier 2 - 1QU CoRE ¦ 1QU LoRE | Red Flag Warning - Small Fires | Vegetation Contact | Aggregated | 2058 | 0.00037942 | 163.6441 | 0.062089 | 2058 | Mitigation | 0.95 | 45 | 0 | esc | 0.00097009 | 3.6807e-07 | 0.00097009 | 3.6807e-07
[35 empty] | WLDFR | HFTD - Distribution - Tier 3 - 1QU CoRE ¦ 5QU LoRE | 2059 | 0.076457 | 0.00016829 | 0.132 | 0 | 0.132 | 0.00016829 | 0.132 | 0 | 0.132 | 0.010092 | 0.010092 | 0.00016829 | 1.2867e-05 | 0.132 | 0.010092 | 0 | 0 | 0.132 | 0.010092 | [22 empty] | WLDFR | HFTD - Distribution - Tier 2 - 1QU CoRE ¦ 4QU LoRE | Red Flag Warning - Destructive Fires | 2059 | 2.0685e-08 | 2.0685e-08 | 12670.1796 | 362.3049 | 12307.8747 | 0 | 0 | 0 | 2.1323e-05 | 0.00026209 | 0 | 0.00026209 | 0.00026209 | 0 | 0.00026209 | [22 empty] | 7.3.3.17.5 (Remote Grid) Updates to grid topology to minimize risk of ignition in HFTDs Remote GridWLDFRVegetation ContactAggregated | WLDFR | HFTD - Distribution - Tier 2 - 1QU CoRE ¦ 1QU LoRE | Red Flag Warning - Small Fires | Vegetation Contact | Aggregated | 2059 | 0.00037942 | 163.6441 | 0.062089 | 2059 | Mitigation | 0.95 | 45 | 0 | esc | 0.00097009 | 3.6807e-07 | 0.00097009 | 3.6807e-07
[35 empty] | WLDFR | HFTD - Distribution - Tier 3 - 1QU CoRE ¦ 5QU LoRE | 2060 | 0.071455 | 0.00016829 | 0.132 | 0 | 0.132 | 0.00016829 | 0.132 | 0 | 0.132 | 0.009432 | 0.009432 | 0.00016829 | 1.2025e-05 | 0.132 | 0.009432 | 0 | 0 | 0.132 | 0.009432 | [22 empty] | WLDFR | HFTD - Distribution - Tier 2 - 1QU CoRE ¦ 4QU LoRE | Red Flag Warning - Destructive Fires | 2060 | 2.0685e-08 | 2.0685e-08 | 12670.1796 | 362.3049 | 12307.8747 | 0 | 0 | 0 | 2.1323e-05 | 0.00026209 | 0 | 0.00026209 | 0.00026209 | 0 | 0.00026209 | [22 empty] | 7.3.3.17.5 (Remote Grid) Updates to grid topology to minimize risk of ignition in HFTDs Remote GridWLDFRVegetation ContactAggregated | WLDFR | HFTD - Distribution - Tier 2 - 1QU CoRE ¦ 1QU LoRE | Red Flag Warning - Small Fires | Vegetation Contact | Aggregated | 2060 | 0.00037942 | 163.6441 | 0.062089 | 2060 | Mitigation | 0.95 | 45 | 0 | esc | 0.00097009 | 3.6807e-07 | 0.00097009 | 3.6807e-07
[35 empty] | WLDFR | HFTD - Distribution - Tier 3 - 1QU CoRE ¦ 5QU LoRE | 2061 | 0.06678 | 0.00016829 | 0.132 | 0 | 0.132 | 0.00016829 | 0.132 | 0 | 0.132 | 0.008815 | 0.008815 | 0.00016829 | 1.1238e-05 | 0.132 | 0.008815 | 0 | 0 | 0.132 | 0.008815 | [22 empty] | WLDFR | HFTD - Distribution - Tier 2 - 1QU CoRE ¦ 4QU LoRE | Red Flag Warning - Destructive Fires | 2061 | 2.0685e-08 | 2.0685e-08 | 12670.1796 | 362.3049 | 12307.8747 | 0 | 0 | 0 | 2.1323e-05 | 0.00026209 | 0 | 0.00026209 | 0.00026209 | 0 | 0.00026209 | [22 empty] | 7.3.3.17.5 (Remote Grid) Updates to grid topology to minimize risk of ignition in HFTDs Remote GridWLDFRVegetation ContactAggregated | WLDFR | HFTD - Distribution - Tier 2 - 1QU CoRE ¦ 1QU LoRE | Red Flag Warning - Small Fires | Vegetation Contact | Aggregated | 2061 | 0.00037942 | 163.6441 | 0.062089 | 2061 | Mitigation | 0.95 | 45 | 0 | esc | 0.00097009 | 3.6807e-07 | 0.00097009 | 3.6807e-07
[35 empty] | WLDFR | HFTD - Distribution - Tier 3 - 1QU CoRE ¦ 5QU LoRE | 2062 | 0.062412 | 0.00016829 | 0.132 | 0 | 0.132 | 0.00016829 | 0.132 | 0 | 0.132 | 0.0082383 | 0.0082383 | 0.00016829 | 1.0503e-05 | 0.132 | 0.0082383 | 0 | 0 | 0.132 | 0.0082383 | [22 empty] | WLDFR | HFTD - Distribution - Tier 2 - 1QU CoRE ¦ 4QU LoRE | Red Flag Warning - Destructive Fires | 2062 | 2.0685e-08 | 2.0685e-08 | 12670.1796 | 362.3049 | 12307.8747 | 0 | 0 | 0 | 2.1323e-05 | 0.00026209 | 0 | 0.00026209 | 0.00026209 | 0 | 0.00026209 | [22 empty] | 7.3.3.17.5 (Remote Grid) Updates to grid topology to minimize risk of ignition in HFTDs Remote GridWLDFRVegetation ContactAggregated | WLDFR | HFTD - Distribution - Tier 2 - 1QU CoRE ¦ 1QU LoRE | Red Flag Warning - Small Fires | Vegetation Contact | Aggregated | 2062 | 0.00037942 | 163.6441 | 0.062089 | 2062 | Mitigation | 0.95 | 45 | 0 | esc | 0.00097009 | 3.6807e-07 | 0.00097009 | 3.6807e-07
[35 empty] | WLDFR | HFTD - Distribution - Tier 3 - 1QU CoRE ¦ 5QU LoRE | 2063 | 0.058329 | 0.00016829 | 0.13805 | 0 | 0.13805 | 0.00016829 | 0.13805 | 0 | 0.13805 | 0.0080524 | 0.0080524 | 0.00016829 | 9.8161e-06 | 0.13805 | 0.0080524 | 0 | 0 | 0.13805 | 0.0080524 | [22 empty] | WLDFR | HFTD - Distribution - Tier 2 - 1QU CoRE ¦ 4QU LoRE | Red Flag Warning - Destructive Fires | 2063 | 2.0685e-08 | 2.0685e-08 | 13246.6313 | 384.5316 | 12862.0997 | 0 | 0 | 0 | 2.1323e-05 | 0.00027401 | 0 | 0.00027401 | 0.00027401 | 0 | 0.00027401 | [22 empty] | 7.3.3.17.5 (Remote Grid) Updates to grid topology to minimize risk of ignition in HFTDs Remote GridWLDFRVegetation ContactAggregated | WLDFR | HFTD - Distribution - Tier 2 - 1QU CoRE ¦ 1QU LoRE | Red Flag Warning - Small Fires | Vegetation Contact | Aggregated | 2063 | 0.00037942 | 163.6441 | 0.062089 | 2063 | Mitigation | 0.95 | 45 | 0 | esc | 0.00097009 | 3.6807e-07 | 0.00097009 | 3.6807e-07
[35 empty] | WLDFR | HFTD - Distribution - Tier 3 - 1QU CoRE ¦ 5QU LoRE | 2064 | 0.054513 | 0.00016829 | 0.13805 | 0 | 0.13805 | 0.00016829 | 0.13805 | 0 | 0.13805 | 0.0075256 | 0.0075256 | 0.00016829 | 9.174e-06 | 0.13805 | 0.0075256 | 0 | 0 | 0.13805 | 0.0075256 | [22 empty] | WLDFR | HFTD - Distribution - Tier 2 - 1QU CoRE ¦ 4QU LoRE | Red Flag Warning - Destructive Fires | 2064 | 2.0685e-08 | 2.0685e-08 | 13246.6313 | 384.5316 | 12862.0997 | 0 | 0 | 0 | 2.1323e-05 | 0.00027401 | 0 | 0.00027401 | 0.00027401 | 0 | 0.00027401 | [22 empty] | 7.3.3.17.5 (Remote Grid) Updates to grid topology to minimize risk of ignition in HFTDs Remote GridWLDFRVegetation ContactAggregated | WLDFR | HFTD - Distribution - Tier 2 - 1QU CoRE ¦ 1QU LoRE | Red Flag Warning - Small Fires | Vegetation Contact | Aggregated | 2064 | 0.00037942 | 163.6441 | 0.062089 | 2064 | Mitigation | 0.95 | 45 | 0 | esc | 0.00097009 | 3.6807e-07 | 0.00097009 | 3.6807e-07
[35 empty] | WLDFR | HFTD - Distribution - Tier 3 - 1QU CoRE ¦ 5QU LoRE | 2065 | 0.050946 | 0.00016829 | 0.13805 | 0 | 0.13805 | 0.00016829 | 0.13805 | 0 | 0.13805 | 0.0070333 | 0.0070333 | 0.00016829 | 8.5738e-06 | 0.13805 | 0.0070333 | 0 | 0 | 0.13805 | 0.0070333 | [22 empty] | WLDFR | HFTD - Distribution - Tier 2 - 1QU CoRE ¦ 4QU LoRE | Red Flag Warning - Destructive Fires | 2065 | 2.0685e-08 | 2.0685e-08 | 13246.6313 | 384.5316 | 12862.0997 | 0 | 0 | 0 | 2.1323e-05 | 0.00027401 | 0 | 0.00027401 | 0.00027401 | 0 | 0.00027401 | [22 empty] | 7.3.3.17.5 (Remote Grid) Updates to grid topology to minimize risk of ignition in HFTDs Remote GridWLDFRVegetation ContactAggregated | WLDFR | HFTD - Distribution - Tier 2 - 1QU CoRE ¦ 1QU LoRE | Red Flag Warning - Small Fires | Vegetation Contact | Aggregated | 2065 | 0.00037942 | 163.6441 | 0.062089 | 2065 | Mitigation | 0.95 | 45 | 0 | esc | 0.00097009 | 3.6807e-07 | 0.00097009 | 3.6807e-07
[35 empty] | WLDFR | HFTD - Distribution - Tier 3 - 1QU CoRE ¦ 5QU LoRE | 2066 | 0.047613 | 0.00016829 | 0.13805 | 0 | 0.13805 | 0.00016829 | 0.13805 | 0 | 0.13805 | 0.0065731 | 0.0065731 | 0.00016829 | 8.0129e-06 | 0.13805 | 0.0065731 | 0 | 0 | 0.13805 | 0.0065731 | [22 empty] | WLDFR | HFTD - Distribution - Tier 2 - 1QU CoRE ¦ 4QU LoRE | Red Flag Warning - Destructive Fires | 2066 | 2.0685e-08 | 2.0685e-08 | 13246.6313 | 384.5316 | 12862.0997 | 0 | 0 | 0 | 2.1323e-05 | 0.00027401 | 0 | 0.00027401 | 0.00027401 | 0 | 0.00027401 | [22 empty] | 7.3.3.17.5 (Remote Grid) Updates to grid topology to minimize risk of ignition in HFTDs Remote GridWLDFRVegetation ContactAggregated | WLDFR | HFTD - Distribution - Tier 2 - 1QU CoRE ¦ 1QU LoRE | Red Flag Warning - Small Fires | Vegetation Contact | Aggregated | 2066 | 0.00037942 | 163.6441 | 0.062089 | 2066 | Mitigation | 0.95 | 45 | 0 | esc | 0.00097009 | 3.6807e-07 | 0.00097009 | 3.6807e-07
[35 empty] | WLDFR | HFTD - Distribution - Tier 3 - 1QU CoRE ¦ 5QU LoRE | 2067 | 0.044499 | 0 | 0 | 0 | 0 | 0.00016829 | 0.13805 | 0 | 0.13805 | 0 | 0.0061431 | 0 | 0 | 0 | 0 | 0 | 0 | 0 | 0 | [22 empty] | WLDFR | HFTD - Distribution - Tier 2 - 1QU CoRE ¦ 4QU LoRE | Red Flag Warning - Destructive Fires | 2067 | 0 | 2.0685e-08 | 13246.6313 | 384.5316 | 12862.0997 | 0 | 0 | 0 | 2.1323e-05 | 0 | 0 | 0 | 0.00027401 | 0 | 0.00027401 | [22 empty] | 7.3.3.17.5 (Remote Grid) Updates to grid topology to minimize risk of ignition in HFTDs Remote GridWLDFRVegetation ContactAggregated | WLDFR | HFTD - Distribution - Tier 2 - 1QU CoRE ¦ 1QU LoRE | Red Flag Warning - Small Fires | Vegetation Contact | Aggregated | 2067 | 0.00037942 | 163.6441 | 0.062089 | 2067 | Mitigation | 0.95 | 45 | 0 | esc | 0 | 0 | 0.00097009 | 3.6807e-07
[35 empty] | WLDFR | HFTD - Distribution - Tier 3 - 2QU CoRE ¦ 1QU LoRE | 2022 | 0.93458 | 0.0015035 | 0.35375 | 0 | 0.35375 | 0 | 0 | 0 | 0 | 0.3306 | 0 | 0.0015035 | 0.0014052 | 0.35375 | 0.3306 | 0 | 0 | 0.35375 | 0.3306 | [22 empty] | WLDFR | HFTD - Distribution - Tier 2 - 1QU CoRE ¦ 4QU LoRE | Red Flag Warning - Large Fires | 2022 | 8.8202e-08 | 0 | 5.2406 | 0.69642 | 2.942 | 1.6022 | 0 | 0 | 9.0921e-05 | 4.6223e-07 | 0 | 4.6223e-07 | 0 | 0 | 0 | [22 empty] | 7.3.3.17.5 (Remote Grid) Updates to grid topology to minimize risk of ignition in HFTDs Remote GridWLDFRWire-to-wire contactAggregated | WLDFR | HFTD - Distribution - Tier 2 - 1QU CoRE ¦ 1QU LoRE | Red Flag Warning - Small Fires | Wire-to-wire contact | Aggregated | 2022 | 5.6221e-05 | 163.6441 | 0.0092002 | 2022 | Mitigation | 0.95 | 45 | 0 | esc | 0.00097009 | 5.4539e-08 | 0 | 0
[35 empty] | WLDFR | HFTD - Distribution - Tier 3 - 2QU CoRE ¦ 1QU LoRE | 2023 | 0.87344 | 0.0015035 | 0.36671 | 0 | 0.36671 | 0.0015035 | 0.36671 | 0 | 0.36671 | 0.3203 | 0.3203 | 0.0015035 | 0.0013132 | 0.36671 | 0.3203 | 0 | 0 | 0.36671 | 0.3203 | [22 empty] | WLDFR | HFTD - Distribution - Tier 2 - 1QU CoRE ¦ 4QU LoRE | Red Flag Warning - Large Fires | 2023 | 8.8202e-08 | 8.8202e-08 | 5.475 | 0.71896 | 3.0715 | 1.6846 | 0 | 0 | 9.0921e-05 | 4.8291e-07 | 0 | 4.8291e-07 | 4.8291e-07 | 0 | 4.8291e-07 | [22 empty] | 7.3.3.17.5 (Remote Grid) Updates to grid topology to minimize risk of ignition in HFTDs Remote GridWLDFRWire-to-wire contactAggregated | WLDFR | HFTD - Distribution - Tier 2 - 1QU CoRE ¦ 1QU LoRE | Red Flag Warning - Small Fires | Wire-to-wire contact | Aggregated | 2023 | 5.6221e-05 | 163.6441 | 0.0092002 | 2023 | Mitigation | 0.95 | 45 | 0 | esc | 0.00097009 | 5.4539e-08 | 0.00097009 | 5.4539e-08
[35 empty] | WLDFR | HFTD - Distribution - Tier 3 - 2QU CoRE ¦ 1QU LoRE | 2024 | 0.8163 | 0.0015035 | 0.36671 | 0 | 0.36671 | 0.0015035 | 0.36671 | 0 | 0.36671 | 0.29934 | 0.29934 | 0.0015035 | 0.0012273 | 0.36671 | 0.29934 | 0 | 0 | 0.36671 | 0.29934 | [22 empty] | WLDFR | HFTD - Distribution - Tier 2 - 1QU CoRE ¦ 4QU LoRE | Red Flag Warning - Large Fires | 2024 | 8.8202e-08 | 8.8202e-08 | 5.475 | 0.71896 | 3.0715 | 1.6846 | 0 | 0 | 9.0921e-05 | 4.8291e-07 | 0 | 4.8291e-07 | 4.8291e-07 | 0 | 4.8291e-07 | [22 empty] | 7.3.3.17.5 (Remote Grid) Updates to grid topology to minimize risk of ignition in HFTDs Remote GridWLDFRWire-to-wire contactAggregated | WLDFR | HFTD - Distribution - Tier 2 - 1QU CoRE ¦ 1QU LoRE | Red Flag Warning - Small Fires | Wire-to-wire contact | Aggregated | 2024 | 5.6221e-05 | 163.6441 | 0.0092002 | 2024 | Mitigation | 0.95 | 45 | 0 | esc | 0.00097009 | 5.4539e-08 | 0.00097009 | 5.4539e-08
[35 empty] | WLDFR | HFTD - Distribution - Tier 3 - 2QU CoRE ¦ 1QU LoRE | 2025 | 0.7629 | 0.0015035 | 0.36671 | 0 | 0.36671 | 0.0015035 | 0.36671 | 0 | 0.36671 | 0.27976 | 0.27976 | 0.0015035 | 0.001147 | 0.36671 | 0.27976 | 0 | 0 | 0.36671 | 0.27976 | [22 empty] | WLDFR | HFTD - Distribution - Tier 2 - 1QU CoRE ¦ 4QU LoRE | Red Flag Warning - Large Fires | 2025 | 8.8202e-08 | 8.8202e-08 | 5.475 | 0.71896 | 3.0715 | 1.6846 | 0 | 0 | 9.0921e-05 | 4.8291e-07 | 0 | 4.8291e-07 | 4.8291e-07 | 0 | 4.8291e-07 | [22 empty] | 7.3.3.17.5 (Remote Grid) Updates to grid topology to minimize risk of ignition in HFTDs Remote GridWLDFRWire-to-wire contactAggregated | WLDFR | HFTD - Distribution - Tier 2 - 1QU CoRE ¦ 1QU LoRE | Red Flag Warning - Small Fires | Wire-to-wire contact | Aggregated | 2025 | 5.6221e-05 | 163.6441 | 0.0092002 | 2025 | Mitigation | 0.95 | 45 | 0 | esc | 0.00097009 | 5.4539e-08 | 0.00097009 | 5.4539e-08
[35 empty] | WLDFR | HFTD - Distribution - Tier 3 - 2QU CoRE ¦ 1QU LoRE | 2026 | 0.71299 | 0.0015035 | 0.36671 | 0 | 0.36671 | 0.0015035 | 0.36671 | 0 | 0.36671 | 0.26146 | 0.26146 | 0.0015035 | 0.001072 | 0.36671 | 0.26146 | 0 | 0 | 0.36671 | 0.26146 | [22 empty] | WLDFR | HFTD - Distribution - Tier 2 - 1QU CoRE ¦ 4QU LoRE | Red Flag Warning - Large Fires | 2026 | 8.8202e-08 | 8.8202e-08 | 5.475 | 0.71896 | 3.0715 | 1.6846 | 0 | 0 | 9.0921e-05 | 4.8291e-07 | 0 | 4.8291e-07 | 4.8291e-07 | 0 | 4.8291e-07 | [22 empty] | 7.3.3.17.5 (Remote Grid) Updates to grid topology to minimize risk of ignition in HFTDs Remote GridWLDFRWire-to-wire contactAggregated | WLDFR | HFTD - Distribution - Tier 2 - 1QU CoRE ¦ 1QU LoRE | Red Flag Warning - Small Fires | Wire-to-wire contact | Aggregated | 2026 | 5.6221e-05 | 163.6441 | 0.0092002 | 2026 | Mitigation | 0.95 | 45 | 0 | esc | 0.00097009 | 5.4539e-08 | 0.00097009 | 5.4539e-08
[35 empty] | WLDFR | HFTD - Distribution - Tier 3 - 2QU CoRE ¦ 1QU LoRE | 2027 | 0.66634 | 0.0015035 | 0.36671 | 0 | 0.36671 | 0.0015035 | 0.36671 | 0 | 0.36671 | 0.24435 | 0.24435 | 0.0015035 | 0.0010019 | 0.36671 | 0.24435 | 0 | 0 | 0.36671 | 0.24435 | [22 empty] | WLDFR | HFTD - Distribution - Tier 2 - 1QU CoRE ¦ 4QU LoRE | Red Flag Warning - Large Fires | 2027 | 8.8202e-08 | 8.8202e-08 | 5.475 | 0.71896 | 3.0715 | 1.6846 | 0 | 0 | 9.0921e-05 | 4.8291e-07 | 0 | 4.8291e-07 | 4.8291e-07 | 0 | 4.8291e-07 | [22 empty] | 7.3.3.17.5 (Remote Grid) Updates to grid topology to minimize risk of ignition in HFTDs Remote GridWLDFRWire-to-wire contactAggregated | WLDFR | HFTD - Distribution - Tier 2 - 1QU CoRE ¦ 1QU LoRE | Red Flag Warning - Small Fires | Wire-to-wire contact | Aggregated | 2027 | 5.6221e-05 | 163.6441 | 0.0092002 | 2027 | Mitigation | 0.95 | 45 | 0 | esc | 0.00097009 | 5.4539e-08 | 0.00097009 | 5.4539e-08
[35 empty] | WLDFR | HFTD - Distribution - Tier 3 - 2QU CoRE ¦ 1QU LoRE | 2028 | 0.62275 | 0.0015035 | 0.38304 | 0 | 0.38304 | 0.0015035 | 0.38304 | 0 | 0.38304 | 0.23854 | 0.23854 | 0.0015035 | 0.00093631 | 0.38304 | 0.23854 | 0 | 0 | 0.38304 | 0.23854 | [22 empty] | WLDFR | HFTD - Distribution - Tier 2 - 1QU CoRE ¦ 4QU LoRE | Red Flag Warning - Large Fires | 2028 | 8.8202e-08 | 8.8202e-08 | 5.777 | 0.74734 | 3.238 | 1.7917 | 0 | 0 | 9.0921e-05 | 5.0954e-07 | 0 | 5.0954e-07 | 5.0954e-07 | 0 | 5.0954e-07 | [22 empty] | 7.3.3.17.5 (Remote Grid) Updates to grid topology to minimize risk of ignition in HFTDs Remote GridWLDFRWire-to-wire contactAggregated | WLDFR | HFTD - Distribution - Tier 2 - 1QU CoRE ¦ 1QU LoRE | Red Flag Warning - Small Fires | Wire-to-wire contact | Aggregated | 2028 | 5.6221e-05 | 163.6441 | 0.0092002 | 2028 | Mitigation | 0.95 | 45 | 0 | esc | 0.00097009 | 5.4539e-08 | 0.00097009 | 5.4539e-08
[35 empty] | WLDFR | HFTD - Distribution - Tier 3 - 2QU CoRE ¦ 1QU LoRE | 2029 | 0.58201 | 0.0015035 | 0.38304 | 0 | 0.38304 | 0.0015035 | 0.38304 | 0 | 0.38304 | 0.22293 | 0.22293 | 0.0015035 | 0.00087506 | 0.38304 | 0.22293 | 0 | 0 | 0.38304 | 0.22293 | [22 empty] | WLDFR | HFTD - Distribution - Tier 2 - 1QU CoRE ¦ 4QU LoRE | Red Flag Warning - Large Fires | 2029 | 8.8202e-08 | 8.8202e-08 | 5.777 | 0.74734 | 3.238 | 1.7917 | 0 | 0 | 9.0921e-05 | 5.0954e-07 | 0 | 5.0954e-07 | 5.0954e-07 | 0 | 5.0954e-07 | [22 empty] | 7.3.3.17.5 (Remote Grid) Updates to grid topology to minimize risk of ignition in HFTDs Remote GridWLDFRWire-to-wire contactAggregated | WLDFR | HFTD - Distribution - Tier 2 - 1QU CoRE ¦ 1QU LoRE | Red Flag Warning - Small Fires | Wire-to-wire contact | Aggregated | 2029 | 5.6221e-05 | 163.6441 | 0.0092002 | 2029 | Mitigation | 0.95 | 45 | 0 | esc | 0.00097009 | 5.4539e-08 | 0.00097009 | 5.4539e-08
[35 empty] | WLDFR | HFTD - Distribution - Tier 3 - 2QU CoRE ¦ 1QU LoRE | 2030 | 0.54393 | 0.0015035 | 0.38304 | 0 | 0.38304 | 0.0015035 | 0.38304 | 0 | 0.38304 | 0.20835 | 0.20835 | 0.0015035 | 0.00081781 | 0.38304 | 0.20835 | 0 | 0 | 0.38304 | 0.20835 | [22 empty] | WLDFR | HFTD - Distribution - Tier 2 - 1QU CoRE ¦ 4QU LoRE | Red Flag Warning - Large Fires | 2030 | 8.8202e-08 | 8.8202e-08 | 5.777 | 0.74734 | 3.238 | 1.7917 | 0 | 0 | 9.0921e-05 | 5.0954e-07 | 0 | 5.0954e-07 | 5.0954e-07 | 0 | 5.0954e-07 | [22 empty] | 7.3.3.17.5 (Remote Grid) Updates to grid topology to minimize risk of ignition in HFTDs Remote GridWLDFRWire-to-wire contactAggregated | WLDFR | HFTD - Distribution - Tier 2 - 1QU CoRE ¦ 1QU LoRE | Red Flag Warning - Small Fires | Wire-to-wire contact | Aggregated | 2030 | 5.6221e-05 | 163.6441 | 0.0092002 | 2030 | Mitigation | 0.95 | 45 | 0 | esc | 0.00097009 | 5.4539e-08 | 0.00097009 | 5.4539e-08
[35 empty] | WLDFR | HFTD - Distribution - Tier 3 - 2QU CoRE ¦ 1QU LoRE | 2031 | 0.50835 | 0.0015035 | 0.38304 | 0 | 0.38304 | 0.0015035 | 0.38304 | 0 | 0.38304 | 0.19472 | 0.19472 | 0.0015035 | 0.00076431 | 0.38304 | 0.19472 | 0 | 0 | 0.38304 | 0.19472 | [22 empty] | WLDFR | HFTD - Distribution - Tier 2 - 1QU CoRE ¦ 4QU LoRE | Red Flag Warning - Large Fires | 2031 | 8.8202e-08 | 8.8202e-08 | 5.777 | 0.74734 | 3.238 | 1.7917 | 0 | 0 | 9.0921e-05 | 5.0954e-07 | 0 | 5.0954e-07 | 5.0954e-07 | 0 | 5.0954e-07 | [22 empty] | 7.3.3.17.5 (Remote Grid) Updates to grid topology to minimize risk of ignition in HFTDs Remote GridWLDFRWire-to-wire contactAggregated | WLDFR | HFTD - Distribution - Tier 2 - 1QU CoRE ¦ 1QU LoRE | Red Flag Warning - Small Fires | Wire-to-wire contact | Aggregated | 2031 | 5.6221e-05 | 163.6441 | 0.0092002 | 2031 | Mitigation | 0.95 | 45 | 0 | esc | 0.00097009 | 5.4539e-08 | 0.00097009 | 5.4539e-08
[35 empty] | WLDFR | HFTD - Distribution - Tier 3 - 2QU CoRE ¦ 1QU LoRE | 2032 | 0.47509 | 0.0015035 | 0.38304 | 0 | 0.38304 | 0.0015035 | 0.38304 | 0 | 0.38304 | 0.18198 | 0.18198 | 0.0015035 | 0.00071431 | 0.38304 | 0.18198 | 0 | 0 | 0.38304 | 0.18198 | [22 empty] | WLDFR | HFTD - Distribution - Tier 2 - 1QU CoRE ¦ 4QU LoRE | Red Flag Warning - Large Fires | 2032 | 8.8202e-08 | 8.8202e-08 | 5.777 | 0.74734 | 3.238 | 1.7917 | 0 | 0 | 9.0921e-05 | 5.0954e-07 | 0 | 5.0954e-07 | 5.0954e-07 | 0 | 5.0954e-07 | [22 empty] | 7.3.3.17.5 (Remote Grid) Updates to grid topology to minimize risk of ignition in HFTDs Remote GridWLDFRWire-to-wire contactAggregated | WLDFR | HFTD - Distribution - Tier 2 - 1QU CoRE ¦ 1QU LoRE | Red Flag Warning - Small Fires | Wire-to-wire contact | Aggregated | 2032 | 5.6221e-05 | 163.6441 | 0.0092002 | 2032 | Mitigation | 0.95 | 45 | 0 | esc | 0.00097009 | 5.4539e-08 | 0.00097009 | 5.4539e-08
[35 empty] | WLDFR | HFTD - Distribution - Tier 3 - 2QU CoRE ¦ 1QU LoRE | 2033 | 0.44401 | 0.0015035 | 0.40119 | 0 | 0.40119 | 0.0015035 | 0.40119 | 0 | 0.40119 | 0.17813 | 0.17813 | 0.0015035 | 0.00066758 | 0.40119 | 0.17813 | 0 | 0 | 0.40119 | 0.17813 | [22 empty] | WLDFR | HFTD - Distribution - Tier 2 - 1QU CoRE ¦ 4QU LoRE | Red Flag Warning - Large Fires | 2033 | 8.8202e-08 | 8.8202e-08 | 6.1205 | 0.77885 | 3.4265 | 1.9151 | 0 | 0 | 9.0921e-05 | 5.3984e-07 | 0 | 5.3984e-07 | 5.3984e-07 | 0 | 5.3984e-07 | [22 empty] | 7.3.3.17.5 (Remote Grid) Updates to grid topology to minimize risk of ignition in HFTDs Remote GridWLDFRWire-to-wire contactAggregated | WLDFR | HFTD - Distribution - Tier 2 - 1QU CoRE ¦ 1QU LoRE | Red Flag Warning - Small Fires | Wire-to-wire contact | Aggregated | 2033 | 5.6221e-05 | 163.6441 | 0.0092002 | 2033 | Mitigation | 0.95 | 45 | 0 | esc | 0.00097009 | 5.4539e-08 | 0.00097009 | 5.4539e-08
[35 empty] | WLDFR | HFTD - Distribution - Tier 3 - 2QU CoRE ¦ 1QU LoRE | 2034 | 0.41496 | 0.0015035 | 0.40119 | 0 | 0.40119 | 0.0015035 | 0.40119 | 0 | 0.40119 | 0.16648 | 0.16648 | 0.0015035 | 0.0006239 | 0.40119 | 0.16648 | 0 | 0 | 0.40119 | 0.16648 | [22 empty] | WLDFR | HFTD - Distribution - Tier 2 - 1QU CoRE ¦ 4QU LoRE | Red Flag Warning - Large Fires | 2034 | 8.8202e-08 | 8.8202e-08 | 6.1205 | 0.77885 | 3.4265 | 1.9151 | 0 | 0 | 9.0921e-05 | 5.3984e-07 | 0 | 5.3984e-07 | 5.3984e-07 | 0 | 5.3984e-07 | [22 empty] | 7.3.3.17.5 (Remote Grid) Updates to grid topology to minimize risk of ignition in HFTDs Remote GridWLDFRWire-to-wire contactAggregated | WLDFR | HFTD - Distribution - Tier 2 - 1QU CoRE ¦ 1QU LoRE | Red Flag Warning - Small Fires | Wire-to-wire contact | Aggregated | 2034 | 5.6221e-05 | 163.6441 | 0.0092002 | 2034 | Mitigation | 0.95 | 45 | 0 | esc | 0.00097009 | 5.4539e-08 | 0.00097009 | 5.4539e-08
[35 empty] | WLDFR | HFTD - Distribution - Tier 3 - 2QU CoRE ¦ 1QU LoRE | 2035 | 0.38782 | 0.0015035 | 0.40119 | 0 | 0.40119 | 0.0015035 | 0.40119 | 0 | 0.40119 | 0.15559 | 0.15559 | 0.0015035 | 0.00058309 | 0.40119 | 0.15559 | 0 | 0 | 0.40119 | 0.15559 | [22 empty] | WLDFR | HFTD - Distribution - Tier 2 - 1QU CoRE ¦ 4QU LoRE | Red Flag Warning - Large Fires | 2035 | 8.8202e-08 | 8.8202e-08 | 6.1205 | 0.77885 | 3.4265 | 1.9151 | 0 | 0 | 9.0921e-05 | 5.3984e-07 | 0 | 5.3984e-07 | 5.3984e-07 | 0 | 5.3984e-07 | [22 empty] | 7.3.3.17.5 (Remote Grid) Updates to grid topology to minimize risk of ignition in HFTDs Remote GridWLDFRWire-to-wire contactAggregated | WLDFR | HFTD - Distribution - Tier 2 - 1QU CoRE ¦ 1QU LoRE | Red Flag Warning - Small Fires | Wire-to-wire contact | Aggregated | 2035 | 5.6221e-05 | 163.6441 | 0.0092002 | 2035 | Mitigation | 0.95 | 45 | 0 | esc | 0.00097009 | 5.4539e-08 | 0.00097009 | 5.4539e-08
[35 empty] | WLDFR | HFTD - Distribution - Tier 3 - 2QU CoRE ¦ 1QU LoRE | 2036 | 0.36245 | 0.0015035 | 0.40119 | 0 | 0.40119 | 0.0015035 | 0.40119 | 0 | 0.40119 | 0.14541 | 0.14541 | 0.0015035 | 0.00054494 | 0.40119 | 0.14541 | 0 | 0 | 0.40119 | 0.14541 | [22 empty] | WLDFR | HFTD - Distribution - Tier 2 - 1QU CoRE ¦ 4QU LoRE | Red Flag Warning - Large Fires | 2036 | 8.8202e-08 | 8.8202e-08 | 6.1205 | 0.77885 | 3.4265 | 1.9151 | 0 | 0 | 9.0921e-05 | 5.3984e-07 | 0 | 5.3984e-07 | 5.3984e-07 | 0 | 5.3984e-07 | [22 empty] | 7.3.3.17.5 (Remote Grid) Updates to grid topology to minimize risk of ignition in HFTDs Remote GridWLDFRWire-to-wire contactAggregated | WLDFR | HFTD - Distribution - Tier 2 - 1QU CoRE ¦ 1QU LoRE | Red Flag Warning - Small Fires | Wire-to-wire contact | Aggregated | 2036 | 5.6221e-05 | 163.6441 | 0.0092002 | 2036 | Mitigation | 0.95 | 45 | 0 | esc | 0.00097009 | 5.4539e-08 | 0.00097009 | 5.4539e-08
[35 empty] | WLDFR | HFTD - Distribution - Tier 3 - 2QU CoRE ¦ 1QU LoRE | 2037 | 0.33873 | 0.0015035 | 0.40119 | 0 | 0.40119 | 0.0015035 | 0.40119 | 0 | 0.40119 | 0.1359 | 0.1359 | 0.0015035 | 0.00050929 | 0.40119 | 0.1359 | 0 | 0 | 0.40119 | 0.1359 | [22 empty] | WLDFR | HFTD - Distribution - Tier 2 - 1QU CoRE ¦ 4QU LoRE | Red Flag Warning - Large Fires | 2037 | 8.8202e-08 | 8.8202e-08 | 6.1205 | 0.77885 | 3.4265 | 1.9151 | 0 | 0 | 9.0921e-05 | 5.3984e-07 | 0 | 5.3984e-07 | 5.3984e-07 | 0 | 5.3984e-07 | [22 empty] | 7.3.3.17.5 (Remote Grid) Updates to grid topology to minimize risk of ignition in HFTDs Remote GridWLDFRWire-to-wire contactAggregated | WLDFR | HFTD - Distribution - Tier 2 - 1QU CoRE ¦ 1QU LoRE | Red Flag Warning - Small Fires | Wire-to-wire contact | Aggregated | 2037 | 5.6221e-05 | 163.6441 | 0.0092002 | 2037 | Mitigation | 0.95 | 45 | 0 | esc | 0.00097009 | 5.4539e-08 | 0.00097009 | 5.4539e-08
[35 empty] | WLDFR | HFTD - Distribution - Tier 3 - 2QU CoRE ¦ 1QU LoRE | 2038 | 0.31657 | 0.0015035 | 0.4209 | 0 | 0.4209 | 0.0015035 | 0.4209 | 0 | 0.4209 | 0.13324 | 0.13324 | 0.0015035 | 0.00047597 | 0.4209 | 0.13324 | 0 | 0 | 0.4209 | 0.13324 | [22 empty] | WLDFR | HFTD - Distribution - Tier 2 - 1QU CoRE ¦ 4QU LoRE | Red Flag Warning - Large Fires | 2038 | 8.8202e-08 | 8.8202e-08 | 6.5028 | 0.81304 | 3.6355 | 2.0543 | 0 | 0 | 9.0921e-05 | 5.7356e-07 | 0 | 5.7356e-07 | 5.7356e-07 | 0 | 5.7356e-07 | [22 empty] | 7.3.3.17.5 (Remote Grid) Updates to grid topology to minimize risk of ignition in HFTDs Remote GridWLDFRWire-to-wire contactAggregated | WLDFR | HFTD - Distribution - Tier 2 - 1QU CoRE ¦ 1QU LoRE | Red Flag Warning - Small Fires | Wire-to-wire contact | Aggregated | 2038 | 5.6221e-05 | 163.6441 | 0.0092002 | 2038 | Mitigation | 0.95 | 45 | 0 | esc | 0.00097009 | 5.4539e-08 | 0.00097009 | 5.4539e-08
[35 empty] | WLDFR | HFTD - Distribution - Tier 3 - 2QU CoRE ¦ 1QU LoRE | 2039 | 0.29586 | 0.0015035 | 0.4209 | 0 | 0.4209 | 0.0015035 | 0.4209 | 0 | 0.4209 | 0.12453 | 0.12453 | 0.0015035 | 0.00044483 | 0.4209 | 0.12453 | 0 | 0 | 0.4209 | 0.12453 | [22 empty] | WLDFR | HFTD - Distribution - Tier 2 - 1QU CoRE ¦ 4QU LoRE | Red Flag Warning - Large Fires | 2039 | 8.8202e-08 | 8.8202e-08 | 6.5028 | 0.81304 | 3.6355 | 2.0543 | 0 | 0 | 9.0921e-05 | 5.7356e-07 | 0 | 5.7356e-07 | 5.7356e-07 | 0 | 5.7356e-07 | [22 empty] | 7.3.3.17.5 (Remote Grid) Updates to grid topology to minimize risk of ignition in HFTDs Remote GridWLDFRWire-to-wire contactAggregated | WLDFR | HFTD - Distribution - Tier 2 - 1QU CoRE ¦ 1QU LoRE | Red Flag Warning - Small Fires | Wire-to-wire contact | Aggregated | 2039 | 5.6221e-05 | 163.6441 | 0.0092002 | 2039 | Mitigation | 0.95 | 45 | 0 | esc | 0.00097009 | 5.4539e-08 | 0.00097009 | 5.4539e-08
[35 empty] | WLDFR | HFTD - Distribution - Tier 3 - 2QU CoRE ¦ 1QU LoRE | 2040 | 0.27651 | 0.0015035 | 0.4209 | 0 | 0.4209 | 0.0015035 | 0.4209 | 0 | 0.4209 | 0.11638 | 0.11638 | 0.0015035 | 0.00041573 | 0.4209 | 0.11638 | 0 | 0 | 0.4209 | 0.11638 | [22 empty] | WLDFR | HFTD - Distribution - Tier 2 - 1QU CoRE ¦ 4QU LoRE | Red Flag Warning - Large Fires | 2040 | 8.8202e-08 | 8.8202e-08 | 6.5028 | 0.81304 | 3.6355 | 2.0543 | 0 | 0 | 9.0921e-05 | 5.7356e-07 | 0 | 5.7356e-07 | 5.7356e-07 | 0 | 5.7356e-07 | [22 empty] | 7.3.3.17.5 (Remote Grid) Updates to grid topology to minimize risk of ignition in HFTDs Remote GridWLDFRWire-to-wire contactAggregated | WLDFR | HFTD - Distribution - Tier 2 - 1QU CoRE ¦ 1QU LoRE | Red Flag Warning - Small Fires | Wire-to-wire contact | Aggregated | 2040 | 5.6221e-05 | 163.6441 | 0.0092002 | 2040 | Mitigation | 0.95 | 45 | 0 | esc | 0.00097009 | 5.4539e-08 | 0.00097009 | 5.4539e-08
[35 empty] | WLDFR | HFTD - Distribution - Tier 3 - 2QU CoRE ¦ 1QU LoRE | 2041 | 0.25842 | 0.0015035 | 0.4209 | 0 | 0.4209 | 0.0015035 | 0.4209 | 0 | 0.4209 | 0.10877 | 0.10877 | 0.0015035 | 0.00038854 | 0.4209 | 0.10877 | 0 | 0 | 0.4209 | 0.10877 | [22 empty] | WLDFR | HFTD - Distribution - Tier 2 - 1QU CoRE ¦ 4QU LoRE | Red Flag Warning - Large Fires | 2041 | 8.8202e-08 | 8.8202e-08 | 6.5028 | 0.81304 | 3.6355 | 2.0543 | 0 | 0 | 9.0921e-05 | 5.7356e-07 | 0 | 5.7356e-07 | 5.7356e-07 | 0 | 5.7356e-07 | [22 empty] | 7.3.3.17.5 (Remote Grid) Updates to grid topology to minimize risk of ignition in HFTDs Remote GridWLDFRWire-to-wire contactAggregated | WLDFR | HFTD - Distribution - Tier 2 - 1QU CoRE ¦ 1QU LoRE | Red Flag Warning - Small Fires | Wire-to-wire contact | Aggregated | 2041 | 5.6221e-05 | 163.6441 | 0.0092002 | 2041 | Mitigation | 0.95 | 45 | 0 | esc | 0.00097009 | 5.4539e-08 | 0.00097009 | 5.4539e-08
[35 empty] | WLDFR | HFTD - Distribution - Tier 3 - 2QU CoRE ¦ 1QU LoRE | 2042 | 0.24151 | 0.0015035 | 0.4209 | 0 | 0.4209 | 0.0015035 | 0.4209 | 0 | 0.4209 | 0.10165 | 0.10165 | 0.0015035 | 0.00036312 | 0.4209 | 0.10165 | 0 | 0 | 0.4209 | 0.10165 | [22 empty] | WLDFR | HFTD - Distribution - Tier 2 - 1QU CoRE ¦ 4QU LoRE | Red Flag Warning - Large Fires | 2042 | 8.8202e-08 | 8.8202e-08 | 6.5028 | 0.81304 | 3.6355 | 2.0543 | 0 | 0 | 9.0921e-05 | 5.7356e-07 | 0 | 5.7356e-07 | 5.7356e-07 | 0 | 5.7356e-07 | [22 empty] | 7.3.3.17.5 (Remote Grid) Updates to grid topology to minimize risk of ignition in HFTDs Remote GridWLDFRWire-to-wire contactAggregated | WLDFR | HFTD - Distribution - Tier 2 - 1QU CoRE ¦ 1QU LoRE | Red Flag Warning - Small Fires | Wire-to-wire contact | Aggregated | 2042 | 5.6221e-05 | 163.6441 | 0.0092002 | 2042 | Mitigation | 0.95 | 45 | 0 | esc | 0.00097009 | 5.4539e-08 | 0.00097009 | 5.4539e-08
[35 empty] | WLDFR | HFTD - Distribution - Tier 3 - 2QU CoRE ¦ 1QU LoRE | 2043 | 0.22571 | 0.0015035 | 0.44188 | 0 | 0.44188 | 0.0015035 | 0.44188 | 0 | 0.44188 | 0.099739 | 0.099739 | 0.0015035 | 0.00033936 | 0.44188 | 0.099739 | 0 | 0 | 0.44188 | 0.099739 | [22 empty] | WLDFR | HFTD - Distribution - Tier 2 - 1QU CoRE ¦ 4QU LoRE | Red Flag Warning - Large Fires | 2043 | 8.8202e-08 | 8.8202e-08 | 6.9209 | 0.84944 | 3.8632 | 2.2083 | 0 | 0 | 9.0921e-05 | 6.1044e-07 | 0 | 6.1044e-07 | 6.1044e-07 | 0 | 6.1044e-07 | [22 empty] | 7.3.3.17.5 (Remote Grid) Updates to grid topology to minimize risk of ignition in HFTDs Remote GridWLDFRWire-to-wire contactAggregated | WLDFR | HFTD - Distribution - Tier 2 - 1QU CoRE ¦ 1QU LoRE | Red Flag Warning - Small Fires | Wire-to-wire contact | Aggregated | 2043 | 5.6221e-05 | 163.6441 | 0.0092002 | 2043 | Mitigation | 0.95 | 45 | 0 | esc | 0.00097009 | 5.4539e-08 | 0.00097009 | 5.4539e-08
[35 empty] | WLDFR | HFTD - Distribution - Tier 3 - 2QU CoRE ¦ 1QU LoRE | 2044 | 0.21095 | 0.0015035 | 0.44188 | 0 | 0.44188 | 0.0015035 | 0.44188 | 0 | 0.44188 | 0.093214 | 0.093214 | 0.0015035 | 0.00031716 | 0.44188 | 0.093214 | 0 | 0 | 0.44188 | 0.093214 | [22 empty] | WLDFR | HFTD - Distribution - Tier 2 - 1QU CoRE ¦ 4QU LoRE | Red Flag Warning - Large Fires | 2044 | 8.8202e-08 | 8.8202e-08 | 6.9209 | 0.84944 | 3.8632 | 2.2083 | 0 | 0 | 9.0921e-05 | 6.1044e-07 | 0 | 6.1044e-07 | 6.1044e-07 | 0 | 6.1044e-07 | [22 empty] | 7.3.3.17.5 (Remote Grid) Updates to grid topology to minimize risk of ignition in HFTDs Remote GridWLDFRWire-to-wire contactAggregated | WLDFR | HFTD - Distribution - Tier 2 - 1QU CoRE ¦ 1QU LoRE | Red Flag Warning - Small Fires | Wire-to-wire contact | Aggregated | 2044 | 5.6221e-05 | 163.6441 | 0.0092002 | 2044 | Mitigation | 0.95 | 45 | 0 | esc | 0.00097009 | 5.4539e-08 | 0.00097009 | 5.4539e-08
[35 empty] | WLDFR | HFTD - Distribution - Tier 3 - 2QU CoRE ¦ 1QU LoRE | 2045 | 0.19715 | 0.0015035 | 0.44188 | 0 | 0.44188 | 0.0015035 | 0.44188 | 0 | 0.44188 | 0.087116 | 0.087116 | 0.0015035 | 0.00029641 | 0.44188 | 0.087116 | 0 | 0 | 0.44188 | 0.087116 | [22 empty] | WLDFR | HFTD - Distribution - Tier 2 - 1QU CoRE ¦ 4QU LoRE | Red Flag Warning - Large Fires | 2045 | 8.8202e-08 | 8.8202e-08 | 6.9209 | 0.84944 | 3.8632 | 2.2083 | 0 | 0 | 9.0921e-05 | 6.1044e-07 | 0 | 6.1044e-07 | 6.1044e-07 | 0 | 6.1044e-07 | [22 empty] | 7.3.3.17.5 (Remote Grid) Updates to grid topology to minimize risk of ignition in HFTDs Remote GridWLDFRWire-to-wire contactAggregated | WLDFR | HFTD - Distribution - Tier 2 - 1QU CoRE ¦ 1QU LoRE | Red Flag Warning - Small Fires | Wire-to-wire contact | Aggregated | 2045 | 5.6221e-05 | 163.6441 | 0.0092002 | 2045 | Mitigation | 0.95 | 45 | 0 | esc | 0.00097009 | 5.4539e-08 | 0.00097009 | 5.4539e-08
[35 empty] | WLDFR | HFTD - Distribution - Tier 3 - 2QU CoRE ¦ 1QU LoRE | 2046 | 0.18425 | 0.0015035 | 0.44188 | 0 | 0.44188 | 0.0015035 | 0.44188 | 0 | 0.44188 | 0.081416 | 0.081416 | 0.0015035 | 0.00027702 | 0.44188 | 0.081416 | 0 | 0 | 0.44188 | 0.081416 | [22 empty] | WLDFR | HFTD - Distribution - Tier 2 - 1QU CoRE ¦ 4QU LoRE | Red Flag Warning - Large Fires | 2046 | 8.8202e-08 | 8.8202e-08 | 6.9209 | 0.84944 | 3.8632 | 2.2083 | 0 | 0 | 9.0921e-05 | 6.1044e-07 | 0 | 6.1044e-07 | 6.1044e-07 | 0 | 6.1044e-07 | [22 empty] | 7.3.3.17.5 (Remote Grid) Updates to grid topology to minimize risk of ignition in HFTDs Remote GridWLDFRWire-to-wire contactAggregated | WLDFR | HFTD - Distribution - Tier 2 - 1QU CoRE ¦ 1QU LoRE | Red Flag Warning - Small Fires | Wire-to-wire contact | Aggregated | 2046 | 5.6221e-05 | 163.6441 | 0.0092002 | 2046 | Mitigation | 0.95 | 45 | 0 | esc | 0.00097009 | 5.4539e-08 | 0.00097009 | 5.4539e-08
[35 empty] | WLDFR | HFTD - Distribution - Tier 3 - 2QU CoRE ¦ 1QU LoRE | 2047 | 0.1722 | 0.0015035 | 0.44188 | 0 | 0.44188 | 0.0015035 | 0.44188 | 0 | 0.44188 | 0.07609 | 0.07609 | 0.0015035 | 0.0002589 | 0.44188 | 0.07609 | 0 | 0 | 0.44188 | 0.07609 | [22 empty] | WLDFR | HFTD - Distribution - Tier 2 - 1QU CoRE ¦ 4QU LoRE | Red Flag Warning - Large Fires | 2047 | 8.8202e-08 | 8.8202e-08 | 6.9209 | 0.84944 | 3.8632 | 2.2083 | 0 | 0 | 9.0921e-05 | 6.1044e-07 | 0 | 6.1044e-07 | 6.1044e-07 | 0 | 6.1044e-07 | [22 empty] | 7.3.3.17.5 (Remote Grid) Updates to grid topology to minimize risk of ignition in HFTDs Remote GridWLDFRWire-to-wire contactAggregated | WLDFR | HFTD - Distribution - Tier 2 - 1QU CoRE ¦ 1QU LoRE | Red Flag Warning - Small Fires | Wire-to-wire contact | Aggregated | 2047 | 5.6221e-05 | 163.6441 | 0.0092002 | 2047 | Mitigation | 0.95 | 45 | 0 | esc | 0.00097009 | 5.4539e-08 | 0.00097009 | 5.4539e-08
[35 empty] | WLDFR | HFTD - Distribution - Tier 3 - 2QU CoRE ¦ 1QU LoRE | 2048 | 0.16093 | 0.0015035 | 0.46388 | 0 | 0.46388 | 0.0015035 | 0.46388 | 0 | 0.46388 | 0.074652 | 0.074652 | 0.0015035 | 0.00024196 | 0.46388 | 0.074652 | 0 | 0 | 0.46388 | 0.074652 | [22 empty] | WLDFR | HFTD - Distribution - Tier 2 - 1QU CoRE ¦ 4QU LoRE | Red Flag Warning - Large Fires | 2048 | 8.8202e-08 | 8.8202e-08 | 7.3713 | 0.88759 | 4.1075 | 2.3763 | 0 | 0 | 9.0921e-05 | 6.5016e-07 | 0 | 6.5016e-07 | 6.5016e-07 | 0 | 6.5016e-07 | [22 empty] | 7.3.3.17.5 (Remote Grid) Updates to grid topology to minimize risk of ignition in HFTDs Remote GridWLDFRWire-to-wire contactAggregated | WLDFR | HFTD - Distribution - Tier 2 - 1QU CoRE ¦ 1QU LoRE | Red Flag Warning - Small Fires | Wire-to-wire contact | Aggregated | 2048 | 5.6221e-05 | 163.6441 | 0.0092002 | 2048 | Mitigation | 0.95 | 45 | 0 | esc | 0.00097009 | 5.4539e-08 | 0.00097009 | 5.4539e-08
[35 empty] | WLDFR | HFTD - Distribution - Tier 3 - 2QU CoRE ¦ 1QU LoRE | 2049 | 0.1504 | 0.0015035 | 0.46388 | 0 | 0.46388 | 0.0015035 | 0.46388 | 0 | 0.46388 | 0.069769 | 0.069769 | 0.0015035 | 0.00022613 | 0.46388 | 0.069769 | 0 | 0 | 0.46388 | 0.069769 | [22 empty] | WLDFR | HFTD - Distribution - Tier 2 - 1QU CoRE ¦ 4QU LoRE | Red Flag Warning - Large Fires | 2049 | 8.8202e-08 | 8.8202e-08 | 7.3713 | 0.88759 | 4.1075 | 2.3763 | 0 | 0 | 9.0921e-05 | 6.5016e-07 | 0 | 6.5016e-07 | 6.5016e-07 | 0 | 6.5016e-07 | [22 empty] | 7.3.3.17.5 (Remote Grid) Updates to grid topology to minimize risk of ignition in HFTDs Remote GridWLDFRWire-to-wire contactAggregated | WLDFR | HFTD - Distribution - Tier 2 - 1QU CoRE ¦ 1QU LoRE | Red Flag Warning - Small Fires | Wire-to-wire contact | Aggregated | 2049 | 5.6221e-05 | 163.6441 | 0.0092002 | 2049 | Mitigation | 0.95 | 45 | 0 | esc | 0.00097009 | 5.4539e-08 | 0.00097009 | 5.4539e-08
[35 empty] | WLDFR | HFTD - Distribution - Tier 3 - 2QU CoRE ¦ 1QU LoRE | 2050 | 0.14056 | 0.0015035 | 0.46388 | 0 | 0.46388 | 0.0015035 | 0.46388 | 0 | 0.46388 | 0.065204 | 0.065204 | 0.0015035 | 0.00021134 | 0.46388 | 0.065204 | 0 | 0 | 0.46388 | 0.065204 | [22 empty] | WLDFR | HFTD - Distribution - Tier 2 - 1QU CoRE ¦ 4QU LoRE | Red Flag Warning - Large Fires | 2050 | 8.8202e-08 | 8.8202e-08 | 7.3713 | 0.88759 | 4.1075 | 2.3763 | 0 | 0 | 9.0921e-05 | 6.5016e-07 | 0 | 6.5016e-07 | 6.5016e-07 | 0 | 6.5016e-07 | [22 empty] | 7.3.3.17.5 (Remote Grid) Updates to grid topology to minimize risk of ignition in HFTDs Remote GridWLDFRWire-to-wire contactAggregated | WLDFR | HFTD - Distribution - Tier 2 - 1QU CoRE ¦ 1QU LoRE | Red Flag Warning - Small Fires | Wire-to-wire contact | Aggregated | 2050 | 5.6221e-05 | 163.6441 | 0.0092002 | 2050 | Mitigation | 0.95 | 45 | 0 | esc | 0.00097009 | 5.4539e-08 | 0.00097009 | 5.4539e-08
[35 empty] | WLDFR | HFTD - Distribution - Tier 3 - 2QU CoRE ¦ 1QU LoRE | 2051 | 0.13137 | 0.0015035 | 0.46388 | 0 | 0.46388 | 0.0015035 | 0.46388 | 0 | 0.46388 | 0.060939 | 0.060939 | 0.0015035 | 0.00019751 | 0.46388 | 0.060939 | 0 | 0 | 0.46388 | 0.060939 | [22 empty] | WLDFR | HFTD - Distribution - Tier 2 - 1QU CoRE ¦ 4QU LoRE | Red Flag Warning - Large Fires | 2051 | 8.8202e-08 | 8.8202e-08 | 7.3713 | 0.88759 | 4.1075 | 2.3763 | 0 | 0 | 9.0921e-05 | 6.5016e-07 | 0 | 6.5016e-07 | 6.5016e-07 | 0 | 6.5016e-07 | [22 empty] | 7.3.3.17.5 (Remote Grid) Updates to grid topology to minimize risk of ignition in HFTDs Remote GridWLDFRWire-to-wire contactAggregated | WLDFR | HFTD - Distribution - Tier 2 - 1QU CoRE ¦ 1QU LoRE | Red Flag Warning - Small Fires | Wire-to-wire contact | Aggregated | 2051 | 5.6221e-05 | 163.6441 | 0.0092002 | 2051 | Mitigation | 0.95 | 45 | 0 | esc | 0.00097009 | 5.4539e-08 | 0.00097009 | 5.4539e-08
[35 empty] | WLDFR | HFTD - Distribution - Tier 3 - 2QU CoRE ¦ 1QU LoRE | 2052 | 0.12277 | 0.0015035 | 0.46388 | 0 | 0.46388 | 0.0015035 | 0.46388 | 0 | 0.46388 | 0.056952 | 0.056952 | 0.0015035 | 0.00018459 | 0.46388 | 0.056952 | 0 | 0 | 0.46388 | 0.056952 | [22 empty] | WLDFR | HFTD - Distribution - Tier 2 - 1QU CoRE ¦ 4QU LoRE | Red Flag Warning - Large Fires | 2052 | 8.8202e-08 | 8.8202e-08 | 7.3713 | 0.88759 | 4.1075 | 2.3763 | 0 | 0 | 9.0921e-05 | 6.5016e-07 | 0 | 6.5016e-07 | 6.5016e-07 | 0 | 6.5016e-07 | [22 empty] | 7.3.3.17.5 (Remote Grid) Updates to grid topology to minimize risk of ignition in HFTDs Remote GridWLDFRWire-to-wire contactAggregated | WLDFR | HFTD - Distribution - Tier 2 - 1QU CoRE ¦ 1QU LoRE | Red Flag Warning - Small Fires | Wire-to-wire contact | Aggregated | 2052 | 5.6221e-05 | 163.6441 | 0.0092002 | 2052 | Mitigation | 0.95 | 45 | 0 | esc | 0.00097009 | 5.4539e-08 | 0.00097009 | 5.4539e-08
[35 empty] | WLDFR | HFTD - Distribution - Tier 3 - 2QU CoRE ¦ 1QU LoRE | 2053 | 0.11474 | 0.0015035 | 0.48662 | 0 | 0.48662 | 0.0015035 | 0.48662 | 0 | 0.48662 | 0.055835 | 0.055835 | 0.0015035 | 0.00017251 | 0.48662 | 0.055835 | 0 | 0 | 0.48662 | 0.055835 | [22 empty] | WLDFR | HFTD - Distribution - Tier 2 - 1QU CoRE ¦ 4QU LoRE | Red Flag Warning - Large Fires | 2053 | 8.8202e-08 | 8.8202e-08 | 7.8503 | 0.92702 | 4.3664 | 2.5569 | 0 | 0 | 9.0921e-05 | 6.9241e-07 | 0 | 6.9241e-07 | 6.9241e-07 | 0 | 6.9241e-07 | [22 empty] | 7.3.3.17.5 (Remote Grid) Updates to grid topology to minimize risk of ignition in HFTDs Remote GridWLDFRWire-to-wire contactAggregated | WLDFR | HFTD - Distribution - Tier 2 - 1QU CoRE ¦ 1QU LoRE | Red Flag Warning - Small Fires | Wire-to-wire contact | Aggregated | 2053 | 5.6221e-05 | 163.6441 | 0.0092002 | 2053 | Mitigation | 0.95 | 45 | 0 | esc | 0.00097009 | 5.4539e-08 | 0.00097009 | 5.4539e-08
[35 empty] | WLDFR | HFTD - Distribution - Tier 3 - 2QU CoRE ¦ 1QU LoRE | 2054 | 0.10723 | 0.0015035 | 0.48662 | 0 | 0.48662 | 0.0015035 | 0.48662 | 0 | 0.48662 | 0.052182 | 0.052182 | 0.0015035 | 0.00016123 | 0.48662 | 0.052182 | 0 | 0 | 0.48662 | 0.052182 | [22 empty] | WLDFR | HFTD - Distribution - Tier 2 - 1QU CoRE ¦ 4QU LoRE | Red Flag Warning - Large Fires | 2054 | 8.8202e-08 | 8.8202e-08 | 7.8503 | 0.92702 | 4.3664 | 2.5569 | 0 | 0 | 9.0921e-05 | 6.9241e-07 | 0 | 6.9241e-07 | 6.9241e-07 | 0 | 6.9241e-07 | [22 empty] | 7.3.3.17.5 (Remote Grid) Updates to grid topology to minimize risk of ignition in HFTDs Remote GridWLDFRWire-to-wire contactAggregated | WLDFR | HFTD - Distribution - Tier 2 - 1QU CoRE ¦ 1QU LoRE | Red Flag Warning - Small Fires | Wire-to-wire contact | Aggregated | 2054 | 5.6221e-05 | 163.6441 | 0.0092002 | 2054 | Mitigation | 0.95 | 45 | 0 | esc | 0.00097009 | 5.4539e-08 | 0.00097009 | 5.4539e-08
[35 empty] | WLDFR | HFTD - Distribution - Tier 3 - 2QU CoRE ¦ 1QU LoRE | 2055 | 0.10022 | 0.0015035 | 0.48662 | 0 | 0.48662 | 0.0015035 | 0.48662 | 0 | 0.48662 | 0.048768 | 0.048768 | 0.0015035 | 0.00015068 | 0.48662 | 0.048768 | 0 | 0 | 0.48662 | 0.048768 | [22 empty] | WLDFR | HFTD - Distribution - Tier 2 - 1QU CoRE ¦ 4QU LoRE | Red Flag Warning - Large Fires | 2055 | 8.8202e-08 | 8.8202e-08 | 7.8503 | 0.92702 | 4.3664 | 2.5569 | 0 | 0 | 9.0921e-05 | 6.9241e-07 | 0 | 6.9241e-07 | 6.9241e-07 | 0 | 6.9241e-07 | [22 empty] | 7.3.3.17.5 (Remote Grid) Updates to grid topology to minimize risk of ignition in HFTDs Remote GridWLDFRWire-to-wire contactAggregated | WLDFR | HFTD - Distribution - Tier 2 - 1QU CoRE ¦ 1QU LoRE | Red Flag Warning - Small Fires | Wire-to-wire contact | Aggregated | 2055 | 5.6221e-05 | 163.6441 | 0.0092002 | 2055 | Mitigation | 0.95 | 45 | 0 | esc | 0.00097009 | 5.4539e-08 | 0.00097009 | 5.4539e-08
[35 empty] | WLDFR | HFTD - Distribution - Tier 3 - 2QU CoRE ¦ 1QU LoRE | 2056 | 0.093663 | 0.0015035 | 0.48662 | 0 | 0.48662 | 0.0015035 | 0.48662 | 0 | 0.48662 | 0.045578 | 0.045578 | 0.0015035 | 0.00014082 | 0.48662 | 0.045578 | 0 | 0 | 0.48662 | 0.045578 | [22 empty] | WLDFR | HFTD - Distribution - Tier 2 - 1QU CoRE ¦ 4QU LoRE | Red Flag Warning - Large Fires | 2056 | 8.8202e-08 | 8.8202e-08 | 7.8503 | 0.92702 | 4.3664 | 2.5569 | 0 | 0 | 9.0921e-05 | 6.9241e-07 | 0 | 6.9241e-07 | 6.9241e-07 | 0 | 6.9241e-07 | [22 empty] | 7.3.3.17.5 (Remote Grid) Updates to grid topology to minimize risk of ignition in HFTDs Remote GridWLDFRWire-to-wire contactAggregated | WLDFR | HFTD - Distribution - Tier 2 - 1QU CoRE ¦ 1QU LoRE | Red Flag Warning - Small Fires | Wire-to-wire contact | Aggregated | 2056 | 5.6221e-05 | 163.6441 | 0.0092002 | 2056 | Mitigation | 0.95 | 45 | 0 | esc | 0.00097009 | 5.4539e-08 | 0.00097009 | 5.4539e-08
[35 empty] | WLDFR | HFTD - Distribution - Tier 3 - 2QU CoRE ¦ 1QU LoRE | 2057 | 0.087535 | 0.0015035 | 0.48662 | 0 | 0.48662 | 0.0015035 | 0.48662 | 0 | 0.48662 | 0.042596 | 0.042596 | 0.0015035 | 0.00013161 | 0.48662 | 0.042596 | 0 | 0 | 0.48662 | 0.042596 | [22 empty] | WLDFR | HFTD - Distribution - Tier 2 - 1QU CoRE ¦ 4QU LoRE | Red Flag Warning - Large Fires | 2057 | 8.8202e-08 | 8.8202e-08 | 7.8503 | 0.92702 | 4.3664 | 2.5569 | 0 | 0 | 9.0921e-05 | 6.9241e-07 | 0 | 6.9241e-07 | 6.9241e-07 | 0 | 6.9241e-07 | [22 empty] | 7.3.3.17.5 (Remote Grid) Updates to grid topology to minimize risk of ignition in HFTDs Remote GridWLDFRWire-to-wire contactAggregated | WLDFR | HFTD - Distribution - Tier 2 - 1QU CoRE ¦ 1QU LoRE | Red Flag Warning - Small Fires | Wire-to-wire contact | Aggregated | 2057 | 5.6221e-05 | 163.6441 | 0.0092002 | 2057 | Mitigation | 0.95 | 45 | 0 | esc | 0.00097009 | 5.4539e-08 | 0.00097009 | 5.4539e-08
[35 empty] | WLDFR | HFTD - Distribution - Tier 3 - 2QU CoRE ¦ 1QU LoRE | 2058 | 0.081809 | 0.0015035 | 0.50981 | 0 | 0.50981 | 0.0015035 | 0.50981 | 0 | 0.50981 | 0.041707 | 0.041707 | 0.0015035 | 0.000123 | 0.50981 | 0.041707 | 0 | 0 | 0.50981 | 0.041707 | [22 empty] | WLDFR | HFTD - Distribution - Tier 2 - 1QU CoRE ¦ 4QU LoRE | Red Flag Warning - Large Fires | 2058 | 8.8202e-08 | 8.8202e-08 | 8.3524 | 0.96727 | 4.6367 | 2.7484 | 0 | 0 | 9.0921e-05 | 7.3669e-07 | 0 | 7.3669e-07 | 7.3669e-07 | 0 | 7.3669e-07 | [22 empty] | 7.3.3.17.5 (Remote Grid) Updates to grid topology to minimize risk of ignition in HFTDs Remote GridWLDFRWire-to-wire contactAggregated | WLDFR | HFTD - Distribution - Tier 2 - 1QU CoRE ¦ 1QU LoRE | Red Flag Warning - Small Fires | Wire-to-wire contact | Aggregated | 2058 | 5.6221e-05 | 163.6441 | 0.0092002 | 2058 | Mitigation | 0.95 | 45 | 0 | esc | 0.00097009 | 5.4539e-08 | 0.00097009 | 5.4539e-08
[35 empty] | WLDFR | HFTD - Distribution - Tier 3 - 2QU CoRE ¦ 1QU LoRE | 2059 | 0.076457 | 0.0015035 | 0.50981 | 0 | 0.50981 | 0.0015035 | 0.50981 | 0 | 0.50981 | 0.038978 | 0.038978 | 0.0015035 | 0.00011495 | 0.50981 | 0.038978 | 0 | 0 | 0.50981 | 0.038978 | [22 empty] | WLDFR | HFTD - Distribution - Tier 2 - 1QU CoRE ¦ 4QU LoRE | Red Flag Warning - Large Fires | 2059 | 8.8202e-08 | 8.8202e-08 | 8.3524 | 0.96727 | 4.6367 | 2.7484 | 0 | 0 | 9.0921e-05 | 7.3669e-07 | 0 | 7.3669e-07 | 7.3669e-07 | 0 | 7.3669e-07 | [22 empty] | 7.3.3.17.5 (Remote Grid) Updates to grid topology to minimize risk of ignition in HFTDs Remote GridWLDFRWire-to-wire contactAggregated | WLDFR | HFTD - Distribution - Tier 2 - 1QU CoRE ¦ 1QU LoRE | Red Flag Warning - Small Fires | Wire-to-wire contact | Aggregated | 2059 | 5.6221e-05 | 163.6441 | 0.0092002 | 2059 | Mitigation | 0.95 | 45 | 0 | esc | 0.00097009 | 5.4539e-08 | 0.00097009 | 5.4539e-08
[35 empty] | WLDFR | HFTD - Distribution - Tier 3 - 2QU CoRE ¦ 1QU LoRE | 2060 | 0.071455 | 0.0015035 | 0.50981 | 0 | 0.50981 | 0.0015035 | 0.50981 | 0 | 0.50981 | 0.036428 | 0.036428 | 0.0015035 | 0.00010743 | 0.50981 | 0.036428 | 0 | 0 | 0.50981 | 0.036428 | [22 empty] | WLDFR | HFTD - Distribution - Tier 2 - 1QU CoRE ¦ 4QU LoRE | Red Flag Warning - Large Fires | 2060 | 8.8202e-08 | 8.8202e-08 | 8.3524 | 0.96727 | 4.6367 | 2.7484 | 0 | 0 | 9.0921e-05 | 7.3669e-07 | 0 | 7.3669e-07 | 7.3669e-07 | 0 | 7.3669e-07 | [22 empty] | 7.3.3.17.5 (Remote Grid) Updates to grid topology to minimize risk of ignition in HFTDs Remote GridWLDFRWire-to-wire contactAggregated | WLDFR | HFTD - Distribution - Tier 2 - 1QU CoRE ¦ 1QU LoRE | Red Flag Warning - Small Fires | Wire-to-wire contact | Aggregated | 2060 | 5.6221e-05 | 163.6441 | 0.0092002 | 2060 | Mitigation | 0.95 | 45 | 0 | esc | 0.00097009 | 5.4539e-08 | 0.00097009 | 5.4539e-08
[35 empty] | WLDFR | HFTD - Distribution - Tier 3 - 2QU CoRE ¦ 1QU LoRE | 2061 | 0.06678 | 0.0015035 | 0.50981 | 0 | 0.50981 | 0.0015035 | 0.50981 | 0 | 0.50981 | 0.034045 | 0.034045 | 0.0015035 | 0.00010041 | 0.50981 | 0.034045 | 0 | 0 | 0.50981 | 0.034045 | [22 empty] | WLDFR | HFTD - Distribution - Tier 2 - 1QU CoRE ¦ 4QU LoRE | Red Flag Warning - Large Fires | 2061 | 8.8202e-08 | 8.8202e-08 | 8.3524 | 0.96727 | 4.6367 | 2.7484 | 0 | 0 | 9.0921e-05 | 7.3669e-07 | 0 | 7.3669e-07 | 7.3669e-07 | 0 | 7.3669e-07 | [22 empty] | 7.3.3.17.5 (Remote Grid) Updates to grid topology to minimize risk of ignition in HFTDs Remote GridWLDFRWire-to-wire contactAggregated | WLDFR | HFTD - Distribution - Tier 2 - 1QU CoRE ¦ 1QU LoRE | Red Flag Warning - Small Fires | Wire-to-wire contact | Aggregated | 2061 | 5.6221e-05 | 163.6441 | 0.0092002 | 2061 | Mitigation | 0.95 | 45 | 0 | esc | 0.00097009 | 5.4539e-08 | 0.00097009 | 5.4539e-08
[35 empty] | WLDFR | HFTD - Distribution - Tier 3 - 2QU CoRE ¦ 1QU LoRE | 2062 | 0.062412 | 0.0015035 | 0.50981 | 0 | 0.50981 | 0.0015035 | 0.50981 | 0 | 0.50981 | 0.031818 | 0.031818 | 0.0015035 | 9.3836e-05 | 0.50981 | 0.031818 | 0 | 0 | 0.50981 | 0.031818 | [22 empty] | WLDFR | HFTD - Distribution - Tier 2 - 1QU CoRE ¦ 4QU LoRE | Red Flag Warning - Large Fires | 2062 | 8.8202e-08 | 8.8202e-08 | 8.3524 | 0.96727 | 4.6367 | 2.7484 | 0 | 0 | 9.0921e-05 | 7.3669e-07 | 0 | 7.3669e-07 | 7.3669e-07 | 0 | 7.3669e-07 | [22 empty] | 7.3.3.17.5 (Remote Grid) Updates to grid topology to minimize risk of ignition in HFTDs Remote GridWLDFRWire-to-wire contactAggregated | WLDFR | HFTD - Distribution - Tier 2 - 1QU CoRE ¦ 1QU LoRE | Red Flag Warning - Small Fires | Wire-to-wire contact | Aggregated | 2062 | 5.6221e-05 | 163.6441 | 0.0092002 | 2062 | Mitigation | 0.95 | 45 | 0 | esc | 0.00097009 | 5.4539e-08 | 0.00097009 | 5.4539e-08
[35 empty] | WLDFR | HFTD - Distribution - Tier 3 - 2QU CoRE ¦ 1QU LoRE | 2063 | 0.058329 | 0.0015035 | 0.53318 | 0 | 0.53318 | 0.0015035 | 0.53318 | 0 | 0.53318 | 0.0311 | 0.0311 | 0.0015035 | 8.7698e-05 | 0.53318 | 0.0311 | 0 | 0 | 0.53318 | 0.0311 | [22 empty] | WLDFR | HFTD - Distribution - Tier 2 - 1QU CoRE ¦ 4QU LoRE | Red Flag Warning - Large Fires | 2063 | 8.8202e-08 | 8.8202e-08 | 8.872 | 1.0079 | 4.9153 | 2.9488 | 0 | 0 | 9.0921e-05 | 7.8252e-07 | 0 | 7.8252e-07 | 7.8252e-07 | 0 | 7.8252e-07 | [22 empty] | 7.3.3.17.5 (Remote Grid) Updates to grid topology to minimize risk of ignition in HFTDs Remote GridWLDFRWire-to-wire contactAggregated | WLDFR | HFTD - Distribution - Tier 2 - 1QU CoRE ¦ 1QU LoRE | Red Flag Warning - Small Fires | Wire-to-wire contact | Aggregated | 2063 | 5.6221e-05 | 163.6441 | 0.0092002 | 2063 | Mitigation | 0.95 | 45 | 0 | esc | 0.00097009 | 5.4539e-08 | 0.00097009 | 5.4539e-08
[35 empty] | WLDFR | HFTD - Distribution - Tier 3 - 2QU CoRE ¦ 1QU LoRE | 2064 | 0.054513 | 0.0015035 | 0.53318 | 0 | 0.53318 | 0.0015035 | 0.53318 | 0 | 0.53318 | 0.029065 | 0.029065 | 0.0015035 | 8.196e-05 | 0.53318 | 0.029065 | 0 | 0 | 0.53318 | 0.029065 | [22 empty] | WLDFR | HFTD - Distribution - Tier 2 - 1QU CoRE ¦ 4QU LoRE | Red Flag Warning - Large Fires | 2064 | 8.8202e-08 | 8.8202e-08 | 8.872 | 1.0079 | 4.9153 | 2.9488 | 0 | 0 | 9.0921e-05 | 7.8252e-07 | 0 | 7.8252e-07 | 7.8252e-07 | 0 | 7.8252e-07 | [22 empty] | 7.3.3.17.5 (Remote Grid) Updates to grid topology to minimize risk of ignition in HFTDs Remote GridWLDFRWire-to-wire contactAggregated | WLDFR | HFTD - Distribution - Tier 2 - 1QU CoRE ¦ 1QU LoRE | Red Flag Warning - Small Fires | Wire-to-wire contact | Aggregated | 2064 | 5.6221e-05 | 163.6441 | 0.0092002 | 2064 | Mitigation | 0.95 | 45 | 0 | esc | 0.00097009 | 5.4539e-08 | 0.00097009 | 5.4539e-08
[35 empty] | WLDFR | HFTD - Distribution - Tier 3 - 2QU CoRE ¦ 1QU LoRE | 2065 | 0.050946 | 0.0015035 | 0.53318 | 0 | 0.53318 | 0.0015035 | 0.53318 | 0 | 0.53318 | 0.027164 | 0.027164 | 0.0015035 | 7.6599e-05 | 0.53318 | 0.027164 | 0 | 0 | 0.53318 | 0.027164 | [22 empty] | WLDFR | HFTD - Distribution - Tier 2 - 1QU CoRE ¦ 4QU LoRE | Red Flag Warning - Large Fires | 2065 | 8.8202e-08 | 8.8202e-08 | 8.872 | 1.0079 | 4.9153 | 2.9488 | 0 | 0 | 9.0921e-05 | 7.8252e-07 | 0 | 7.8252e-07 | 7.8252e-07 | 0 | 7.8252e-07 | [22 empty] | 7.3.3.17.5 (Remote Grid) Updates to grid topology to minimize risk of ignition in HFTDs Remote GridWLDFRWire-to-wire contactAggregated | WLDFR | HFTD - Distribution - Tier 2 - 1QU CoRE ¦ 1QU LoRE | Red Flag Warning - Small Fires | Wire-to-wire contact | Aggregated | 2065 | 5.6221e-05 | 163.6441 | 0.0092002 | 2065 | Mitigation | 0.95 | 45 | 0 | esc | 0.00097009 | 5.4539e-08 | 0.00097009 | 5.4539e-08
[35 empty] | WLDFR | HFTD - Distribution - Tier 3 - 2QU CoRE ¦ 1QU LoRE | 2066 | 0.047613 | 0.0015035 | 0.53318 | 0 | 0.53318 | 0.0015035 | 0.53318 | 0 | 0.53318 | 0.025387 | 0.025387 | 0.0015035 | 7.1587e-05 | 0.53318 | 0.025387 | 0 | 0 | 0.53318 | 0.025387 | [22 empty] | WLDFR | HFTD - Distribution - Tier 2 - 1QU CoRE ¦ 4QU LoRE | Red Flag Warning - Large Fires | 2066 | 8.8202e-08 | 8.8202e-08 | 8.872 | 1.0079 | 4.9153 | 2.9488 | 0 | 0 | 9.0921e-05 | 7.8252e-07 | 0 | 7.8252e-07 | 7.8252e-07 | 0 | 7.8252e-07 | [22 empty] | 7.3.3.17.5 (Remote Grid) Updates to grid topology to minimize risk of ignition in HFTDs Remote GridWLDFRWire-to-wire contactAggregated | WLDFR | HFTD - Distribution - Tier 2 - 1QU CoRE ¦ 1QU LoRE | Red Flag Warning - Small Fires | Wire-to-wire contact | Aggregated | 2066 | 5.6221e-05 | 163.6441 | 0.0092002 | 2066 | Mitigation | 0.95 | 45 | 0 | esc | 0.00097009 | 5.4539e-08 | 0.00097009 | 5.4539e-08
[35 empty] | WLDFR | HFTD - Distribution - Tier 3 - 2QU CoRE ¦ 1QU LoRE | 2067 | 0.044499 | 0 | 0 | 0 | 0 | 0.0015035 | 0.53318 | 0 | 0.53318 | 0 | 0.023726 | 0 | 0 | 0 | 0 | 0 | 0 | 0 | 0 | [22 empty] | WLDFR | HFTD - Distribution - Tier 2 - 1QU CoRE ¦ 4QU LoRE | Red Flag Warning - Large Fires | 2067 | 0 | 8.8202e-08 | 8.872 | 1.0079 | 4.9153 | 2.9488 | 0 | 0 | 9.0921e-05 | 0 | 0 | 0 | 7.8252e-07 | 0 | 7.8252e-07 | [22 empty] | 7.3.3.17.5 (Remote Grid) Updates to grid topology to minimize risk of ignition in HFTDs Remote GridWLDFRWire-to-wire contactAggregated | WLDFR | HFTD - Distribution - Tier 2 - 1QU CoRE ¦ 1QU LoRE | Red Flag Warning - Small Fires | Wire-to-wire contact | Aggregated | 2067 | 5.6221e-05 | 163.6441 | 0.0092002 | 2067 | Mitigation | 0.95 | 45 | 0 | esc | 0 | 0 | 0.00097009 | 5.4539e-08
[35 empty] | WLDFR | HFTD - Distribution - Tier 3 - 2QU CoRE ¦ 2QU LoRE | 2022 | 0.93458 | 0.0015623 | 0.35196 | 0 | 0.35196 | 0 | 0 | 0 | 0 | 0.32893 | 0 | 0.0015623 | 0.0014601 | 0.35196 | 0.32893 | 0 | 0 | 0.35196 | 0.32893 | [22 empty] | WLDFR | HFTD - Distribution - Tier 2 - 1QU CoRE ¦ 4QU LoRE | Red Flag Warning - Small Fires | 2022 | 3.7356e-07 | 0 | 0.077901 | 0.036425 | 0.0015809 | 0.039895 | 0 | 0 | 0.00039324 | 2.9101e-08 | 0 | 2.9101e-08 | 0 | 0 | 0 | [22 empty] | 7.3.3.17.5 (Remote Grid) Updates to grid topology to minimize risk of ignition in HFTDs Remote GridWLDFRContact from objectAggregated | WLDFR | HFTD - Distribution - Tier 2 - 1QU CoRE ¦ 2QU LoRE | Non-Red Flag Warning - Catastrophic Fires | Contact from object | Aggregated | 2022 | 6.0786e-06 | 353.5334 | 0.002149 | 2022 | Mitigation | 0.95 | 45 | 0 | esc | 0.00097009 | 5.8967e-09 | 0 | 0
[35 empty] | WLDFR | HFTD - Distribution - Tier 3 - 2QU CoRE ¦ 2QU LoRE | 2023 | 0.87344 | 0.0015623 | 0.36486 | 0 | 0.36486 | 0.0015623 | 0.36486 | 0 | 0.36486 | 0.31868 | 0.31868 | 0.0015623 | 0.0013646 | 0.36486 | 0.31868 | 0 | 0 | 0.36486 | 0.31868 | [22 empty] | WLDFR | HFTD - Distribution - Tier 2 - 1QU CoRE ¦ 4QU LoRE | Red Flag Warning - Small Fires | 2023 | 3.7356e-07 | 3.7356e-07 | 0.080408 | 0.03759 | 0.0016314 | 0.041187 | 0 | 0 | 0.00039324 | 3.0038e-08 | 0 | 3.0038e-08 | 3.0038e-08 | 0 | 3.0038e-08 | [22 empty] | 7.3.3.17.5 (Remote Grid) Updates to grid topology to minimize risk of ignition in HFTDs Remote GridWLDFRContact from objectAggregated | WLDFR | HFTD - Distribution - Tier 2 - 1QU CoRE ¦ 2QU LoRE | Non-Red Flag Warning - Catastrophic Fires | Contact from object | Aggregated | 2023 | 6.0786e-06 | 353.5334 | 0.002149 | 2023 | Mitigation | 0.95 | 45 | 0 | esc | 0.00097009 | 5.8967e-09 | 0.00097009 | 5.8967e-09
[35 empty] | WLDFR | HFTD - Distribution - Tier 3 - 2QU CoRE ¦ 2QU LoRE | 2024 | 0.8163 | 0.0015623 | 0.36486 | 0 | 0.36486 | 0.0015623 | 0.36486 | 0 | 0.36486 | 0.29783 | 0.29783 | 0.0015623 | 0.0012753 | 0.36486 | 0.29783 | 0 | 0 | 0.36486 | 0.29783 | [22 empty] | WLDFR | HFTD - Distribution - Tier 2 - 1QU CoRE ¦ 4QU LoRE | Red Flag Warning - Small Fires | 2024 | 3.7356e-07 | 3.7356e-07 | 0.080408 | 0.03759 | 0.0016314 | 0.041187 | 0 | 0 | 0.00039324 | 3.0038e-08 | 0 | 3.0038e-08 | 3.0038e-08 | 0 | 3.0038e-08 | [22 empty] | 7.3.3.17.5 (Remote Grid) Updates to grid topology to minimize risk of ignition in HFTDs Remote GridWLDFRContact from objectAggregated | WLDFR | HFTD - Distribution - Tier 2 - 1QU CoRE ¦ 2QU LoRE | Non-Red Flag Warning - Catastrophic Fires | Contact from object | Aggregated | 2024 | 6.0786e-06 | 353.5334 | 0.002149 | 2024 | Mitigation | 0.95 | 45 | 0 | esc | 0.00097009 | 5.8967e-09 | 0.00097009 | 5.8967e-09
[35 empty] | WLDFR | HFTD - Distribution - Tier 3 - 2QU CoRE ¦ 2QU LoRE | 2025 | 0.7629 | 0.0015623 | 0.36486 | 0 | 0.36486 | 0.0015623 | 0.36486 | 0 | 0.36486 | 0.27835 | 0.27835 | 0.0015623 | 0.0011919 | 0.36486 | 0.27835 | 0 | 0 | 0.36486 | 0.27835 | [22 empty] | WLDFR | HFTD - Distribution - Tier 2 - 1QU CoRE ¦ 4QU LoRE | Red Flag Warning - Small Fires | 2025 | 3.7356e-07 | 3.7356e-07 | 0.080408 | 0.03759 | 0.0016314 | 0.041187 | 0 | 0 | 0.00039324 | 3.0038e-08 | 0 | 3.0038e-08 | 3.0038e-08 | 0 | 3.0038e-08 | [22 empty] | 7.3.3.17.5 (Remote Grid) Updates to grid topology to minimize risk of ignition in HFTDs Remote GridWLDFRContact from objectAggregated | WLDFR | HFTD - Distribution - Tier 2 - 1QU CoRE ¦ 2QU LoRE | Non-Red Flag Warning - Catastrophic Fires | Contact from object | Aggregated | 2025 | 6.0786e-06 | 353.5334 | 0.002149 | 2025 | Mitigation | 0.95 | 45 | 0 | esc | 0.00097009 | 5.8967e-09 | 0.00097009 | 5.8967e-09
[35 empty] | WLDFR | HFTD - Distribution - Tier 3 - 2QU CoRE ¦ 2QU LoRE | 2026 | 0.71299 | 0.0015623 | 0.36486 | 0 | 0.36486 | 0.0015623 | 0.36486 | 0 | 0.36486 | 0.26014 | 0.26014 | 0.0015623 | 0.0011139 | 0.36486 | 0.26014 | 0 | 0 | 0.36486 | 0.26014 | [22 empty] | WLDFR | HFTD - Distribution - Tier 2 - 1QU CoRE ¦ 4QU LoRE | Red Flag Warning - Small Fires | 2026 | 3.7356e-07 | 3.7356e-07 | 0.080408 | 0.03759 | 0.0016314 | 0.041187 | 0 | 0 | 0.00039324 | 3.0038e-08 | 0 | 3.0038e-08 | 3.0038e-08 | 0 | 3.0038e-08 | [22 empty] | 7.3.3.17.5 (Remote Grid) Updates to grid topology to minimize risk of ignition in HFTDs Remote GridWLDFRContact from objectAggregated | WLDFR | HFTD - Distribution - Tier 2 - 1QU CoRE ¦ 2QU LoRE | Non-Red Flag Warning - Catastrophic Fires | Contact from object | Aggregated | 2026 | 6.0786e-06 | 353.5334 | 0.002149 | 2026 | Mitigation | 0.95 | 45 | 0 | esc | 0.00097009 | 5.8967e-09 | 0.00097009 | 5.8967e-09
[35 empty] | WLDFR | HFTD - Distribution - Tier 3 - 2QU CoRE ¦ 2QU LoRE | 2027 | 0.66634 | 0.0015623 | 0.36486 | 0 | 0.36486 | 0.0015623 | 0.36486 | 0 | 0.36486 | 0.24312 | 0.24312 | 0.0015623 | 0.0010411 | 0.36486 | 0.24312 | 0 | 0 | 0.36486 | 0.24312 | [22 empty] | WLDFR | HFTD - Distribution - Tier 2 - 1QU CoRE ¦ 4QU LoRE | Red Flag Warning - Small Fires | 2027 | 3.7356e-07 | 3.7356e-07 | 0.080408 | 0.03759 | 0.0016314 | 0.041187 | 0 | 0 | 0.00039324 | 3.0038e-08 | 0 | 3.0038e-08 | 3.0038e-08 | 0 | 3.0038e-08 | [22 empty] | 7.3.3.17.5 (Remote Grid) Updates to grid topology to minimize risk of ignition in HFTDs Remote GridWLDFRContact from objectAggregated | WLDFR | HFTD - Distribution - Tier 2 - 1QU CoRE ¦ 2QU LoRE | Non-Red Flag Warning - Catastrophic Fires | Contact from object | Aggregated | 2027 | 6.0786e-06 | 353.5334 | 0.002149 | 2027 | Mitigation | 0.95 | 45 | 0 | esc | 0.00097009 | 5.8967e-09 | 0.00097009 | 5.8967e-09
[35 empty] | WLDFR | HFTD - Distribution - Tier 3 - 2QU CoRE ¦ 2QU LoRE | 2028 | 0.62275 | 0.0015623 | 0.38111 | 0 | 0.38111 | 0.0015623 | 0.38111 | 0 | 0.38111 | 0.23733 | 0.23733 | 0.0015623 | 0.00097295 | 0.38111 | 0.23733 | 0 | 0 | 0.38111 | 0.23733 | [22 empty] | WLDFR | HFTD - Distribution - Tier 2 - 1QU CoRE ¦ 4QU LoRE | Red Flag Warning - Small Fires | 2028 | 3.7356e-07 | 3.7356e-07 | 0.083606 | 0.039055 | 0.001695 | 0.042856 | 0 | 0 | 0.00039324 | 3.1232e-08 | 0 | 3.1232e-08 | 3.1232e-08 | 0 | 3.1232e-08 | [22 empty] | 7.3.3.17.5 (Remote Grid) Updates to grid topology to minimize risk of ignition in HFTDs Remote GridWLDFRContact from objectAggregated | WLDFR | HFTD - Distribution - Tier 2 - 1QU CoRE ¦ 2QU LoRE | Non-Red Flag Warning - Catastrophic Fires | Contact from object | Aggregated | 2028 | 6.0786e-06 | 353.5334 | 0.002149 | 2028 | Mitigation | 0.95 | 45 | 0 | esc | 0.00097009 | 5.8967e-09 | 0.00097009 | 5.8967e-09
[35 empty] | WLDFR | HFTD - Distribution - Tier 3 - 2QU CoRE ¦ 2QU LoRE | 2029 | 0.58201 | 0.0015623 | 0.38111 | 0 | 0.38111 | 0.0015623 | 0.38111 | 0 | 0.38111 | 0.22181 | 0.22181 | 0.0015623 | 0.0009093 | 0.38111 | 0.22181 | 0 | 0 | 0.38111 | 0.22181 | [22 empty] | WLDFR | HFTD - Distribution - Tier 2 - 1QU CoRE ¦ 4QU LoRE | Red Flag Warning - Small Fires | 2029 | 3.7356e-07 | 3.7356e-07 | 0.083606 | 0.039055 | 0.001695 | 0.042856 | 0 | 0 | 0.00039324 | 3.1232e-08 | 0 | 3.1232e-08 | 3.1232e-08 | 0 | 3.1232e-08 | [22 empty] | 7.3.3.17.5 (Remote Grid) Updates to grid topology to minimize risk of ignition in HFTDs Remote GridWLDFRContact from objectAggregated | WLDFR | HFTD - Distribution - Tier 2 - 1QU CoRE ¦ 2QU LoRE | Non-Red Flag Warning - Catastrophic Fires | Contact from object | Aggregated | 2029 | 6.0786e-06 | 353.5334 | 0.002149 | 2029 | Mitigation | 0.95 | 45 | 0 | esc | 0.00097009 | 5.8967e-09 | 0.00097009 | 5.8967e-09
[35 empty] | WLDFR | HFTD - Distribution - Tier 3 - 2QU CoRE ¦ 2QU LoRE | 2030 | 0.54393 | 0.0015623 | 0.38111 | 0 | 0.38111 | 0.0015623 | 0.38111 | 0 | 0.38111 | 0.2073 | 0.2073 | 0.0015623 | 0.00084981 | 0.38111 | 0.2073 | 0 | 0 | 0.38111 | 0.2073 | [22 empty] | WLDFR | HFTD - Distribution - Tier 2 - 1QU CoRE ¦ 4QU LoRE | Red Flag Warning - Small Fires | 2030 | 3.7356e-07 | 3.7356e-07 | 0.083606 | 0.039055 | 0.001695 | 0.042856 | 0 | 0 | 0.00039324 | 3.1232e-08 | 0 | 3.1232e-08 | 3.1232e-08 | 0 | 3.1232e-08 | [22 empty] | 7.3.3.17.5 (Remote Grid) Updates to grid topology to minimize risk of ignition in HFTDs Remote GridWLDFRContact from objectAggregated | WLDFR | HFTD - Distribution - Tier 2 - 1QU CoRE ¦ 2QU LoRE | Non-Red Flag Warning - Catastrophic Fires | Contact from object | Aggregated | 2030 | 6.0786e-06 | 353.5334 | 0.002149 | 2030 | Mitigation | 0.95 | 45 | 0 | esc | 0.00097009 | 5.8967e-09 | 0.00097009 | 5.8967e-09
[35 empty] | WLDFR | HFTD - Distribution - Tier 3 - 2QU CoRE ¦ 2QU LoRE | 2031 | 0.50835 | 0.0015623 | 0.38111 | 0 | 0.38111 | 0.0015623 | 0.38111 | 0 | 0.38111 | 0.19374 | 0.19374 | 0.0015623 | 0.00079422 | 0.38111 | 0.19374 | 0 | 0 | 0.38111 | 0.19374 | [22 empty] | WLDFR | HFTD - Distribution - Tier 2 - 1QU CoRE ¦ 4QU LoRE | Red Flag Warning - Small Fires | 2031 | 3.7356e-07 | 3.7356e-07 | 0.083606 | 0.039055 | 0.001695 | 0.042856 | 0 | 0 | 0.00039324 | 3.1232e-08 | 0 | 3.1232e-08 | 3.1232e-08 | 0 | 3.1232e-08 | [22 empty] | 7.3.3.17.5 (Remote Grid) Updates to grid topology to minimize risk of ignition in HFTDs Remote GridWLDFRContact from objectAggregated | WLDFR | HFTD - Distribution - Tier 2 - 1QU CoRE ¦ 2QU LoRE | Non-Red Flag Warning - Catastrophic Fires | Contact from object | Aggregated | 2031 | 6.0786e-06 | 353.5334 | 0.002149 | 2031 | Mitigation | 0.95 | 45 | 0 | esc | 0.00097009 | 5.8967e-09 | 0.00097009 | 5.8967e-09
[35 empty] | WLDFR | HFTD - Distribution - Tier 3 - 2QU CoRE ¦ 2QU LoRE | 2032 | 0.47509 | 0.0015623 | 0.38111 | 0 | 0.38111 | 0.0015623 | 0.38111 | 0 | 0.38111 | 0.18106 | 0.18106 | 0.0015623 | 0.00074226 | 0.38111 | 0.18106 | 0 | 0 | 0.38111 | 0.18106 | [22 empty] | WLDFR | HFTD - Distribution - Tier 2 - 1QU CoRE ¦ 4QU LoRE | Red Flag Warning - Small Fires | 2032 | 3.7356e-07 | 3.7356e-07 | 0.083606 | 0.039055 | 0.001695 | 0.042856 | 0 | 0 | 0.00039324 | 3.1232e-08 | 0 | 3.1232e-08 | 3.1232e-08 | 0 | 3.1232e-08 | [22 empty] | 7.3.3.17.5 (Remote Grid) Updates to grid topology to minimize risk of ignition in HFTDs Remote GridWLDFRContact from objectAggregated | WLDFR | HFTD - Distribution - Tier 2 - 1QU CoRE ¦ 2QU LoRE | Non-Red Flag Warning - Catastrophic Fires | Contact from object | Aggregated | 2032 | 6.0786e-06 | 353.5334 | 0.002149 | 2032 | Mitigation | 0.95 | 45 | 0 | esc | 0.00097009 | 5.8967e-09 | 0.00097009 | 5.8967e-09
[35 empty] | WLDFR | HFTD - Distribution - Tier 3 - 2QU CoRE ¦ 2QU LoRE | 2033 | 0.44401 | 0.0015623 | 0.39917 | 0 | 0.39917 | 0.0015623 | 0.39917 | 0 | 0.39917 | 0.17723 | 0.17723 | 0.0015623 | 0.0006937 | 0.39917 | 0.17723 | 0 | 0 | 0.39917 | 0.17723 | [22 empty] | WLDFR | HFTD - Distribution - Tier 2 - 1QU CoRE ¦ 4QU LoRE | Red Flag Warning - Small Fires | 2033 | 3.7356e-07 | 3.7356e-07 | 0.087211 | 0.040679 | 0.0017655 | 0.044766 | 0 | 0 | 0.00039324 | 3.2579e-08 | 0 | 3.2579e-08 | 3.2579e-08 | 0 | 3.2579e-08 | [22 empty] | 7.3.3.17.5 (Remote Grid) Updates to grid topology to minimize risk of ignition in HFTDs Remote GridWLDFRContact from objectAggregated | WLDFR | HFTD - Distribution - Tier 2 - 1QU CoRE ¦ 2QU LoRE | Non-Red Flag Warning - Catastrophic Fires | Contact from object | Aggregated | 2033 | 6.0786e-06 | 353.5334 | 0.002149 | 2033 | Mitigation | 0.95 | 45 | 0 | esc | 0.00097009 | 5.8967e-09 | 0.00097009 | 5.8967e-09
[35 empty] | WLDFR | HFTD - Distribution - Tier 3 - 2QU CoRE ¦ 2QU LoRE | 2034 | 0.41496 | 0.0015623 | 0.39917 | 0 | 0.39917 | 0.0015623 | 0.39917 | 0 | 0.39917 | 0.16564 | 0.16564 | 0.0015623 | 0.00064832 | 0.39917 | 0.16564 | 0 | 0 | 0.39917 | 0.16564 | [22 empty] | WLDFR | HFTD - Distribution - Tier 2 - 1QU CoRE ¦ 4QU LoRE | Red Flag Warning - Small Fires | 2034 | 3.7356e-07 | 3.7356e-07 | 0.087211 | 0.040679 | 0.0017655 | 0.044766 | 0 | 0 | 0.00039324 | 3.2579e-08 | 0 | 3.2579e-08 | 3.2579e-08 | 0 | 3.2579e-08 | [22 empty] | 7.3.3.17.5 (Remote Grid) Updates to grid topology to minimize risk of ignition in HFTDs Remote GridWLDFRContact from objectAggregated | WLDFR | HFTD - Distribution - Tier 2 - 1QU CoRE ¦ 2QU LoRE | Non-Red Flag Warning - Catastrophic Fires | Contact from object | Aggregated | 2034 | 6.0786e-06 | 353.5334 | 0.002149 | 2034 | Mitigation | 0.95 | 45 | 0 | esc | 0.00097009 | 5.8967e-09 | 0.00097009 | 5.8967e-09
[35 empty] | WLDFR | HFTD - Distribution - Tier 3 - 2QU CoRE ¦ 2QU LoRE | 2035 | 0.38782 | 0.0015623 | 0.39917 | 0 | 0.39917 | 0.0015623 | 0.39917 | 0 | 0.39917 | 0.1548 | 0.1548 | 0.0015623 | 0.00060591 | 0.39917 | 0.1548 | 0 | 0 | 0.39917 | 0.1548 | [22 empty] | WLDFR | HFTD - Distribution - Tier 2 - 1QU CoRE ¦ 4QU LoRE | Red Flag Warning - Small Fires | 2035 | 3.7356e-07 | 3.7356e-07 | 0.087211 | 0.040679 | 0.0017655 | 0.044766 | 0 | 0 | 0.00039324 | 3.2579e-08 | 0 | 3.2579e-08 | 3.2579e-08 | 0 | 3.2579e-08 | [22 empty] | 7.3.3.17.5 (Remote Grid) Updates to grid topology to minimize risk of ignition in HFTDs Remote GridWLDFRContact from objectAggregated | WLDFR | HFTD - Distribution - Tier 2 - 1QU CoRE ¦ 2QU LoRE | Non-Red Flag Warning - Catastrophic Fires | Contact from object | Aggregated | 2035 | 6.0786e-06 | 353.5334 | 0.002149 | 2035 | Mitigation | 0.95 | 45 | 0 | esc | 0.00097009 | 5.8967e-09 | 0.00097009 | 5.8967e-09
[35 empty] | WLDFR | HFTD - Distribution - Tier 3 - 2QU CoRE ¦ 2QU LoRE | 2036 | 0.36245 | 0.0015623 | 0.39917 | 0 | 0.39917 | 0.0015623 | 0.39917 | 0 | 0.39917 | 0.14468 | 0.14468 | 0.0015623 | 0.00056627 | 0.39917 | 0.14468 | 0 | 0 | 0.39917 | 0.14468 | [22 empty] | WLDFR | HFTD - Distribution - Tier 2 - 1QU CoRE ¦ 4QU LoRE | Red Flag Warning - Small Fires | 2036 | 3.7356e-07 | 3.7356e-07 | 0.087211 | 0.040679 | 0.0017655 | 0.044766 | 0 | 0 | 0.00039324 | 3.2579e-08 | 0 | 3.2579e-08 | 3.2579e-08 | 0 | 3.2579e-08 | [22 empty] | 7.3.3.17.5 (Remote Grid) Updates to grid topology to minimize risk of ignition in HFTDs Remote GridWLDFRContact from objectAggregated | WLDFR | HFTD - Distribution - Tier 2 - 1QU CoRE ¦ 2QU LoRE | Non-Red Flag Warning - Catastrophic Fires | Contact from object | Aggregated | 2036 | 6.0786e-06 | 353.5334 | 0.002149 | 2036 | Mitigation | 0.95 | 45 | 0 | esc | 0.00097009 | 5.8967e-09 | 0.00097009 | 5.8967e-09
[35 empty] | WLDFR | HFTD - Distribution - Tier 3 - 2QU CoRE ¦ 2QU LoRE | 2037 | 0.33873 | 0.0015623 | 0.39917 | 0 | 0.39917 | 0.0015623 | 0.39917 | 0 | 0.39917 | 0.13521 | 0.13521 | 0.0015623 | 0.00052922 | 0.39917 | 0.13521 | 0 | 0 | 0.39917 | 0.13521 | [22 empty] | WLDFR | HFTD - Distribution - Tier 2 - 1QU CoRE ¦ 4QU LoRE | Red Flag Warning - Small Fires | 2037 | 3.7356e-07 | 3.7356e-07 | 0.087211 | 0.040679 | 0.0017655 | 0.044766 | 0 | 0 | 0.00039324 | 3.2579e-08 | 0 | 3.2579e-08 | 3.2579e-08 | 0 | 3.2579e-08 | [22 empty] | 7.3.3.17.5 (Remote Grid) Updates to grid topology to minimize risk of ignition in HFTDs Remote GridWLDFRContact from objectAggregated | WLDFR | HFTD - Distribution - Tier 2 - 1QU CoRE ¦ 2QU LoRE | Non-Red Flag Warning - Catastrophic Fires | Contact from object | Aggregated | 2037 | 6.0786e-06 | 353.5334 | 0.002149 | 2037 | Mitigation | 0.95 | 45 | 0 | esc | 0.00097009 | 5.8967e-09 | 0.00097009 | 5.8967e-09
[35 empty] | WLDFR | HFTD - Distribution - Tier 3 - 2QU CoRE ¦ 2QU LoRE | 2038 | 0.31657 | 0.0015623 | 0.41877 | 0 | 0.41877 | 0.0015623 | 0.41877 | 0 | 0.41877 | 0.13257 | 0.13257 | 0.0015623 | 0.0004946 | 0.41877 | 0.13257 | 0 | 0 | 0.41877 | 0.13257 | [22 empty] | WLDFR | HFTD - Distribution - Tier 2 - 1QU CoRE ¦ 4QU LoRE | Red Flag Warning - Small Fires | 2038 | 3.7356e-07 | 3.7356e-07 | 0.091184 | 0.042438 | 0.0018418 | 0.046905 | 0 | 0 | 0.00039324 | 3.4063e-08 | 0 | 3.4063e-08 | 3.4063e-08 | 0 | 3.4063e-08 | [22 empty] | 7.3.3.17.5 (Remote Grid) Updates to grid topology to minimize risk of ignition in HFTDs Remote GridWLDFRContact from objectAggregated | WLDFR | HFTD - Distribution - Tier 2 - 1QU CoRE ¦ 2QU LoRE | Non-Red Flag Warning - Catastrophic Fires | Contact from object | Aggregated | 2038 | 6.0786e-06 | 353.5334 | 0.002149 | 2038 | Mitigation | 0.95 | 45 | 0 | esc | 0.00097009 | 5.8967e-09 | 0.00097009 | 5.8967e-09
[35 empty] | WLDFR | HFTD - Distribution - Tier 3 - 2QU CoRE ¦ 2QU LoRE | 2039 | 0.29586 | 0.0015623 | 0.41877 | 0 | 0.41877 | 0.0015623 | 0.41877 | 0 | 0.41877 | 0.1239 | 0.1239 | 0.0015623 | 0.00046224 | 0.41877 | 0.1239 | 0 | 0 | 0.41877 | 0.1239 | [22 empty] | WLDFR | HFTD - Distribution - Tier 2 - 1QU CoRE ¦ 4QU LoRE | Red Flag Warning - Small Fires | 2039 | 3.7356e-07 | 3.7356e-07 | 0.091184 | 0.042438 | 0.0018418 | 0.046905 | 0 | 0 | 0.00039324 | 3.4063e-08 | 0 | 3.4063e-08 | 3.4063e-08 | 0 | 3.4063e-08 | [22 empty] | 7.3.3.17.5 (Remote Grid) Updates to grid topology to minimize risk of ignition in HFTDs Remote GridWLDFRContact from objectAggregated | WLDFR | HFTD - Distribution - Tier 2 - 1QU CoRE ¦ 2QU LoRE | Non-Red Flag Warning - Catastrophic Fires | Contact from object | Aggregated | 2039 | 6.0786e-06 | 353.5334 | 0.002149 | 2039 | Mitigation | 0.95 | 45 | 0 | esc | 0.00097009 | 5.8967e-09 | 0.00097009 | 5.8967e-09
[35 empty] | WLDFR | HFTD - Distribution - Tier 3 - 2QU CoRE ¦ 2QU LoRE | 2040 | 0.27651 | 0.0015623 | 0.41877 | 0 | 0.41877 | 0.0015623 | 0.41877 | 0 | 0.41877 | 0.11579 | 0.11579 | 0.0015623 | 0.000432 | 0.41877 | 0.11579 | 0 | 0 | 0.41877 | 0.11579 | [22 empty] | WLDFR | HFTD - Distribution - Tier 2 - 1QU CoRE ¦ 4QU LoRE | Red Flag Warning - Small Fires | 2040 | 3.7356e-07 | 3.7356e-07 | 0.091184 | 0.042438 | 0.0018418 | 0.046905 | 0 | 0 | 0.00039324 | 3.4063e-08 | 0 | 3.4063e-08 | 3.4063e-08 | 0 | 3.4063e-08 | [22 empty] | 7.3.3.17.5 (Remote Grid) Updates to grid topology to minimize risk of ignition in HFTDs Remote GridWLDFRContact from objectAggregated | WLDFR | HFTD - Distribution - Tier 2 - 1QU CoRE ¦ 2QU LoRE | Non-Red Flag Warning - Catastrophic Fires | Contact from object | Aggregated | 2040 | 6.0786e-06 | 353.5334 | 0.002149 | 2040 | Mitigation | 0.95 | 45 | 0 | esc | 0.00097009 | 5.8967e-09 | 0.00097009 | 5.8967e-09
[35 empty] | WLDFR | HFTD - Distribution - Tier 3 - 2QU CoRE ¦ 2QU LoRE | 2041 | 0.25842 | 0.0015623 | 0.41877 | 0 | 0.41877 | 0.0015623 | 0.41877 | 0 | 0.41877 | 0.10822 | 0.10822 | 0.0015623 | 0.00040374 | 0.41877 | 0.10822 | 0 | 0 | 0.41877 | 0.10822 | [22 empty] | WLDFR | HFTD - Distribution - Tier 2 - 1QU CoRE ¦ 4QU LoRE | Red Flag Warning - Small Fires | 2041 | 3.7356e-07 | 3.7356e-07 | 0.091184 | 0.042438 | 0.0018418 | 0.046905 | 0 | 0 | 0.00039324 | 3.4063e-08 | 0 | 3.4063e-08 | 3.4063e-08 | 0 | 3.4063e-08 | [22 empty] | 7.3.3.17.5 (Remote Grid) Updates to grid topology to minimize risk of ignition in HFTDs Remote GridWLDFRContact from objectAggregated | WLDFR | HFTD - Distribution - Tier 2 - 1QU CoRE ¦ 2QU LoRE | Non-Red Flag Warning - Catastrophic Fires | Contact from object | Aggregated | 2041 | 6.0786e-06 | 353.5334 | 0.002149 | 2041 | Mitigation | 0.95 | 45 | 0 | esc | 0.00097009 | 5.8967e-09 | 0.00097009 | 5.8967e-09
[35 empty] | WLDFR | HFTD - Distribution - Tier 3 - 2QU CoRE ¦ 2QU LoRE | 2042 | 0.24151 | 0.0015623 | 0.41877 | 0 | 0.41877 | 0.0015623 | 0.41877 | 0 | 0.41877 | 0.10114 | 0.10114 | 0.0015623 | 0.00037733 | 0.41877 | 0.10114 | 0 | 0 | 0.41877 | 0.10114 | [22 empty] | WLDFR | HFTD - Distribution - Tier 2 - 1QU CoRE ¦ 4QU LoRE | Red Flag Warning - Small Fires | 2042 | 3.7356e-07 | 3.7356e-07 | 0.091184 | 0.042438 | 0.0018418 | 0.046905 | 0 | 0 | 0.00039324 | 3.4063e-08 | 0 | 3.4063e-08 | 3.4063e-08 | 0 | 3.4063e-08 | [22 empty] | 7.3.3.17.5 (Remote Grid) Updates to grid topology to minimize risk of ignition in HFTDs Remote GridWLDFRContact from objectAggregated | WLDFR | HFTD - Distribution - Tier 2 - 1QU CoRE ¦ 2QU LoRE | Non-Red Flag Warning - Catastrophic Fires | Contact from object | Aggregated | 2042 | 6.0786e-06 | 353.5334 | 0.002149 | 2042 | Mitigation | 0.95 | 45 | 0 | esc | 0.00097009 | 5.8967e-09 | 0.00097009 | 5.8967e-09
[35 empty] | WLDFR | HFTD - Distribution - Tier 3 - 2QU CoRE ¦ 2QU LoRE | 2043 | 0.22571 | 0.0015623 | 0.43965 | 0 | 0.43965 | 0.0015623 | 0.43965 | 0 | 0.43965 | 0.099235 | 0.099235 | 0.0015623 | 0.00035264 | 0.43965 | 0.099235 | 0 | 0 | 0.43965 | 0.099235 | [22 empty] | WLDFR | HFTD - Distribution - Tier 2 - 1QU CoRE ¦ 4QU LoRE | Red Flag Warning - Small Fires | 2043 | 3.7356e-07 | 3.7356e-07 | 0.095486 | 0.044306 | 0.0019228 | 0.049257 | 0 | 0 | 0.00039324 | 3.567e-08 | 0 | 3.567e-08 | 3.567e-08 | 0 | 3.567e-08 | [22 empty] | 7.3.3.17.5 (Remote Grid) Updates to grid topology to minimize risk of ignition in HFTDs Remote GridWLDFRContact from objectAggregated | WLDFR | HFTD - Distribution - Tier 2 - 1QU CoRE ¦ 2QU LoRE | Non-Red Flag Warning - Catastrophic Fires | Contact from object | Aggregated | 2043 | 6.0786e-06 | 353.5334 | 0.002149 | 2043 | Mitigation | 0.95 | 45 | 0 | esc | 0.00097009 | 5.8967e-09 | 0.00097009 | 5.8967e-09
[35 empty] | WLDFR | HFTD - Distribution - Tier 3 - 2QU CoRE ¦ 2QU LoRE | 2044 | 0.21095 | 0.0015623 | 0.43965 | 0 | 0.43965 | 0.0015623 | 0.43965 | 0 | 0.43965 | 0.092743 | 0.092743 | 0.0015623 | 0.00032957 | 0.43965 | 0.092743 | 0 | 0 | 0.43965 | 0.092743 | [22 empty] | WLDFR | HFTD - Distribution - Tier 2 - 1QU CoRE ¦ 4QU LoRE | Red Flag Warning - Small Fires | 2044 | 3.7356e-07 | 3.7356e-07 | 0.095486 | 0.044306 | 0.0019228 | 0.049257 | 0 | 0 | 0.00039324 | 3.567e-08 | 0 | 3.567e-08 | 3.567e-08 | 0 | 3.567e-08 | [22 empty] | 7.3.3.17.5 (Remote Grid) Updates to grid topology to minimize risk of ignition in HFTDs Remote GridWLDFRContact from objectAggregated | WLDFR | HFTD - Distribution - Tier 2 - 1QU CoRE ¦ 2QU LoRE | Non-Red Flag Warning - Catastrophic Fires | Contact from object | Aggregated | 2044 | 6.0786e-06 | 353.5334 | 0.002149 | 2044 | Mitigation | 0.95 | 45 | 0 | esc | 0.00097009 | 5.8967e-09 | 0.00097009 | 5.8967e-09
[35 empty] | WLDFR | HFTD - Distribution - Tier 3 - 2QU CoRE ¦ 2QU LoRE | 2045 | 0.19715 | 0.0015623 | 0.43965 | 0 | 0.43965 | 0.0015623 | 0.43965 | 0 | 0.43965 | 0.086676 | 0.086676 | 0.0015623 | 0.00030801 | 0.43965 | 0.086676 | 0 | 0 | 0.43965 | 0.086676 | [22 empty] | WLDFR | HFTD - Distribution - Tier 2 - 1QU CoRE ¦ 4QU LoRE | Red Flag Warning - Small Fires | 2045 | 3.7356e-07 | 3.7356e-07 | 0.095486 | 0.044306 | 0.0019228 | 0.049257 | 0 | 0 | 0.00039324 | 3.567e-08 | 0 | 3.567e-08 | 3.567e-08 | 0 | 3.567e-08 | [22 empty] | 7.3.3.17.5 (Remote Grid) Updates to grid topology to minimize risk of ignition in HFTDs Remote GridWLDFRContact from objectAggregated | WLDFR | HFTD - Distribution - Tier 2 - 1QU CoRE ¦ 2QU LoRE | Non-Red Flag Warning - Catastrophic Fires | Contact from object | Aggregated | 2045 | 6.0786e-06 | 353.5334 | 0.002149 | 2045 | Mitigation | 0.95 | 45 | 0 | esc | 0.00097009 | 5.8967e-09 | 0.00097009 | 5.8967e-09
[35 empty] | WLDFR | HFTD - Distribution - Tier 3 - 2QU CoRE ¦ 2QU LoRE | 2046 | 0.18425 | 0.0015623 | 0.43965 | 0 | 0.43965 | 0.0015623 | 0.43965 | 0 | 0.43965 | 0.081005 | 0.081005 | 0.0015623 | 0.00028786 | 0.43965 | 0.081005 | 0 | 0 | 0.43965 | 0.081005 | [22 empty] | WLDFR | HFTD - Distribution - Tier 2 - 1QU CoRE ¦ 4QU LoRE | Red Flag Warning - Small Fires | 2046 | 3.7356e-07 | 3.7356e-07 | 0.095486 | 0.044306 | 0.0019228 | 0.049257 | 0 | 0 | 0.00039324 | 3.567e-08 | 0 | 3.567e-08 | 3.567e-08 | 0 | 3.567e-08 | [22 empty] | 7.3.3.17.5 (Remote Grid) Updates to grid topology to minimize risk of ignition in HFTDs Remote GridWLDFRContact from objectAggregated | WLDFR | HFTD - Distribution - Tier 2 - 1QU CoRE ¦ 2QU LoRE | Non-Red Flag Warning - Catastrophic Fires | Contact from object | Aggregated | 2046 | 6.0786e-06 | 353.5334 | 0.002149 | 2046 | Mitigation | 0.95 | 45 | 0 | esc | 0.00097009 | 5.8967e-09 | 0.00097009 | 5.8967e-09
[35 empty] | WLDFR | HFTD - Distribution - Tier 3 - 2QU CoRE ¦ 2QU LoRE | 2047 | 0.1722 | 0.0015623 | 0.43965 | 0 | 0.43965 | 0.0015623 | 0.43965 | 0 | 0.43965 | 0.075706 | 0.075706 | 0.0015623 | 0.00026903 | 0.43965 | 0.075706 | 0 | 0 | 0.43965 | 0.075706 | [22 empty] | WLDFR | HFTD - Distribution - Tier 2 - 1QU CoRE ¦ 4QU LoRE | Red Flag Warning - Small Fires | 2047 | 3.7356e-07 | 3.7356e-07 | 0.095486 | 0.044306 | 0.0019228 | 0.049257 | 0 | 0 | 0.00039324 | 3.567e-08 | 0 | 3.567e-08 | 3.567e-08 | 0 | 3.567e-08 | [22 empty] | 7.3.3.17.5 (Remote Grid) Updates to grid topology to minimize risk of ignition in HFTDs Remote GridWLDFRContact from objectAggregated | WLDFR | HFTD - Distribution - Tier 2 - 1QU CoRE ¦ 2QU LoRE | Non-Red Flag Warning - Catastrophic Fires | Contact from object | Aggregated | 2047 | 6.0786e-06 | 353.5334 | 0.002149 | 2047 | Mitigation | 0.95 | 45 | 0 | esc | 0.00097009 | 5.8967e-09 | 0.00097009 | 5.8967e-09
[35 empty] | WLDFR | HFTD - Distribution - Tier 3 - 2QU CoRE ¦ 2QU LoRE | 2048 | 0.16093 | 0.0015623 | 0.46154 | 0 | 0.46154 | 0.0015623 | 0.46154 | 0 | 0.46154 | 0.074276 | 0.074276 | 0.0015623 | 0.00025143 | 0.46154 | 0.074276 | 0 | 0 | 0.46154 | 0.074276 | [22 empty] | WLDFR | HFTD - Distribution - Tier 2 - 1QU CoRE ¦ 4QU LoRE | Red Flag Warning - Small Fires | 2048 | 3.7356e-07 | 3.7356e-07 | 0.10007 | 0.04626 | 0.0020076 | 0.051804 | 0 | 0 | 0.00039324 | 3.7383e-08 | 0 | 3.7383e-08 | 3.7383e-08 | 0 | 3.7383e-08 | [22 empty] | 7.3.3.17.5 (Remote Grid) Updates to grid topology to minimize risk of ignition in HFTDs Remote GridWLDFRContact from objectAggregated | WLDFR | HFTD - Distribution - Tier 2 - 1QU CoRE ¦ 2QU LoRE | Non-Red Flag Warning - Catastrophic Fires | Contact from object | Aggregated | 2048 | 6.0786e-06 | 353.5334 | 0.002149 | 2048 | Mitigation | 0.95 | 45 | 0 | esc | 0.00097009 | 5.8967e-09 | 0.00097009 | 5.8967e-09
[35 empty] | WLDFR | HFTD - Distribution - Tier 3 - 2QU CoRE ¦ 2QU LoRE | 2049 | 0.1504 | 0.0015623 | 0.46154 | 0 | 0.46154 | 0.0015623 | 0.46154 | 0 | 0.46154 | 0.069416 | 0.069416 | 0.0015623 | 0.00023498 | 0.46154 | 0.069416 | 0 | 0 | 0.46154 | 0.069416 | [22 empty] | WLDFR | HFTD - Distribution - Tier 2 - 1QU CoRE ¦ 4QU LoRE | Red Flag Warning - Small Fires | 2049 | 3.7356e-07 | 3.7356e-07 | 0.10007 | 0.04626 | 0.0020076 | 0.051804 | 0 | 0 | 0.00039324 | 3.7383e-08 | 0 | 3.7383e-08 | 3.7383e-08 | 0 | 3.7383e-08 | [22 empty] | 7.3.3.17.5 (Remote Grid) Updates to grid topology to minimize risk of ignition in HFTDs Remote GridWLDFRContact from objectAggregated | WLDFR | HFTD - Distribution - Tier 2 - 1QU CoRE ¦ 2QU LoRE | Non-Red Flag Warning - Catastrophic Fires | Contact from object | Aggregated | 2049 | 6.0786e-06 | 353.5334 | 0.002149 | 2049 | Mitigation | 0.95 | 45 | 0 | esc | 0.00097009 | 5.8967e-09 | 0.00097009 | 5.8967e-09
[35 empty] | WLDFR | HFTD - Distribution - Tier 3 - 2QU CoRE ¦ 2QU LoRE | 2050 | 0.14056 | 0.0015623 | 0.46154 | 0 | 0.46154 | 0.0015623 | 0.46154 | 0 | 0.46154 | 0.064875 | 0.064875 | 0.0015623 | 0.00021961 | 0.46154 | 0.064875 | 0 | 0 | 0.46154 | 0.064875 | [22 empty] | WLDFR | HFTD - Distribution - Tier 2 - 1QU CoRE ¦ 4QU LoRE | Red Flag Warning - Small Fires | 2050 | 3.7356e-07 | 3.7356e-07 | 0.10007 | 0.04626 | 0.0020076 | 0.051804 | 0 | 0 | 0.00039324 | 3.7383e-08 | 0 | 3.7383e-08 | 3.7383e-08 | 0 | 3.7383e-08 | [22 empty] | 7.3.3.17.5 (Remote Grid) Updates to grid topology to minimize risk of ignition in HFTDs Remote GridWLDFRContact from objectAggregated | WLDFR | HFTD - Distribution - Tier 2 - 1QU CoRE ¦ 2QU LoRE | Non-Red Flag Warning - Catastrophic Fires | Contact from object | Aggregated | 2050 | 6.0786e-06 | 353.5334 | 0.002149 | 2050 | Mitigation | 0.95 | 45 | 0 | esc | 0.00097009 | 5.8967e-09 | 0.00097009 | 5.8967e-09
[35 empty] | WLDFR | HFTD - Distribution - Tier 3 - 2QU CoRE ¦ 2QU LoRE | 2051 | 0.13137 | 0.0015623 | 0.46154 | 0 | 0.46154 | 0.0015623 | 0.46154 | 0 | 0.46154 | 0.060631 | 0.060631 | 0.0015623 | 0.00020524 | 0.46154 | 0.060631 | 0 | 0 | 0.46154 | 0.060631 | [22 empty] | WLDFR | HFTD - Distribution - Tier 2 - 1QU CoRE ¦ 4QU LoRE | Red Flag Warning - Small Fires | 2051 | 3.7356e-07 | 3.7356e-07 | 0.10007 | 0.04626 | 0.0020076 | 0.051804 | 0 | 0 | 0.00039324 | 3.7383e-08 | 0 | 3.7383e-08 | 3.7383e-08 | 0 | 3.7383e-08 | [22 empty] | 7.3.3.17.5 (Remote Grid) Updates to grid topology to minimize risk of ignition in HFTDs Remote GridWLDFRContact from objectAggregated | WLDFR | HFTD - Distribution - Tier 2 - 1QU CoRE ¦ 2QU LoRE | Non-Red Flag Warning - Catastrophic Fires | Contact from object | Aggregated | 2051 | 6.0786e-06 | 353.5334 | 0.002149 | 2051 | Mitigation | 0.95 | 45 | 0 | esc | 0.00097009 | 5.8967e-09 | 0.00097009 | 5.8967e-09
[35 empty] | WLDFR | HFTD - Distribution - Tier 3 - 2QU CoRE ¦ 2QU LoRE | 2052 | 0.12277 | 0.0015623 | 0.46154 | 0 | 0.46154 | 0.0015623 | 0.46154 | 0 | 0.46154 | 0.056664 | 0.056664 | 0.0015623 | 0.00019181 | 0.46154 | 0.056664 | 0 | 0 | 0.46154 | 0.056664 | [22 empty] | WLDFR | HFTD - Distribution - Tier 2 - 1QU CoRE ¦ 4QU LoRE | Red Flag Warning - Small Fires | 2052 | 3.7356e-07 | 3.7356e-07 | 0.10007 | 0.04626 | 0.0020076 | 0.051804 | 0 | 0 | 0.00039324 | 3.7383e-08 | 0 | 3.7383e-08 | 3.7383e-08 | 0 | 3.7383e-08 | [22 empty] | 7.3.3.17.5 (Remote Grid) Updates to grid topology to minimize risk of ignition in HFTDs Remote GridWLDFRContact from objectAggregated | WLDFR | HFTD - Distribution - Tier 2 - 1QU CoRE ¦ 2QU LoRE | Non-Red Flag Warning - Catastrophic Fires | Contact from object | Aggregated | 2052 | 6.0786e-06 | 353.5334 | 0.002149 | 2052 | Mitigation | 0.95 | 45 | 0 | esc | 0.00097009 | 5.8967e-09 | 0.00097009 | 5.8967e-09
[35 empty] | WLDFR | HFTD - Distribution - Tier 3 - 2QU CoRE ¦ 2QU LoRE | 2053 | 0.11474 | 0.0015623 | 0.48416 | 0 | 0.48416 | 0.0015623 | 0.48416 | 0 | 0.48416 | 0.055553 | 0.055553 | 0.0015623 | 0.00017927 | 0.48416 | 0.055553 | 0 | 0 | 0.48416 | 0.055553 | [22 empty] | WLDFR | HFTD - Distribution - Tier 2 - 1QU CoRE ¦ 4QU LoRE | Red Flag Warning - Small Fires | 2053 | 3.7356e-07 | 3.7356e-07 | 0.10489 | 0.048274 | 0.002095 | 0.054525 | 0 | 0 | 0.00039324 | 3.9185e-08 | 0 | 3.9185e-08 | 3.9185e-08 | 0 | 3.9185e-08 | [22 empty] | 7.3.3.17.5 (Remote Grid) Updates to grid topology to minimize risk of ignition in HFTDs Remote GridWLDFRContact from objectAggregated | WLDFR | HFTD - Distribution - Tier 2 - 1QU CoRE ¦ 2QU LoRE | Non-Red Flag Warning - Catastrophic Fires | Contact from object | Aggregated | 2053 | 6.0786e-06 | 353.5334 | 0.002149 | 2053 | Mitigation | 0.95 | 45 | 0 | esc | 0.00097009 | 5.8967e-09 | 0.00097009 | 5.8967e-09
[35 empty] | WLDFR | HFTD - Distribution - Tier 3 - 2QU CoRE ¦ 2QU LoRE | 2054 | 0.10723 | 0.0015623 | 0.48416 | 0 | 0.48416 | 0.0015623 | 0.48416 | 0 | 0.48416 | 0.051919 | 0.051919 | 0.0015623 | 0.00016754 | 0.48416 | 0.051919 | 0 | 0 | 0.48416 | 0.051919 | [22 empty] | WLDFR | HFTD - Distribution - Tier 2 - 1QU CoRE ¦ 4QU LoRE | Red Flag Warning - Small Fires | 2054 | 3.7356e-07 | 3.7356e-07 | 0.10489 | 0.048274 | 0.002095 | 0.054525 | 0 | 0 | 0.00039324 | 3.9185e-08 | 0 | 3.9185e-08 | 3.9185e-08 | 0 | 3.9185e-08 | [22 empty] | 7.3.3.17.5 (Remote Grid) Updates to grid topology to minimize risk of ignition in HFTDs Remote GridWLDFRContact from objectAggregated | WLDFR | HFTD - Distribution - Tier 2 - 1QU CoRE ¦ 2QU LoRE | Non-Red Flag Warning - Catastrophic Fires | Contact from object | Aggregated | 2054 | 6.0786e-06 | 353.5334 | 0.002149 | 2054 | Mitigation | 0.95 | 45 | 0 | esc | 0.00097009 | 5.8967e-09 | 0.00097009 | 5.8967e-09
[35 empty] | WLDFR | HFTD - Distribution - Tier 3 - 2QU CoRE ¦ 2QU LoRE | 2055 | 0.10022 | 0.0015623 | 0.48416 | 0 | 0.48416 | 0.0015623 | 0.48416 | 0 | 0.48416 | 0.048522 | 0.048522 | 0.0015623 | 0.00015658 | 0.48416 | 0.048522 | 0 | 0 | 0.48416 | 0.048522 | [22 empty] | WLDFR | HFTD - Distribution - Tier 2 - 1QU CoRE ¦ 4QU LoRE | Red Flag Warning - Small Fires | 2055 | 3.7356e-07 | 3.7356e-07 | 0.10489 | 0.048274 | 0.002095 | 0.054525 | 0 | 0 | 0.00039324 | 3.9185e-08 | 0 | 3.9185e-08 | 3.9185e-08 | 0 | 3.9185e-08 | [22 empty] | 7.3.3.17.5 (Remote Grid) Updates to grid topology to minimize risk of ignition in HFTDs Remote GridWLDFRContact from objectAggregated | WLDFR | HFTD - Distribution - Tier 2 - 1QU CoRE ¦ 2QU LoRE | Non-Red Flag Warning - Catastrophic Fires | Contact from object | Aggregated | 2055 | 6.0786e-06 | 353.5334 | 0.002149 | 2055 | Mitigation | 0.95 | 45 | 0 | esc | 0.00097009 | 5.8967e-09 | 0.00097009 | 5.8967e-09
[35 empty] | WLDFR | HFTD - Distribution - Tier 3 - 2QU CoRE ¦ 2QU LoRE | 2056 | 0.093663 | 0.0015623 | 0.48416 | 0 | 0.48416 | 0.0015623 | 0.48416 | 0 | 0.48416 | 0.045348 | 0.045348 | 0.0015623 | 0.00014633 | 0.48416 | 0.045348 | 0 | 0 | 0.48416 | 0.045348 | [22 empty] | WLDFR | HFTD - Distribution - Tier 2 - 1QU CoRE ¦ 4QU LoRE | Red Flag Warning - Small Fires | 2056 | 3.7356e-07 | 3.7356e-07 | 0.10489 | 0.048274 | 0.002095 | 0.054525 | 0 | 0 | 0.00039324 | 3.9185e-08 | 0 | 3.9185e-08 | 3.9185e-08 | 0 | 3.9185e-08 | [22 empty] | 7.3.3.17.5 (Remote Grid) Updates to grid topology to minimize risk of ignition in HFTDs Remote GridWLDFRContact from objectAggregated | WLDFR | HFTD - Distribution - Tier 2 - 1QU CoRE ¦ 2QU LoRE | Non-Red Flag Warning - Catastrophic Fires | Contact from object | Aggregated | 2056 | 6.0786e-06 | 353.5334 | 0.002149 | 2056 | Mitigation | 0.95 | 45 | 0 | esc | 0.00097009 | 5.8967e-09 | 0.00097009 | 5.8967e-09
[35 empty] | WLDFR | HFTD - Distribution - Tier 3 - 2QU CoRE ¦ 2QU LoRE | 2057 | 0.087535 | 0.0015623 | 0.48416 | 0 | 0.48416 | 0.0015623 | 0.48416 | 0 | 0.48416 | 0.042381 | 0.042381 | 0.0015623 | 0.00013676 | 0.48416 | 0.042381 | 0 | 0 | 0.48416 | 0.042381 | [22 empty] | WLDFR | HFTD - Distribution - Tier 2 - 1QU CoRE ¦ 4QU LoRE | Red Flag Warning - Small Fires | 2057 | 3.7356e-07 | 3.7356e-07 | 0.10489 | 0.048274 | 0.002095 | 0.054525 | 0 | 0 | 0.00039324 | 3.9185e-08 | 0 | 3.9185e-08 | 3.9185e-08 | 0 | 3.9185e-08 | [22 empty] | 7.3.3.17.5 (Remote Grid) Updates to grid topology to minimize risk of ignition in HFTDs Remote GridWLDFRContact from objectAggregated | WLDFR | HFTD - Distribution - Tier 2 - 1QU CoRE ¦ 2QU LoRE | Non-Red Flag Warning - Catastrophic Fires | Contact from object | Aggregated | 2057 | 6.0786e-06 | 353.5334 | 0.002149 | 2057 | Mitigation | 0.95 | 45 | 0 | esc | 0.00097009 | 5.8967e-09 | 0.00097009 | 5.8967e-09
[35 empty] | WLDFR | HFTD - Distribution - Tier 3 - 2QU CoRE ¦ 2QU LoRE | 2058 | 0.081809 | 0.0015623 | 0.50724 | 0 | 0.50724 | 0.0015623 | 0.50724 | 0 | 0.50724 | 0.041497 | 0.041497 | 0.0015623 | 0.00012781 | 0.50724 | 0.041497 | 0 | 0 | 0.50724 | 0.041497 | [22 empty] | WLDFR | HFTD - Distribution - Tier 2 - 1QU CoRE ¦ 4QU LoRE | Red Flag Warning - Small Fires | 2058 | 3.7356e-07 | 3.7356e-07 | 0.1099 | 0.050325 | 0.0021839 | 0.057393 | 0 | 0 | 0.00039324 | 4.1055e-08 | 0 | 4.1055e-08 | 4.1055e-08 | 0 | 4.1055e-08 | [22 empty] | 7.3.3.17.5 (Remote Grid) Updates to grid topology to minimize risk of ignition in HFTDs Remote GridWLDFRContact from objectAggregated | WLDFR | HFTD - Distribution - Tier 2 - 1QU CoRE ¦ 2QU LoRE | Non-Red Flag Warning - Catastrophic Fires | Contact from object | Aggregated | 2058 | 6.0786e-06 | 353.5334 | 0.002149 | 2058 | Mitigation | 0.95 | 45 | 0 | esc | 0.00097009 | 5.8967e-09 | 0.00097009 | 5.8967e-09
[35 empty] | WLDFR | HFTD - Distribution - Tier 3 - 2QU CoRE ¦ 2QU LoRE | 2059 | 0.076457 | 0.0015623 | 0.50724 | 0 | 0.50724 | 0.0015623 | 0.50724 | 0 | 0.50724 | 0.038782 | 0.038782 | 0.0015623 | 0.00011945 | 0.50724 | 0.038782 | 0 | 0 | 0.50724 | 0.038782 | [22 empty] | WLDFR | HFTD - Distribution - Tier 2 - 1QU CoRE ¦ 4QU LoRE | Red Flag Warning - Small Fires | 2059 | 3.7356e-07 | 3.7356e-07 | 0.1099 | 0.050325 | 0.0021839 | 0.057393 | 0 | 0 | 0.00039324 | 4.1055e-08 | 0 | 4.1055e-08 | 4.1055e-08 | 0 | 4.1055e-08 | [22 empty] | 7.3.3.17.5 (Remote Grid) Updates to grid topology to minimize risk of ignition in HFTDs Remote GridWLDFRContact from objectAggregated | WLDFR | HFTD - Distribution - Tier 2 - 1QU CoRE ¦ 2QU LoRE | Non-Red Flag Warning - Catastrophic Fires | Contact from object | Aggregated | 2059 | 6.0786e-06 | 353.5334 | 0.002149 | 2059 | Mitigation | 0.95 | 45 | 0 | esc | 0.00097009 | 5.8967e-09 | 0.00097009 | 5.8967e-09
[35 empty] | WLDFR | HFTD - Distribution - Tier 3 - 2QU CoRE ¦ 2QU LoRE | 2060 | 0.071455 | 0.0015623 | 0.50724 | 0 | 0.50724 | 0.0015623 | 0.50724 | 0 | 0.50724 | 0.036245 | 0.036245 | 0.0015623 | 0.00011164 | 0.50724 | 0.036245 | 0 | 0 | 0.50724 | 0.036245 | [22 empty] | WLDFR | HFTD - Distribution - Tier 2 - 1QU CoRE ¦ 4QU LoRE | Red Flag Warning - Small Fires | 2060 | 3.7356e-07 | 3.7356e-07 | 0.1099 | 0.050325 | 0.0021839 | 0.057393 | 0 | 0 | 0.00039324 | 4.1055e-08 | 0 | 4.1055e-08 | 4.1055e-08 | 0 | 4.1055e-08 | [22 empty] | 7.3.3.17.5 (Remote Grid) Updates to grid topology to minimize risk of ignition in HFTDs Remote GridWLDFRContact from objectAggregated | WLDFR | HFTD - Distribution - Tier 2 - 1QU CoRE ¦ 2QU LoRE | Non-Red Flag Warning - Catastrophic Fires | Contact from object | Aggregated | 2060 | 6.0786e-06 | 353.5334 | 0.002149 | 2060 | Mitigation | 0.95 | 45 | 0 | esc | 0.00097009 | 5.8967e-09 | 0.00097009 | 5.8967e-09
[35 empty] | WLDFR | HFTD - Distribution - Tier 3 - 2QU CoRE ¦ 2QU LoRE | 2061 | 0.06678 | 0.0015623 | 0.50724 | 0 | 0.50724 | 0.0015623 | 0.50724 | 0 | 0.50724 | 0.033874 | 0.033874 | 0.0015623 | 0.00010433 | 0.50724 | 0.033874 | 0 | 0 | 0.50724 | 0.033874 | [22 empty] | WLDFR | HFTD - Distribution - Tier 2 - 1QU CoRE ¦ 4QU LoRE | Red Flag Warning - Small Fires | 2061 | 3.7356e-07 | 3.7356e-07 | 0.1099 | 0.050325 | 0.0021839 | 0.057393 | 0 | 0 | 0.00039324 | 4.1055e-08 | 0 | 4.1055e-08 | 4.1055e-08 | 0 | 4.1055e-08 | [22 empty] | 7.3.3.17.5 (Remote Grid) Updates to grid topology to minimize risk of ignition in HFTDs Remote GridWLDFRContact from objectAggregated | WLDFR | HFTD - Distribution - Tier 2 - 1QU CoRE ¦ 2QU LoRE | Non-Red Flag Warning - Catastrophic Fires | Contact from object | Aggregated | 2061 | 6.0786e-06 | 353.5334 | 0.002149 | 2061 | Mitigation | 0.95 | 45 | 0 | esc | 0.00097009 | 5.8967e-09 | 0.00097009 | 5.8967e-09
[35 empty] | WLDFR | HFTD - Distribution - Tier 3 - 2QU CoRE ¦ 2QU LoRE | 2062 | 0.062412 | 0.0015623 | 0.50724 | 0 | 0.50724 | 0.0015623 | 0.50724 | 0 | 0.50724 | 0.031658 | 0.031658 | 0.0015623 | 9.7509e-05 | 0.50724 | 0.031658 | 0 | 0 | 0.50724 | 0.031658 | [22 empty] | WLDFR | HFTD - Distribution - Tier 2 - 1QU CoRE ¦ 4QU LoRE | Red Flag Warning - Small Fires | 2062 | 3.7356e-07 | 3.7356e-07 | 0.1099 | 0.050325 | 0.0021839 | 0.057393 | 0 | 0 | 0.00039324 | 4.1055e-08 | 0 | 4.1055e-08 | 4.1055e-08 | 0 | 4.1055e-08 | [22 empty] | 7.3.3.17.5 (Remote Grid) Updates to grid topology to minimize risk of ignition in HFTDs Remote GridWLDFRContact from objectAggregated | WLDFR | HFTD - Distribution - Tier 2 - 1QU CoRE ¦ 2QU LoRE | Non-Red Flag Warning - Catastrophic Fires | Contact from object | Aggregated | 2062 | 6.0786e-06 | 353.5334 | 0.002149 | 2062 | Mitigation | 0.95 | 45 | 0 | esc | 0.00097009 | 5.8967e-09 | 0.00097009 | 5.8967e-09
[35 empty] | WLDFR | HFTD - Distribution - Tier 3 - 2QU CoRE ¦ 2QU LoRE | 2063 | 0.058329 | 0.0015623 | 0.5305 | 0 | 0.5305 | 0.0015623 | 0.5305 | 0 | 0.5305 | 0.030943 | 0.030943 | 0.0015623 | 9.113e-05 | 0.5305 | 0.030943 | 0 | 0 | 0.5305 | 0.030943 | [22 empty] | WLDFR | HFTD - Distribution - Tier 2 - 1QU CoRE ¦ 4QU LoRE | Red Flag Warning - Small Fires | 2063 | 3.7356e-07 | 3.7356e-07 | 0.11504 | 0.052388 | 0.0022734 | 0.060377 | 0 | 0 | 0.00039324 | 4.2974e-08 | 0 | 4.2974e-08 | 4.2974e-08 | 0 | 4.2974e-08 | [22 empty] | 7.3.3.17.5 (Remote Grid) Updates to grid topology to minimize risk of ignition in HFTDs Remote GridWLDFRContact from objectAggregated | WLDFR | HFTD - Distribution - Tier 2 - 1QU CoRE ¦ 2QU LoRE | Non-Red Flag Warning - Catastrophic Fires | Contact from object | Aggregated | 2063 | 6.0786e-06 | 353.5334 | 0.002149 | 2063 | Mitigation | 0.95 | 45 | 0 | esc | 0.00097009 | 5.8967e-09 | 0.00097009 | 5.8967e-09
[35 empty] | WLDFR | HFTD - Distribution - Tier 3 - 2QU CoRE ¦ 2QU LoRE | 2064 | 0.054513 | 0.0015623 | 0.5305 | 0 | 0.5305 | 0.0015623 | 0.5305 | 0 | 0.5305 | 0.028919 | 0.028919 | 0.0015623 | 8.5168e-05 | 0.5305 | 0.028919 | 0 | 0 | 0.5305 | 0.028919 | [22 empty] | WLDFR | HFTD - Distribution - Tier 2 - 1QU CoRE ¦ 4QU LoRE | Red Flag Warning - Small Fires | 2064 | 3.7356e-07 | 3.7356e-07 | 0.11504 | 0.052388 | 0.0022734 | 0.060377 | 0 | 0 | 0.00039324 | 4.2974e-08 | 0 | 4.2974e-08 | 4.2974e-08 | 0 | 4.2974e-08 | [22 empty] | 7.3.3.17.5 (Remote Grid) Updates to grid topology to minimize risk of ignition in HFTDs Remote GridWLDFRContact from objectAggregated | WLDFR | HFTD - Distribution - Tier 2 - 1QU CoRE ¦ 2QU LoRE | Non-Red Flag Warning - Catastrophic Fires | Contact from object | Aggregated | 2064 | 6.0786e-06 | 353.5334 | 0.002149 | 2064 | Mitigation | 0.95 | 45 | 0 | esc | 0.00097009 | 5.8967e-09 | 0.00097009 | 5.8967e-09
[35 empty] | WLDFR | HFTD - Distribution - Tier 3 - 2QU CoRE ¦ 2QU LoRE | 2065 | 0.050946 | 0.0015623 | 0.5305 | 0 | 0.5305 | 0.0015623 | 0.5305 | 0 | 0.5305 | 0.027027 | 0.027027 | 0.0015623 | 7.9596e-05 | 0.5305 | 0.027027 | 0 | 0 | 0.5305 | 0.027027 | [22 empty] | WLDFR | HFTD - Distribution - Tier 2 - 1QU CoRE ¦ 4QU LoRE | Red Flag Warning - Small Fires | 2065 | 3.7356e-07 | 3.7356e-07 | 0.11504 | 0.052388 | 0.0022734 | 0.060377 | 0 | 0 | 0.00039324 | 4.2974e-08 | 0 | 4.2974e-08 | 4.2974e-08 | 0 | 4.2974e-08 | [22 empty] | 7.3.3.17.5 (Remote Grid) Updates to grid topology to minimize risk of ignition in HFTDs Remote GridWLDFRContact from objectAggregated | WLDFR | HFTD - Distribution - Tier 2 - 1QU CoRE ¦ 2QU LoRE | Non-Red Flag Warning - Catastrophic Fires | Contact from object | Aggregated | 2065 | 6.0786e-06 | 353.5334 | 0.002149 | 2065 | Mitigation | 0.95 | 45 | 0 | esc | 0.00097009 | 5.8967e-09 | 0.00097009 | 5.8967e-09
[35 empty] | WLDFR | HFTD - Distribution - Tier 3 - 2QU CoRE ¦ 2QU LoRE | 2066 | 0.047613 | 0.0015623 | 0.5305 | 0 | 0.5305 | 0.0015623 | 0.5305 | 0 | 0.5305 | 0.025259 | 0.025259 | 0.0015623 | 7.4389e-05 | 0.5305 | 0.025259 | 0 | 0 | 0.5305 | 0.025259 | [22 empty] | WLDFR | HFTD - Distribution - Tier 2 - 1QU CoRE ¦ 4QU LoRE | Red Flag Warning - Small Fires | 2066 | 3.7356e-07 | 3.7356e-07 | 0.11504 | 0.052388 | 0.0022734 | 0.060377 | 0 | 0 | 0.00039324 | 4.2974e-08 | 0 | 4.2974e-08 | 4.2974e-08 | 0 | 4.2974e-08 | [22 empty] | 7.3.3.17.5 (Remote Grid) Updates to grid topology to minimize risk of ignition in HFTDs Remote GridWLDFRContact from objectAggregated | WLDFR | HFTD - Distribution - Tier 2 - 1QU CoRE ¦ 2QU LoRE | Non-Red Flag Warning - Catastrophic Fires | Contact from object | Aggregated | 2066 | 6.0786e-06 | 353.5334 | 0.002149 | 2066 | Mitigation | 0.95 | 45 | 0 | esc | 0.00097009 | 5.8967e-09 | 0.00097009 | 5.8967e-09
[35 empty] | WLDFR | HFTD - Distribution - Tier 3 - 2QU CoRE ¦ 2QU LoRE | 2067 | 0.044499 | 0 | 0 | 0 | 0 | 0.0015623 | 0.5305 | 0 | 0.5305 | 0 | 0.023606 | 0 | 0 | 0 | 0 | 0 | 0 | 0 | 0 | [22 empty] | WLDFR | HFTD - Distribution - Tier 2 - 1QU CoRE ¦ 4QU LoRE | Red Flag Warning - Small Fires | 2067 | 0 | 3.7356e-07 | 0.11504 | 0.052388 | 0.0022734 | 0.060377 | 0 | 0 | 0.00039324 | 0 | 0 | 0 | 4.2974e-08 | 0 | 4.2974e-08 | [22 empty] | 7.3.3.17.5 (Remote Grid) Updates to grid topology to minimize risk of ignition in HFTDs Remote GridWLDFRContact from objectAggregated | WLDFR | HFTD - Distribution - Tier 2 - 1QU CoRE ¦ 2QU LoRE | Non-Red Flag Warning - Catastrophic Fires | Contact from object | Aggregated | 2067 | 6.0786e-06 | 353.5334 | 0.002149 | 2067 | Mitigation | 0.95 | 45 | 0 | esc | 0 | 0 | 0.00097009 | 5.8967e-09
[35 empty] | WLDFR | HFTD - Distribution - Tier 3 - 2QU CoRE ¦ 3QU LoRE | 2022 | 0.93458 | 0.0013008 | 0.2937 | 0 | 0.2937 | 0 | 0 | 0 | 0 | 0.27448 | 0 | 0.0013008 | 0.0012157 | 0.2937 | 0.27448 | 0 | 0 | 0.2937 | 0.27448 | [22 empty] | WLDFR | HFTD - Distribution - Tier 2 - 1QU CoRE ¦ 5QU LoRE | Non-Red Flag Warning - Catastrophic Fires | 2022 | 4.7663e-09 | 0 | 14146.1306 | 222.2294 | 8585.7228 | 5338.1784 | 0 | 0 | 5.968e-06 | 6.7425e-05 | 0 | 6.7425e-05 | 0 | 0 | 0 | [22 empty] | 7.3.3.17.5 (Remote Grid) Updates to grid topology to minimize risk of ignition in HFTDs Remote GridWLDFRContaminationAggregated | WLDFR | HFTD - Distribution - Tier 2 - 1QU CoRE ¦ 2QU LoRE | Non-Red Flag Warning - Catastrophic Fires | Contamination | Aggregated | 2022 | 9.3295e-08 | 353.5334 | 3.2983e-05 | 2022 | Mitigation | 0.95 | 45 | 0 | esc | 0.00097009 | 9.0504e-11 | 0 | 0
[35 empty] | WLDFR | HFTD - Distribution - Tier 3 - 2QU CoRE ¦ 3QU LoRE | 2023 | 0.87344 | 0.0013008 | 0.30446 | 0 | 0.30446 | 0.0013008 | 0.30446 | 0 | 0.30446 | 0.26593 | 0.26593 | 0.0013008 | 0.0011362 | 0.30446 | 0.26593 | 0 | 0 | 0.30446 | 0.26593 | [22 empty] | WLDFR | HFTD - Distribution - Tier 2 - 1QU CoRE ¦ 5QU LoRE | Non-Red Flag Warning - Catastrophic Fires | 2023 | 4.7663e-09 | 4.7663e-09 | 14664.6376 | 233.2301 | 8896.516 | 5534.8915 | 0 | 0 | 5.968e-06 | 6.9896e-05 | 0 | 6.9896e-05 | 6.9896e-05 | 0 | 6.9896e-05 | [22 empty] | 7.3.3.17.5 (Remote Grid) Updates to grid topology to minimize risk of ignition in HFTDs Remote GridWLDFRContaminationAggregated | WLDFR | HFTD - Distribution - Tier 2 - 1QU CoRE ¦ 2QU LoRE | Non-Red Flag Warning - Catastrophic Fires | Contamination | Aggregated | 2023 | 9.3295e-08 | 353.5334 | 3.2983e-05 | 2023 | Mitigation | 0.95 | 45 | 0 | esc | 0.00097009 | 9.0504e-11 | 0.00097009 | 9.0504e-11
[35 empty] | WLDFR | HFTD - Distribution - Tier 3 - 2QU CoRE ¦ 3QU LoRE | 2024 | 0.8163 | 0.0013008 | 0.30446 | 0 | 0.30446 | 0.0013008 | 0.30446 | 0 | 0.30446 | 0.24853 | 0.24853 | 0.0013008 | 0.0010619 | 0.30446 | 0.24853 | 0 | 0 | 0.30446 | 0.24853 | [22 empty] | WLDFR | HFTD - Distribution - Tier 2 - 1QU CoRE ¦ 5QU LoRE | Non-Red Flag Warning - Catastrophic Fires | 2024 | 4.7663e-09 | 4.7663e-09 | 14664.6376 | 233.2301 | 8896.516 | 5534.8915 | 0 | 0 | 5.968e-06 | 6.9896e-05 | 0 | 6.9896e-05 | 6.9896e-05 | 0 | 6.9896e-05 | [22 empty] | 7.3.3.17.5 (Remote Grid) Updates to grid topology to minimize risk of ignition in HFTDs Remote GridWLDFRContaminationAggregated | WLDFR | HFTD - Distribution - Tier 2 - 1QU CoRE ¦ 2QU LoRE | Non-Red Flag Warning - Catastrophic Fires | Contamination | Aggregated | 2024 | 9.3295e-08 | 353.5334 | 3.2983e-05 | 2024 | Mitigation | 0.95 | 45 | 0 | esc | 0.00097009 | 9.0504e-11 | 0.00097009 | 9.0504e-11
[35 empty] | WLDFR | HFTD - Distribution - Tier 3 - 2QU CoRE ¦ 3QU LoRE | 2025 | 0.7629 | 0.0013008 | 0.30446 | 0 | 0.30446 | 0.0013008 | 0.30446 | 0 | 0.30446 | 0.23227 | 0.23227 | 0.0013008 | 0.00099241 | 0.30446 | 0.23227 | 0 | 0 | 0.30446 | 0.23227 | [22 empty] | WLDFR | HFTD - Distribution - Tier 2 - 1QU CoRE ¦ 5QU LoRE | Non-Red Flag Warning - Catastrophic Fires | 2025 | 4.7663e-09 | 4.7663e-09 | 14664.6376 | 233.2301 | 8896.516 | 5534.8915 | 0 | 0 | 5.968e-06 | 6.9896e-05 | 0 | 6.9896e-05 | 6.9896e-05 | 0 | 6.9896e-05 | [22 empty] | 7.3.3.17.5 (Remote Grid) Updates to grid topology to minimize risk of ignition in HFTDs Remote GridWLDFRContaminationAggregated | WLDFR | HFTD - Distribution - Tier 2 - 1QU CoRE ¦ 2QU LoRE | Non-Red Flag Warning - Catastrophic Fires | Contamination | Aggregated | 2025 | 9.3295e-08 | 353.5334 | 3.2983e-05 | 2025 | Mitigation | 0.95 | 45 | 0 | esc | 0.00097009 | 9.0504e-11 | 0.00097009 | 9.0504e-11
[35 empty] | WLDFR | HFTD - Distribution - Tier 3 - 2QU CoRE ¦ 3QU LoRE | 2026 | 0.71299 | 0.0013008 | 0.30446 | 0 | 0.30446 | 0.0013008 | 0.30446 | 0 | 0.30446 | 0.21708 | 0.21708 | 0.0013008 | 0.00092749 | 0.30446 | 0.21708 | 0 | 0 | 0.30446 | 0.21708 | [22 empty] | WLDFR | HFTD - Distribution - Tier 2 - 1QU CoRE ¦ 5QU LoRE | Non-Red Flag Warning - Catastrophic Fires | 2026 | 4.7663e-09 | 4.7663e-09 | 14664.6376 | 233.2301 | 8896.516 | 5534.8915 | 0 | 0 | 5.968e-06 | 6.9896e-05 | 0 | 6.9896e-05 | 6.9896e-05 | 0 | 6.9896e-05 | [22 empty] | 7.3.3.17.5 (Remote Grid) Updates to grid topology to minimize risk of ignition in HFTDs Remote GridWLDFRContaminationAggregated | WLDFR | HFTD - Distribution - Tier 2 - 1QU CoRE ¦ 2QU LoRE | Non-Red Flag Warning - Catastrophic Fires | Contamination | Aggregated | 2026 | 9.3295e-08 | 353.5334 | 3.2983e-05 | 2026 | Mitigation | 0.95 | 45 | 0 | esc | 0.00097009 | 9.0504e-11 | 0.00097009 | 9.0504e-11
[35 empty] | WLDFR | HFTD - Distribution - Tier 3 - 2QU CoRE ¦ 3QU LoRE | 2027 | 0.66634 | 0.0013008 | 0.30446 | 0 | 0.30446 | 0.0013008 | 0.30446 | 0 | 0.30446 | 0.20288 | 0.20288 | 0.0013008 | 0.00086681 | 0.30446 | 0.20288 | 0 | 0 | 0.30446 | 0.20288 | [22 empty] | WLDFR | HFTD - Distribution - Tier 2 - 1QU CoRE ¦ 5QU LoRE | Non-Red Flag Warning - Catastrophic Fires | 2027 | 4.7663e-09 | 4.7663e-09 | 14664.6376 | 233.2301 | 8896.516 | 5534.8915 | 0 | 0 | 5.968e-06 | 6.9896e-05 | 0 | 6.9896e-05 | 6.9896e-05 | 0 | 6.9896e-05 | [22 empty] | 7.3.3.17.5 (Remote Grid) Updates to grid topology to minimize risk of ignition in HFTDs Remote GridWLDFRContaminationAggregated | WLDFR | HFTD - Distribution - Tier 2 - 1QU CoRE ¦ 2QU LoRE | Non-Red Flag Warning - Catastrophic Fires | Contamination | Aggregated | 2027 | 9.3295e-08 | 353.5334 | 3.2983e-05 | 2027 | Mitigation | 0.95 | 45 | 0 | esc | 0.00097009 | 9.0504e-11 | 0.00097009 | 9.0504e-11
[35 empty] | WLDFR | HFTD - Distribution - Tier 3 - 2QU CoRE ¦ 3QU LoRE | 2028 | 0.62275 | 0.0013008 | 0.31802 | 0 | 0.31802 | 0.0013008 | 0.31802 | 0 | 0.31802 | 0.19805 | 0.19805 | 0.0013008 | 0.0008101 | 0.31802 | 0.19805 | 0 | 0 | 0.31802 | 0.19805 | [22 empty] | WLDFR | HFTD - Distribution - Tier 2 - 1QU CoRE ¦ 5QU LoRE | Non-Red Flag Warning - Catastrophic Fires | 2028 | 4.7663e-09 | 4.7663e-09 | 15317.9909 | 247.273 | 9287.6491 | 5783.0689 | 0 | 0 | 5.968e-06 | 7.301e-05 | 0 | 7.301e-05 | 7.301e-05 | 0 | 7.301e-05 | [22 empty] | 7.3.3.17.5 (Remote Grid) Updates to grid topology to minimize risk of ignition in HFTDs Remote GridWLDFRContaminationAggregated | WLDFR | HFTD - Distribution - Tier 2 - 1QU CoRE ¦ 2QU LoRE | Non-Red Flag Warning - Catastrophic Fires | Contamination | Aggregated | 2028 | 9.3295e-08 | 353.5334 | 3.2983e-05 | 2028 | Mitigation | 0.95 | 45 | 0 | esc | 0.00097009 | 9.0504e-11 | 0.00097009 | 9.0504e-11
[35 empty] | WLDFR | HFTD - Distribution - Tier 3 - 2QU CoRE ¦ 3QU LoRE | 2029 | 0.58201 | 0.0013008 | 0.31802 | 0 | 0.31802 | 0.0013008 | 0.31802 | 0 | 0.31802 | 0.18509 | 0.18509 | 0.0013008 | 0.0007571 | 0.31802 | 0.18509 | 0 | 0 | 0.31802 | 0.18509 | [22 empty] | WLDFR | HFTD - Distribution - Tier 2 - 1QU CoRE ¦ 5QU LoRE | Non-Red Flag Warning - Catastrophic Fires | 2029 | 4.7663e-09 | 4.7663e-09 | 15317.9909 | 247.273 | 9287.6491 | 5783.0689 | 0 | 0 | 5.968e-06 | 7.301e-05 | 0 | 7.301e-05 | 7.301e-05 | 0 | 7.301e-05 | [22 empty] | 7.3.3.17.5 (Remote Grid) Updates to grid topology to minimize risk of ignition in HFTDs Remote GridWLDFRContaminationAggregated | WLDFR | HFTD - Distribution - Tier 2 - 1QU CoRE ¦ 2QU LoRE | Non-Red Flag Warning - Catastrophic Fires | Contamination | Aggregated | 2029 | 9.3295e-08 | 353.5334 | 3.2983e-05 | 2029 | Mitigation | 0.95 | 45 | 0 | esc | 0.00097009 | 9.0504e-11 | 0.00097009 | 9.0504e-11
[35 empty] | WLDFR | HFTD - Distribution - Tier 3 - 2QU CoRE ¦ 3QU LoRE | 2030 | 0.54393 | 0.0013008 | 0.31802 | 0 | 0.31802 | 0.0013008 | 0.31802 | 0 | 0.31802 | 0.17298 | 0.17298 | 0.0013008 | 0.00070757 | 0.31802 | 0.17298 | 0 | 0 | 0.31802 | 0.17298 | [22 empty] | WLDFR | HFTD - Distribution - Tier 2 - 1QU CoRE ¦ 5QU LoRE | Non-Red Flag Warning - Catastrophic Fires | 2030 | 4.7663e-09 | 4.7663e-09 | 15317.9909 | 247.273 | 9287.6491 | 5783.0689 | 0 | 0 | 5.968e-06 | 7.301e-05 | 0 | 7.301e-05 | 7.301e-05 | 0 | 7.301e-05 | [22 empty] | 7.3.3.17.5 (Remote Grid) Updates to grid topology to minimize risk of ignition in HFTDs Remote GridWLDFRContaminationAggregated | WLDFR | HFTD - Distribution - Tier 2 - 1QU CoRE ¦ 2QU LoRE | Non-Red Flag Warning - Catastrophic Fires | Contamination | Aggregated | 2030 | 9.3295e-08 | 353.5334 | 3.2983e-05 | 2030 | Mitigation | 0.95 | 45 | 0 | esc | 0.00097009 | 9.0504e-11 | 0.00097009 | 9.0504e-11
[35 empty] | WLDFR | HFTD - Distribution - Tier 3 - 2QU CoRE ¦ 3QU LoRE | 2031 | 0.50835 | 0.0013008 | 0.31802 | 0 | 0.31802 | 0.0013008 | 0.31802 | 0 | 0.31802 | 0.16167 | 0.16167 | 0.0013008 | 0.00066128 | 0.31802 | 0.16167 | 0 | 0 | 0.31802 | 0.16167 | [22 empty] | WLDFR | HFTD - Distribution - Tier 2 - 1QU CoRE ¦ 5QU LoRE | Non-Red Flag Warning - Catastrophic Fires | 2031 | 4.7663e-09 | 4.7663e-09 | 15317.9909 | 247.273 | 9287.6491 | 5783.0689 | 0 | 0 | 5.968e-06 | 7.301e-05 | 0 | 7.301e-05 | 7.301e-05 | 0 | 7.301e-05 | [22 empty] | 7.3.3.17.5 (Remote Grid) Updates to grid topology to minimize risk of ignition in HFTDs Remote GridWLDFRContaminationAggregated | WLDFR | HFTD - Distribution - Tier 2 - 1QU CoRE ¦ 2QU LoRE | Non-Red Flag Warning - Catastrophic Fires | Contamination | Aggregated | 2031 | 9.3295e-08 | 353.5334 | 3.2983e-05 | 2031 | Mitigation | 0.95 | 45 | 0 | esc | 0.00097009 | 9.0504e-11 | 0.00097009 | 9.0504e-11
[35 empty] | WLDFR | HFTD - Distribution - Tier 3 - 2QU CoRE ¦ 3QU LoRE | 2032 | 0.47509 | 0.0013008 | 0.31802 | 0 | 0.31802 | 0.0013008 | 0.31802 | 0 | 0.31802 | 0.15109 | 0.15109 | 0.0013008 | 0.00061802 | 0.31802 | 0.15109 | 0 | 0 | 0.31802 | 0.15109 | [22 empty] | WLDFR | HFTD - Distribution - Tier 2 - 1QU CoRE ¦ 5QU LoRE | Non-Red Flag Warning - Catastrophic Fires | 2032 | 4.7663e-09 | 4.7663e-09 | 15317.9909 | 247.273 | 9287.6491 | 5783.0689 | 0 | 0 | 5.968e-06 | 7.301e-05 | 0 | 7.301e-05 | 7.301e-05 | 0 | 7.301e-05 | [22 empty] | 7.3.3.17.5 (Remote Grid) Updates to grid topology to minimize risk of ignition in HFTDs Remote GridWLDFRContaminationAggregated | WLDFR | HFTD - Distribution - Tier 2 - 1QU CoRE ¦ 2QU LoRE | Non-Red Flag Warning - Catastrophic Fires | Contamination | Aggregated | 2032 | 9.3295e-08 | 353.5334 | 3.2983e-05 | 2032 | Mitigation | 0.95 | 45 | 0 | esc | 0.00097009 | 9.0504e-11 | 0.00097009 | 9.0504e-11
[35 empty] | WLDFR | HFTD - Distribution - Tier 3 - 2QU CoRE ¦ 3QU LoRE | 2033 | 0.44401 | 0.0013008 | 0.33309 | 0 | 0.33309 | 0.0013008 | 0.33309 | 0 | 0.33309 | 0.1479 | 0.1479 | 0.0013008 | 0.00057759 | 0.33309 | 0.1479 | 0 | 0 | 0.33309 | 0.1479 | [22 empty] | WLDFR | HFTD - Distribution - Tier 2 - 1QU CoRE ¦ 5QU LoRE | Non-Red Flag Warning - Catastrophic Fires | 2033 | 4.7663e-09 | 4.7663e-09 | 16044.1264 | 263.1074 | 9721.74 | 6059.2791 | 0 | 0 | 5.968e-06 | 7.6471e-05 | 0 | 7.6471e-05 | 7.6471e-05 | 0 | 7.6471e-05 | [22 empty] | 7.3.3.17.5 (Remote Grid) Updates to grid topology to minimize risk of ignition in HFTDs Remote GridWLDFRContaminationAggregated | WLDFR | HFTD - Distribution - Tier 2 - 1QU CoRE ¦ 2QU LoRE | Non-Red Flag Warning - Catastrophic Fires | Contamination | Aggregated | 2033 | 9.3295e-08 | 353.5334 | 3.2983e-05 | 2033 | Mitigation | 0.95 | 45 | 0 | esc | 0.00097009 | 9.0504e-11 | 0.00097009 | 9.0504e-11
[35 empty] | WLDFR | HFTD - Distribution - Tier 3 - 2QU CoRE ¦ 3QU LoRE | 2034 | 0.41496 | 0.0013008 | 0.33309 | 0 | 0.33309 | 0.0013008 | 0.33309 | 0 | 0.33309 | 0.13822 | 0.13822 | 0.0013008 | 0.00053981 | 0.33309 | 0.13822 | 0 | 0 | 0.33309 | 0.13822 | [22 empty] | WLDFR | HFTD - Distribution - Tier 2 - 1QU CoRE ¦ 5QU LoRE | Non-Red Flag Warning - Catastrophic Fires | 2034 | 4.7663e-09 | 4.7663e-09 | 16044.1264 | 263.1074 | 9721.74 | 6059.2791 | 0 | 0 | 5.968e-06 | 7.6471e-05 | 0 | 7.6471e-05 | 7.6471e-05 | 0 | 7.6471e-05 | [22 empty] | 7.3.3.17.5 (Remote Grid) Updates to grid topology to minimize risk of ignition in HFTDs Remote GridWLDFRContaminationAggregated | WLDFR | HFTD - Distribution - Tier 2 - 1QU CoRE ¦ 2QU LoRE | Non-Red Flag Warning - Catastrophic Fires | Contamination | Aggregated | 2034 | 9.3295e-08 | 353.5334 | 3.2983e-05 | 2034 | Mitigation | 0.95 | 45 | 0 | esc | 0.00097009 | 9.0504e-11 | 0.00097009 | 9.0504e-11
[35 empty] | WLDFR | HFTD - Distribution - Tier 3 - 2QU CoRE ¦ 3QU LoRE | 2035 | 0.38782 | 0.0013008 | 0.33309 | 0 | 0.33309 | 0.0013008 | 0.33309 | 0 | 0.33309 | 0.12918 | 0.12918 | 0.0013008 | 0.00050449 | 0.33309 | 0.12918 | 0 | 0 | 0.33309 | 0.12918 | [22 empty] | WLDFR | HFTD - Distribution - Tier 2 - 1QU CoRE ¦ 5QU LoRE | Non-Red Flag Warning - Catastrophic Fires | 2035 | 4.7663e-09 | 4.7663e-09 | 16044.1264 | 263.1074 | 9721.74 | 6059.2791 | 0 | 0 | 5.968e-06 | 7.6471e-05 | 0 | 7.6471e-05 | 7.6471e-05 | 0 | 7.6471e-05 | [22 empty] | 7.3.3.17.5 (Remote Grid) Updates to grid topology to minimize risk of ignition in HFTDs Remote GridWLDFRContaminationAggregated | WLDFR | HFTD - Distribution - Tier 2 - 1QU CoRE ¦ 2QU LoRE | Non-Red Flag Warning - Catastrophic Fires | Contamination | Aggregated | 2035 | 9.3295e-08 | 353.5334 | 3.2983e-05 | 2035 | Mitigation | 0.95 | 45 | 0 | esc | 0.00097009 | 9.0504e-11 | 0.00097009 | 9.0504e-11
[35 empty] | WLDFR | HFTD - Distribution - Tier 3 - 2QU CoRE ¦ 3QU LoRE | 2036 | 0.36245 | 0.0013008 | 0.33309 | 0 | 0.33309 | 0.0013008 | 0.33309 | 0 | 0.33309 | 0.12073 | 0.12073 | 0.0013008 | 0.00047149 | 0.33309 | 0.12073 | 0 | 0 | 0.33309 | 0.12073 | [22 empty] | WLDFR | HFTD - Distribution - Tier 2 - 1QU CoRE ¦ 5QU LoRE | Non-Red Flag Warning - Catastrophic Fires | 2036 | 4.7663e-09 | 4.7663e-09 | 16044.1264 | 263.1074 | 9721.74 | 6059.2791 | 0 | 0 | 5.968e-06 | 7.6471e-05 | 0 | 7.6471e-05 | 7.6471e-05 | 0 | 7.6471e-05 | [22 empty] | 7.3.3.17.5 (Remote Grid) Updates to grid topology to minimize risk of ignition in HFTDs Remote GridWLDFRContaminationAggregated | WLDFR | HFTD - Distribution - Tier 2 - 1QU CoRE ¦ 2QU LoRE | Non-Red Flag Warning - Catastrophic Fires | Contamination | Aggregated | 2036 | 9.3295e-08 | 353.5334 | 3.2983e-05 | 2036 | Mitigation | 0.95 | 45 | 0 | esc | 0.00097009 | 9.0504e-11 | 0.00097009 | 9.0504e-11
[35 empty] | WLDFR | HFTD - Distribution - Tier 3 - 2QU CoRE ¦ 3QU LoRE | 2037 | 0.33873 | 0.0013008 | 0.33309 | 0 | 0.33309 | 0.0013008 | 0.33309 | 0 | 0.33309 | 0.11283 | 0.11283 | 0.0013008 | 0.00044064 | 0.33309 | 0.11283 | 0 | 0 | 0.33309 | 0.11283 | [22 empty] | WLDFR | HFTD - Distribution - Tier 2 - 1QU CoRE ¦ 5QU LoRE | Non-Red Flag Warning - Catastrophic Fires | 2037 | 4.7663e-09 | 4.7663e-09 | 16044.1264 | 263.1074 | 9721.74 | 6059.2791 | 0 | 0 | 5.968e-06 | 7.6471e-05 | 0 | 7.6471e-05 | 7.6471e-05 | 0 | 7.6471e-05 | [22 empty] | 7.3.3.17.5 (Remote Grid) Updates to grid topology to minimize risk of ignition in HFTDs Remote GridWLDFRContaminationAggregated | WLDFR | HFTD - Distribution - Tier 2 - 1QU CoRE ¦ 2QU LoRE | Non-Red Flag Warning - Catastrophic Fires | Contamination | Aggregated | 2037 | 9.3295e-08 | 353.5334 | 3.2983e-05 | 2037 | Mitigation | 0.95 | 45 | 0 | esc | 0.00097009 | 9.0504e-11 | 0.00097009 | 9.0504e-11
[35 empty] | WLDFR | HFTD - Distribution - Tier 3 - 2QU CoRE ¦ 3QU LoRE | 2038 | 0.31657 | 0.0013008 | 0.34945 | 0 | 0.34945 | 0.0013008 | 0.34945 | 0 | 0.34945 | 0.11063 | 0.11063 | 0.0013008 | 0.00041181 | 0.34945 | 0.11063 | 0 | 0 | 0.34945 | 0.11063 | [22 empty] | WLDFR | HFTD - Distribution - Tier 2 - 1QU CoRE ¦ 5QU LoRE | Non-Red Flag Warning - Catastrophic Fires | 2038 | 4.7663e-09 | 4.7663e-09 | 16832.3912 | 280.5544 | 10192.2718 | 6359.5651 | 0 | 0 | 5.968e-06 | 8.0228e-05 | 0 | 8.0228e-05 | 8.0228e-05 | 0 | 8.0228e-05 | [22 empty] | 7.3.3.17.5 (Remote Grid) Updates to grid topology to minimize risk of ignition in HFTDs Remote GridWLDFRContaminationAggregated | WLDFR | HFTD - Distribution - Tier 2 - 1QU CoRE ¦ 2QU LoRE | Non-Red Flag Warning - Catastrophic Fires | Contamination | Aggregated | 2038 | 9.3295e-08 | 353.5334 | 3.2983e-05 | 2038 | Mitigation | 0.95 | 45 | 0 | esc | 0.00097009 | 9.0504e-11 | 0.00097009 | 9.0504e-11
[35 empty] | WLDFR | HFTD - Distribution - Tier 3 - 2QU CoRE ¦ 3QU LoRE | 2039 | 0.29586 | 0.0013008 | 0.34945 | 0 | 0.34945 | 0.0013008 | 0.34945 | 0 | 0.34945 | 0.10339 | 0.10339 | 0.0013008 | 0.00038487 | 0.34945 | 0.10339 | 0 | 0 | 0.34945 | 0.10339 | [22 empty] | WLDFR | HFTD - Distribution - Tier 2 - 1QU CoRE ¦ 5QU LoRE | Non-Red Flag Warning - Catastrophic Fires | 2039 | 4.7663e-09 | 4.7663e-09 | 16832.3912 | 280.5544 | 10192.2718 | 6359.5651 | 0 | 0 | 5.968e-06 | 8.0228e-05 | 0 | 8.0228e-05 | 8.0228e-05 | 0 | 8.0228e-05 | [22 empty] | 7.3.3.17.5 (Remote Grid) Updates to grid topology to minimize risk of ignition in HFTDs Remote GridWLDFRContaminationAggregated | WLDFR | HFTD - Distribution - Tier 2 - 1QU CoRE ¦ 2QU LoRE | Non-Red Flag Warning - Catastrophic Fires | Contamination | Aggregated | 2039 | 9.3295e-08 | 353.5334 | 3.2983e-05 | 2039 | Mitigation | 0.95 | 45 | 0 | esc | 0.00097009 | 9.0504e-11 | 0.00097009 | 9.0504e-11
[35 empty] | WLDFR | HFTD - Distribution - Tier 3 - 2QU CoRE ¦ 3QU LoRE | 2040 | 0.27651 | 0.0013008 | 0.34945 | 0 | 0.34945 | 0.0013008 | 0.34945 | 0 | 0.34945 | 0.096626 | 0.096626 | 0.0013008 | 0.0003597 | 0.34945 | 0.096626 | 0 | 0 | 0.34945 | 0.096626 | [22 empty] | WLDFR | HFTD - Distribution - Tier 2 - 1QU CoRE ¦ 5QU LoRE | Non-Red Flag Warning - Catastrophic Fires | 2040 | 4.7663e-09 | 4.7663e-09 | 16832.3912 | 280.5544 | 10192.2718 | 6359.5651 | 0 | 0 | 5.968e-06 | 8.0228e-05 | 0 | 8.0228e-05 | 8.0228e-05 | 0 | 8.0228e-05 | [22 empty] | 7.3.3.17.5 (Remote Grid) Updates to grid topology to minimize risk of ignition in HFTDs Remote GridWLDFRContaminationAggregated | WLDFR | HFTD - Distribution - Tier 2 - 1QU CoRE ¦ 2QU LoRE | Non-Red Flag Warning - Catastrophic Fires | Contamination | Aggregated | 2040 | 9.3295e-08 | 353.5334 | 3.2983e-05 | 2040 | Mitigation | 0.95 | 45 | 0 | esc | 0.00097009 | 9.0504e-11 | 0.00097009 | 9.0504e-11
[35 empty] | WLDFR | HFTD - Distribution - Tier 3 - 2QU CoRE ¦ 3QU LoRE | 2041 | 0.25842 | 0.0013008 | 0.34945 | 0 | 0.34945 | 0.0013008 | 0.34945 | 0 | 0.34945 | 0.090304 | 0.090304 | 0.0013008 | 0.00033616 | 0.34945 | 0.090304 | 0 | 0 | 0.34945 | 0.090304 | [22 empty] | WLDFR | HFTD - Distribution - Tier 2 - 1QU CoRE ¦ 5QU LoRE | Non-Red Flag Warning - Catastrophic Fires | 2041 | 4.7663e-09 | 4.7663e-09 | 16832.3912 | 280.5544 | 10192.2718 | 6359.5651 | 0 | 0 | 5.968e-06 | 8.0228e-05 | 0 | 8.0228e-05 | 8.0228e-05 | 0 | 8.0228e-05 | [22 empty] | 7.3.3.17.5 (Remote Grid) Updates to grid topology to minimize risk of ignition in HFTDs Remote GridWLDFRContaminationAggregated | WLDFR | HFTD - Distribution - Tier 2 - 1QU CoRE ¦ 2QU LoRE | Non-Red Flag Warning - Catastrophic Fires | Contamination | Aggregated | 2041 | 9.3295e-08 | 353.5334 | 3.2983e-05 | 2041 | Mitigation | 0.95 | 45 | 0 | esc | 0.00097009 | 9.0504e-11 | 0.00097009 | 9.0504e-11
[35 empty] | WLDFR | HFTD - Distribution - Tier 3 - 2QU CoRE ¦ 3QU LoRE | 2042 | 0.24151 | 0.0013008 | 0.34945 | 0 | 0.34945 | 0.0013008 | 0.34945 | 0 | 0.34945 | 0.084397 | 0.084397 | 0.0013008 | 0.00031417 | 0.34945 | 0.084397 | 0 | 0 | 0.34945 | 0.084397 | [22 empty] | WLDFR | HFTD - Distribution - Tier 2 - 1QU CoRE ¦ 5QU LoRE | Non-Red Flag Warning - Catastrophic Fires | 2042 | 4.7663e-09 | 4.7663e-09 | 16832.3912 | 280.5544 | 10192.2718 | 6359.5651 | 0 | 0 | 5.968e-06 | 8.0228e-05 | 0 | 8.0228e-05 | 8.0228e-05 | 0 | 8.0228e-05 | [22 empty] | 7.3.3.17.5 (Remote Grid) Updates to grid topology to minimize risk of ignition in HFTDs Remote GridWLDFRContaminationAggregated | WLDFR | HFTD - Distribution - Tier 2 - 1QU CoRE ¦ 2QU LoRE | Non-Red Flag Warning - Catastrophic Fires | Contamination | Aggregated | 2042 | 9.3295e-08 | 353.5334 | 3.2983e-05 | 2042 | Mitigation | 0.95 | 45 | 0 | esc | 0.00097009 | 9.0504e-11 | 0.00097009 | 9.0504e-11
[35 empty] | WLDFR | HFTD - Distribution - Tier 3 - 2QU CoRE ¦ 3QU LoRE | 2043 | 0.22571 | 0.0013008 | 0.36687 | 0 | 0.36687 | 0.0013008 | 0.36687 | 0 | 0.36687 | 0.082808 | 0.082808 | 0.0013008 | 0.00029362 | 0.36687 | 0.082808 | 0 | 0 | 0.36687 | 0.082808 | [22 empty] | WLDFR | HFTD - Distribution - Tier 2 - 1QU CoRE ¦ 5QU LoRE | Non-Red Flag Warning - Catastrophic Fires | 2043 | 4.7663e-09 | 4.7663e-09 | 17672.0852 | 299.42 | 10692.7362 | 6679.929 | 0 | 0 | 5.968e-06 | 8.4231e-05 | 0 | 8.4231e-05 | 8.4231e-05 | 0 | 8.4231e-05 | [22 empty] | 7.3.3.17.5 (Remote Grid) Updates to grid topology to minimize risk of ignition in HFTDs Remote GridWLDFRContaminationAggregated | WLDFR | HFTD - Distribution - Tier 2 - 1QU CoRE ¦ 2QU LoRE | Non-Red Flag Warning - Catastrophic Fires | Contamination | Aggregated | 2043 | 9.3295e-08 | 353.5334 | 3.2983e-05 | 2043 | Mitigation | 0.95 | 45 | 0 | esc | 0.00097009 | 9.0504e-11 | 0.00097009 | 9.0504e-11
[35 empty] | WLDFR | HFTD - Distribution - Tier 3 - 2QU CoRE ¦ 3QU LoRE | 2044 | 0.21095 | 0.0013008 | 0.36687 | 0 | 0.36687 | 0.0013008 | 0.36687 | 0 | 0.36687 | 0.077391 | 0.077391 | 0.0013008 | 0.00027441 | 0.36687 | 0.077391 | 0 | 0 | 0.36687 | 0.077391 | [22 empty] | WLDFR | HFTD - Distribution - Tier 2 - 1QU CoRE ¦ 5QU LoRE | Non-Red Flag Warning - Catastrophic Fires | 2044 | 4.7663e-09 | 4.7663e-09 | 17672.0852 | 299.42 | 10692.7362 | 6679.929 | 0 | 0 | 5.968e-06 | 8.4231e-05 | 0 | 8.4231e-05 | 8.4231e-05 | 0 | 8.4231e-05 | [22 empty] | 7.3.3.17.5 (Remote Grid) Updates to grid topology to minimize risk of ignition in HFTDs Remote GridWLDFRContaminationAggregated | WLDFR | HFTD - Distribution - Tier 2 - 1QU CoRE ¦ 2QU LoRE | Non-Red Flag Warning - Catastrophic Fires | Contamination | Aggregated | 2044 | 9.3295e-08 | 353.5334 | 3.2983e-05 | 2044 | Mitigation | 0.95 | 45 | 0 | esc | 0.00097009 | 9.0504e-11 | 0.00097009 | 9.0504e-11
[35 empty] | WLDFR | HFTD - Distribution - Tier 3 - 2QU CoRE ¦ 3QU LoRE | 2045 | 0.19715 | 0.0013008 | 0.36687 | 0 | 0.36687 | 0.0013008 | 0.36687 | 0 | 0.36687 | 0.072328 | 0.072328 | 0.0013008 | 0.00025646 | 0.36687 | 0.072328 | 0 | 0 | 0.36687 | 0.072328 | [22 empty] | WLDFR | HFTD - Distribution - Tier 2 - 1QU CoRE ¦ 5QU LoRE | Non-Red Flag Warning - Catastrophic Fires | 2045 | 4.7663e-09 | 4.7663e-09 | 17672.0852 | 299.42 | 10692.7362 | 6679.929 | 0 | 0 | 5.968e-06 | 8.4231e-05 | 0 | 8.4231e-05 | 8.4231e-05 | 0 | 8.4231e-05 | [22 empty] | 7.3.3.17.5 (Remote Grid) Updates to grid topology to minimize risk of ignition in HFTDs Remote GridWLDFRContaminationAggregated | WLDFR | HFTD - Distribution - Tier 2 - 1QU CoRE ¦ 2QU LoRE | Non-Red Flag Warning - Catastrophic Fires | Contamination | Aggregated | 2045 | 9.3295e-08 | 353.5334 | 3.2983e-05 | 2045 | Mitigation | 0.95 | 45 | 0 | esc | 0.00097009 | 9.0504e-11 | 0.00097009 | 9.0504e-11
[35 empty] | WLDFR | HFTD - Distribution - Tier 3 - 2QU CoRE ¦ 3QU LoRE | 2046 | 0.18425 | 0.0013008 | 0.36687 | 0 | 0.36687 | 0.0013008 | 0.36687 | 0 | 0.36687 | 0.067596 | 0.067596 | 0.0013008 | 0.00023968 | 0.36687 | 0.067596 | 0 | 0 | 0.36687 | 0.067596 | [22 empty] | WLDFR | HFTD - Distribution - Tier 2 - 1QU CoRE ¦ 5QU LoRE | Non-Red Flag Warning - Catastrophic Fires | 2046 | 4.7663e-09 | 4.7663e-09 | 17672.0852 | 299.42 | 10692.7362 | 6679.929 | 0 | 0 | 5.968e-06 | 8.4231e-05 | 0 | 8.4231e-05 | 8.4231e-05 | 0 | 8.4231e-05 | [22 empty] | 7.3.3.17.5 (Remote Grid) Updates to grid topology to minimize risk of ignition in HFTDs Remote GridWLDFRContaminationAggregated | WLDFR | HFTD - Distribution - Tier 2 - 1QU CoRE ¦ 2QU LoRE | Non-Red Flag Warning - Catastrophic Fires | Contamination | Aggregated | 2046 | 9.3295e-08 | 353.5334 | 3.2983e-05 | 2046 | Mitigation | 0.95 | 45 | 0 | esc | 0.00097009 | 9.0504e-11 | 0.00097009 | 9.0504e-11
[35 empty] | WLDFR | HFTD - Distribution - Tier 3 - 2QU CoRE ¦ 3QU LoRE | 2047 | 0.1722 | 0.0013008 | 0.36687 | 0 | 0.36687 | 0.0013008 | 0.36687 | 0 | 0.36687 | 0.063174 | 0.063174 | 0.0013008 | 0.000224 | 0.36687 | 0.063174 | 0 | 0 | 0.36687 | 0.063174 | [22 empty] | WLDFR | HFTD - Distribution - Tier 2 - 1QU CoRE ¦ 5QU LoRE | Non-Red Flag Warning - Catastrophic Fires | 2047 | 4.7663e-09 | 4.7663e-09 | 17672.0852 | 299.42 | 10692.7362 | 6679.929 | 0 | 0 | 5.968e-06 | 8.4231e-05 | 0 | 8.4231e-05 | 8.4231e-05 | 0 | 8.4231e-05 | [22 empty] | 7.3.3.17.5 (Remote Grid) Updates to grid topology to minimize risk of ignition in HFTDs Remote GridWLDFRContaminationAggregated | WLDFR | HFTD - Distribution - Tier 2 - 1QU CoRE ¦ 2QU LoRE | Non-Red Flag Warning - Catastrophic Fires | Contamination | Aggregated | 2047 | 9.3295e-08 | 353.5334 | 3.2983e-05 | 2047 | Mitigation | 0.95 | 45 | 0 | esc | 0.00097009 | 9.0504e-11 | 0.00097009 | 9.0504e-11
[35 empty] | WLDFR | HFTD - Distribution - Tier 3 - 2QU CoRE ¦ 3QU LoRE | 2048 | 0.16093 | 0.0013008 | 0.38514 | 0 | 0.38514 | 0.0013008 | 0.38514 | 0 | 0.38514 | 0.06198 | 0.06198 | 0.0013008 | 0.00020935 | 0.38514 | 0.06198 | 0 | 0 | 0.38514 | 0.06198 | [22 empty] | WLDFR | HFTD - Distribution - Tier 2 - 1QU CoRE ¦ 5QU LoRE | Non-Red Flag Warning - Catastrophic Fires | 2048 | 4.7663e-09 | 4.7663e-09 | 18552.3348 | 319.4911 | 11216.5626 | 7016.281 | 0 | 0 | 5.968e-06 | 8.8426e-05 | 0 | 8.8426e-05 | 8.8426e-05 | 0 | 8.8426e-05 | [22 empty] | 7.3.3.17.5 (Remote Grid) Updates to grid topology to minimize risk of ignition in HFTDs Remote GridWLDFRContaminationAggregated | WLDFR | HFTD - Distribution - Tier 2 - 1QU CoRE ¦ 2QU LoRE | Non-Red Flag Warning - Catastrophic Fires | Contamination | Aggregated | 2048 | 9.3295e-08 | 353.5334 | 3.2983e-05 | 2048 | Mitigation | 0.95 | 45 | 0 | esc | 0.00097009 | 9.0504e-11 | 0.00097009 | 9.0504e-11
[35 empty] | WLDFR | HFTD - Distribution - Tier 3 - 2QU CoRE ¦ 3QU LoRE | 2049 | 0.1504 | 0.0013008 | 0.38514 | 0 | 0.38514 | 0.0013008 | 0.38514 | 0 | 0.38514 | 0.057926 | 0.057926 | 0.0013008 | 0.00019565 | 0.38514 | 0.057926 | 0 | 0 | 0.38514 | 0.057926 | [22 empty] | WLDFR | HFTD - Distribution - Tier 2 - 1QU CoRE ¦ 5QU LoRE | Non-Red Flag Warning - Catastrophic Fires | 2049 | 4.7663e-09 | 4.7663e-09 | 18552.3348 | 319.4911 | 11216.5626 | 7016.281 | 0 | 0 | 5.968e-06 | 8.8426e-05 | 0 | 8.8426e-05 | 8.8426e-05 | 0 | 8.8426e-05 | [22 empty] | 7.3.3.17.5 (Remote Grid) Updates to grid topology to minimize risk of ignition in HFTDs Remote GridWLDFRContaminationAggregated | WLDFR | HFTD - Distribution - Tier 2 - 1QU CoRE ¦ 2QU LoRE | Non-Red Flag Warning - Catastrophic Fires | Contamination | Aggregated | 2049 | 9.3295e-08 | 353.5334 | 3.2983e-05 | 2049 | Mitigation | 0.95 | 45 | 0 | esc | 0.00097009 | 9.0504e-11 | 0.00097009 | 9.0504e-11
[35 empty] | WLDFR | HFTD - Distribution - Tier 3 - 2QU CoRE ¦ 3QU LoRE | 2050 | 0.14056 | 0.0013008 | 0.38514 | 0 | 0.38514 | 0.0013008 | 0.38514 | 0 | 0.38514 | 0.054136 | 0.054136 | 0.0013008 | 0.00018285 | 0.38514 | 0.054136 | 0 | 0 | 0.38514 | 0.054136 | [22 empty] | WLDFR | HFTD - Distribution - Tier 2 - 1QU CoRE ¦ 5QU LoRE | Non-Red Flag Warning - Catastrophic Fires | 2050 | 4.7663e-09 | 4.7663e-09 | 18552.3348 | 319.4911 | 11216.5626 | 7016.281 | 0 | 0 | 5.968e-06 | 8.8426e-05 | 0 | 8.8426e-05 | 8.8426e-05 | 0 | 8.8426e-05 | [22 empty] | 7.3.3.17.5 (Remote Grid) Updates to grid topology to minimize risk of ignition in HFTDs Remote GridWLDFRContaminationAggregated | WLDFR | HFTD - Distribution - Tier 2 - 1QU CoRE ¦ 2QU LoRE | Non-Red Flag Warning - Catastrophic Fires | Contamination | Aggregated | 2050 | 9.3295e-08 | 353.5334 | 3.2983e-05 | 2050 | Mitigation | 0.95 | 45 | 0 | esc | 0.00097009 | 9.0504e-11 | 0.00097009 | 9.0504e-11
[35 empty] | WLDFR | HFTD - Distribution - Tier 3 - 2QU CoRE ¦ 3QU LoRE | 2051 | 0.13137 | 0.0013008 | 0.38514 | 0 | 0.38514 | 0.0013008 | 0.38514 | 0 | 0.38514 | 0.050595 | 0.050595 | 0.0013008 | 0.00017089 | 0.38514 | 0.050595 | 0 | 0 | 0.38514 | 0.050595 | [22 empty] | WLDFR | HFTD - Distribution - Tier 2 - 1QU CoRE ¦ 5QU LoRE | Non-Red Flag Warning - Catastrophic Fires | 2051 | 4.7663e-09 | 4.7663e-09 | 18552.3348 | 319.4911 | 11216.5626 | 7016.281 | 0 | 0 | 5.968e-06 | 8.8426e-05 | 0 | 8.8426e-05 | 8.8426e-05 | 0 | 8.8426e-05 | [22 empty] | 7.3.3.17.5 (Remote Grid) Updates to grid topology to minimize risk of ignition in HFTDs Remote GridWLDFRContaminationAggregated | WLDFR | HFTD - Distribution - Tier 2 - 1QU CoRE ¦ 2QU LoRE | Non-Red Flag Warning - Catastrophic Fires | Contamination | Aggregated | 2051 | 9.3295e-08 | 353.5334 | 3.2983e-05 | 2051 | Mitigation | 0.95 | 45 | 0 | esc | 0.00097009 | 9.0504e-11 | 0.00097009 | 9.0504e-11
[35 empty] | WLDFR | HFTD - Distribution - Tier 3 - 2QU CoRE ¦ 3QU LoRE | 2052 | 0.12277 | 0.0013008 | 0.38514 | 0 | 0.38514 | 0.0013008 | 0.38514 | 0 | 0.38514 | 0.047285 | 0.047285 | 0.0013008 | 0.00015971 | 0.38514 | 0.047285 | 0 | 0 | 0.38514 | 0.047285 | [22 empty] | WLDFR | HFTD - Distribution - Tier 2 - 1QU CoRE ¦ 5QU LoRE | Non-Red Flag Warning - Catastrophic Fires | 2052 | 4.7663e-09 | 4.7663e-09 | 18552.3348 | 319.4911 | 11216.5626 | 7016.281 | 0 | 0 | 5.968e-06 | 8.8426e-05 | 0 | 8.8426e-05 | 8.8426e-05 | 0 | 8.8426e-05 | [22 empty] | 7.3.3.17.5 (Remote Grid) Updates to grid topology to minimize risk of ignition in HFTDs Remote GridWLDFRContaminationAggregated | WLDFR | HFTD - Distribution - Tier 2 - 1QU CoRE ¦ 2QU LoRE | Non-Red Flag Warning - Catastrophic Fires | Contamination | Aggregated | 2052 | 9.3295e-08 | 353.5334 | 3.2983e-05 | 2052 | Mitigation | 0.95 | 45 | 0 | esc | 0.00097009 | 9.0504e-11 | 0.00097009 | 9.0504e-11
[35 empty] | WLDFR | HFTD - Distribution - Tier 3 - 2QU CoRE ¦ 3QU LoRE | 2053 | 0.11474 | 0.0013008 | 0.40401 | 0 | 0.40401 | 0.0013008 | 0.40401 | 0 | 0.40401 | 0.046357 | 0.046357 | 0.0013008 | 0.00014926 | 0.40401 | 0.046357 | 0 | 0 | 0.40401 | 0.046357 | [22 empty] | WLDFR | HFTD - Distribution - Tier 2 - 1QU CoRE ¦ 5QU LoRE | Non-Red Flag Warning - Catastrophic Fires | 2053 | 4.7663e-09 | 4.7663e-09 | 19462.1283 | 340.5356 | 11757.1413 | 7364.4514 | 0 | 0 | 5.968e-06 | 9.2763e-05 | 0 | 9.2763e-05 | 9.2763e-05 | 0 | 9.2763e-05 | [22 empty] | 7.3.3.17.5 (Remote Grid) Updates to grid topology to minimize risk of ignition in HFTDs Remote GridWLDFRContaminationAggregated | WLDFR | HFTD - Distribution - Tier 2 - 1QU CoRE ¦ 2QU LoRE | Non-Red Flag Warning - Catastrophic Fires | Contamination | Aggregated | 2053 | 9.3295e-08 | 353.5334 | 3.2983e-05 | 2053 | Mitigation | 0.95 | 45 | 0 | esc | 0.00097009 | 9.0504e-11 | 0.00097009 | 9.0504e-11
[35 empty] | WLDFR | HFTD - Distribution - Tier 3 - 2QU CoRE ¦ 3QU LoRE | 2054 | 0.10723 | 0.0013008 | 0.40401 | 0 | 0.40401 | 0.0013008 | 0.40401 | 0 | 0.40401 | 0.043324 | 0.043324 | 0.0013008 | 0.0001395 | 0.40401 | 0.043324 | 0 | 0 | 0.40401 | 0.043324 | [22 empty] | WLDFR | HFTD - Distribution - Tier 2 - 1QU CoRE ¦ 5QU LoRE | Non-Red Flag Warning - Catastrophic Fires | 2054 | 4.7663e-09 | 4.7663e-09 | 19462.1283 | 340.5356 | 11757.1413 | 7364.4514 | 0 | 0 | 5.968e-06 | 9.2763e-05 | 0 | 9.2763e-05 | 9.2763e-05 | 0 | 9.2763e-05 | [22 empty] | 7.3.3.17.5 (Remote Grid) Updates to grid topology to minimize risk of ignition in HFTDs Remote GridWLDFRContaminationAggregated | WLDFR | HFTD - Distribution - Tier 2 - 1QU CoRE ¦ 2QU LoRE | Non-Red Flag Warning - Catastrophic Fires | Contamination | Aggregated | 2054 | 9.3295e-08 | 353.5334 | 3.2983e-05 | 2054 | Mitigation | 0.95 | 45 | 0 | esc | 0.00097009 | 9.0504e-11 | 0.00097009 | 9.0504e-11
[35 empty] | WLDFR | HFTD - Distribution - Tier 3 - 2QU CoRE ¦ 3QU LoRE | 2055 | 0.10022 | 0.0013008 | 0.40401 | 0 | 0.40401 | 0.0013008 | 0.40401 | 0 | 0.40401 | 0.04049 | 0.04049 | 0.0013008 | 0.00013037 | 0.40401 | 0.04049 | 0 | 0 | 0.40401 | 0.04049 | [22 empty] | WLDFR | HFTD - Distribution - Tier 2 - 1QU CoRE ¦ 5QU LoRE | Non-Red Flag Warning - Catastrophic Fires | 2055 | 4.7663e-09 | 4.7663e-09 | 19462.1283 | 340.5356 | 11757.1413 | 7364.4514 | 0 | 0 | 5.968e-06 | 9.2763e-05 | 0 | 9.2763e-05 | 9.2763e-05 | 0 | 9.2763e-05 | [22 empty] | 7.3.3.17.5 (Remote Grid) Updates to grid topology to minimize risk of ignition in HFTDs Remote GridWLDFRContaminationAggregated | WLDFR | HFTD - Distribution - Tier 2 - 1QU CoRE ¦ 2QU LoRE | Non-Red Flag Warning - Catastrophic Fires | Contamination | Aggregated | 2055 | 9.3295e-08 | 353.5334 | 3.2983e-05 | 2055 | Mitigation | 0.95 | 45 | 0 | esc | 0.00097009 | 9.0504e-11 | 0.00097009 | 9.0504e-11
[35 empty] | WLDFR | HFTD - Distribution - Tier 3 - 2QU CoRE ¦ 3QU LoRE | 2056 | 0.093663 | 0.0013008 | 0.40401 | 0 | 0.40401 | 0.0013008 | 0.40401 | 0 | 0.40401 | 0.037841 | 0.037841 | 0.0013008 | 0.00012184 | 0.40401 | 0.037841 | 0 | 0 | 0.40401 | 0.037841 | [22 empty] | WLDFR | HFTD - Distribution - Tier 2 - 1QU CoRE ¦ 5QU LoRE | Non-Red Flag Warning - Catastrophic Fires | 2056 | 4.7663e-09 | 4.7663e-09 | 19462.1283 | 340.5356 | 11757.1413 | 7364.4514 | 0 | 0 | 5.968e-06 | 9.2763e-05 | 0 | 9.2763e-05 | 9.2763e-05 | 0 | 9.2763e-05 | [22 empty] | 7.3.3.17.5 (Remote Grid) Updates to grid topology to minimize risk of ignition in HFTDs Remote GridWLDFRContaminationAggregated | WLDFR | HFTD - Distribution - Tier 2 - 1QU CoRE ¦ 2QU LoRE | Non-Red Flag Warning - Catastrophic Fires | Contamination | Aggregated | 2056 | 9.3295e-08 | 353.5334 | 3.2983e-05 | 2056 | Mitigation | 0.95 | 45 | 0 | esc | 0.00097009 | 9.0504e-11 | 0.00097009 | 9.0504e-11
[35 empty] | WLDFR | HFTD - Distribution - Tier 3 - 2QU CoRE ¦ 3QU LoRE | 2057 | 0.087535 | 0.0013008 | 0.40401 | 0 | 0.40401 | 0.0013008 | 0.40401 | 0 | 0.40401 | 0.035366 | 0.035366 | 0.0013008 | 0.00011387 | 0.40401 | 0.035366 | 0 | 0 | 0.40401 | 0.035366 | [22 empty] | WLDFR | HFTD - Distribution - Tier 2 - 1QU CoRE ¦ 5QU LoRE | Non-Red Flag Warning - Catastrophic Fires | 2057 | 4.7663e-09 | 4.7663e-09 | 19462.1283 | 340.5356 | 11757.1413 | 7364.4514 | 0 | 0 | 5.968e-06 | 9.2763e-05 | 0 | 9.2763e-05 | 9.2763e-05 | 0 | 9.2763e-05 | [22 empty] | 7.3.3.17.5 (Remote Grid) Updates to grid topology to minimize risk of ignition in HFTDs Remote GridWLDFRContaminationAggregated | WLDFR | HFTD - Distribution - Tier 2 - 1QU CoRE ¦ 2QU LoRE | Non-Red Flag Warning - Catastrophic Fires | Contamination | Aggregated | 2057 | 9.3295e-08 | 353.5334 | 3.2983e-05 | 2057 | Mitigation | 0.95 | 45 | 0 | esc | 0.00097009 | 9.0504e-11 | 0.00097009 | 9.0504e-11
[35 empty] | WLDFR | HFTD - Distribution - Tier 3 - 2QU CoRE ¦ 3QU LoRE | 2058 | 0.081809 | 0.0013008 | 0.42327 | 0 | 0.42327 | 0.0013008 | 0.42327 | 0 | 0.42327 | 0.034627 | 0.034627 | 0.0013008 | 0.00010642 | 0.42327 | 0.034627 | 0 | 0 | 0.42327 | 0.034627 | [22 empty] | WLDFR | HFTD - Distribution - Tier 2 - 1QU CoRE ¦ 5QU LoRE | Non-Red Flag Warning - Catastrophic Fires | 2058 | 4.7663e-09 | 4.7663e-09 | 20390.4035 | 362.3049 | 12307.8747 | 7720.2238 | 0 | 0 | 5.968e-06 | 9.7187e-05 | 0 | 9.7187e-05 | 9.7187e-05 | 0 | 9.7187e-05 | [22 empty] | 7.3.3.17.5 (Remote Grid) Updates to grid topology to minimize risk of ignition in HFTDs Remote GridWLDFRContaminationAggregated | WLDFR | HFTD - Distribution - Tier 2 - 1QU CoRE ¦ 2QU LoRE | Non-Red Flag Warning - Catastrophic Fires | Contamination | Aggregated | 2058 | 9.3295e-08 | 353.5334 | 3.2983e-05 | 2058 | Mitigation | 0.95 | 45 | 0 | esc | 0.00097009 | 9.0504e-11 | 0.00097009 | 9.0504e-11
[35 empty] | WLDFR | HFTD - Distribution - Tier 3 - 2QU CoRE ¦ 3QU LoRE | 2059 | 0.076457 | 0.0013008 | 0.42327 | 0 | 0.42327 | 0.0013008 | 0.42327 | 0 | 0.42327 | 0.032362 | 0.032362 | 0.0013008 | 9.9459e-05 | 0.42327 | 0.032362 | 0 | 0 | 0.42327 | 0.032362 | [22 empty] | WLDFR | HFTD - Distribution - Tier 2 - 1QU CoRE ¦ 5QU LoRE | Non-Red Flag Warning - Catastrophic Fires | 2059 | 4.7663e-09 | 4.7663e-09 | 20390.4035 | 362.3049 | 12307.8747 | 7720.2238 | 0 | 0 | 5.968e-06 | 9.7187e-05 | 0 | 9.7187e-05 | 9.7187e-05 | 0 | 9.7187e-05 | [22 empty] | 7.3.3.17.5 (Remote Grid) Updates to grid topology to minimize risk of ignition in HFTDs Remote GridWLDFRContaminationAggregated | WLDFR | HFTD - Distribution - Tier 2 - 1QU CoRE ¦ 2QU LoRE | Non-Red Flag Warning - Catastrophic Fires | Contamination | Aggregated | 2059 | 9.3295e-08 | 353.5334 | 3.2983e-05 | 2059 | Mitigation | 0.95 | 45 | 0 | esc | 0.00097009 | 9.0504e-11 | 0.00097009 | 9.0504e-11
[35 empty] | WLDFR | HFTD - Distribution - Tier 3 - 2QU CoRE ¦ 3QU LoRE | 2060 | 0.071455 | 0.0013008 | 0.42327 | 0 | 0.42327 | 0.0013008 | 0.42327 | 0 | 0.42327 | 0.030245 | 0.030245 | 0.0013008 | 9.2952e-05 | 0.42327 | 0.030245 | 0 | 0 | 0.42327 | 0.030245 | [22 empty] | WLDFR | HFTD - Distribution - Tier 2 - 1QU CoRE ¦ 5QU LoRE | Non-Red Flag Warning - Catastrophic Fires | 2060 | 4.7663e-09 | 4.7663e-09 | 20390.4035 | 362.3049 | 12307.8747 | 7720.2238 | 0 | 0 | 5.968e-06 | 9.7187e-05 | 0 | 9.7187e-05 | 9.7187e-05 | 0 | 9.7187e-05 | [22 empty] | 7.3.3.17.5 (Remote Grid) Updates to grid topology to minimize risk of ignition in HFTDs Remote GridWLDFRContaminationAggregated | WLDFR | HFTD - Distribution - Tier 2 - 1QU CoRE ¦ 2QU LoRE | Non-Red Flag Warning - Catastrophic Fires | Contamination | Aggregated | 2060 | 9.3295e-08 | 353.5334 | 3.2983e-05 | 2060 | Mitigation | 0.95 | 45 | 0 | esc | 0.00097009 | 9.0504e-11 | 0.00097009 | 9.0504e-11
[35 empty] | WLDFR | HFTD - Distribution - Tier 3 - 2QU CoRE ¦ 3QU LoRE | 2061 | 0.06678 | 0.0013008 | 0.42327 | 0 | 0.42327 | 0.0013008 | 0.42327 | 0 | 0.42327 | 0.028266 | 0.028266 | 0.0013008 | 8.6871e-05 | 0.42327 | 0.028266 | 0 | 0 | 0.42327 | 0.028266 | [22 empty] | WLDFR | HFTD - Distribution - Tier 2 - 1QU CoRE ¦ 5QU LoRE | Non-Red Flag Warning - Catastrophic Fires | 2061 | 4.7663e-09 | 4.7663e-09 | 20390.4035 | 362.3049 | 12307.8747 | 7720.2238 | 0 | 0 | 5.968e-06 | 9.7187e-05 | 0 | 9.7187e-05 | 9.7187e-05 | 0 | 9.7187e-05 | [22 empty] | 7.3.3.17.5 (Remote Grid) Updates to grid topology to minimize risk of ignition in HFTDs Remote GridWLDFRContaminationAggregated | WLDFR | HFTD - Distribution - Tier 2 - 1QU CoRE ¦ 2QU LoRE | Non-Red Flag Warning - Catastrophic Fires | Contamination | Aggregated | 2061 | 9.3295e-08 | 353.5334 | 3.2983e-05 | 2061 | Mitigation | 0.95 | 45 | 0 | esc | 0.00097009 | 9.0504e-11 | 0.00097009 | 9.0504e-11
[35 empty] | WLDFR | HFTD - Distribution - Tier 3 - 2QU CoRE ¦ 3QU LoRE | 2062 | 0.062412 | 0.0013008 | 0.42327 | 0 | 0.42327 | 0.0013008 | 0.42327 | 0 | 0.42327 | 0.026417 | 0.026417 | 0.0013008 | 8.1188e-05 | 0.42327 | 0.026417 | 0 | 0 | 0.42327 | 0.026417 | [22 empty] | WLDFR | HFTD - Distribution - Tier 2 - 1QU CoRE ¦ 5QU LoRE | Non-Red Flag Warning - Catastrophic Fires | 2062 | 4.7663e-09 | 4.7663e-09 | 20390.4035 | 362.3049 | 12307.8747 | 7720.2238 | 0 | 0 | 5.968e-06 | 9.7187e-05 | 0 | 9.7187e-05 | 9.7187e-05 | 0 | 9.7187e-05 | [22 empty] | 7.3.3.17.5 (Remote Grid) Updates to grid topology to minimize risk of ignition in HFTDs Remote GridWLDFRContaminationAggregated | WLDFR | HFTD - Distribution - Tier 2 - 1QU CoRE ¦ 2QU LoRE | Non-Red Flag Warning - Catastrophic Fires | Contamination | Aggregated | 2062 | 9.3295e-08 | 353.5334 | 3.2983e-05 | 2062 | Mitigation | 0.95 | 45 | 0 | esc | 0.00097009 | 9.0504e-11 | 0.00097009 | 9.0504e-11
[35 empty] | WLDFR | HFTD - Distribution - Tier 3 - 2QU CoRE ¦ 3QU LoRE | 2063 | 0.058329 | 0.0013008 | 0.44268 | 0 | 0.44268 | 0.0013008 | 0.44268 | 0 | 0.44268 | 0.025821 | 0.025821 | 0.0013008 | 7.5877e-05 | 0.44268 | 0.025821 | 0 | 0 | 0.44268 | 0.025821 | [22 empty] | WLDFR | HFTD - Distribution - Tier 2 - 1QU CoRE ¦ 5QU LoRE | Non-Red Flag Warning - Catastrophic Fires | 2063 | 4.7663e-09 | 4.7663e-09 | 21325.9188 | 384.5316 | 12862.0997 | 8079.2876 | 0 | 0 | 5.968e-06 | 0.00010165 | 0 | 0.00010165 | 0.00010165 | 0 | 0.00010165 | [22 empty] | 7.3.3.17.5 (Remote Grid) Updates to grid topology to minimize risk of ignition in HFTDs Remote GridWLDFRContaminationAggregated | WLDFR | HFTD - Distribution - Tier 2 - 1QU CoRE ¦ 2QU LoRE | Non-Red Flag Warning - Catastrophic Fires | Contamination | Aggregated | 2063 | 9.3295e-08 | 353.5334 | 3.2983e-05 | 2063 | Mitigation | 0.95 | 45 | 0 | esc | 0.00097009 | 9.0504e-11 | 0.00097009 | 9.0504e-11
[35 empty] | WLDFR | HFTD - Distribution - Tier 3 - 2QU CoRE ¦ 3QU LoRE | 2064 | 0.054513 | 0.0013008 | 0.44268 | 0 | 0.44268 | 0.0013008 | 0.44268 | 0 | 0.44268 | 0.024132 | 0.024132 | 0.0013008 | 7.0913e-05 | 0.44268 | 0.024132 | 0 | 0 | 0.44268 | 0.024132 | [22 empty] | WLDFR | HFTD - Distribution - Tier 2 - 1QU CoRE ¦ 5QU LoRE | Non-Red Flag Warning - Catastrophic Fires | 2064 | 4.7663e-09 | 4.7663e-09 | 21325.9188 | 384.5316 | 12862.0997 | 8079.2876 | 0 | 0 | 5.968e-06 | 0.00010165 | 0 | 0.00010165 | 0.00010165 | 0 | 0.00010165 | [22 empty] | 7.3.3.17.5 (Remote Grid) Updates to grid topology to minimize risk of ignition in HFTDs Remote GridWLDFRContaminationAggregated | WLDFR | HFTD - Distribution - Tier 2 - 1QU CoRE ¦ 2QU LoRE | Non-Red Flag Warning - Catastrophic Fires | Contamination | Aggregated | 2064 | 9.3295e-08 | 353.5334 | 3.2983e-05 | 2064 | Mitigation | 0.95 | 45 | 0 | esc | 0.00097009 | 9.0504e-11 | 0.00097009 | 9.0504e-11
[35 empty] | WLDFR | HFTD - Distribution - Tier 3 - 2QU CoRE ¦ 3QU LoRE | 2065 | 0.050946 | 0.0013008 | 0.44268 | 0 | 0.44268 | 0.0013008 | 0.44268 | 0 | 0.44268 | 0.022553 | 0.022553 | 0.0013008 | 6.6274e-05 | 0.44268 | 0.022553 | 0 | 0 | 0.44268 | 0.022553 | [22 empty] | WLDFR | HFTD - Distribution - Tier 2 - 1QU CoRE ¦ 5QU LoRE | Non-Red Flag Warning - Catastrophic Fires | 2065 | 4.7663e-09 | 4.7663e-09 | 21325.9188 | 384.5316 | 12862.0997 | 8079.2876 | 0 | 0 | 5.968e-06 | 0.00010165 | 0 | 0.00010165 | 0.00010165 | 0 | 0.00010165 | [22 empty] | 7.3.3.17.5 (Remote Grid) Updates to grid topology to minimize risk of ignition in HFTDs Remote GridWLDFRContaminationAggregated | WLDFR | HFTD - Distribution - Tier 2 - 1QU CoRE ¦ 2QU LoRE | Non-Red Flag Warning - Catastrophic Fires | Contamination | Aggregated | 2065 | 9.3295e-08 | 353.5334 | 3.2983e-05 | 2065 | Mitigation | 0.95 | 45 | 0 | esc | 0.00097009 | 9.0504e-11 | 0.00097009 | 9.0504e-11
[35 empty] | WLDFR | HFTD - Distribution - Tier 3 - 2QU CoRE ¦ 3QU LoRE | 2066 | 0.047613 | 0.0013008 | 0.44268 | 0 | 0.44268 | 0.0013008 | 0.44268 | 0 | 0.44268 | 0.021078 | 0.021078 | 0.0013008 | 6.1938e-05 | 0.44268 | 0.021078 | 0 | 0 | 0.44268 | 0.021078 | [22 empty] | WLDFR | HFTD - Distribution - Tier 2 - 1QU CoRE ¦ 5QU LoRE | Non-Red Flag Warning - Catastrophic Fires | 2066 | 4.7663e-09 | 4.7663e-09 | 21325.9188 | 384.5316 | 12862.0997 | 8079.2876 | 0 | 0 | 5.968e-06 | 0.00010165 | 0 | 0.00010165 | 0.00010165 | 0 | 0.00010165 | [22 empty] | 7.3.3.17.5 (Remote Grid) Updates to grid topology to minimize risk of ignition in HFTDs Remote GridWLDFRContaminationAggregated | WLDFR | HFTD - Distribution - Tier 2 - 1QU CoRE ¦ 2QU LoRE | Non-Red Flag Warning - Catastrophic Fires | Contamination | Aggregated | 2066 | 9.3295e-08 | 353.5334 | 3.2983e-05 | 2066 | Mitigation | 0.95 | 45 | 0 | esc | 0.00097009 | 9.0504e-11 | 0.00097009 | 9.0504e-11
[35 empty] | WLDFR | HFTD - Distribution - Tier 3 - 2QU CoRE ¦ 3QU LoRE | 2067 | 0.044499 | 0 | 0 | 0 | 0 | 0.0013008 | 0.44268 | 0 | 0.44268 | 0 | 0.019699 | 0 | 0 | 0 | 0 | 0 | 0 | 0 | 0 | [22 empty] | WLDFR | HFTD - Distribution - Tier 2 - 1QU CoRE ¦ 5QU LoRE | Non-Red Flag Warning - Catastrophic Fires | 2067 | 0 | 4.7663e-09 | 21325.9188 | 384.5316 | 12862.0997 | 8079.2876 | 0 | 0 | 5.968e-06 | 0 | 0 | 0 | 0.00010165 | 0 | 0.00010165 | [22 empty] | 7.3.3.17.5 (Remote Grid) Updates to grid topology to minimize risk of ignition in HFTDs Remote GridWLDFRContaminationAggregated | WLDFR | HFTD - Distribution - Tier 2 - 1QU CoRE ¦ 2QU LoRE | Non-Red Flag Warning - Catastrophic Fires | Contamination | Aggregated | 2067 | 9.3295e-08 | 353.5334 | 3.2983e-05 | 2067 | Mitigation | 0.95 | 45 | 0 | esc | 0 | 0 | 0.00097009 | 9.0504e-11
[35 empty] | WLDFR | HFTD - Distribution - Tier 3 - 2QU CoRE ¦ 4QU LoRE | 2022 | 0.93458 | 0.00039533 | 0.09384 | 0 | 0.09384 | 0 | 0 | 0 | 0 | 0.087701 | 0 | 0.00039533 | 0.00036946 | 0.09384 | 0.087701 | 0 | 0 | 0.09384 | 0.087701 | [22 empty] | WLDFR | HFTD - Distribution - Tier 2 - 1QU CoRE ¦ 5QU LoRE | Non-Red Flag Warning - Destructive Fires | 2022 | 4.689e-09 | 0 | 8807.9522 | 222.2294 | 8585.7228 | 0 | 0 | 0 | 5.4839e-06 | 4.1301e-05 | 0 | 4.1301e-05 | 0 | 0 | 0 | [22 empty] | 7.3.3.17.5 (Remote Grid) Updates to grid topology to minimize risk of ignition in HFTDs Remote GridWLDFREquipment / facility failureAggregated | WLDFR | HFTD - Distribution - Tier 2 - 1QU CoRE ¦ 2QU LoRE | Non-Red Flag Warning - Catastrophic Fires | Equipment / facility failure | Aggregated | 2022 | 3.3115e-07 | 353.5334 | 0.00011707 | 2022 | Mitigation | 0.95 | 45 | 0 | esc | 0.00097009 | 3.2124e-10 | 0 | 0
[35 empty] | WLDFR | HFTD - Distribution - Tier 3 - 2QU CoRE ¦ 4QU LoRE | 2023 | 0.87344 | 0.00039533 | 0.097278 | 0 | 0.097278 | 0.00039533 | 0.097278 | 0 | 0.097278 | 0.084967 | 0.084967 | 0.00039533 | 0.00034529 | 0.097278 | 0.084967 | 0 | 0 | 0.097278 | 0.084967 | [22 empty] | WLDFR | HFTD - Distribution - Tier 2 - 1QU CoRE ¦ 5QU LoRE | Non-Red Flag Warning - Destructive Fires | 2023 | 4.689e-09 | 4.689e-09 | 9129.7461 | 233.2301 | 8896.516 | 0 | 0 | 0 | 5.4839e-06 | 4.281e-05 | 0 | 4.281e-05 | 4.281e-05 | 0 | 4.281e-05 | [22 empty] | 7.3.3.17.5 (Remote Grid) Updates to grid topology to minimize risk of ignition in HFTDs Remote GridWLDFREquipment / facility failureAggregated | WLDFR | HFTD - Distribution - Tier 2 - 1QU CoRE ¦ 2QU LoRE | Non-Red Flag Warning - Catastrophic Fires | Equipment / facility failure | Aggregated | 2023 | 3.3115e-07 | 353.5334 | 0.00011707 | 2023 | Mitigation | 0.95 | 45 | 0 | esc | 0.00097009 | 3.2124e-10 | 0.00097009 | 3.2124e-10
[35 empty] | WLDFR | HFTD - Distribution - Tier 3 - 2QU CoRE ¦ 4QU LoRE | 2024 | 0.8163 | 0.00039533 | 0.097278 | 0 | 0.097278 | 0.00039533 | 0.097278 | 0 | 0.097278 | 0.079408 | 0.079408 | 0.00039533 | 0.0003227 | 0.097278 | 0.079408 | 0 | 0 | 0.097278 | 0.079408 | [22 empty] | WLDFR | HFTD - Distribution - Tier 2 - 1QU CoRE ¦ 5QU LoRE | Non-Red Flag Warning - Destructive Fires | 2024 | 4.689e-09 | 4.689e-09 | 9129.7461 | 233.2301 | 8896.516 | 0 | 0 | 0 | 5.4839e-06 | 4.281e-05 | 0 | 4.281e-05 | 4.281e-05 | 0 | 4.281e-05 | [22 empty] | 7.3.3.17.5 (Remote Grid) Updates to grid topology to minimize risk of ignition in HFTDs Remote GridWLDFREquipment / facility failureAggregated | WLDFR | HFTD - Distribution - Tier 2 - 1QU CoRE ¦ 2QU LoRE | Non-Red Flag Warning - Catastrophic Fires | Equipment / facility failure | Aggregated | 2024 | 3.3115e-07 | 353.5334 | 0.00011707 | 2024 | Mitigation | 0.95 | 45 | 0 | esc | 0.00097009 | 3.2124e-10 | 0.00097009 | 3.2124e-10
[35 empty] | WLDFR | HFTD - Distribution - Tier 3 - 2QU CoRE ¦ 4QU LoRE | 2025 | 0.7629 | 0.00039533 | 0.097278 | 0 | 0.097278 | 0.00039533 | 0.097278 | 0 | 0.097278 | 0.074213 | 0.074213 | 0.00039533 | 0.00030159 | 0.097278 | 0.074213 | 0 | 0 | 0.097278 | 0.074213 | [22 empty] | WLDFR | HFTD - Distribution - Tier 2 - 1QU CoRE ¦ 5QU LoRE | Non-Red Flag Warning - Destructive Fires | 2025 | 4.689e-09 | 4.689e-09 | 9129.7461 | 233.2301 | 8896.516 | 0 | 0 | 0 | 5.4839e-06 | 4.281e-05 | 0 | 4.281e-05 | 4.281e-05 | 0 | 4.281e-05 | [22 empty] | 7.3.3.17.5 (Remote Grid) Updates to grid topology to minimize risk of ignition in HFTDs Remote GridWLDFREquipment / facility failureAggregated | WLDFR | HFTD - Distribution - Tier 2 - 1QU CoRE ¦ 2QU LoRE | Non-Red Flag Warning - Catastrophic Fires | Equipment / facility failure | Aggregated | 2025 | 3.3115e-07 | 353.5334 | 0.00011707 | 2025 | Mitigation | 0.95 | 45 | 0 | esc | 0.00097009 | 3.2124e-10 | 0.00097009 | 3.2124e-10
[35 empty] | WLDFR | HFTD - Distribution - Tier 3 - 2QU CoRE ¦ 4QU LoRE | 2026 | 0.71299 | 0.00039533 | 0.097278 | 0 | 0.097278 | 0.00039533 | 0.097278 | 0 | 0.097278 | 0.069358 | 0.069358 | 0.00039533 | 0.00028186 | 0.097278 | 0.069358 | 0 | 0 | 0.097278 | 0.069358 | [22 empty] | WLDFR | HFTD - Distribution - Tier 2 - 1QU CoRE ¦ 5QU LoRE | Non-Red Flag Warning - Destructive Fires | 2026 | 4.689e-09 | 4.689e-09 | 9129.7461 | 233.2301 | 8896.516 | 0 | 0 | 0 | 5.4839e-06 | 4.281e-05 | 0 | 4.281e-05 | 4.281e-05 | 0 | 4.281e-05 | [22 empty] | 7.3.3.17.5 (Remote Grid) Updates to grid topology to minimize risk of ignition in HFTDs Remote GridWLDFREquipment / facility failureAggregated | WLDFR | HFTD - Distribution - Tier 2 - 1QU CoRE ¦ 2QU LoRE | Non-Red Flag Warning - Catastrophic Fires | Equipment / facility failure | Aggregated | 2026 | 3.3115e-07 | 353.5334 | 0.00011707 | 2026 | Mitigation | 0.95 | 45 | 0 | esc | 0.00097009 | 3.2124e-10 | 0.00097009 | 3.2124e-10
[35 empty] | WLDFR | HFTD - Distribution - Tier 3 - 2QU CoRE ¦ 4QU LoRE | 2027 | 0.66634 | 0.00039533 | 0.097278 | 0 | 0.097278 | 0.00039533 | 0.097278 | 0 | 0.097278 | 0.064821 | 0.064821 | 0.00039533 | 0.00026342 | 0.097278 | 0.064821 | 0 | 0 | 0.097278 | 0.064821 | [22 empty] | WLDFR | HFTD - Distribution - Tier 2 - 1QU CoRE ¦ 5QU LoRE | Non-Red Flag Warning - Destructive Fires | 2027 | 4.689e-09 | 4.689e-09 | 9129.7461 | 233.2301 | 8896.516 | 0 | 0 | 0 | 5.4839e-06 | 4.281e-05 | 0 | 4.281e-05 | 4.281e-05 | 0 | 4.281e-05 | [22 empty] | 7.3.3.17.5 (Remote Grid) Updates to grid topology to minimize risk of ignition in HFTDs Remote GridWLDFREquipment / facility failureAggregated | WLDFR | HFTD - Distribution - Tier 2 - 1QU CoRE ¦ 2QU LoRE | Non-Red Flag Warning - Catastrophic Fires | Equipment / facility failure | Aggregated | 2027 | 3.3115e-07 | 353.5334 | 0.00011707 | 2027 | Mitigation | 0.95 | 45 | 0 | esc | 0.00097009 | 3.2124e-10 | 0.00097009 | 3.2124e-10
[35 empty] | WLDFR | HFTD - Distribution - Tier 3 - 2QU CoRE ¦ 4QU LoRE | 2028 | 0.62275 | 0.00039533 | 0.10161 | 0 | 0.10161 | 0.00039533 | 0.10161 | 0 | 0.10161 | 0.063278 | 0.063278 | 0.00039533 | 0.00024619 | 0.10161 | 0.063278 | 0 | 0 | 0.10161 | 0.063278 | [22 empty] | WLDFR | HFTD - Distribution - Tier 2 - 1QU CoRE ¦ 5QU LoRE | Non-Red Flag Warning - Destructive Fires | 2028 | 4.689e-09 | 4.689e-09 | 9534.9221 | 247.273 | 9287.6491 | 0 | 0 | 0 | 5.4839e-06 | 4.4709e-05 | 0 | 4.4709e-05 | 4.4709e-05 | 0 | 4.4709e-05 | [22 empty] | 7.3.3.17.5 (Remote Grid) Updates to grid topology to minimize risk of ignition in HFTDs Remote GridWLDFREquipment / facility failureAggregated | WLDFR | HFTD - Distribution - Tier 2 - 1QU CoRE ¦ 2QU LoRE | Non-Red Flag Warning - Catastrophic Fires | Equipment / facility failure | Aggregated | 2028 | 3.3115e-07 | 353.5334 | 0.00011707 | 2028 | Mitigation | 0.95 | 45 | 0 | esc | 0.00097009 | 3.2124e-10 | 0.00097009 | 3.2124e-10
[35 empty] | WLDFR | HFTD - Distribution - Tier 3 - 2QU CoRE ¦ 4QU LoRE | 2029 | 0.58201 | 0.00039533 | 0.10161 | 0 | 0.10161 | 0.00039533 | 0.10161 | 0 | 0.10161 | 0.059138 | 0.059138 | 0.00039533 | 0.00023008 | 0.10161 | 0.059138 | 0 | 0 | 0.10161 | 0.059138 | [22 empty] | WLDFR | HFTD - Distribution - Tier 2 - 1QU CoRE ¦ 5QU LoRE | Non-Red Flag Warning - Destructive Fires | 2029 | 4.689e-09 | 4.689e-09 | 9534.9221 | 247.273 | 9287.6491 | 0 | 0 | 0 | 5.4839e-06 | 4.4709e-05 | 0 | 4.4709e-05 | 4.4709e-05 | 0 | 4.4709e-05 | [22 empty] | 7.3.3.17.5 (Remote Grid) Updates to grid topology to minimize risk of ignition in HFTDs Remote GridWLDFREquipment / facility failureAggregated | WLDFR | HFTD - Distribution - Tier 2 - 1QU CoRE ¦ 2QU LoRE | Non-Red Flag Warning - Catastrophic Fires | Equipment / facility failure | Aggregated | 2029 | 3.3115e-07 | 353.5334 | 0.00011707 | 2029 | Mitigation | 0.95 | 45 | 0 | esc | 0.00097009 | 3.2124e-10 | 0.00097009 | 3.2124e-10
[35 empty] | WLDFR | HFTD - Distribution - Tier 3 - 2QU CoRE ¦ 4QU LoRE | 2030 | 0.54393 | 0.00039533 | 0.10161 | 0 | 0.10161 | 0.00039533 | 0.10161 | 0 | 0.10161 | 0.05527 | 0.05527 | 0.00039533 | 0.00021503 | 0.10161 | 0.05527 | 0 | 0 | 0.10161 | 0.05527 | [22 empty] | WLDFR | HFTD - Distribution - Tier 2 - 1QU CoRE ¦ 5QU LoRE | Non-Red Flag Warning - Destructive Fires | 2030 | 4.689e-09 | 4.689e-09 | 9534.9221 | 247.273 | 9287.6491 | 0 | 0 | 0 | 5.4839e-06 | 4.4709e-05 | 0 | 4.4709e-05 | 4.4709e-05 | 0 | 4.4709e-05 | [22 empty] | 7.3.3.17.5 (Remote Grid) Updates to grid topology to minimize risk of ignition in HFTDs Remote GridWLDFREquipment / facility failureAggregated | WLDFR | HFTD - Distribution - Tier 2 - 1QU CoRE ¦ 2QU LoRE | Non-Red Flag Warning - Catastrophic Fires | Equipment / facility failure | Aggregated | 2030 | 3.3115e-07 | 353.5334 | 0.00011707 | 2030 | Mitigation | 0.95 | 45 | 0 | esc | 0.00097009 | 3.2124e-10 | 0.00097009 | 3.2124e-10
[35 empty] | WLDFR | HFTD - Distribution - Tier 3 - 2QU CoRE ¦ 4QU LoRE | 2031 | 0.50835 | 0.00039533 | 0.10161 | 0 | 0.10161 | 0.00039533 | 0.10161 | 0 | 0.10161 | 0.051654 | 0.051654 | 0.00039533 | 0.00020096 | 0.10161 | 0.051654 | 0 | 0 | 0.10161 | 0.051654 | [22 empty] | WLDFR | HFTD - Distribution - Tier 2 - 1QU CoRE ¦ 5QU LoRE | Non-Red Flag Warning - Destructive Fires | 2031 | 4.689e-09 | 4.689e-09 | 9534.9221 | 247.273 | 9287.6491 | 0 | 0 | 0 | 5.4839e-06 | 4.4709e-05 | 0 | 4.4709e-05 | 4.4709e-05 | 0 | 4.4709e-05 | [22 empty] | 7.3.3.17.5 (Remote Grid) Updates to grid topology to minimize risk of ignition in HFTDs Remote GridWLDFREquipment / facility failureAggregated | WLDFR | HFTD - Distribution - Tier 2 - 1QU CoRE ¦ 2QU LoRE | Non-Red Flag Warning - Catastrophic Fires | Equipment / facility failure | Aggregated | 2031 | 3.3115e-07 | 353.5334 | 0.00011707 | 2031 | Mitigation | 0.95 | 45 | 0 | esc | 0.00097009 | 3.2124e-10 | 0.00097009 | 3.2124e-10
[35 empty] | WLDFR | HFTD - Distribution - Tier 3 - 2QU CoRE ¦ 4QU LoRE | 2032 | 0.47509 | 0.00039533 | 0.10161 | 0 | 0.10161 | 0.00039533 | 0.10161 | 0 | 0.10161 | 0.048275 | 0.048275 | 0.00039533 | 0.00018782 | 0.10161 | 0.048275 | 0 | 0 | 0.10161 | 0.048275 | [22 empty] | WLDFR | HFTD - Distribution - Tier 2 - 1QU CoRE ¦ 5QU LoRE | Non-Red Flag Warning - Destructive Fires | 2032 | 4.689e-09 | 4.689e-09 | 9534.9221 | 247.273 | 9287.6491 | 0 | 0 | 0 | 5.4839e-06 | 4.4709e-05 | 0 | 4.4709e-05 | 4.4709e-05 | 0 | 4.4709e-05 | [22 empty] | 7.3.3.17.5 (Remote Grid) Updates to grid topology to minimize risk of ignition in HFTDs Remote GridWLDFREquipment / facility failureAggregated | WLDFR | HFTD - Distribution - Tier 2 - 1QU CoRE ¦ 2QU LoRE | Non-Red Flag Warning - Catastrophic Fires | Equipment / facility failure | Aggregated | 2032 | 3.3115e-07 | 353.5334 | 0.00011707 | 2032 | Mitigation | 0.95 | 45 | 0 | esc | 0.00097009 | 3.2124e-10 | 0.00097009 | 3.2124e-10
[35 empty] | WLDFR | HFTD - Distribution - Tier 3 - 2QU CoRE ¦ 4QU LoRE | 2033 | 0.44401 | 0.00039533 | 0.10643 | 0 | 0.10643 | 0.00039533 | 0.10643 | 0 | 0.10643 | 0.047254 | 0.047254 | 0.00039533 | 0.00017553 | 0.10643 | 0.047254 | 0 | 0 | 0.10643 | 0.047254 | [22 empty] | WLDFR | HFTD - Distribution - Tier 2 - 1QU CoRE ¦ 5QU LoRE | Non-Red Flag Warning - Destructive Fires | 2033 | 4.689e-09 | 4.689e-09 | 9984.8474 | 263.1074 | 9721.74 | 0 | 0 | 0 | 5.4839e-06 | 4.6819e-05 | 0 | 4.6819e-05 | 4.6819e-05 | 0 | 4.6819e-05 | [22 empty] | 7.3.3.17.5 (Remote Grid) Updates to grid topology to minimize risk of ignition in HFTDs Remote GridWLDFREquipment / facility failureAggregated | WLDFR | HFTD - Distribution - Tier 2 - 1QU CoRE ¦ 2QU LoRE | Non-Red Flag Warning - Catastrophic Fires | Equipment / facility failure | Aggregated | 2033 | 3.3115e-07 | 353.5334 | 0.00011707 | 2033 | Mitigation | 0.95 | 45 | 0 | esc | 0.00097009 | 3.2124e-10 | 0.00097009 | 3.2124e-10
[35 empty] | WLDFR | HFTD - Distribution - Tier 3 - 2QU CoRE ¦ 4QU LoRE | 2034 | 0.41496 | 0.00039533 | 0.10643 | 0 | 0.10643 | 0.00039533 | 0.10643 | 0 | 0.10643 | 0.044163 | 0.044163 | 0.00039533 | 0.00016405 | 0.10643 | 0.044163 | 0 | 0 | 0.10643 | 0.044163 | [22 empty] | WLDFR | HFTD - Distribution - Tier 2 - 1QU CoRE ¦ 5QU LoRE | Non-Red Flag Warning - Destructive Fires | 2034 | 4.689e-09 | 4.689e-09 | 9984.8474 | 263.1074 | 9721.74 | 0 | 0 | 0 | 5.4839e-06 | 4.6819e-05 | 0 | 4.6819e-05 | 4.6819e-05 | 0 | 4.6819e-05 | [22 empty] | 7.3.3.17.5 (Remote Grid) Updates to grid topology to minimize risk of ignition in HFTDs Remote GridWLDFREquipment / facility failureAggregated | WLDFR | HFTD - Distribution - Tier 2 - 1QU CoRE ¦ 2QU LoRE | Non-Red Flag Warning - Catastrophic Fires | Equipment / facility failure | Aggregated | 2034 | 3.3115e-07 | 353.5334 | 0.00011707 | 2034 | Mitigation | 0.95 | 45 | 0 | esc | 0.00097009 | 3.2124e-10 | 0.00097009 | 3.2124e-10
[35 empty] | WLDFR | HFTD - Distribution - Tier 3 - 2QU CoRE ¦ 4QU LoRE | 2035 | 0.38782 | 0.00039533 | 0.10643 | 0 | 0.10643 | 0.00039533 | 0.10643 | 0 | 0.10643 | 0.041274 | 0.041274 | 0.00039533 | 0.00015331 | 0.10643 | 0.041274 | 0 | 0 | 0.10643 | 0.041274 | [22 empty] | WLDFR | HFTD - Distribution - Tier 2 - 1QU CoRE ¦ 5QU LoRE | Non-Red Flag Warning - Destructive Fires | 2035 | 4.689e-09 | 4.689e-09 | 9984.8474 | 263.1074 | 9721.74 | 0 | 0 | 0 | 5.4839e-06 | 4.6819e-05 | 0 | 4.6819e-05 | 4.6819e-05 | 0 | 4.6819e-05 | [22 empty] | 7.3.3.17.5 (Remote Grid) Updates to grid topology to minimize risk of ignition in HFTDs Remote GridWLDFREquipment / facility failureAggregated | WLDFR | HFTD - Distribution - Tier 2 - 1QU CoRE ¦ 2QU LoRE | Non-Red Flag Warning - Catastrophic Fires | Equipment / facility failure | Aggregated | 2035 | 3.3115e-07 | 353.5334 | 0.00011707 | 2035 | Mitigation | 0.95 | 45 | 0 | esc | 0.00097009 | 3.2124e-10 | 0.00097009 | 3.2124e-10
[35 empty] | WLDFR | HFTD - Distribution - Tier 3 - 2QU CoRE ¦ 4QU LoRE | 2036 | 0.36245 | 0.00039533 | 0.10643 | 0 | 0.10643 | 0.00039533 | 0.10643 | 0 | 0.10643 | 0.038574 | 0.038574 | 0.00039533 | 0.00014328 | 0.10643 | 0.038574 | 0 | 0 | 0.10643 | 0.038574 | [22 empty] | WLDFR | HFTD - Distribution - Tier 2 - 1QU CoRE ¦ 5QU LoRE | Non-Red Flag Warning - Destructive Fires | 2036 | 4.689e-09 | 4.689e-09 | 9984.8474 | 263.1074 | 9721.74 | 0 | 0 | 0 | 5.4839e-06 | 4.6819e-05 | 0 | 4.6819e-05 | 4.6819e-05 | 0 | 4.6819e-05 | [22 empty] | 7.3.3.17.5 (Remote Grid) Updates to grid topology to minimize risk of ignition in HFTDs Remote GridWLDFREquipment / facility failureAggregated | WLDFR | HFTD - Distribution - Tier 2 - 1QU CoRE ¦ 2QU LoRE | Non-Red Flag Warning - Catastrophic Fires | Equipment / facility failure | Aggregated | 2036 | 3.3115e-07 | 353.5334 | 0.00011707 | 2036 | Mitigation | 0.95 | 45 | 0 | esc | 0.00097009 | 3.2124e-10 | 0.00097009 | 3.2124e-10
[35 empty] | WLDFR | HFTD - Distribution - Tier 3 - 2QU CoRE ¦ 4QU LoRE | 2037 | 0.33873 | 0.00039533 | 0.10643 | 0 | 0.10643 | 0.00039533 | 0.10643 | 0 | 0.10643 | 0.03605 | 0.03605 | 0.00039533 | 0.00013391 | 0.10643 | 0.03605 | 0 | 0 | 0.10643 | 0.03605 | [22 empty] | WLDFR | HFTD - Distribution - Tier 2 - 1QU CoRE ¦ 5QU LoRE | Non-Red Flag Warning - Destructive Fires | 2037 | 4.689e-09 | 4.689e-09 | 9984.8474 | 263.1074 | 9721.74 | 0 | 0 | 0 | 5.4839e-06 | 4.6819e-05 | 0 | 4.6819e-05 | 4.6819e-05 | 0 | 4.6819e-05 | [22 empty] | 7.3.3.17.5 (Remote Grid) Updates to grid topology to minimize risk of ignition in HFTDs Remote GridWLDFREquipment / facility failureAggregated | WLDFR | HFTD - Distribution - Tier 2 - 1QU CoRE ¦ 2QU LoRE | Non-Red Flag Warning - Catastrophic Fires | Equipment / facility failure | Aggregated | 2037 | 3.3115e-07 | 353.5334 | 0.00011707 | 2037 | Mitigation | 0.95 | 45 | 0 | esc | 0.00097009 | 3.2124e-10 | 0.00097009 | 3.2124e-10
[35 empty] | WLDFR | HFTD - Distribution - Tier 3 - 2QU CoRE ¦ 4QU LoRE | 2038 | 0.31657 | 0.00039533 | 0.11165 | 0 | 0.11165 | 0.00039533 | 0.11165 | 0 | 0.11165 | 0.035346 | 0.035346 | 0.00039533 | 0.00012515 | 0.11165 | 0.035346 | 0 | 0 | 0.11165 | 0.035346 | [22 empty] | WLDFR | HFTD - Distribution - Tier 2 - 1QU CoRE ¦ 5QU LoRE | Non-Red Flag Warning - Destructive Fires | 2038 | 4.689e-09 | 4.689e-09 | 10472.8261 | 280.5544 | 10192.2718 | 0 | 0 | 0 | 5.4839e-06 | 4.9107e-05 | 0 | 4.9107e-05 | 4.9107e-05 | 0 | 4.9107e-05 | [22 empty] | 7.3.3.17.5 (Remote Grid) Updates to grid topology to minimize risk of ignition in HFTDs Remote GridWLDFREquipment / facility failureAggregated | WLDFR | HFTD - Distribution - Tier 2 - 1QU CoRE ¦ 2QU LoRE | Non-Red Flag Warning - Catastrophic Fires | Equipment / facility failure | Aggregated | 2038 | 3.3115e-07 | 353.5334 | 0.00011707 | 2038 | Mitigation | 0.95 | 45 | 0 | esc | 0.00097009 | 3.2124e-10 | 0.00097009 | 3.2124e-10
[35 empty] | WLDFR | HFTD - Distribution - Tier 3 - 2QU CoRE ¦ 4QU LoRE | 2039 | 0.29586 | 0.00039533 | 0.11165 | 0 | 0.11165 | 0.00039533 | 0.11165 | 0 | 0.11165 | 0.033034 | 0.033034 | 0.00039533 | 0.00011696 | 0.11165 | 0.033034 | 0 | 0 | 0.11165 | 0.033034 | [22 empty] | WLDFR | HFTD - Distribution - Tier 2 - 1QU CoRE ¦ 5QU LoRE | Non-Red Flag Warning - Destructive Fires | 2039 | 4.689e-09 | 4.689e-09 | 10472.8261 | 280.5544 | 10192.2718 | 0 | 0 | 0 | 5.4839e-06 | 4.9107e-05 | 0 | 4.9107e-05 | 4.9107e-05 | 0 | 4.9107e-05 | [22 empty] | 7.3.3.17.5 (Remote Grid) Updates to grid topology to minimize risk of ignition in HFTDs Remote GridWLDFREquipment / facility failureAggregated | WLDFR | HFTD - Distribution - Tier 2 - 1QU CoRE ¦ 2QU LoRE | Non-Red Flag Warning - Catastrophic Fires | Equipment / facility failure | Aggregated | 2039 | 3.3115e-07 | 353.5334 | 0.00011707 | 2039 | Mitigation | 0.95 | 45 | 0 | esc | 0.00097009 | 3.2124e-10 | 0.00097009 | 3.2124e-10
[35 empty] | WLDFR | HFTD - Distribution - Tier 3 - 2QU CoRE ¦ 4QU LoRE | 2040 | 0.27651 | 0.00039533 | 0.11165 | 0 | 0.11165 | 0.00039533 | 0.11165 | 0 | 0.11165 | 0.030873 | 0.030873 | 0.00039533 | 0.00010931 | 0.11165 | 0.030873 | 0 | 0 | 0.11165 | 0.030873 | [22 empty] | WLDFR | HFTD - Distribution - Tier 2 - 1QU CoRE ¦ 5QU LoRE | Non-Red Flag Warning - Destructive Fires | 2040 | 4.689e-09 | 4.689e-09 | 10472.8261 | 280.5544 | 10192.2718 | 0 | 0 | 0 | 5.4839e-06 | 4.9107e-05 | 0 | 4.9107e-05 | 4.9107e-05 | 0 | 4.9107e-05 | [22 empty] | 7.3.3.17.5 (Remote Grid) Updates to grid topology to minimize risk of ignition in HFTDs Remote GridWLDFREquipment / facility failureAggregated | WLDFR | HFTD - Distribution - Tier 2 - 1QU CoRE ¦ 2QU LoRE | Non-Red Flag Warning - Catastrophic Fires | Equipment / facility failure | Aggregated | 2040 | 3.3115e-07 | 353.5334 | 0.00011707 | 2040 | Mitigation | 0.95 | 45 | 0 | esc | 0.00097009 | 3.2124e-10 | 0.00097009 | 3.2124e-10
[35 empty] | WLDFR | HFTD - Distribution - Tier 3 - 2QU CoRE ¦ 4QU LoRE | 2041 | 0.25842 | 0.00039533 | 0.11165 | 0 | 0.11165 | 0.00039533 | 0.11165 | 0 | 0.11165 | 0.028853 | 0.028853 | 0.00039533 | 0.00010216 | 0.11165 | 0.028853 | 0 | 0 | 0.11165 | 0.028853 | [22 empty] | WLDFR | HFTD - Distribution - Tier 2 - 1QU CoRE ¦ 5QU LoRE | Non-Red Flag Warning - Destructive Fires | 2041 | 4.689e-09 | 4.689e-09 | 10472.8261 | 280.5544 | 10192.2718 | 0 | 0 | 0 | 5.4839e-06 | 4.9107e-05 | 0 | 4.9107e-05 | 4.9107e-05 | 0 | 4.9107e-05 | [22 empty] | 7.3.3.17.5 (Remote Grid) Updates to grid topology to minimize risk of ignition in HFTDs Remote GridWLDFREquipment / facility failureAggregated | WLDFR | HFTD - Distribution - Tier 2 - 1QU CoRE ¦ 2QU LoRE | Non-Red Flag Warning - Catastrophic Fires | Equipment / facility failure | Aggregated | 2041 | 3.3115e-07 | 353.5334 | 0.00011707 | 2041 | Mitigation | 0.95 | 45 | 0 | esc | 0.00097009 | 3.2124e-10 | 0.00097009 | 3.2124e-10
[35 empty] | WLDFR | HFTD - Distribution - Tier 3 - 2QU CoRE ¦ 4QU LoRE | 2042 | 0.24151 | 0.00039533 | 0.11165 | 0 | 0.11165 | 0.00039533 | 0.11165 | 0 | 0.11165 | 0.026966 | 0.026966 | 0.00039533 | 9.5476e-05 | 0.11165 | 0.026966 | 0 | 0 | 0.11165 | 0.026966 | [22 empty] | WLDFR | HFTD - Distribution - Tier 2 - 1QU CoRE ¦ 5QU LoRE | Non-Red Flag Warning - Destructive Fires | 2042 | 4.689e-09 | 4.689e-09 | 10472.8261 | 280.5544 | 10192.2718 | 0 | 0 | 0 | 5.4839e-06 | 4.9107e-05 | 0 | 4.9107e-05 | 4.9107e-05 | 0 | 4.9107e-05 | [22 empty] | 7.3.3.17.5 (Remote Grid) Updates to grid topology to minimize risk of ignition in HFTDs Remote GridWLDFREquipment / facility failureAggregated | WLDFR | HFTD - Distribution - Tier 2 - 1QU CoRE ¦ 2QU LoRE | Non-Red Flag Warning - Catastrophic Fires | Equipment / facility failure | Aggregated | 2042 | 3.3115e-07 | 353.5334 | 0.00011707 | 2042 | Mitigation | 0.95 | 45 | 0 | esc | 0.00097009 | 3.2124e-10 | 0.00097009 | 3.2124e-10
[35 empty] | WLDFR | HFTD - Distribution - Tier 3 - 2QU CoRE ¦ 4QU LoRE | 2043 | 0.22571 | 0.00039533 | 0.11722 | 0 | 0.11722 | 0.00039533 | 0.11722 | 0 | 0.11722 | 0.026458 | 0.026458 | 0.00039533 | 8.923e-05 | 0.11722 | 0.026458 | 0 | 0 | 0.11722 | 0.026458 | [22 empty] | WLDFR | HFTD - Distribution - Tier 2 - 1QU CoRE ¦ 5QU LoRE | Non-Red Flag Warning - Destructive Fires | 2043 | 4.689e-09 | 4.689e-09 | 10992.1562 | 299.42 | 10692.7362 | 0 | 0 | 0 | 5.4839e-06 | 5.1542e-05 | 0 | 5.1542e-05 | 5.1542e-05 | 0 | 5.1542e-05 | [22 empty] | 7.3.3.17.5 (Remote Grid) Updates to grid topology to minimize risk of ignition in HFTDs Remote GridWLDFREquipment / facility failureAggregated | WLDFR | HFTD - Distribution - Tier 2 - 1QU CoRE ¦ 2QU LoRE | Non-Red Flag Warning - Catastrophic Fires | Equipment / facility failure | Aggregated | 2043 | 3.3115e-07 | 353.5334 | 0.00011707 | 2043 | Mitigation | 0.95 | 45 | 0 | esc | 0.00097009 | 3.2124e-10 | 0.00097009 | 3.2124e-10
[35 empty] | WLDFR | HFTD - Distribution - Tier 3 - 2QU CoRE ¦ 4QU LoRE | 2044 | 0.21095 | 0.00039533 | 0.11722 | 0 | 0.11722 | 0.00039533 | 0.11722 | 0 | 0.11722 | 0.024727 | 0.024727 | 0.00039533 | 8.3393e-05 | 0.11722 | 0.024727 | 0 | 0 | 0.11722 | 0.024727 | [22 empty] | WLDFR | HFTD - Distribution - Tier 2 - 1QU CoRE ¦ 5QU LoRE | Non-Red Flag Warning - Destructive Fires | 2044 | 4.689e-09 | 4.689e-09 | 10992.1562 | 299.42 | 10692.7362 | 0 | 0 | 0 | 5.4839e-06 | 5.1542e-05 | 0 | 5.1542e-05 | 5.1542e-05 | 0 | 5.1542e-05 | [22 empty] | 7.3.3.17.5 (Remote Grid) Updates to grid topology to minimize risk of ignition in HFTDs Remote GridWLDFREquipment / facility failureAggregated | WLDFR | HFTD - Distribution - Tier 2 - 1QU CoRE ¦ 2QU LoRE | Non-Red Flag Warning - Catastrophic Fires | Equipment / facility failure | Aggregated | 2044 | 3.3115e-07 | 353.5334 | 0.00011707 | 2044 | Mitigation | 0.95 | 45 | 0 | esc | 0.00097009 | 3.2124e-10 | 0.00097009 | 3.2124e-10
[35 empty] | WLDFR | HFTD - Distribution - Tier 3 - 2QU CoRE ¦ 4QU LoRE | 2045 | 0.19715 | 0.00039533 | 0.11722 | 0 | 0.11722 | 0.00039533 | 0.11722 | 0 | 0.11722 | 0.023109 | 0.023109 | 0.00039533 | 7.7937e-05 | 0.11722 | 0.023109 | 0 | 0 | 0.11722 | 0.023109 | [22 empty] | WLDFR | HFTD - Distribution - Tier 2 - 1QU CoRE ¦ 5QU LoRE | Non-Red Flag Warning - Destructive Fires | 2045 | 4.689e-09 | 4.689e-09 | 10992.1562 | 299.42 | 10692.7362 | 0 | 0 | 0 | 5.4839e-06 | 5.1542e-05 | 0 | 5.1542e-05 | 5.1542e-05 | 0 | 5.1542e-05 | [22 empty] | 7.3.3.17.5 (Remote Grid) Updates to grid topology to minimize risk of ignition in HFTDs Remote GridWLDFREquipment / facility failureAggregated | WLDFR | HFTD - Distribution - Tier 2 - 1QU CoRE ¦ 2QU LoRE | Non-Red Flag Warning - Catastrophic Fires | Equipment / facility failure | Aggregated | 2045 | 3.3115e-07 | 353.5334 | 0.00011707 | 2045 | Mitigation | 0.95 | 45 | 0 | esc | 0.00097009 | 3.2124e-10 | 0.00097009 | 3.2124e-10
[35 empty] | WLDFR | HFTD - Distribution - Tier 3 - 2QU CoRE ¦ 4QU LoRE | 2046 | 0.18425 | 0.00039533 | 0.11722 | 0 | 0.11722 | 0.00039533 | 0.11722 | 0 | 0.11722 | 0.021598 | 0.021598 | 0.00039533 | 7.2838e-05 | 0.11722 | 0.021598 | 0 | 0 | 0.11722 | 0.021598 | [22 empty] | WLDFR | HFTD - Distribution - Tier 2 - 1QU CoRE ¦ 5QU LoRE | Non-Red Flag Warning - Destructive Fires | 2046 | 4.689e-09 | 4.689e-09 | 10992.1562 | 299.42 | 10692.7362 | 0 | 0 | 0 | 5.4839e-06 | 5.1542e-05 | 0 | 5.1542e-05 | 5.1542e-05 | 0 | 5.1542e-05 | [22 empty] | 7.3.3.17.5 (Remote Grid) Updates to grid topology to minimize risk of ignition in HFTDs Remote GridWLDFREquipment / facility failureAggregated | WLDFR | HFTD - Distribution - Tier 2 - 1QU CoRE ¦ 2QU LoRE | Non-Red Flag Warning - Catastrophic Fires | Equipment / facility failure | Aggregated | 2046 | 3.3115e-07 | 353.5334 | 0.00011707 | 2046 | Mitigation | 0.95 | 45 | 0 | esc | 0.00097009 | 3.2124e-10 | 0.00097009 | 3.2124e-10
[35 empty] | WLDFR | HFTD - Distribution - Tier 3 - 2QU CoRE ¦ 4QU LoRE | 2047 | 0.1722 | 0.00039533 | 0.11722 | 0 | 0.11722 | 0.00039533 | 0.11722 | 0 | 0.11722 | 0.020185 | 0.020185 | 0.00039533 | 6.8073e-05 | 0.11722 | 0.020185 | 0 | 0 | 0.11722 | 0.020185 | [22 empty] | WLDFR | HFTD - Distribution - Tier 2 - 1QU CoRE ¦ 5QU LoRE | Non-Red Flag Warning - Destructive Fires | 2047 | 4.689e-09 | 4.689e-09 | 10992.1562 | 299.42 | 10692.7362 | 0 | 0 | 0 | 5.4839e-06 | 5.1542e-05 | 0 | 5.1542e-05 | 5.1542e-05 | 0 | 5.1542e-05 | [22 empty] | 7.3.3.17.5 (Remote Grid) Updates to grid topology to minimize risk of ignition in HFTDs Remote GridWLDFREquipment / facility failureAggregated | WLDFR | HFTD - Distribution - Tier 2 - 1QU CoRE ¦ 2QU LoRE | Non-Red Flag Warning - Catastrophic Fires | Equipment / facility failure | Aggregated | 2047 | 3.3115e-07 | 353.5334 | 0.00011707 | 2047 | Mitigation | 0.95 | 45 | 0 | esc | 0.00097009 | 3.2124e-10 | 0.00097009 | 3.2124e-10
[35 empty] | WLDFR | HFTD - Distribution - Tier 3 - 2QU CoRE ¦ 4QU LoRE | 2048 | 0.16093 | 0.00039533 | 0.12306 | 0 | 0.12306 | 0.00039533 | 0.12306 | 0 | 0.12306 | 0.019803 | 0.019803 | 0.00039533 | 6.362e-05 | 0.12306 | 0.019803 | 0 | 0 | 0.12306 | 0.019803 | [22 empty] | WLDFR | HFTD - Distribution - Tier 2 - 1QU CoRE ¦ 5QU LoRE | Non-Red Flag Warning - Destructive Fires | 2048 | 4.689e-09 | 4.689e-09 | 11536.0538 | 319.4911 | 11216.5626 | 0 | 0 | 0 | 5.4839e-06 | 5.4093e-05 | 0 | 5.4093e-05 | 5.4093e-05 | 0 | 5.4093e-05 | [22 empty] | 7.3.3.17.5 (Remote Grid) Updates to grid topology to minimize risk of ignition in HFTDs Remote GridWLDFREquipment / facility failureAggregated | WLDFR | HFTD - Distribution - Tier 2 - 1QU CoRE ¦ 2QU LoRE | Non-Red Flag Warning - Catastrophic Fires | Equipment / facility failure | Aggregated | 2048 | 3.3115e-07 | 353.5334 | 0.00011707 | 2048 | Mitigation | 0.95 | 45 | 0 | esc | 0.00097009 | 3.2124e-10 | 0.00097009 | 3.2124e-10
[35 empty] | WLDFR | HFTD - Distribution - Tier 3 - 2QU CoRE ¦ 4QU LoRE | 2049 | 0.1504 | 0.00039533 | 0.12306 | 0 | 0.12306 | 0.00039533 | 0.12306 | 0 | 0.12306 | 0.018508 | 0.018508 | 0.00039533 | 5.9458e-05 | 0.12306 | 0.018508 | 0 | 0 | 0.12306 | 0.018508 | [22 empty] | WLDFR | HFTD - Distribution - Tier 2 - 1QU CoRE ¦ 5QU LoRE | Non-Red Flag Warning - Destructive Fires | 2049 | 4.689e-09 | 4.689e-09 | 11536.0538 | 319.4911 | 11216.5626 | 0 | 0 | 0 | 5.4839e-06 | 5.4093e-05 | 0 | 5.4093e-05 | 5.4093e-05 | 0 | 5.4093e-05 | [22 empty] | 7.3.3.17.5 (Remote Grid) Updates to grid topology to minimize risk of ignition in HFTDs Remote GridWLDFREquipment / facility failureAggregated | WLDFR | HFTD - Distribution - Tier 2 - 1QU CoRE ¦ 2QU LoRE | Non-Red Flag Warning - Catastrophic Fires | Equipment / facility failure | Aggregated | 2049 | 3.3115e-07 | 353.5334 | 0.00011707 | 2049 | Mitigation | 0.95 | 45 | 0 | esc | 0.00097009 | 3.2124e-10 | 0.00097009 | 3.2124e-10
[35 empty] | WLDFR | HFTD - Distribution - Tier 3 - 2QU CoRE ¦ 4QU LoRE | 2050 | 0.14056 | 0.00039533 | 0.12306 | 0 | 0.12306 | 0.00039533 | 0.12306 | 0 | 0.12306 | 0.017297 | 0.017297 | 0.00039533 | 5.5568e-05 | 0.12306 | 0.017297 | 0 | 0 | 0.12306 | 0.017297 | [22 empty] | WLDFR | HFTD - Distribution - Tier 2 - 1QU CoRE ¦ 5QU LoRE | Non-Red Flag Warning - Destructive Fires | 2050 | 4.689e-09 | 4.689e-09 | 11536.0538 | 319.4911 | 11216.5626 | 0 | 0 | 0 | 5.4839e-06 | 5.4093e-05 | 0 | 5.4093e-05 | 5.4093e-05 | 0 | 5.4093e-05 | [22 empty] | 7.3.3.17.5 (Remote Grid) Updates to grid topology to minimize risk of ignition in HFTDs Remote GridWLDFREquipment / facility failureAggregated | WLDFR | HFTD - Distribution - Tier 2 - 1QU CoRE ¦ 2QU LoRE | Non-Red Flag Warning - Catastrophic Fires | Equipment / facility failure | Aggregated | 2050 | 3.3115e-07 | 353.5334 | 0.00011707 | 2050 | Mitigation | 0.95 | 45 | 0 | esc | 0.00097009 | 3.2124e-10 | 0.00097009 | 3.2124e-10
[35 empty] | WLDFR | HFTD - Distribution - Tier 3 - 2QU CoRE ¦ 4QU LoRE | 2051 | 0.13137 | 0.00039533 | 0.12306 | 0 | 0.12306 | 0.00039533 | 0.12306 | 0 | 0.12306 | 0.016165 | 0.016165 | 0.00039533 | 5.1933e-05 | 0.12306 | 0.016165 | 0 | 0 | 0.12306 | 0.016165 | [22 empty] | WLDFR | HFTD - Distribution - Tier 2 - 1QU CoRE ¦ 5QU LoRE | Non-Red Flag Warning - Destructive Fires | 2051 | 4.689e-09 | 4.689e-09 | 11536.0538 | 319.4911 | 11216.5626 | 0 | 0 | 0 | 5.4839e-06 | 5.4093e-05 | 0 | 5.4093e-05 | 5.4093e-05 | 0 | 5.4093e-05 | [22 empty] | 7.3.3.17.5 (Remote Grid) Updates to grid topology to minimize risk of ignition in HFTDs Remote GridWLDFREquipment / facility failureAggregated | WLDFR | HFTD - Distribution - Tier 2 - 1QU CoRE ¦ 2QU LoRE | Non-Red Flag Warning - Catastrophic Fires | Equipment / facility failure | Aggregated | 2051 | 3.3115e-07 | 353.5334 | 0.00011707 | 2051 | Mitigation | 0.95 | 45 | 0 | esc | 0.00097009 | 3.2124e-10 | 0.00097009 | 3.2124e-10
[35 empty] | WLDFR | HFTD - Distribution - Tier 3 - 2QU CoRE ¦ 4QU LoRE | 2052 | 0.12277 | 0.00039533 | 0.12306 | 0 | 0.12306 | 0.00039533 | 0.12306 | 0 | 0.12306 | 0.015108 | 0.015108 | 0.00039533 | 4.8535e-05 | 0.12306 | 0.015108 | 0 | 0 | 0.12306 | 0.015108 | [22 empty] | WLDFR | HFTD - Distribution - Tier 2 - 1QU CoRE ¦ 5QU LoRE | Non-Red Flag Warning - Destructive Fires | 2052 | 4.689e-09 | 4.689e-09 | 11536.0538 | 319.4911 | 11216.5626 | 0 | 0 | 0 | 5.4839e-06 | 5.4093e-05 | 0 | 5.4093e-05 | 5.4093e-05 | 0 | 5.4093e-05 | [22 empty] | 7.3.3.17.5 (Remote Grid) Updates to grid topology to minimize risk of ignition in HFTDs Remote GridWLDFREquipment / facility failureAggregated | WLDFR | HFTD - Distribution - Tier 2 - 1QU CoRE ¦ 2QU LoRE | Non-Red Flag Warning - Catastrophic Fires | Equipment / facility failure | Aggregated | 2052 | 3.3115e-07 | 353.5334 | 0.00011707 | 2052 | Mitigation | 0.95 | 45 | 0 | esc | 0.00097009 | 3.2124e-10 | 0.00097009 | 3.2124e-10
[35 empty] | WLDFR | HFTD - Distribution - Tier 3 - 2QU CoRE ¦ 4QU LoRE | 2053 | 0.11474 | 0.00039533 | 0.12909 | 0 | 0.12909 | 0.00039533 | 0.12909 | 0 | 0.12909 | 0.014811 | 0.014811 | 0.00039533 | 4.536e-05 | 0.12909 | 0.014811 | 0 | 0 | 0.12909 | 0.014811 | [22 empty] | WLDFR | HFTD - Distribution - Tier 2 - 1QU CoRE ¦ 5QU LoRE | Non-Red Flag Warning - Destructive Fires | 2053 | 4.689e-09 | 4.689e-09 | 12097.6769 | 340.5356 | 11757.1413 | 0 | 0 | 0 | 5.4839e-06 | 5.6726e-05 | 0 | 5.6726e-05 | 5.6726e-05 | 0 | 5.6726e-05 | [22 empty] | 7.3.3.17.5 (Remote Grid) Updates to grid topology to minimize risk of ignition in HFTDs Remote GridWLDFREquipment / facility failureAggregated | WLDFR | HFTD - Distribution - Tier 2 - 1QU CoRE ¦ 2QU LoRE | Non-Red Flag Warning - Catastrophic Fires | Equipment / facility failure | Aggregated | 2053 | 3.3115e-07 | 353.5334 | 0.00011707 | 2053 | Mitigation | 0.95 | 45 | 0 | esc | 0.00097009 | 3.2124e-10 | 0.00097009 | 3.2124e-10
[35 empty] | WLDFR | HFTD - Distribution - Tier 3 - 2QU CoRE ¦ 4QU LoRE | 2054 | 0.10723 | 0.00039533 | 0.12909 | 0 | 0.12909 | 0.00039533 | 0.12909 | 0 | 0.12909 | 0.013843 | 0.013843 | 0.00039533 | 4.2393e-05 | 0.12909 | 0.013843 | 0 | 0 | 0.12909 | 0.013843 | [22 empty] | WLDFR | HFTD - Distribution - Tier 2 - 1QU CoRE ¦ 5QU LoRE | Non-Red Flag Warning - Destructive Fires | 2054 | 4.689e-09 | 4.689e-09 | 12097.6769 | 340.5356 | 11757.1413 | 0 | 0 | 0 | 5.4839e-06 | 5.6726e-05 | 0 | 5.6726e-05 | 5.6726e-05 | 0 | 5.6726e-05 | [22 empty] | 7.3.3.17.5 (Remote Grid) Updates to grid topology to minimize risk of ignition in HFTDs Remote GridWLDFREquipment / facility failureAggregated | WLDFR | HFTD - Distribution - Tier 2 - 1QU CoRE ¦ 2QU LoRE | Non-Red Flag Warning - Catastrophic Fires | Equipment / facility failure | Aggregated | 2054 | 3.3115e-07 | 353.5334 | 0.00011707 | 2054 | Mitigation | 0.95 | 45 | 0 | esc | 0.00097009 | 3.2124e-10 | 0.00097009 | 3.2124e-10
[35 empty] | WLDFR | HFTD - Distribution - Tier 3 - 2QU CoRE ¦ 4QU LoRE | 2055 | 0.10022 | 0.00039533 | 0.12909 | 0 | 0.12909 | 0.00039533 | 0.12909 | 0 | 0.12909 | 0.012937 | 0.012937 | 0.00039533 | 3.9619e-05 | 0.12909 | 0.012937 | 0 | 0 | 0.12909 | 0.012937 | [22 empty] | WLDFR | HFTD - Distribution - Tier 2 - 1QU CoRE ¦ 5QU LoRE | Non-Red Flag Warning - Destructive Fires | 2055 | 4.689e-09 | 4.689e-09 | 12097.6769 | 340.5356 | 11757.1413 | 0 | 0 | 0 | 5.4839e-06 | 5.6726e-05 | 0 | 5.6726e-05 | 5.6726e-05 | 0 | 5.6726e-05 | [22 empty] | 7.3.3.17.5 (Remote Grid) Updates to grid topology to minimize risk of ignition in HFTDs Remote GridWLDFREquipment / facility failureAggregated | WLDFR | HFTD - Distribution - Tier 2 - 1QU CoRE ¦ 2QU LoRE | Non-Red Flag Warning - Catastrophic Fires | Equipment / facility failure | Aggregated | 2055 | 3.3115e-07 | 353.5334 | 0.00011707 | 2055 | Mitigation | 0.95 | 45 | 0 | esc | 0.00097009 | 3.2124e-10 | 0.00097009 | 3.2124e-10
[35 empty] | WLDFR | HFTD - Distribution - Tier 3 - 2QU CoRE ¦ 4QU LoRE | 2056 | 0.093663 | 0.00039533 | 0.12909 | 0 | 0.12909 | 0.00039533 | 0.12909 | 0 | 0.12909 | 0.012091 | 0.012091 | 0.00039533 | 3.7027e-05 | 0.12909 | 0.012091 | 0 | 0 | 0.12909 | 0.012091 | [22 empty] | WLDFR | HFTD - Distribution - Tier 2 - 1QU CoRE ¦ 5QU LoRE | Non-Red Flag Warning - Destructive Fires | 2056 | 4.689e-09 | 4.689e-09 | 12097.6769 | 340.5356 | 11757.1413 | 0 | 0 | 0 | 5.4839e-06 | 5.6726e-05 | 0 | 5.6726e-05 | 5.6726e-05 | 0 | 5.6726e-05 | [22 empty] | 7.3.3.17.5 (Remote Grid) Updates to grid topology to minimize risk of ignition in HFTDs Remote GridWLDFREquipment / facility failureAggregated | WLDFR | HFTD - Distribution - Tier 2 - 1QU CoRE ¦ 2QU LoRE | Non-Red Flag Warning - Catastrophic Fires | Equipment / facility failure | Aggregated | 2056 | 3.3115e-07 | 353.5334 | 0.00011707 | 2056 | Mitigation | 0.95 | 45 | 0 | esc | 0.00097009 | 3.2124e-10 | 0.00097009 | 3.2124e-10
[35 empty] | WLDFR | HFTD - Distribution - Tier 3 - 2QU CoRE ¦ 4QU LoRE | 2057 | 0.087535 | 0.00039533 | 0.12909 | 0 | 0.12909 | 0.00039533 | 0.12909 | 0 | 0.12909 | 0.0113 | 0.0113 | 0.00039533 | 3.4605e-05 | 0.12909 | 0.0113 | 0 | 0 | 0.12909 | 0.0113 | [22 empty] | WLDFR | HFTD - Distribution - Tier 2 - 1QU CoRE ¦ 5QU LoRE | Non-Red Flag Warning - Destructive Fires | 2057 | 4.689e-09 | 4.689e-09 | 12097.6769 | 340.5356 | 11757.1413 | 0 | 0 | 0 | 5.4839e-06 | 5.6726e-05 | 0 | 5.6726e-05 | 5.6726e-05 | 0 | 5.6726e-05 | [22 empty] | 7.3.3.17.5 (Remote Grid) Updates to grid topology to minimize risk of ignition in HFTDs Remote GridWLDFREquipment / facility failureAggregated | WLDFR | HFTD - Distribution - Tier 2 - 1QU CoRE ¦ 2QU LoRE | Non-Red Flag Warning - Catastrophic Fires | Equipment / facility failure | Aggregated | 2057 | 3.3115e-07 | 353.5334 | 0.00011707 | 2057 | Mitigation | 0.95 | 45 | 0 | esc | 0.00097009 | 3.2124e-10 | 0.00097009 | 3.2124e-10
[35 empty] | WLDFR | HFTD - Distribution - Tier 3 - 2QU CoRE ¦ 4QU LoRE | 2058 | 0.081809 | 0.00039533 | 0.13524 | 0 | 0.13524 | 0.00039533 | 0.13524 | 0 | 0.13524 | 0.011064 | 0.011064 | 0.00039533 | 3.2341e-05 | 0.13524 | 0.011064 | 0 | 0 | 0.13524 | 0.011064 | [22 empty] | WLDFR | HFTD - Distribution - Tier 2 - 1QU CoRE ¦ 5QU LoRE | Non-Red Flag Warning - Destructive Fires | 2058 | 4.689e-09 | 4.689e-09 | 12670.1796 | 362.3049 | 12307.8747 | 0 | 0 | 0 | 5.4839e-06 | 5.9411e-05 | 0 | 5.9411e-05 | 5.9411e-05 | 0 | 5.9411e-05 | [22 empty] | 7.3.3.17.5 (Remote Grid) Updates to grid topology to minimize risk of ignition in HFTDs Remote GridWLDFREquipment / facility failureAggregated | WLDFR | HFTD - Distribution - Tier 2 - 1QU CoRE ¦ 2QU LoRE | Non-Red Flag Warning - Catastrophic Fires | Equipment / facility failure | Aggregated | 2058 | 3.3115e-07 | 353.5334 | 0.00011707 | 2058 | Mitigation | 0.95 | 45 | 0 | esc | 0.00097009 | 3.2124e-10 | 0.00097009 | 3.2124e-10
[35 empty] | WLDFR | HFTD - Distribution - Tier 3 - 2QU CoRE ¦ 4QU LoRE | 2059 | 0.076457 | 0.00039533 | 0.13524 | 0 | 0.13524 | 0.00039533 | 0.13524 | 0 | 0.13524 | 0.01034 | 0.01034 | 0.00039533 | 3.0225e-05 | 0.13524 | 0.01034 | 0 | 0 | 0.13524 | 0.01034 | [22 empty] | WLDFR | HFTD - Distribution - Tier 2 - 1QU CoRE ¦ 5QU LoRE | Non-Red Flag Warning - Destructive Fires | 2059 | 4.689e-09 | 4.689e-09 | 12670.1796 | 362.3049 | 12307.8747 | 0 | 0 | 0 | 5.4839e-06 | 5.9411e-05 | 0 | 5.9411e-05 | 5.9411e-05 | 0 | 5.9411e-05 | [22 empty] | 7.3.3.17.5 (Remote Grid) Updates to grid topology to minimize risk of ignition in HFTDs Remote GridWLDFREquipment / facility failureAggregated | WLDFR | HFTD - Distribution - Tier 2 - 1QU CoRE ¦ 2QU LoRE | Non-Red Flag Warning - Catastrophic Fires | Equipment / facility failure | Aggregated | 2059 | 3.3115e-07 | 353.5334 | 0.00011707 | 2059 | Mitigation | 0.95 | 45 | 0 | esc | 0.00097009 | 3.2124e-10 | 0.00097009 | 3.2124e-10
[35 empty] | WLDFR | HFTD - Distribution - Tier 3 - 2QU CoRE ¦ 4QU LoRE | 2060 | 0.071455 | 0.00039533 | 0.13524 | 0 | 0.13524 | 0.00039533 | 0.13524 | 0 | 0.13524 | 0.0096635 | 0.0096635 | 0.00039533 | 2.8248e-05 | 0.13524 | 0.0096635 | 0 | 0 | 0.13524 | 0.0096635 | [22 empty] | WLDFR | HFTD - Distribution - Tier 2 - 1QU CoRE ¦ 5QU LoRE | Non-Red Flag Warning - Destructive Fires | 2060 | 4.689e-09 | 4.689e-09 | 12670.1796 | 362.3049 | 12307.8747 | 0 | 0 | 0 | 5.4839e-06 | 5.9411e-05 | 0 | 5.9411e-05 | 5.9411e-05 | 0 | 5.9411e-05 | [22 empty] | 7.3.3.17.5 (Remote Grid) Updates to grid topology to minimize risk of ignition in HFTDs Remote GridWLDFREquipment / facility failureAggregated | WLDFR | HFTD - Distribution - Tier 2 - 1QU CoRE ¦ 2QU LoRE | Non-Red Flag Warning - Catastrophic Fires | Equipment / facility failure | Aggregated | 2060 | 3.3115e-07 | 353.5334 | 0.00011707 | 2060 | Mitigation | 0.95 | 45 | 0 | esc | 0.00097009 | 3.2124e-10 | 0.00097009 | 3.2124e-10
[35 empty] | WLDFR | HFTD - Distribution - Tier 3 - 2QU CoRE ¦ 4QU LoRE | 2061 | 0.06678 | 0.00039533 | 0.13524 | 0 | 0.13524 | 0.00039533 | 0.13524 | 0 | 0.13524 | 0.0090313 | 0.0090313 | 0.00039533 | 2.64e-05 | 0.13524 | 0.0090313 | 0 | 0 | 0.13524 | 0.0090313 | [22 empty] | WLDFR | HFTD - Distribution - Tier 2 - 1QU CoRE ¦ 5QU LoRE | Non-Red Flag Warning - Destructive Fires | 2061 | 4.689e-09 | 4.689e-09 | 12670.1796 | 362.3049 | 12307.8747 | 0 | 0 | 0 | 5.4839e-06 | 5.9411e-05 | 0 | 5.9411e-05 | 5.9411e-05 | 0 | 5.9411e-05 | [22 empty] | 7.3.3.17.5 (Remote Grid) Updates to grid topology to minimize risk of ignition in HFTDs Remote GridWLDFREquipment / facility failureAggregated | WLDFR | HFTD - Distribution - Tier 2 - 1QU CoRE ¦ 2QU LoRE | Non-Red Flag Warning - Catastrophic Fires | Equipment / facility failure | Aggregated | 2061 | 3.3115e-07 | 353.5334 | 0.00011707 | 2061 | Mitigation | 0.95 | 45 | 0 | esc | 0.00097009 | 3.2124e-10 | 0.00097009 | 3.2124e-10
[35 empty] | WLDFR | HFTD - Distribution - Tier 3 - 2QU CoRE ¦ 4QU LoRE | 2062 | 0.062412 | 0.00039533 | 0.13524 | 0 | 0.13524 | 0.00039533 | 0.13524 | 0 | 0.13524 | 0.0084405 | 0.0084405 | 0.00039533 | 2.4673e-05 | 0.13524 | 0.0084405 | 0 | 0 | 0.13524 | 0.0084405 | [22 empty] | WLDFR | HFTD - Distribution - Tier 2 - 1QU CoRE ¦ 5QU LoRE | Non-Red Flag Warning - Destructive Fires | 2062 | 4.689e-09 | 4.689e-09 | 12670.1796 | 362.3049 | 12307.8747 | 0 | 0 | 0 | 5.4839e-06 | 5.9411e-05 | 0 | 5.9411e-05 | 5.9411e-05 | 0 | 5.9411e-05 | [22 empty] | 7.3.3.17.5 (Remote Grid) Updates to grid topology to minimize risk of ignition in HFTDs Remote GridWLDFREquipment / facility failureAggregated | WLDFR | HFTD - Distribution - Tier 2 - 1QU CoRE ¦ 2QU LoRE | Non-Red Flag Warning - Catastrophic Fires | Equipment / facility failure | Aggregated | 2062 | 3.3115e-07 | 353.5334 | 0.00011707 | 2062 | Mitigation | 0.95 | 45 | 0 | esc | 0.00097009 | 3.2124e-10 | 0.00097009 | 3.2124e-10
[35 empty] | WLDFR | HFTD - Distribution - Tier 3 - 2QU CoRE ¦ 4QU LoRE | 2063 | 0.058329 | 0.00039533 | 0.14144 | 0 | 0.14144 | 0.00039533 | 0.14144 | 0 | 0.14144 | 0.00825 | 0.00825 | 0.00039533 | 2.3059e-05 | 0.14144 | 0.00825 | 0 | 0 | 0.14144 | 0.00825 | [22 empty] | WLDFR | HFTD - Distribution - Tier 2 - 1QU CoRE ¦ 5QU LoRE | Non-Red Flag Warning - Destructive Fires | 2063 | 4.689e-09 | 4.689e-09 | 13246.6313 | 384.5316 | 12862.0997 | 0 | 0 | 0 | 5.4839e-06 | 6.2114e-05 | 0 | 6.2114e-05 | 6.2114e-05 | 0 | 6.2114e-05 | [22 empty] | 7.3.3.17.5 (Remote Grid) Updates to grid topology to minimize risk of ignition in HFTDs Remote GridWLDFREquipment / facility failureAggregated | WLDFR | HFTD - Distribution - Tier 2 - 1QU CoRE ¦ 2QU LoRE | Non-Red Flag Warning - Catastrophic Fires | Equipment / facility failure | Aggregated | 2063 | 3.3115e-07 | 353.5334 | 0.00011707 | 2063 | Mitigation | 0.95 | 45 | 0 | esc | 0.00097009 | 3.2124e-10 | 0.00097009 | 3.2124e-10
[35 empty] | WLDFR | HFTD - Distribution - Tier 3 - 2QU CoRE ¦ 4QU LoRE | 2064 | 0.054513 | 0.00039533 | 0.14144 | 0 | 0.14144 | 0.00039533 | 0.14144 | 0 | 0.14144 | 0.0077103 | 0.0077103 | 0.00039533 | 2.155e-05 | 0.14144 | 0.0077103 | 0 | 0 | 0.14144 | 0.0077103 | [22 empty] | WLDFR | HFTD - Distribution - Tier 2 - 1QU CoRE ¦ 5QU LoRE | Non-Red Flag Warning - Destructive Fires | 2064 | 4.689e-09 | 4.689e-09 | 13246.6313 | 384.5316 | 12862.0997 | 0 | 0 | 0 | 5.4839e-06 | 6.2114e-05 | 0 | 6.2114e-05 | 6.2114e-05 | 0 | 6.2114e-05 | [22 empty] | 7.3.3.17.5 (Remote Grid) Updates to grid topology to minimize risk of ignition in HFTDs Remote GridWLDFREquipment / facility failureAggregated | WLDFR | HFTD - Distribution - Tier 2 - 1QU CoRE ¦ 2QU LoRE | Non-Red Flag Warning - Catastrophic Fires | Equipment / facility failure | Aggregated | 2064 | 3.3115e-07 | 353.5334 | 0.00011707 | 2064 | Mitigation | 0.95 | 45 | 0 | esc | 0.00097009 | 3.2124e-10 | 0.00097009 | 3.2124e-10
[35 empty] | WLDFR | HFTD - Distribution - Tier 3 - 2QU CoRE ¦ 4QU LoRE | 2065 | 0.050946 | 0.00039533 | 0.14144 | 0 | 0.14144 | 0.00039533 | 0.14144 | 0 | 0.14144 | 0.0072059 | 0.0072059 | 0.00039533 | 2.014e-05 | 0.14144 | 0.0072059 | 0 | 0 | 0.14144 | 0.0072059 | [22 empty] | WLDFR | HFTD - Distribution - Tier 2 - 1QU CoRE ¦ 5QU LoRE | Non-Red Flag Warning - Destructive Fires | 2065 | 4.689e-09 | 4.689e-09 | 13246.6313 | 384.5316 | 12862.0997 | 0 | 0 | 0 | 5.4839e-06 | 6.2114e-05 | 0 | 6.2114e-05 | 6.2114e-05 | 0 | 6.2114e-05 | [22 empty] | 7.3.3.17.5 (Remote Grid) Updates to grid topology to minimize risk of ignition in HFTDs Remote GridWLDFREquipment / facility failureAggregated | WLDFR | HFTD - Distribution - Tier 2 - 1QU CoRE ¦ 2QU LoRE | Non-Red Flag Warning - Catastrophic Fires | Equipment / facility failure | Aggregated | 2065 | 3.3115e-07 | 353.5334 | 0.00011707 | 2065 | Mitigation | 0.95 | 45 | 0 | esc | 0.00097009 | 3.2124e-10 | 0.00097009 | 3.2124e-10
[35 empty] | WLDFR | HFTD - Distribution - Tier 3 - 2QU CoRE ¦ 4QU LoRE | 2066 | 0.047613 | 0.00039533 | 0.14144 | 0 | 0.14144 | 0.00039533 | 0.14144 | 0 | 0.14144 | 0.0067345 | 0.0067345 | 0.00039533 | 1.8823e-05 | 0.14144 | 0.0067345 | 0 | 0 | 0.14144 | 0.0067345 | [22 empty] | WLDFR | HFTD - Distribution - Tier 2 - 1QU CoRE ¦ 5QU LoRE | Non-Red Flag Warning - Destructive Fires | 2066 | 4.689e-09 | 4.689e-09 | 13246.6313 | 384.5316 | 12862.0997 | 0 | 0 | 0 | 5.4839e-06 | 6.2114e-05 | 0 | 6.2114e-05 | 6.2114e-05 | 0 | 6.2114e-05 | [22 empty] | 7.3.3.17.5 (Remote Grid) Updates to grid topology to minimize risk of ignition in HFTDs Remote GridWLDFREquipment / facility failureAggregated | WLDFR | HFTD - Distribution - Tier 2 - 1QU CoRE ¦ 2QU LoRE | Non-Red Flag Warning - Catastrophic Fires | Equipment / facility failure | Aggregated | 2066 | 3.3115e-07 | 353.5334 | 0.00011707 | 2066 | Mitigation | 0.95 | 45 | 0 | esc | 0.00097009 | 3.2124e-10 | 0.00097009 | 3.2124e-10
[35 empty] | WLDFR | HFTD - Distribution - Tier 3 - 2QU CoRE ¦ 4QU LoRE | 2067 | 0.044499 | 0 | 0 | 0 | 0 | 0.00039533 | 0.14144 | 0 | 0.14144 | 0 | 0.0062939 | 0 | 0 | 0 | 0 | 0 | 0 | 0 | 0 | [22 empty] | WLDFR | HFTD - Distribution - Tier 2 - 1QU CoRE ¦ 5QU LoRE | Non-Red Flag Warning - Destructive Fires | 2067 | 0 | 4.689e-09 | 13246.6313 | 384.5316 | 12862.0997 | 0 | 0 | 0 | 5.4839e-06 | 0 | 0 | 0 | 6.2114e-05 | 0 | 6.2114e-05 | [22 empty] | 7.3.3.17.5 (Remote Grid) Updates to grid topology to minimize risk of ignition in HFTDs Remote GridWLDFREquipment / facility failureAggregated | WLDFR | HFTD - Distribution - Tier 2 - 1QU CoRE ¦ 2QU LoRE | Non-Red Flag Warning - Catastrophic Fires | Equipment / facility failure | Aggregated | 2067 | 3.3115e-07 | 353.5334 | 0.00011707 | 2067 | Mitigation | 0.95 | 45 | 0 | esc | 0 | 0 | 0.00097009 | 3.2124e-10
[35 empty] | WLDFR | HFTD - Distribution - Tier 3 - 2QU CoRE ¦ 5QU LoRE | 2022 | 0.93458 | 5.16e-05 | 0.014023 | 0 | 0.014023 | 0 | 0 | 0 | 0 | 0.013106 | 0 | 5.16e-05 | 4.8224e-05 | 0.014023 | 0.013106 | 0 | 0 | 0.014023 | 0.013106 | [22 empty] | WLDFR | HFTD - Distribution - Tier 2 - 1QU CoRE ¦ 5QU LoRE | Non-Red Flag Warning - Large Fires | 2022 | 2.8874e-08 | 0 | 5.2406 | 0.69642 | 2.942 | 1.6022 | 0 | 0 | 3.3087e-05 | 1.5132e-07 | 0 | 1.5132e-07 | 0 | 0 | 0 | [22 empty] | 7.3.3.17.5 (Remote Grid) Updates to grid topology to minimize risk of ignition in HFTDs Remote GridWLDFRVegetation ContactAggregated | WLDFR | HFTD - Distribution - Tier 2 - 1QU CoRE ¦ 2QU LoRE | Non-Red Flag Warning - Catastrophic Fires | Vegetation Contact | Aggregated | 2022 | 1.5004e-06 | 353.5334 | 0.00053044 | 2022 | Mitigation | 0.95 | 45 | 0 | esc | 0.00097009 | 1.4555e-09 | 0 | 0
[35 empty] | WLDFR | HFTD - Distribution - Tier 3 - 2QU CoRE ¦ 5QU LoRE | 2023 | 0.87344 | 5.16e-05 | 0.014537 | 0 | 0.014537 | 5.16e-05 | 0.014537 | 0 | 0.014537 | 0.012697 | 0.012697 | 5.16e-05 | 4.5069e-05 | 0.014537 | 0.012697 | 0 | 0 | 0.014537 | 0.012697 | [22 empty] | WLDFR | HFTD - Distribution - Tier 2 - 1QU CoRE ¦ 5QU LoRE | Non-Red Flag Warning - Large Fires | 2023 | 2.8874e-08 | 2.8874e-08 | 5.475 | 0.71896 | 3.0715 | 1.6846 | 0 | 0 | 3.3087e-05 | 1.5809e-07 | 0 | 1.5809e-07 | 1.5809e-07 | 0 | 1.5809e-07 | [22 empty] | 7.3.3.17.5 (Remote Grid) Updates to grid topology to minimize risk of ignition in HFTDs Remote GridWLDFRVegetation ContactAggregated | WLDFR | HFTD - Distribution - Tier 2 - 1QU CoRE ¦ 2QU LoRE | Non-Red Flag Warning - Catastrophic Fires | Vegetation Contact | Aggregated | 2023 | 1.5004e-06 | 353.5334 | 0.00053044 | 2023 | Mitigation | 0.95 | 45 | 0 | esc | 0.00097009 | 1.4555e-09 | 0.00097009 | 1.4555e-09
[35 empty] | WLDFR | HFTD - Distribution - Tier 3 - 2QU CoRE ¦ 5QU LoRE | 2024 | 0.8163 | 5.16e-05 | 0.014537 | 0 | 0.014537 | 5.16e-05 | 0.014537 | 0 | 0.014537 | 0.011867 | 0.011867 | 5.16e-05 | 4.2121e-05 | 0.014537 | 0.011867 | 0 | 0 | 0.014537 | 0.011867 | [22 empty] | WLDFR | HFTD - Distribution - Tier 2 - 1QU CoRE ¦ 5QU LoRE | Non-Red Flag Warning - Large Fires | 2024 | 2.8874e-08 | 2.8874e-08 | 5.475 | 0.71896 | 3.0715 | 1.6846 | 0 | 0 | 3.3087e-05 | 1.5809e-07 | 0 | 1.5809e-07 | 1.5809e-07 | 0 | 1.5809e-07 | [22 empty] | 7.3.3.17.5 (Remote Grid) Updates to grid topology to minimize risk of ignition in HFTDs Remote GridWLDFRVegetation ContactAggregated | WLDFR | HFTD - Distribution - Tier 2 - 1QU CoRE ¦ 2QU LoRE | Non-Red Flag Warning - Catastrophic Fires | Vegetation Contact | Aggregated | 2024 | 1.5004e-06 | 353.5334 | 0.00053044 | 2024 | Mitigation | 0.95 | 45 | 0 | esc | 0.00097009 | 1.4555e-09 | 0.00097009 | 1.4555e-09
[35 empty] | WLDFR | HFTD - Distribution - Tier 3 - 2QU CoRE ¦ 5QU LoRE | 2025 | 0.7629 | 5.16e-05 | 0.014537 | 0 | 0.014537 | 5.16e-05 | 0.014537 | 0 | 0.014537 | 0.01109 | 0.01109 | 5.16e-05 | 3.9365e-05 | 0.014537 | 0.01109 | 0 | 0 | 0.014537 | 0.01109 | [22 empty] | WLDFR | HFTD - Distribution - Tier 2 - 1QU CoRE ¦ 5QU LoRE | Non-Red Flag Warning - Large Fires | 2025 | 2.8874e-08 | 2.8874e-08 | 5.475 | 0.71896 | 3.0715 | 1.6846 | 0 | 0 | 3.3087e-05 | 1.5809e-07 | 0 | 1.5809e-07 | 1.5809e-07 | 0 | 1.5809e-07 | [22 empty] | 7.3.3.17.5 (Remote Grid) Updates to grid topology to minimize risk of ignition in HFTDs Remote GridWLDFRVegetation ContactAggregated | WLDFR | HFTD - Distribution - Tier 2 - 1QU CoRE ¦ 2QU LoRE | Non-Red Flag Warning - Catastrophic Fires | Vegetation Contact | Aggregated | 2025 | 1.5004e-06 | 353.5334 | 0.00053044 | 2025 | Mitigation | 0.95 | 45 | 0 | esc | 0.00097009 | 1.4555e-09 | 0.00097009 | 1.4555e-09
[35 empty] | WLDFR | HFTD - Distribution - Tier 3 - 2QU CoRE ¦ 5QU LoRE | 2026 | 0.71299 | 5.16e-05 | 0.014537 | 0 | 0.014537 | 5.16e-05 | 0.014537 | 0 | 0.014537 | 0.010365 | 0.010365 | 5.16e-05 | 3.679e-05 | 0.014537 | 0.010365 | 0 | 0 | 0.014537 | 0.010365 | [22 empty] | WLDFR | HFTD - Distribution - Tier 2 - 1QU CoRE ¦ 5QU LoRE | Non-Red Flag Warning - Large Fires | 2026 | 2.8874e-08 | 2.8874e-08 | 5.475 | 0.71896 | 3.0715 | 1.6846 | 0 | 0 | 3.3087e-05 | 1.5809e-07 | 0 | 1.5809e-07 | 1.5809e-07 | 0 | 1.5809e-07 | [22 empty] | 7.3.3.17.5 (Remote Grid) Updates to grid topology to minimize risk of ignition in HFTDs Remote GridWLDFRVegetation ContactAggregated | WLDFR | HFTD - Distribution - Tier 2 - 1QU CoRE ¦ 2QU LoRE | Non-Red Flag Warning - Catastrophic Fires | Vegetation Contact | Aggregated | 2026 | 1.5004e-06 | 353.5334 | 0.00053044 | 2026 | Mitigation | 0.95 | 45 | 0 | esc | 0.00097009 | 1.4555e-09 | 0.00097009 | 1.4555e-09
[35 empty] | WLDFR | HFTD - Distribution - Tier 3 - 2QU CoRE ¦ 5QU LoRE | 2027 | 0.66634 | 5.16e-05 | 0.014537 | 0 | 0.014537 | 5.16e-05 | 0.014537 | 0 | 0.014537 | 0.0096868 | 0.0096868 | 5.16e-05 | 3.4383e-05 | 0.014537 | 0.0096868 | 0 | 0 | 0.014537 | 0.0096868 | [22 empty] | WLDFR | HFTD - Distribution - Tier 2 - 1QU CoRE ¦ 5QU LoRE | Non-Red Flag Warning - Large Fires | 2027 | 2.8874e-08 | 2.8874e-08 | 5.475 | 0.71896 | 3.0715 | 1.6846 | 0 | 0 | 3.3087e-05 | 1.5809e-07 | 0 | 1.5809e-07 | 1.5809e-07 | 0 | 1.5809e-07 | [22 empty] | 7.3.3.17.5 (Remote Grid) Updates to grid topology to minimize risk of ignition in HFTDs Remote GridWLDFRVegetation ContactAggregated | WLDFR | HFTD - Distribution - Tier 2 - 1QU CoRE ¦ 2QU LoRE | Non-Red Flag Warning - Catastrophic Fires | Vegetation Contact | Aggregated | 2027 | 1.5004e-06 | 353.5334 | 0.00053044 | 2027 | Mitigation | 0.95 | 45 | 0 | esc | 0.00097009 | 1.4555e-09 | 0.00097009 | 1.4555e-09
[35 empty] | WLDFR | HFTD - Distribution - Tier 3 - 2QU CoRE ¦ 5QU LoRE | 2028 | 0.62275 | 5.16e-05 | 0.015185 | 0 | 0.015185 | 5.16e-05 | 0.015185 | 0 | 0.015185 | 0.0094563 | 0.0094563 | 5.16e-05 | 3.2134e-05 | 0.015185 | 0.0094563 | 0 | 0 | 0.015185 | 0.0094563 | [22 empty] | WLDFR | HFTD - Distribution - Tier 2 - 1QU CoRE ¦ 5QU LoRE | Non-Red Flag Warning - Large Fires | 2028 | 2.8874e-08 | 2.8874e-08 | 5.777 | 0.74734 | 3.238 | 1.7917 | 0 | 0 | 3.3087e-05 | 1.6681e-07 | 0 | 1.6681e-07 | 1.6681e-07 | 0 | 1.6681e-07 | [22 empty] | 7.3.3.17.5 (Remote Grid) Updates to grid topology to minimize risk of ignition in HFTDs Remote GridWLDFRVegetation ContactAggregated | WLDFR | HFTD - Distribution - Tier 2 - 1QU CoRE ¦ 2QU LoRE | Non-Red Flag Warning - Catastrophic Fires | Vegetation Contact | Aggregated | 2028 | 1.5004e-06 | 353.5334 | 0.00053044 | 2028 | Mitigation | 0.95 | 45 | 0 | esc | 0.00097009 | 1.4555e-09 | 0.00097009 | 1.4555e-09
[35 empty] | WLDFR | HFTD - Distribution - Tier 3 - 2QU CoRE ¦ 5QU LoRE | 2029 | 0.58201 | 5.16e-05 | 0.015185 | 0 | 0.015185 | 5.16e-05 | 0.015185 | 0 | 0.015185 | 0.0088376 | 0.0088376 | 5.16e-05 | 3.0032e-05 | 0.015185 | 0.0088376 | 0 | 0 | 0.015185 | 0.0088376 | [22 empty] | WLDFR | HFTD - Distribution - Tier 2 - 1QU CoRE ¦ 5QU LoRE | Non-Red Flag Warning - Large Fires | 2029 | 2.8874e-08 | 2.8874e-08 | 5.777 | 0.74734 | 3.238 | 1.7917 | 0 | 0 | 3.3087e-05 | 1.6681e-07 | 0 | 1.6681e-07 | 1.6681e-07 | 0 | 1.6681e-07 | [22 empty] | 7.3.3.17.5 (Remote Grid) Updates to grid topology to minimize risk of ignition in HFTDs Remote GridWLDFRVegetation ContactAggregated | WLDFR | HFTD - Distribution - Tier 2 - 1QU CoRE ¦ 2QU LoRE | Non-Red Flag Warning - Catastrophic Fires | Vegetation Contact | Aggregated | 2029 | 1.5004e-06 | 353.5334 | 0.00053044 | 2029 | Mitigation | 0.95 | 45 | 0 | esc | 0.00097009 | 1.4555e-09 | 0.00097009 | 1.4555e-09
[35 empty] | WLDFR | HFTD - Distribution - Tier 3 - 2QU CoRE ¦ 5QU LoRE | 2030 | 0.54393 | 5.16e-05 | 0.015185 | 0 | 0.015185 | 5.16e-05 | 0.015185 | 0 | 0.015185 | 0.0082595 | 0.0082595 | 5.16e-05 | 2.8067e-05 | 0.015185 | 0.0082595 | 0 | 0 | 0.015185 | 0.0082595 | [22 empty] | WLDFR | HFTD - Distribution - Tier 2 - 1QU CoRE ¦ 5QU LoRE | Non-Red Flag Warning - Large Fires | 2030 | 2.8874e-08 | 2.8874e-08 | 5.777 | 0.74734 | 3.238 | 1.7917 | 0 | 0 | 3.3087e-05 | 1.6681e-07 | 0 | 1.6681e-07 | 1.6681e-07 | 0 | 1.6681e-07 | [22 empty] | 7.3.3.17.5 (Remote Grid) Updates to grid topology to minimize risk of ignition in HFTDs Remote GridWLDFRVegetation ContactAggregated | WLDFR | HFTD - Distribution - Tier 2 - 1QU CoRE ¦ 2QU LoRE | Non-Red Flag Warning - Catastrophic Fires | Vegetation Contact | Aggregated | 2030 | 1.5004e-06 | 353.5334 | 0.00053044 | 2030 | Mitigation | 0.95 | 45 | 0 | esc | 0.00097009 | 1.4555e-09 | 0.00097009 | 1.4555e-09
[35 empty] | WLDFR | HFTD - Distribution - Tier 3 - 2QU CoRE ¦ 5QU LoRE | 2031 | 0.50835 | 5.16e-05 | 0.015185 | 0 | 0.015185 | 5.16e-05 | 0.015185 | 0 | 0.015185 | 0.0077191 | 0.0077191 | 5.16e-05 | 2.6231e-05 | 0.015185 | 0.0077191 | 0 | 0 | 0.015185 | 0.0077191 | [22 empty] | WLDFR | HFTD - Distribution - Tier 2 - 1QU CoRE ¦ 5QU LoRE | Non-Red Flag Warning - Large Fires | 2031 | 2.8874e-08 | 2.8874e-08 | 5.777 | 0.74734 | 3.238 | 1.7917 | 0 | 0 | 3.3087e-05 | 1.6681e-07 | 0 | 1.6681e-07 | 1.6681e-07 | 0 | 1.6681e-07 | [22 empty] | 7.3.3.17.5 (Remote Grid) Updates to grid topology to minimize risk of ignition in HFTDs Remote GridWLDFRVegetation ContactAggregated | WLDFR | HFTD - Distribution - Tier 2 - 1QU CoRE ¦ 2QU LoRE | Non-Red Flag Warning - Catastrophic Fires | Vegetation Contact | Aggregated | 2031 | 1.5004e-06 | 353.5334 | 0.00053044 | 2031 | Mitigation | 0.95 | 45 | 0 | esc | 0.00097009 | 1.4555e-09 | 0.00097009 | 1.4555e-09
[35 empty] | WLDFR | HFTD - Distribution - Tier 3 - 2QU CoRE ¦ 5QU LoRE | 2032 | 0.47509 | 5.16e-05 | 0.015185 | 0 | 0.015185 | 5.16e-05 | 0.015185 | 0 | 0.015185 | 0.0072141 | 0.0072141 | 5.16e-05 | 2.4515e-05 | 0.015185 | 0.0072141 | 0 | 0 | 0.015185 | 0.0072141 | [22 empty] | WLDFR | HFTD - Distribution - Tier 2 - 1QU CoRE ¦ 5QU LoRE | Non-Red Flag Warning - Large Fires | 2032 | 2.8874e-08 | 2.8874e-08 | 5.777 | 0.74734 | 3.238 | 1.7917 | 0 | 0 | 3.3087e-05 | 1.6681e-07 | 0 | 1.6681e-07 | 1.6681e-07 | 0 | 1.6681e-07 | [22 empty] | 7.3.3.17.5 (Remote Grid) Updates to grid topology to minimize risk of ignition in HFTDs Remote GridWLDFRVegetation ContactAggregated | WLDFR | HFTD - Distribution - Tier 2 - 1QU CoRE ¦ 2QU LoRE | Non-Red Flag Warning - Catastrophic Fires | Vegetation Contact | Aggregated | 2032 | 1.5004e-06 | 353.5334 | 0.00053044 | 2032 | Mitigation | 0.95 | 45 | 0 | esc | 0.00097009 | 1.4555e-09 | 0.00097009 | 1.4555e-09
[35 empty] | WLDFR | HFTD - Distribution - Tier 3 - 2QU CoRE ¦ 5QU LoRE | 2033 | 0.44401 | 5.16e-05 | 0.015904 | 0 | 0.015904 | 5.16e-05 | 0.015904 | 0 | 0.015904 | 0.0070617 | 0.0070617 | 5.16e-05 | 2.2911e-05 | 0.015904 | 0.0070617 | 0 | 0 | 0.015904 | 0.0070617 | [22 empty] | WLDFR | HFTD - Distribution - Tier 2 - 1QU CoRE ¦ 5QU LoRE | Non-Red Flag Warning - Large Fires | 2033 | 2.8874e-08 | 2.8874e-08 | 6.1205 | 0.77885 | 3.4265 | 1.9151 | 0 | 0 | 3.3087e-05 | 1.7672e-07 | 0 | 1.7672e-07 | 1.7672e-07 | 0 | 1.7672e-07 | [22 empty] | 7.3.3.17.5 (Remote Grid) Updates to grid topology to minimize risk of ignition in HFTDs Remote GridWLDFRVegetation ContactAggregated | WLDFR | HFTD - Distribution - Tier 2 - 1QU CoRE ¦ 2QU LoRE | Non-Red Flag Warning - Catastrophic Fires | Vegetation Contact | Aggregated | 2033 | 1.5004e-06 | 353.5334 | 0.00053044 | 2033 | Mitigation | 0.95 | 45 | 0 | esc | 0.00097009 | 1.4555e-09 | 0.00097009 | 1.4555e-09
[35 empty] | WLDFR | HFTD - Distribution - Tier 3 - 2QU CoRE ¦ 5QU LoRE | 2034 | 0.41496 | 5.16e-05 | 0.015904 | 0 | 0.015904 | 5.16e-05 | 0.015904 | 0 | 0.015904 | 0.0065997 | 0.0065997 | 5.16e-05 | 2.1412e-05 | 0.015904 | 0.0065997 | 0 | 0 | 0.015904 | 0.0065997 | [22 empty] | WLDFR | HFTD - Distribution - Tier 2 - 1QU CoRE ¦ 5QU LoRE | Non-Red Flag Warning - Large Fires | 2034 | 2.8874e-08 | 2.8874e-08 | 6.1205 | 0.77885 | 3.4265 | 1.9151 | 0 | 0 | 3.3087e-05 | 1.7672e-07 | 0 | 1.7672e-07 | 1.7672e-07 | 0 | 1.7672e-07 | [22 empty] | 7.3.3.17.5 (Remote Grid) Updates to grid topology to minimize risk of ignition in HFTDs Remote GridWLDFRVegetation ContactAggregated | WLDFR | HFTD - Distribution - Tier 2 - 1QU CoRE ¦ 2QU LoRE | Non-Red Flag Warning - Catastrophic Fires | Vegetation Contact | Aggregated | 2034 | 1.5004e-06 | 353.5334 | 0.00053044 | 2034 | Mitigation | 0.95 | 45 | 0 | esc | 0.00097009 | 1.4555e-09 | 0.00097009 | 1.4555e-09
[35 empty] | WLDFR | HFTD - Distribution - Tier 3 - 2QU CoRE ¦ 5QU LoRE | 2035 | 0.38782 | 5.16e-05 | 0.015904 | 0 | 0.015904 | 5.16e-05 | 0.015904 | 0 | 0.015904 | 0.0061679 | 0.0061679 | 5.16e-05 | 2.0011e-05 | 0.015904 | 0.0061679 | 0 | 0 | 0.015904 | 0.0061679 | [22 empty] | WLDFR | HFTD - Distribution - Tier 2 - 1QU CoRE ¦ 5QU LoRE | Non-Red Flag Warning - Large Fires | 2035 | 2.8874e-08 | 2.8874e-08 | 6.1205 | 0.77885 | 3.4265 | 1.9151 | 0 | 0 | 3.3087e-05 | 1.7672e-07 | 0 | 1.7672e-07 | 1.7672e-07 | 0 | 1.7672e-07 | [22 empty] | 7.3.3.17.5 (Remote Grid) Updates to grid topology to minimize risk of ignition in HFTDs Remote GridWLDFRVegetation ContactAggregated | WLDFR | HFTD - Distribution - Tier 2 - 1QU CoRE ¦ 2QU LoRE | Non-Red Flag Warning - Catastrophic Fires | Vegetation Contact | Aggregated | 2035 | 1.5004e-06 | 353.5334 | 0.00053044 | 2035 | Mitigation | 0.95 | 45 | 0 | esc | 0.00097009 | 1.4555e-09 | 0.00097009 | 1.4555e-09
[35 empty] | WLDFR | HFTD - Distribution - Tier 3 - 2QU CoRE ¦ 5QU LoRE | 2036 | 0.36245 | 5.16e-05 | 0.015904 | 0 | 0.015904 | 5.16e-05 | 0.015904 | 0 | 0.015904 | 0.0057644 | 0.0057644 | 5.16e-05 | 1.8702e-05 | 0.015904 | 0.0057644 | 0 | 0 | 0.015904 | 0.0057644 | [22 empty] | WLDFR | HFTD - Distribution - Tier 2 - 1QU CoRE ¦ 5QU LoRE | Non-Red Flag Warning - Large Fires | 2036 | 2.8874e-08 | 2.8874e-08 | 6.1205 | 0.77885 | 3.4265 | 1.9151 | 0 | 0 | 3.3087e-05 | 1.7672e-07 | 0 | 1.7672e-07 | 1.7672e-07 | 0 | 1.7672e-07 | [22 empty] | 7.3.3.17.5 (Remote Grid) Updates to grid topology to minimize risk of ignition in HFTDs Remote GridWLDFRVegetation ContactAggregated | WLDFR | HFTD - Distribution - Tier 2 - 1QU CoRE ¦ 2QU LoRE | Non-Red Flag Warning - Catastrophic Fires | Vegetation Contact | Aggregated | 2036 | 1.5004e-06 | 353.5334 | 0.00053044 | 2036 | Mitigation | 0.95 | 45 | 0 | esc | 0.00097009 | 1.4555e-09 | 0.00097009 | 1.4555e-09
[35 empty] | WLDFR | HFTD - Distribution - Tier 3 - 2QU CoRE ¦ 5QU LoRE | 2037 | 0.33873 | 5.16e-05 | 0.015904 | 0 | 0.015904 | 5.16e-05 | 0.015904 | 0 | 0.015904 | 0.0053873 | 0.0053873 | 5.16e-05 | 1.7479e-05 | 0.015904 | 0.0053873 | 0 | 0 | 0.015904 | 0.0053873 | [22 empty] | WLDFR | HFTD - Distribution - Tier 2 - 1QU CoRE ¦ 5QU LoRE | Non-Red Flag Warning - Large Fires | 2037 | 2.8874e-08 | 2.8874e-08 | 6.1205 | 0.77885 | 3.4265 | 1.9151 | 0 | 0 | 3.3087e-05 | 1.7672e-07 | 0 | 1.7672e-07 | 1.7672e-07 | 0 | 1.7672e-07 | [22 empty] | 7.3.3.17.5 (Remote Grid) Updates to grid topology to minimize risk of ignition in HFTDs Remote GridWLDFRVegetation ContactAggregated | WLDFR | HFTD - Distribution - Tier 2 - 1QU CoRE ¦ 2QU LoRE | Non-Red Flag Warning - Catastrophic Fires | Vegetation Contact | Aggregated | 2037 | 1.5004e-06 | 353.5334 | 0.00053044 | 2037 | Mitigation | 0.95 | 45 | 0 | esc | 0.00097009 | 1.4555e-09 | 0.00097009 | 1.4555e-09
[35 empty] | WLDFR | HFTD - Distribution - Tier 3 - 2QU CoRE ¦ 5QU LoRE | 2038 | 0.31657 | 5.16e-05 | 0.016685 | 0 | 0.016685 | 5.16e-05 | 0.016685 | 0 | 0.016685 | 0.0052821 | 0.0052821 | 5.16e-05 | 1.6335e-05 | 0.016685 | 0.0052821 | 0 | 0 | 0.016685 | 0.0052821 | [22 empty] | WLDFR | HFTD - Distribution - Tier 2 - 1QU CoRE ¦ 5QU LoRE | Non-Red Flag Warning - Large Fires | 2038 | 2.8874e-08 | 2.8874e-08 | 6.5028 | 0.81304 | 3.6355 | 2.0543 | 0 | 0 | 3.3087e-05 | 1.8776e-07 | 0 | 1.8776e-07 | 1.8776e-07 | 0 | 1.8776e-07 | [22 empty] | 7.3.3.17.5 (Remote Grid) Updates to grid topology to minimize risk of ignition in HFTDs Remote GridWLDFRVegetation ContactAggregated | WLDFR | HFTD - Distribution - Tier 2 - 1QU CoRE ¦ 2QU LoRE | Non-Red Flag Warning - Catastrophic Fires | Vegetation Contact | Aggregated | 2038 | 1.5004e-06 | 353.5334 | 0.00053044 | 2038 | Mitigation | 0.95 | 45 | 0 | esc | 0.00097009 | 1.4555e-09 | 0.00097009 | 1.4555e-09
[35 empty] | WLDFR | HFTD - Distribution - Tier 3 - 2QU CoRE ¦ 5QU LoRE | 2039 | 0.29586 | 5.16e-05 | 0.016685 | 0 | 0.016685 | 5.16e-05 | 0.016685 | 0 | 0.016685 | 0.0049366 | 0.0049366 | 5.16e-05 | 1.5267e-05 | 0.016685 | 0.0049366 | 0 | 0 | 0.016685 | 0.0049366 | [22 empty] | WLDFR | HFTD - Distribution - Tier 2 - 1QU CoRE ¦ 5QU LoRE | Non-Red Flag Warning - Large Fires | 2039 | 2.8874e-08 | 2.8874e-08 | 6.5028 | 0.81304 | 3.6355 | 2.0543 | 0 | 0 | 3.3087e-05 | 1.8776e-07 | 0 | 1.8776e-07 | 1.8776e-07 | 0 | 1.8776e-07 | [22 empty] | 7.3.3.17.5 (Remote Grid) Updates to grid topology to minimize risk of ignition in HFTDs Remote GridWLDFRVegetation ContactAggregated | WLDFR | HFTD - Distribution - Tier 2 - 1QU CoRE ¦ 2QU LoRE | Non-Red Flag Warning - Catastrophic Fires | Vegetation Contact | Aggregated | 2039 | 1.5004e-06 | 353.5334 | 0.00053044 | 2039 | Mitigation | 0.95 | 45 | 0 | esc | 0.00097009 | 1.4555e-09 | 0.00097009 | 1.4555e-09
[35 empty] | WLDFR | HFTD - Distribution - Tier 3 - 2QU CoRE ¦ 5QU LoRE | 2040 | 0.27651 | 5.16e-05 | 0.016685 | 0 | 0.016685 | 5.16e-05 | 0.016685 | 0 | 0.016685 | 0.0046136 | 0.0046136 | 5.16e-05 | 1.4268e-05 | 0.016685 | 0.0046136 | 0 | 0 | 0.016685 | 0.0046136 | [22 empty] | WLDFR | HFTD - Distribution - Tier 2 - 1QU CoRE ¦ 5QU LoRE | Non-Red Flag Warning - Large Fires | 2040 | 2.8874e-08 | 2.8874e-08 | 6.5028 | 0.81304 | 3.6355 | 2.0543 | 0 | 0 | 3.3087e-05 | 1.8776e-07 | 0 | 1.8776e-07 | 1.8776e-07 | 0 | 1.8776e-07 | [22 empty] | 7.3.3.17.5 (Remote Grid) Updates to grid topology to minimize risk of ignition in HFTDs Remote GridWLDFRVegetation ContactAggregated | WLDFR | HFTD - Distribution - Tier 2 - 1QU CoRE ¦ 2QU LoRE | Non-Red Flag Warning - Catastrophic Fires | Vegetation Contact | Aggregated | 2040 | 1.5004e-06 | 353.5334 | 0.00053044 | 2040 | Mitigation | 0.95 | 45 | 0 | esc | 0.00097009 | 1.4555e-09 | 0.00097009 | 1.4555e-09
[35 empty] | WLDFR | HFTD - Distribution - Tier 3 - 2QU CoRE ¦ 5QU LoRE | 2041 | 0.25842 | 5.16e-05 | 0.016685 | 0 | 0.016685 | 5.16e-05 | 0.016685 | 0 | 0.016685 | 0.0043118 | 0.0043118 | 5.16e-05 | 1.3334e-05 | 0.016685 | 0.0043118 | 0 | 0 | 0.016685 | 0.0043118 | [22 empty] | WLDFR | HFTD - Distribution - Tier 2 - 1QU CoRE ¦ 5QU LoRE | Non-Red Flag Warning - Large Fires | 2041 | 2.8874e-08 | 2.8874e-08 | 6.5028 | 0.81304 | 3.6355 | 2.0543 | 0 | 0 | 3.3087e-05 | 1.8776e-07 | 0 | 1.8776e-07 | 1.8776e-07 | 0 | 1.8776e-07 | [22 empty] | 7.3.3.17.5 (Remote Grid) Updates to grid topology to minimize risk of ignition in HFTDs Remote GridWLDFRVegetation ContactAggregated | WLDFR | HFTD - Distribution - Tier 2 - 1QU CoRE ¦ 2QU LoRE | Non-Red Flag Warning - Catastrophic Fires | Vegetation Contact | Aggregated | 2041 | 1.5004e-06 | 353.5334 | 0.00053044 | 2041 | Mitigation | 0.95 | 45 | 0 | esc | 0.00097009 | 1.4555e-09 | 0.00097009 | 1.4555e-09
[35 empty] | WLDFR | HFTD - Distribution - Tier 3 - 2QU CoRE ¦ 5QU LoRE | 2042 | 0.24151 | 5.16e-05 | 0.016685 | 0 | 0.016685 | 5.16e-05 | 0.016685 | 0 | 0.016685 | 0.0040297 | 0.0040297 | 5.16e-05 | 1.2462e-05 | 0.016685 | 0.0040297 | 0 | 0 | 0.016685 | 0.0040297 | [22 empty] | WLDFR | HFTD - Distribution - Tier 2 - 1QU CoRE ¦ 5QU LoRE | Non-Red Flag Warning - Large Fires | 2042 | 2.8874e-08 | 2.8874e-08 | 6.5028 | 0.81304 | 3.6355 | 2.0543 | 0 | 0 | 3.3087e-05 | 1.8776e-07 | 0 | 1.8776e-07 | 1.8776e-07 | 0 | 1.8776e-07 | [22 empty] | 7.3.3.17.5 (Remote Grid) Updates to grid topology to minimize risk of ignition in HFTDs Remote GridWLDFRVegetation ContactAggregated | WLDFR | HFTD - Distribution - Tier 2 - 1QU CoRE ¦ 2QU LoRE | Non-Red Flag Warning - Catastrophic Fires | Vegetation Contact | Aggregated | 2042 | 1.5004e-06 | 353.5334 | 0.00053044 | 2042 | Mitigation | 0.95 | 45 | 0 | esc | 0.00097009 | 1.4555e-09 | 0.00097009 | 1.4555e-09
[35 empty] | WLDFR | HFTD - Distribution - Tier 3 - 2QU CoRE ¦ 5QU LoRE | 2043 | 0.22571 | 5.16e-05 | 0.017517 | 0 | 0.017517 | 5.16e-05 | 0.017517 | 0 | 0.017517 | 0.0039539 | 0.0039539 | 5.16e-05 | 1.1647e-05 | 0.017517 | 0.0039539 | 0 | 0 | 0.017517 | 0.0039539 | [22 empty] | WLDFR | HFTD - Distribution - Tier 2 - 1QU CoRE ¦ 5QU LoRE | Non-Red Flag Warning - Large Fires | 2043 | 2.8874e-08 | 2.8874e-08 | 6.9209 | 0.84944 | 3.8632 | 2.2083 | 0 | 0 | 3.3087e-05 | 1.9984e-07 | 0 | 1.9984e-07 | 1.9984e-07 | 0 | 1.9984e-07 | [22 empty] | 7.3.3.17.5 (Remote Grid) Updates to grid topology to minimize risk of ignition in HFTDs Remote GridWLDFRVegetation ContactAggregated | WLDFR | HFTD - Distribution - Tier 2 - 1QU CoRE ¦ 2QU LoRE | Non-Red Flag Warning - Catastrophic Fires | Vegetation Contact | Aggregated | 2043 | 1.5004e-06 | 353.5334 | 0.00053044 | 2043 | Mitigation | 0.95 | 45 | 0 | esc | 0.00097009 | 1.4555e-09 | 0.00097009 | 1.4555e-09
[35 empty] | WLDFR | HFTD - Distribution - Tier 3 - 2QU CoRE ¦ 5QU LoRE | 2044 | 0.21095 | 5.16e-05 | 0.017517 | 0 | 0.017517 | 5.16e-05 | 0.017517 | 0 | 0.017517 | 0.0036952 | 0.0036952 | 5.16e-05 | 1.0885e-05 | 0.017517 | 0.0036952 | 0 | 0 | 0.017517 | 0.0036952 | [22 empty] | WLDFR | HFTD - Distribution - Tier 2 - 1QU CoRE ¦ 5QU LoRE | Non-Red Flag Warning - Large Fires | 2044 | 2.8874e-08 | 2.8874e-08 | 6.9209 | 0.84944 | 3.8632 | 2.2083 | 0 | 0 | 3.3087e-05 | 1.9984e-07 | 0 | 1.9984e-07 | 1.9984e-07 | 0 | 1.9984e-07 | [22 empty] | 7.3.3.17.5 (Remote Grid) Updates to grid topology to minimize risk of ignition in HFTDs Remote GridWLDFRVegetation ContactAggregated | WLDFR | HFTD - Distribution - Tier 2 - 1QU CoRE ¦ 2QU LoRE | Non-Red Flag Warning - Catastrophic Fires | Vegetation Contact | Aggregated | 2044 | 1.5004e-06 | 353.5334 | 0.00053044 | 2044 | Mitigation | 0.95 | 45 | 0 | esc | 0.00097009 | 1.4555e-09 | 0.00097009 | 1.4555e-09
[35 empty] | WLDFR | HFTD - Distribution - Tier 3 - 2QU CoRE ¦ 5QU LoRE | 2045 | 0.19715 | 5.16e-05 | 0.017517 | 0 | 0.017517 | 5.16e-05 | 0.017517 | 0 | 0.017517 | 0.0034535 | 0.0034535 | 5.16e-05 | 1.0173e-05 | 0.017517 | 0.0034535 | 0 | 0 | 0.017517 | 0.0034535 | [22 empty] | WLDFR | HFTD - Distribution - Tier 2 - 1QU CoRE ¦ 5QU LoRE | Non-Red Flag Warning - Large Fires | 2045 | 2.8874e-08 | 2.8874e-08 | 6.9209 | 0.84944 | 3.8632 | 2.2083 | 0 | 0 | 3.3087e-05 | 1.9984e-07 | 0 | 1.9984e-07 | 1.9984e-07 | 0 | 1.9984e-07 | [22 empty] | 7.3.3.17.5 (Remote Grid) Updates to grid topology to minimize risk of ignition in HFTDs Remote GridWLDFRVegetation ContactAggregated | WLDFR | HFTD - Distribution - Tier 2 - 1QU CoRE ¦ 2QU LoRE | Non-Red Flag Warning - Catastrophic Fires | Vegetation Contact | Aggregated | 2045 | 1.5004e-06 | 353.5334 | 0.00053044 | 2045 | Mitigation | 0.95 | 45 | 0 | esc | 0.00097009 | 1.4555e-09 | 0.00097009 | 1.4555e-09
[35 empty] | WLDFR | HFTD - Distribution - Tier 3 - 2QU CoRE ¦ 5QU LoRE | 2046 | 0.18425 | 5.16e-05 | 0.017517 | 0 | 0.017517 | 5.16e-05 | 0.017517 | 0 | 0.017517 | 0.0032275 | 0.0032275 | 5.16e-05 | 9.5073e-06 | 0.017517 | 0.0032275 | 0 | 0 | 0.017517 | 0.0032275 | [22 empty] | WLDFR | HFTD - Distribution - Tier 2 - 1QU CoRE ¦ 5QU LoRE | Non-Red Flag Warning - Large Fires | 2046 | 2.8874e-08 | 2.8874e-08 | 6.9209 | 0.84944 | 3.8632 | 2.2083 | 0 | 0 | 3.3087e-05 | 1.9984e-07 | 0 | 1.9984e-07 | 1.9984e-07 | 0 | 1.9984e-07 | [22 empty] | 7.3.3.17.5 (Remote Grid) Updates to grid topology to minimize risk of ignition in HFTDs Remote GridWLDFRVegetation ContactAggregated | WLDFR | HFTD - Distribution - Tier 2 - 1QU CoRE ¦ 2QU LoRE | Non-Red Flag Warning - Catastrophic Fires | Vegetation Contact | Aggregated | 2046 | 1.5004e-06 | 353.5334 | 0.00053044 | 2046 | Mitigation | 0.95 | 45 | 0 | esc | 0.00097009 | 1.4555e-09 | 0.00097009 | 1.4555e-09
[35 empty] | WLDFR | HFTD - Distribution - Tier 3 - 2QU CoRE ¦ 5QU LoRE | 2047 | 0.1722 | 5.16e-05 | 0.017517 | 0 | 0.017517 | 5.16e-05 | 0.017517 | 0 | 0.017517 | 0.0030164 | 0.0030164 | 5.16e-05 | 8.8853e-06 | 0.017517 | 0.0030164 | 0 | 0 | 0.017517 | 0.0030164 | [22 empty] | WLDFR | HFTD - Distribution - Tier 2 - 1QU CoRE ¦ 5QU LoRE | Non-Red Flag Warning - Large Fires | 2047 | 2.8874e-08 | 2.8874e-08 | 6.9209 | 0.84944 | 3.8632 | 2.2083 | 0 | 0 | 3.3087e-05 | 1.9984e-07 | 0 | 1.9984e-07 | 1.9984e-07 | 0 | 1.9984e-07 | [22 empty] | 7.3.3.17.5 (Remote Grid) Updates to grid topology to minimize risk of ignition in HFTDs Remote GridWLDFRVegetation ContactAggregated | WLDFR | HFTD - Distribution - Tier 2 - 1QU CoRE ¦ 2QU LoRE | Non-Red Flag Warning - Catastrophic Fires | Vegetation Contact | Aggregated | 2047 | 1.5004e-06 | 353.5334 | 0.00053044 | 2047 | Mitigation | 0.95 | 45 | 0 | esc | 0.00097009 | 1.4555e-09 | 0.00097009 | 1.4555e-09
[35 empty] | WLDFR | HFTD - Distribution - Tier 3 - 2QU CoRE ¦ 5QU LoRE | 2048 | 0.16093 | 5.16e-05 | 0.018389 | 0 | 0.018389 | 5.16e-05 | 0.018389 | 0 | 0.018389 | 0.0029594 | 0.0029594 | 5.16e-05 | 8.304e-06 | 0.018389 | 0.0029594 | 0 | 0 | 0.018389 | 0.0029594 | [22 empty] | WLDFR | HFTD - Distribution - Tier 2 - 1QU CoRE ¦ 5QU LoRE | Non-Red Flag Warning - Large Fires | 2048 | 2.8874e-08 | 2.8874e-08 | 7.3713 | 0.88759 | 4.1075 | 2.3763 | 0 | 0 | 3.3087e-05 | 2.1284e-07 | 0 | 2.1284e-07 | 2.1284e-07 | 0 | 2.1284e-07 | [22 empty] | 7.3.3.17.5 (Remote Grid) Updates to grid topology to minimize risk of ignition in HFTDs Remote GridWLDFRVegetation ContactAggregated | WLDFR | HFTD - Distribution - Tier 2 - 1QU CoRE ¦ 2QU LoRE | Non-Red Flag Warning - Catastrophic Fires | Vegetation Contact | Aggregated | 2048 | 1.5004e-06 | 353.5334 | 0.00053044 | 2048 | Mitigation | 0.95 | 45 | 0 | esc | 0.00097009 | 1.4555e-09 | 0.00097009 | 1.4555e-09
[35 empty] | WLDFR | HFTD - Distribution - Tier 3 - 2QU CoRE ¦ 5QU LoRE | 2049 | 0.1504 | 5.16e-05 | 0.018389 | 0 | 0.018389 | 5.16e-05 | 0.018389 | 0 | 0.018389 | 0.0027658 | 0.0027658 | 5.16e-05 | 7.7608e-06 | 0.018389 | 0.0027658 | 0 | 0 | 0.018389 | 0.0027658 | [22 empty] | WLDFR | HFTD - Distribution - Tier 2 - 1QU CoRE ¦ 5QU LoRE | Non-Red Flag Warning - Large Fires | 2049 | 2.8874e-08 | 2.8874e-08 | 7.3713 | 0.88759 | 4.1075 | 2.3763 | 0 | 0 | 3.3087e-05 | 2.1284e-07 | 0 | 2.1284e-07 | 2.1284e-07 | 0 | 2.1284e-07 | [22 empty] | 7.3.3.17.5 (Remote Grid) Updates to grid topology to minimize risk of ignition in HFTDs Remote GridWLDFRVegetation ContactAggregated | WLDFR | HFTD - Distribution - Tier 2 - 1QU CoRE ¦ 2QU LoRE | Non-Red Flag Warning - Catastrophic Fires | Vegetation Contact | Aggregated | 2049 | 1.5004e-06 | 353.5334 | 0.00053044 | 2049 | Mitigation | 0.95 | 45 | 0 | esc | 0.00097009 | 1.4555e-09 | 0.00097009 | 1.4555e-09
[35 empty] | WLDFR | HFTD - Distribution - Tier 3 - 2QU CoRE ¦ 5QU LoRE | 2050 | 0.14056 | 5.16e-05 | 0.018389 | 0 | 0.018389 | 5.16e-05 | 0.018389 | 0 | 0.018389 | 0.0025849 | 0.0025849 | 5.16e-05 | 7.253e-06 | 0.018389 | 0.0025849 | 0 | 0 | 0.018389 | 0.0025849 | [22 empty] | WLDFR | HFTD - Distribution - Tier 2 - 1QU CoRE ¦ 5QU LoRE | Non-Red Flag Warning - Large Fires | 2050 | 2.8874e-08 | 2.8874e-08 | 7.3713 | 0.88759 | 4.1075 | 2.3763 | 0 | 0 | 3.3087e-05 | 2.1284e-07 | 0 | 2.1284e-07 | 2.1284e-07 | 0 | 2.1284e-07 | [22 empty] | 7.3.3.17.5 (Remote Grid) Updates to grid topology to minimize risk of ignition in HFTDs Remote GridWLDFRVegetation ContactAggregated | WLDFR | HFTD - Distribution - Tier 2 - 1QU CoRE ¦ 2QU LoRE | Non-Red Flag Warning - Catastrophic Fires | Vegetation Contact | Aggregated | 2050 | 1.5004e-06 | 353.5334 | 0.00053044 | 2050 | Mitigation | 0.95 | 45 | 0 | esc | 0.00097009 | 1.4555e-09 | 0.00097009 | 1.4555e-09
[35 empty] | WLDFR | HFTD - Distribution - Tier 3 - 2QU CoRE ¦ 5QU LoRE | 2051 | 0.13137 | 5.16e-05 | 0.018389 | 0 | 0.018389 | 5.16e-05 | 0.018389 | 0 | 0.018389 | 0.0024158 | 0.0024158 | 5.16e-05 | 6.7785e-06 | 0.018389 | 0.0024158 | 0 | 0 | 0.018389 | 0.0024158 | [22 empty] | WLDFR | HFTD - Distribution - Tier 2 - 1QU CoRE ¦ 5QU LoRE | Non-Red Flag Warning - Large Fires | 2051 | 2.8874e-08 | 2.8874e-08 | 7.3713 | 0.88759 | 4.1075 | 2.3763 | 0 | 0 | 3.3087e-05 | 2.1284e-07 | 0 | 2.1284e-07 | 2.1284e-07 | 0 | 2.1284e-07 | [22 empty] | 7.3.3.17.5 (Remote Grid) Updates to grid topology to minimize risk of ignition in HFTDs Remote GridWLDFRVegetation ContactAggregated | WLDFR | HFTD - Distribution - Tier 2 - 1QU CoRE ¦ 2QU LoRE | Non-Red Flag Warning - Catastrophic Fires | Vegetation Contact | Aggregated | 2051 | 1.5004e-06 | 353.5334 | 0.00053044 | 2051 | Mitigation | 0.95 | 45 | 0 | esc | 0.00097009 | 1.4555e-09 | 0.00097009 | 1.4555e-09
[35 empty] | WLDFR | HFTD - Distribution - Tier 3 - 2QU CoRE ¦ 5QU LoRE | 2052 | 0.12277 | 5.16e-05 | 0.018389 | 0 | 0.018389 | 5.16e-05 | 0.018389 | 0 | 0.018389 | 0.0022577 | 0.0022577 | 5.16e-05 | 6.3351e-06 | 0.018389 | 0.0022577 | 0 | 0 | 0.018389 | 0.0022577 | [22 empty] | WLDFR | HFTD - Distribution - Tier 2 - 1QU CoRE ¦ 5QU LoRE | Non-Red Flag Warning - Large Fires | 2052 | 2.8874e-08 | 2.8874e-08 | 7.3713 | 0.88759 | 4.1075 | 2.3763 | 0 | 0 | 3.3087e-05 | 2.1284e-07 | 0 | 2.1284e-07 | 2.1284e-07 | 0 | 2.1284e-07 | [22 empty] | 7.3.3.17.5 (Remote Grid) Updates to grid topology to minimize risk of ignition in HFTDs Remote GridWLDFRVegetation ContactAggregated | WLDFR | HFTD - Distribution - Tier 2 - 1QU CoRE ¦ 2QU LoRE | Non-Red Flag Warning - Catastrophic Fires | Vegetation Contact | Aggregated | 2052 | 1.5004e-06 | 353.5334 | 0.00053044 | 2052 | Mitigation | 0.95 | 45 | 0 | esc | 0.00097009 | 1.4555e-09 | 0.00097009 | 1.4555e-09
[35 empty] | WLDFR | HFTD - Distribution - Tier 3 - 2QU CoRE ¦ 5QU LoRE | 2053 | 0.11474 | 5.16e-05 | 0.019291 | 0 | 0.019291 | 5.16e-05 | 0.019291 | 0 | 0.019291 | 0.0022134 | 0.0022134 | 5.16e-05 | 5.9206e-06 | 0.019291 | 0.0022134 | 0 | 0 | 0.019291 | 0.0022134 | [22 empty] | WLDFR | HFTD - Distribution - Tier 2 - 1QU CoRE ¦ 5QU LoRE | Non-Red Flag Warning - Large Fires | 2053 | 2.8874e-08 | 2.8874e-08 | 7.8503 | 0.92702 | 4.3664 | 2.5569 | 0 | 0 | 3.3087e-05 | 2.2667e-07 | 0 | 2.2667e-07 | 2.2667e-07 | 0 | 2.2667e-07 | [22 empty] | 7.3.3.17.5 (Remote Grid) Updates to grid topology to minimize risk of ignition in HFTDs Remote GridWLDFRVegetation ContactAggregated | WLDFR | HFTD - Distribution - Tier 2 - 1QU CoRE ¦ 2QU LoRE | Non-Red Flag Warning - Catastrophic Fires | Vegetation Contact | Aggregated | 2053 | 1.5004e-06 | 353.5334 | 0.00053044 | 2053 | Mitigation | 0.95 | 45 | 0 | esc | 0.00097009 | 1.4555e-09 | 0.00097009 | 1.4555e-09
[35 empty] | WLDFR | HFTD - Distribution - Tier 3 - 2QU CoRE ¦ 5QU LoRE | 2054 | 0.10723 | 5.16e-05 | 0.019291 | 0 | 0.019291 | 5.16e-05 | 0.019291 | 0 | 0.019291 | 0.0020686 | 0.0020686 | 5.16e-05 | 5.5333e-06 | 0.019291 | 0.0020686 | 0 | 0 | 0.019291 | 0.0020686 | [22 empty] | WLDFR | HFTD - Distribution - Tier 2 - 1QU CoRE ¦ 5QU LoRE | Non-Red Flag Warning - Large Fires | 2054 | 2.8874e-08 | 2.8874e-08 | 7.8503 | 0.92702 | 4.3664 | 2.5569 | 0 | 0 | 3.3087e-05 | 2.2667e-07 | 0 | 2.2667e-07 | 2.2667e-07 | 0 | 2.2667e-07 | [22 empty] | 7.3.3.17.5 (Remote Grid) Updates to grid topology to minimize risk of ignition in HFTDs Remote GridWLDFRVegetation ContactAggregated | WLDFR | HFTD - Distribution - Tier 2 - 1QU CoRE ¦ 2QU LoRE | Non-Red Flag Warning - Catastrophic Fires | Vegetation Contact | Aggregated | 2054 | 1.5004e-06 | 353.5334 | 0.00053044 | 2054 | Mitigation | 0.95 | 45 | 0 | esc | 0.00097009 | 1.4555e-09 | 0.00097009 | 1.4555e-09
[35 empty] | WLDFR | HFTD - Distribution - Tier 3 - 2QU CoRE ¦ 5QU LoRE | 2055 | 0.10022 | 5.16e-05 | 0.019291 | 0 | 0.019291 | 5.16e-05 | 0.019291 | 0 | 0.019291 | 0.0019333 | 0.0019333 | 5.16e-05 | 5.1713e-06 | 0.019291 | 0.0019333 | 0 | 0 | 0.019291 | 0.0019333 | [22 empty] | WLDFR | HFTD - Distribution - Tier 2 - 1QU CoRE ¦ 5QU LoRE | Non-Red Flag Warning - Large Fires | 2055 | 2.8874e-08 | 2.8874e-08 | 7.8503 | 0.92702 | 4.3664 | 2.5569 | 0 | 0 | 3.3087e-05 | 2.2667e-07 | 0 | 2.2667e-07 | 2.2667e-07 | 0 | 2.2667e-07 | [22 empty] | 7.3.3.17.5 (Remote Grid) Updates to grid topology to minimize risk of ignition in HFTDs Remote GridWLDFRVegetation ContactAggregated | WLDFR | HFTD - Distribution - Tier 2 - 1QU CoRE ¦ 2QU LoRE | Non-Red Flag Warning - Catastrophic Fires | Vegetation Contact | Aggregated | 2055 | 1.5004e-06 | 353.5334 | 0.00053044 | 2055 | Mitigation | 0.95 | 45 | 0 | esc | 0.00097009 | 1.4555e-09 | 0.00097009 | 1.4555e-09
[35 empty] | WLDFR | HFTD - Distribution - Tier 3 - 2QU CoRE ¦ 5QU LoRE | 2056 | 0.093663 | 5.16e-05 | 0.019291 | 0 | 0.019291 | 5.16e-05 | 0.019291 | 0 | 0.019291 | 0.0018068 | 0.0018068 | 5.16e-05 | 4.833e-06 | 0.019291 | 0.0018068 | 0 | 0 | 0.019291 | 0.0018068 | [22 empty] | WLDFR | HFTD - Distribution - Tier 2 - 1QU CoRE ¦ 5QU LoRE | Non-Red Flag Warning - Large Fires | 2056 | 2.8874e-08 | 2.8874e-08 | 7.8503 | 0.92702 | 4.3664 | 2.5569 | 0 | 0 | 3.3087e-05 | 2.2667e-07 | 0 | 2.2667e-07 | 2.2667e-07 | 0 | 2.2667e-07 | [22 empty] | 7.3.3.17.5 (Remote Grid) Updates to grid topology to minimize risk of ignition in HFTDs Remote GridWLDFRVegetation ContactAggregated | WLDFR | HFTD - Distribution - Tier 2 - 1QU CoRE ¦ 2QU LoRE | Non-Red Flag Warning - Catastrophic Fires | Vegetation Contact | Aggregated | 2056 | 1.5004e-06 | 353.5334 | 0.00053044 | 2056 | Mitigation | 0.95 | 45 | 0 | esc | 0.00097009 | 1.4555e-09 | 0.00097009 | 1.4555e-09
[35 empty] | WLDFR | HFTD - Distribution - Tier 3 - 2QU CoRE ¦ 5QU LoRE | 2057 | 0.087535 | 5.16e-05 | 0.019291 | 0 | 0.019291 | 5.16e-05 | 0.019291 | 0 | 0.019291 | 0.0016886 | 0.0016886 | 5.16e-05 | 4.5168e-06 | 0.019291 | 0.0016886 | 0 | 0 | 0.019291 | 0.0016886 | [22 empty] | WLDFR | HFTD - Distribution - Tier 2 - 1QU CoRE ¦ 5QU LoRE | Non-Red Flag Warning - Large Fires | 2057 | 2.8874e-08 | 2.8874e-08 | 7.8503 | 0.92702 | 4.3664 | 2.5569 | 0 | 0 | 3.3087e-05 | 2.2667e-07 | 0 | 2.2667e-07 | 2.2667e-07 | 0 | 2.2667e-07 | [22 empty] | 7.3.3.17.5 (Remote Grid) Updates to grid topology to minimize risk of ignition in HFTDs Remote GridWLDFRVegetation ContactAggregated | WLDFR | HFTD - Distribution - Tier 2 - 1QU CoRE ¦ 2QU LoRE | Non-Red Flag Warning - Catastrophic Fires | Vegetation Contact | Aggregated | 2057 | 1.5004e-06 | 353.5334 | 0.00053044 | 2057 | Mitigation | 0.95 | 45 | 0 | esc | 0.00097009 | 1.4555e-09 | 0.00097009 | 1.4555e-09
[35 empty] | WLDFR | HFTD - Distribution - Tier 3 - 2QU CoRE ¦ 5QU LoRE | 2058 | 0.081809 | 5.16e-05 | 0.02021 | 0 | 0.02021 | 5.16e-05 | 0.02021 | 0 | 0.02021 | 0.0016534 | 0.0016534 | 5.16e-05 | 4.2213e-06 | 0.02021 | 0.0016534 | 0 | 0 | 0.02021 | 0.0016534 | [22 empty] | WLDFR | HFTD - Distribution - Tier 2 - 1QU CoRE ¦ 5QU LoRE | Non-Red Flag Warning - Large Fires | 2058 | 2.8874e-08 | 2.8874e-08 | 8.3524 | 0.96727 | 4.6367 | 2.7484 | 0 | 0 | 3.3087e-05 | 2.4117e-07 | 0 | 2.4117e-07 | 2.4117e-07 | 0 | 2.4117e-07 | [22 empty] | 7.3.3.17.5 (Remote Grid) Updates to grid topology to minimize risk of ignition in HFTDs Remote GridWLDFRVegetation ContactAggregated | WLDFR | HFTD - Distribution - Tier 2 - 1QU CoRE ¦ 2QU LoRE | Non-Red Flag Warning - Catastrophic Fires | Vegetation Contact | Aggregated | 2058 | 1.5004e-06 | 353.5334 | 0.00053044 | 2058 | Mitigation | 0.95 | 45 | 0 | esc | 0.00097009 | 1.4555e-09 | 0.00097009 | 1.4555e-09
[35 empty] | WLDFR | HFTD - Distribution - Tier 3 - 2QU CoRE ¦ 5QU LoRE | 2059 | 0.076457 | 5.16e-05 | 0.02021 | 0 | 0.02021 | 5.16e-05 | 0.02021 | 0 | 0.02021 | 0.0015452 | 0.0015452 | 5.16e-05 | 3.9452e-06 | 0.02021 | 0.0015452 | 0 | 0 | 0.02021 | 0.0015452 | [22 empty] | WLDFR | HFTD - Distribution - Tier 2 - 1QU CoRE ¦ 5QU LoRE | Non-Red Flag Warning - Large Fires | 2059 | 2.8874e-08 | 2.8874e-08 | 8.3524 | 0.96727 | 4.6367 | 2.7484 | 0 | 0 | 3.3087e-05 | 2.4117e-07 | 0 | 2.4117e-07 | 2.4117e-07 | 0 | 2.4117e-07 | [22 empty] | 7.3.3.17.5 (Remote Grid) Updates to grid topology to minimize risk of ignition in HFTDs Remote GridWLDFRVegetation ContactAggregated | WLDFR | HFTD - Distribution - Tier 2 - 1QU CoRE ¦ 2QU LoRE | Non-Red Flag Warning - Catastrophic Fires | Vegetation Contact | Aggregated | 2059 | 1.5004e-06 | 353.5334 | 0.00053044 | 2059 | Mitigation | 0.95 | 45 | 0 | esc | 0.00097009 | 1.4555e-09 | 0.00097009 | 1.4555e-09
[35 empty] | WLDFR | HFTD - Distribution - Tier 3 - 2QU CoRE ¦ 5QU LoRE | 2060 | 0.071455 | 5.16e-05 | 0.02021 | 0 | 0.02021 | 5.16e-05 | 0.02021 | 0 | 0.02021 | 0.0014441 | 0.0014441 | 5.16e-05 | 3.6871e-06 | 0.02021 | 0.0014441 | 0 | 0 | 0.02021 | 0.0014441 | [22 empty] | WLDFR | HFTD - Distribution - Tier 2 - 1QU CoRE ¦ 5QU LoRE | Non-Red Flag Warning - Large Fires | 2060 | 2.8874e-08 | 2.8874e-08 | 8.3524 | 0.96727 | 4.6367 | 2.7484 | 0 | 0 | 3.3087e-05 | 2.4117e-07 | 0 | 2.4117e-07 | 2.4117e-07 | 0 | 2.4117e-07 | [22 empty] | 7.3.3.17.5 (Remote Grid) Updates to grid topology to minimize risk of ignition in HFTDs Remote GridWLDFRVegetation ContactAggregated | WLDFR | HFTD - Distribution - Tier 2 - 1QU CoRE ¦ 2QU LoRE | Non-Red Flag Warning - Catastrophic Fires | Vegetation Contact | Aggregated | 2060 | 1.5004e-06 | 353.5334 | 0.00053044 | 2060 | Mitigation | 0.95 | 45 | 0 | esc | 0.00097009 | 1.4555e-09 | 0.00097009 | 1.4555e-09
[35 empty] | WLDFR | HFTD - Distribution - Tier 3 - 2QU CoRE ¦ 5QU LoRE | 2061 | 0.06678 | 5.16e-05 | 0.02021 | 0 | 0.02021 | 5.16e-05 | 0.02021 | 0 | 0.02021 | 0.0013496 | 0.0013496 | 5.16e-05 | 3.4459e-06 | 0.02021 | 0.0013496 | 0 | 0 | 0.02021 | 0.0013496 | [22 empty] | WLDFR | HFTD - Distribution - Tier 2 - 1QU CoRE ¦ 5QU LoRE | Non-Red Flag Warning - Large Fires | 2061 | 2.8874e-08 | 2.8874e-08 | 8.3524 | 0.96727 | 4.6367 | 2.7484 | 0 | 0 | 3.3087e-05 | 2.4117e-07 | 0 | 2.4117e-07 | 2.4117e-07 | 0 | 2.4117e-07 | [22 empty] | 7.3.3.17.5 (Remote Grid) Updates to grid topology to minimize risk of ignition in HFTDs Remote GridWLDFRVegetation ContactAggregated | WLDFR | HFTD - Distribution - Tier 2 - 1QU CoRE ¦ 2QU LoRE | Non-Red Flag Warning - Catastrophic Fires | Vegetation Contact | Aggregated | 2061 | 1.5004e-06 | 353.5334 | 0.00053044 | 2061 | Mitigation | 0.95 | 45 | 0 | esc | 0.00097009 | 1.4555e-09 | 0.00097009 | 1.4555e-09
[35 empty] | WLDFR | HFTD - Distribution - Tier 3 - 2QU CoRE ¦ 5QU LoRE | 2062 | 0.062412 | 5.16e-05 | 0.02021 | 0 | 0.02021 | 5.16e-05 | 0.02021 | 0 | 0.02021 | 0.0012613 | 0.0012613 | 5.16e-05 | 3.2204e-06 | 0.02021 | 0.0012613 | 0 | 0 | 0.02021 | 0.0012613 | [22 empty] | WLDFR | HFTD - Distribution - Tier 2 - 1QU CoRE ¦ 5QU LoRE | Non-Red Flag Warning - Large Fires | 2062 | 2.8874e-08 | 2.8874e-08 | 8.3524 | 0.96727 | 4.6367 | 2.7484 | 0 | 0 | 3.3087e-05 | 2.4117e-07 | 0 | 2.4117e-07 | 2.4117e-07 | 0 | 2.4117e-07 | [22 empty] | 7.3.3.17.5 (Remote Grid) Updates to grid topology to minimize risk of ignition in HFTDs Remote GridWLDFRVegetation ContactAggregated | WLDFR | HFTD - Distribution - Tier 2 - 1QU CoRE ¦ 2QU LoRE | Non-Red Flag Warning - Catastrophic Fires | Vegetation Contact | Aggregated | 2062 | 1.5004e-06 | 353.5334 | 0.00053044 | 2062 | Mitigation | 0.95 | 45 | 0 | esc | 0.00097009 | 1.4555e-09 | 0.00097009 | 1.4555e-09
[35 empty] | WLDFR | HFTD - Distribution - Tier 3 - 2QU CoRE ¦ 5QU LoRE | 2063 | 0.058329 | 5.16e-05 | 0.021137 | 0 | 0.021137 | 5.16e-05 | 0.021137 | 0 | 0.021137 | 0.0012329 | 0.0012329 | 5.16e-05 | 3.0098e-06 | 0.021137 | 0.0012329 | 0 | 0 | 0.021137 | 0.0012329 | [22 empty] | WLDFR | HFTD - Distribution - Tier 2 - 1QU CoRE ¦ 5QU LoRE | Non-Red Flag Warning - Large Fires | 2063 | 2.8874e-08 | 2.8874e-08 | 8.872 | 1.0079 | 4.9153 | 2.9488 | 0 | 0 | 3.3087e-05 | 2.5617e-07 | 0 | 2.5617e-07 | 2.5617e-07 | 0 | 2.5617e-07 | [22 empty] | 7.3.3.17.5 (Remote Grid) Updates to grid topology to minimize risk of ignition in HFTDs Remote GridWLDFRVegetation ContactAggregated | WLDFR | HFTD - Distribution - Tier 2 - 1QU CoRE ¦ 2QU LoRE | Non-Red Flag Warning - Catastrophic Fires | Vegetation Contact | Aggregated | 2063 | 1.5004e-06 | 353.5334 | 0.00053044 | 2063 | Mitigation | 0.95 | 45 | 0 | esc | 0.00097009 | 1.4555e-09 | 0.00097009 | 1.4555e-09
[35 empty] | WLDFR | HFTD - Distribution - Tier 3 - 2QU CoRE ¦ 5QU LoRE | 2064 | 0.054513 | 5.16e-05 | 0.021137 | 0 | 0.021137 | 5.16e-05 | 0.021137 | 0 | 0.021137 | 0.0011522 | 0.0011522 | 5.16e-05 | 2.8129e-06 | 0.021137 | 0.0011522 | 0 | 0 | 0.021137 | 0.0011522 | [22 empty] | WLDFR | HFTD - Distribution - Tier 2 - 1QU CoRE ¦ 5QU LoRE | Non-Red Flag Warning - Large Fires | 2064 | 2.8874e-08 | 2.8874e-08 | 8.872 | 1.0079 | 4.9153 | 2.9488 | 0 | 0 | 3.3087e-05 | 2.5617e-07 | 0 | 2.5617e-07 | 2.5617e-07 | 0 | 2.5617e-07 | [22 empty] | 7.3.3.17.5 (Remote Grid) Updates to grid topology to minimize risk of ignition in HFTDs Remote GridWLDFRVegetation ContactAggregated | WLDFR | HFTD - Distribution - Tier 2 - 1QU CoRE ¦ 2QU LoRE | Non-Red Flag Warning - Catastrophic Fires | Vegetation Contact | Aggregated | 2064 | 1.5004e-06 | 353.5334 | 0.00053044 | 2064 | Mitigation | 0.95 | 45 | 0 | esc | 0.00097009 | 1.4555e-09 | 0.00097009 | 1.4555e-09
[35 empty] | WLDFR | HFTD - Distribution - Tier 3 - 2QU CoRE ¦ 5QU LoRE | 2065 | 0.050946 | 5.16e-05 | 0.021137 | 0 | 0.021137 | 5.16e-05 | 0.021137 | 0 | 0.021137 | 0.0010768 | 0.0010768 | 5.16e-05 | 2.6288e-06 | 0.021137 | 0.0010768 | 0 | 0 | 0.021137 | 0.0010768 | [22 empty] | WLDFR | HFTD - Distribution - Tier 2 - 1QU CoRE ¦ 5QU LoRE | Non-Red Flag Warning - Large Fires | 2065 | 2.8874e-08 | 2.8874e-08 | 8.872 | 1.0079 | 4.9153 | 2.9488 | 0 | 0 | 3.3087e-05 | 2.5617e-07 | 0 | 2.5617e-07 | 2.5617e-07 | 0 | 2.5617e-07 | [22 empty] | 7.3.3.17.5 (Remote Grid) Updates to grid topology to minimize risk of ignition in HFTDs Remote GridWLDFRVegetation ContactAggregated | WLDFR | HFTD - Distribution - Tier 2 - 1QU CoRE ¦ 2QU LoRE | Non-Red Flag Warning - Catastrophic Fires | Vegetation Contact | Aggregated | 2065 | 1.5004e-06 | 353.5334 | 0.00053044 | 2065 | Mitigation | 0.95 | 45 | 0 | esc | 0.00097009 | 1.4555e-09 | 0.00097009 | 1.4555e-09
[35 empty] | WLDFR | HFTD - Distribution - Tier 3 - 2QU CoRE ¦ 5QU LoRE | 2066 | 0.047613 | 5.16e-05 | 0.021137 | 0 | 0.021137 | 5.16e-05 | 0.021137 | 0 | 0.021137 | 0.0010064 | 0.0010064 | 5.16e-05 | 2.4569e-06 | 0.021137 | 0.0010064 | 0 | 0 | 0.021137 | 0.0010064 | [22 empty] | WLDFR | HFTD - Distribution - Tier 2 - 1QU CoRE ¦ 5QU LoRE | Non-Red Flag Warning - Large Fires | 2066 | 2.8874e-08 | 2.8874e-08 | 8.872 | 1.0079 | 4.9153 | 2.9488 | 0 | 0 | 3.3087e-05 | 2.5617e-07 | 0 | 2.5617e-07 | 2.5617e-07 | 0 | 2.5617e-07 | [22 empty] | 7.3.3.17.5 (Remote Grid) Updates to grid topology to minimize risk of ignition in HFTDs Remote GridWLDFRVegetation ContactAggregated | WLDFR | HFTD - Distribution - Tier 2 - 1QU CoRE ¦ 2QU LoRE | Non-Red Flag Warning - Catastrophic Fires | Vegetation Contact | Aggregated | 2066 | 1.5004e-06 | 353.5334 | 0.00053044 | 2066 | Mitigation | 0.95 | 45 | 0 | esc | 0.00097009 | 1.4555e-09 | 0.00097009 | 1.4555e-09
[35 empty] | WLDFR | HFTD - Distribution - Tier 3 - 2QU CoRE ¦ 5QU LoRE | 2067 | 0.044499 | 0 | 0 | 0 | 0 | 5.16e-05 | 0.021137 | 0 | 0.021137 | 0 | 0.00094056 | 0 | 0 | 0 | 0 | 0 | 0 | 0 | 0 | [22 empty] | WLDFR | HFTD - Distribution - Tier 2 - 1QU CoRE ¦ 5QU LoRE | Non-Red Flag Warning - Large Fires | 2067 | 0 | 2.8874e-08 | 8.872 | 1.0079 | 4.9153 | 2.9488 | 0 | 0 | 3.3087e-05 | 0 | 0 | 0 | 2.5617e-07 | 0 | 2.5617e-07 | [22 empty] | 7.3.3.17.5 (Remote Grid) Updates to grid topology to minimize risk of ignition in HFTDs Remote GridWLDFRVegetation ContactAggregated | WLDFR | HFTD - Distribution - Tier 2 - 1QU CoRE ¦ 2QU LoRE | Non-Red Flag Warning - Catastrophic Fires | Vegetation Contact | Aggregated | 2067 | 1.5004e-06 | 353.5334 | 0.00053044 | 2067 | Mitigation | 0.95 | 45 | 0 | esc | 0 | 0 | 0.00097009 | 1.4555e-09
[35 empty] | WLDFR | HFTD - Distribution - Tier 3 - 3QU CoRE ¦ 1QU LoRE | 2022 | 0.93458 | 0.0034495 | 0.34738 | 0 | 0.34738 | 0 | 0 | 0 | 0 | 0.32465 | 0 | 0.0034495 | 0.0032238 | 0.34738 | 0.32465 | 0 | 0 | 0.34738 | 0.32465 | [22 empty] | WLDFR | HFTD - Distribution - Tier 2 - 1QU CoRE ¦ 5QU LoRE | Non-Red Flag Warning - Small Fires | 2022 | 1.7868e-06 | 0 | 0.077901 | 0.036425 | 0.0015809 | 0.039895 | 0 | 0 | 0.0019968 | 1.3919e-07 | 0 | 1.3919e-07 | 0 | 0 | 0 | [22 empty] | 7.3.3.17.5 (Remote Grid) Updates to grid topology to minimize risk of ignition in HFTDs Remote GridWLDFRWire-to-wire contactAggregated | WLDFR | HFTD - Distribution - Tier 2 - 1QU CoRE ¦ 2QU LoRE | Non-Red Flag Warning - Catastrophic Fires | Wire-to-wire contact | Aggregated | 2022 | 2.9089e-06 | 353.5334 | 0.0010284 | 2022 | Mitigation | 0.95 | 45 | 0 | esc | 0.00097009 | 2.8219e-09 | 0 | 0
[35 empty] | WLDFR | HFTD - Distribution - Tier 3 - 3QU CoRE ¦ 1QU LoRE | 2023 | 0.87344 | 0.0034495 | 0.36011 | 0 | 0.36011 | 0.0034495 | 0.36011 | 0 | 0.36011 | 0.31453 | 0.31453 | 0.0034495 | 0.0030129 | 0.36011 | 0.31453 | 0 | 0 | 0.36011 | 0.31453 | [22 empty] | WLDFR | HFTD - Distribution - Tier 2 - 1QU CoRE ¦ 5QU LoRE | Non-Red Flag Warning - Small Fires | 2023 | 1.7868e-06 | 1.7868e-06 | 0.080408 | 0.03759 | 0.0016314 | 0.041187 | 0 | 0 | 0.0019968 | 1.4367e-07 | 0 | 1.4367e-07 | 1.4367e-07 | 0 | 1.4367e-07 | [22 empty] | 7.3.3.17.5 (Remote Grid) Updates to grid topology to minimize risk of ignition in HFTDs Remote GridWLDFRWire-to-wire contactAggregated | WLDFR | HFTD - Distribution - Tier 2 - 1QU CoRE ¦ 2QU LoRE | Non-Red Flag Warning - Catastrophic Fires | Wire-to-wire contact | Aggregated | 2023 | 2.9089e-06 | 353.5334 | 0.0010284 | 2023 | Mitigation | 0.95 | 45 | 0 | esc | 0.00097009 | 2.8219e-09 | 0.00097009 | 2.8219e-09
[35 empty] | WLDFR | HFTD - Distribution - Tier 3 - 3QU CoRE ¦ 1QU LoRE | 2024 | 0.8163 | 0.0034495 | 0.36011 | 0 | 0.36011 | 0.0034495 | 0.36011 | 0 | 0.36011 | 0.29395 | 0.29395 | 0.0034495 | 0.0028158 | 0.36011 | 0.29395 | 0 | 0 | 0.36011 | 0.29395 | [22 empty] | WLDFR | HFTD - Distribution - Tier 2 - 1QU CoRE ¦ 5QU LoRE | Non-Red Flag Warning - Small Fires | 2024 | 1.7868e-06 | 1.7868e-06 | 0.080408 | 0.03759 | 0.0016314 | 0.041187 | 0 | 0 | 0.0019968 | 1.4367e-07 | 0 | 1.4367e-07 | 1.4367e-07 | 0 | 1.4367e-07 | [22 empty] | 7.3.3.17.5 (Remote Grid) Updates to grid topology to minimize risk of ignition in HFTDs Remote GridWLDFRWire-to-wire contactAggregated | WLDFR | HFTD - Distribution - Tier 2 - 1QU CoRE ¦ 2QU LoRE | Non-Red Flag Warning - Catastrophic Fires | Wire-to-wire contact | Aggregated | 2024 | 2.9089e-06 | 353.5334 | 0.0010284 | 2024 | Mitigation | 0.95 | 45 | 0 | esc | 0.00097009 | 2.8219e-09 | 0.00097009 | 2.8219e-09
[35 empty] | WLDFR | HFTD - Distribution - Tier 3 - 3QU CoRE ¦ 1QU LoRE | 2025 | 0.7629 | 0.0034495 | 0.36011 | 0 | 0.36011 | 0.0034495 | 0.36011 | 0 | 0.36011 | 0.27472 | 0.27472 | 0.0034495 | 0.0026316 | 0.36011 | 0.27472 | 0 | 0 | 0.36011 | 0.27472 | [22 empty] | WLDFR | HFTD - Distribution - Tier 2 - 1QU CoRE ¦ 5QU LoRE | Non-Red Flag Warning - Small Fires | 2025 | 1.7868e-06 | 1.7868e-06 | 0.080408 | 0.03759 | 0.0016314 | 0.041187 | 0 | 0 | 0.0019968 | 1.4367e-07 | 0 | 1.4367e-07 | 1.4367e-07 | 0 | 1.4367e-07 | [22 empty] | 7.3.3.17.5 (Remote Grid) Updates to grid topology to minimize risk of ignition in HFTDs Remote GridWLDFRWire-to-wire contactAggregated | WLDFR | HFTD - Distribution - Tier 2 - 1QU CoRE ¦ 2QU LoRE | Non-Red Flag Warning - Catastrophic Fires | Wire-to-wire contact | Aggregated | 2025 | 2.9089e-06 | 353.5334 | 0.0010284 | 2025 | Mitigation | 0.95 | 45 | 0 | esc | 0.00097009 | 2.8219e-09 | 0.00097009 | 2.8219e-09
[35 empty] | WLDFR | HFTD - Distribution - Tier 3 - 3QU CoRE ¦ 1QU LoRE | 2026 | 0.71299 | 0.0034495 | 0.36011 | 0 | 0.36011 | 0.0034495 | 0.36011 | 0 | 0.36011 | 0.25675 | 0.25675 | 0.0034495 | 0.0024594 | 0.36011 | 0.25675 | 0 | 0 | 0.36011 | 0.25675 | [22 empty] | WLDFR | HFTD - Distribution - Tier 2 - 1QU CoRE ¦ 5QU LoRE | Non-Red Flag Warning - Small Fires | 2026 | 1.7868e-06 | 1.7868e-06 | 0.080408 | 0.03759 | 0.0016314 | 0.041187 | 0 | 0 | 0.0019968 | 1.4367e-07 | 0 | 1.4367e-07 | 1.4367e-07 | 0 | 1.4367e-07 | [22 empty] | 7.3.3.17.5 (Remote Grid) Updates to grid topology to minimize risk of ignition in HFTDs Remote GridWLDFRWire-to-wire contactAggregated | WLDFR | HFTD - Distribution - Tier 2 - 1QU CoRE ¦ 2QU LoRE | Non-Red Flag Warning - Catastrophic Fires | Wire-to-wire contact | Aggregated | 2026 | 2.9089e-06 | 353.5334 | 0.0010284 | 2026 | Mitigation | 0.95 | 45 | 0 | esc | 0.00097009 | 2.8219e-09 | 0.00097009 | 2.8219e-09
[35 empty] | WLDFR | HFTD - Distribution - Tier 3 - 3QU CoRE ¦ 1QU LoRE | 2027 | 0.66634 | 0.0034495 | 0.36011 | 0 | 0.36011 | 0.0034495 | 0.36011 | 0 | 0.36011 | 0.23995 | 0.23995 | 0.0034495 | 0.0022985 | 0.36011 | 0.23995 | 0 | 0 | 0.36011 | 0.23995 | [22 empty] | WLDFR | HFTD - Distribution - Tier 2 - 1QU CoRE ¦ 5QU LoRE | Non-Red Flag Warning - Small Fires | 2027 | 1.7868e-06 | 1.7868e-06 | 0.080408 | 0.03759 | 0.0016314 | 0.041187 | 0 | 0 | 0.0019968 | 1.4367e-07 | 0 | 1.4367e-07 | 1.4367e-07 | 0 | 1.4367e-07 | [22 empty] | 7.3.3.17.5 (Remote Grid) Updates to grid topology to minimize risk of ignition in HFTDs Remote GridWLDFRWire-to-wire contactAggregated | WLDFR | HFTD - Distribution - Tier 2 - 1QU CoRE ¦ 2QU LoRE | Non-Red Flag Warning - Catastrophic Fires | Wire-to-wire contact | Aggregated | 2027 | 2.9089e-06 | 353.5334 | 0.0010284 | 2027 | Mitigation | 0.95 | 45 | 0 | esc | 0.00097009 | 2.8219e-09 | 0.00097009 | 2.8219e-09
[35 empty] | WLDFR | HFTD - Distribution - Tier 3 - 3QU CoRE ¦ 1QU LoRE | 2028 | 0.62275 | 0.0034495 | 0.37614 | 0 | 0.37614 | 0.0034495 | 0.37614 | 0 | 0.37614 | 0.23424 | 0.23424 | 0.0034495 | 0.0021482 | 0.37614 | 0.23424 | 0 | 0 | 0.37614 | 0.23424 | [22 empty] | WLDFR | HFTD - Distribution - Tier 2 - 1QU CoRE ¦ 5QU LoRE | Non-Red Flag Warning - Small Fires | 2028 | 1.7868e-06 | 1.7868e-06 | 0.083606 | 0.039055 | 0.001695 | 0.042856 | 0 | 0 | 0.0019968 | 1.4938e-07 | 0 | 1.4938e-07 | 1.4938e-07 | 0 | 1.4938e-07 | [22 empty] | 7.3.3.17.5 (Remote Grid) Updates to grid topology to minimize risk of ignition in HFTDs Remote GridWLDFRWire-to-wire contactAggregated | WLDFR | HFTD - Distribution - Tier 2 - 1QU CoRE ¦ 2QU LoRE | Non-Red Flag Warning - Catastrophic Fires | Wire-to-wire contact | Aggregated | 2028 | 2.9089e-06 | 353.5334 | 0.0010284 | 2028 | Mitigation | 0.95 | 45 | 0 | esc | 0.00097009 | 2.8219e-09 | 0.00097009 | 2.8219e-09
[35 empty] | WLDFR | HFTD - Distribution - Tier 3 - 3QU CoRE ¦ 1QU LoRE | 2029 | 0.58201 | 0.0034495 | 0.37614 | 0 | 0.37614 | 0.0034495 | 0.37614 | 0 | 0.37614 | 0.21892 | 0.21892 | 0.0034495 | 0.0020076 | 0.37614 | 0.21892 | 0 | 0 | 0.37614 | 0.21892 | [22 empty] | WLDFR | HFTD - Distribution - Tier 2 - 1QU CoRE ¦ 5QU LoRE | Non-Red Flag Warning - Small Fires | 2029 | 1.7868e-06 | 1.7868e-06 | 0.083606 | 0.039055 | 0.001695 | 0.042856 | 0 | 0 | 0.0019968 | 1.4938e-07 | 0 | 1.4938e-07 | 1.4938e-07 | 0 | 1.4938e-07 | [22 empty] | 7.3.3.17.5 (Remote Grid) Updates to grid topology to minimize risk of ignition in HFTDs Remote GridWLDFRWire-to-wire contactAggregated | WLDFR | HFTD - Distribution - Tier 2 - 1QU CoRE ¦ 2QU LoRE | Non-Red Flag Warning - Catastrophic Fires | Wire-to-wire contact | Aggregated | 2029 | 2.9089e-06 | 353.5334 | 0.0010284 | 2029 | Mitigation | 0.95 | 45 | 0 | esc | 0.00097009 | 2.8219e-09 | 0.00097009 | 2.8219e-09
[35 empty] | WLDFR | HFTD - Distribution - Tier 3 - 3QU CoRE ¦ 1QU LoRE | 2030 | 0.54393 | 0.0034495 | 0.37614 | 0 | 0.37614 | 0.0034495 | 0.37614 | 0 | 0.37614 | 0.2046 | 0.2046 | 0.0034495 | 0.0018763 | 0.37614 | 0.2046 | 0 | 0 | 0.37614 | 0.2046 | [22 empty] | WLDFR | HFTD - Distribution - Tier 2 - 1QU CoRE ¦ 5QU LoRE | Non-Red Flag Warning - Small Fires | 2030 | 1.7868e-06 | 1.7868e-06 | 0.083606 | 0.039055 | 0.001695 | 0.042856 | 0 | 0 | 0.0019968 | 1.4938e-07 | 0 | 1.4938e-07 | 1.4938e-07 | 0 | 1.4938e-07 | [22 empty] | 7.3.3.17.5 (Remote Grid) Updates to grid topology to minimize risk of ignition in HFTDs Remote GridWLDFRWire-to-wire contactAggregated | WLDFR | HFTD - Distribution - Tier 2 - 1QU CoRE ¦ 2QU LoRE | Non-Red Flag Warning - Catastrophic Fires | Wire-to-wire contact | Aggregated | 2030 | 2.9089e-06 | 353.5334 | 0.0010284 | 2030 | Mitigation | 0.95 | 45 | 0 | esc | 0.00097009 | 2.8219e-09 | 0.00097009 | 2.8219e-09
[35 empty] | WLDFR | HFTD - Distribution - Tier 3 - 3QU CoRE ¦ 1QU LoRE | 2031 | 0.50835 | 0.0034495 | 0.37614 | 0 | 0.37614 | 0.0034495 | 0.37614 | 0 | 0.37614 | 0.19121 | 0.19121 | 0.0034495 | 0.0017535 | 0.37614 | 0.19121 | 0 | 0 | 0.37614 | 0.19121 | [22 empty] | WLDFR | HFTD - Distribution - Tier 2 - 1QU CoRE ¦ 5QU LoRE | Non-Red Flag Warning - Small Fires | 2031 | 1.7868e-06 | 1.7868e-06 | 0.083606 | 0.039055 | 0.001695 | 0.042856 | 0 | 0 | 0.0019968 | 1.4938e-07 | 0 | 1.4938e-07 | 1.4938e-07 | 0 | 1.4938e-07 | [22 empty] | 7.3.3.17.5 (Remote Grid) Updates to grid topology to minimize risk of ignition in HFTDs Remote GridWLDFRWire-to-wire contactAggregated | WLDFR | HFTD - Distribution - Tier 2 - 1QU CoRE ¦ 2QU LoRE | Non-Red Flag Warning - Catastrophic Fires | Wire-to-wire contact | Aggregated | 2031 | 2.9089e-06 | 353.5334 | 0.0010284 | 2031 | Mitigation | 0.95 | 45 | 0 | esc | 0.00097009 | 2.8219e-09 | 0.00097009 | 2.8219e-09
[35 empty] | WLDFR | HFTD - Distribution - Tier 3 - 3QU CoRE ¦ 1QU LoRE | 2032 | 0.47509 | 0.0034495 | 0.37614 | 0 | 0.37614 | 0.0034495 | 0.37614 | 0 | 0.37614 | 0.1787 | 0.1787 | 0.0034495 | 0.0016388 | 0.37614 | 0.1787 | 0 | 0 | 0.37614 | 0.1787 | [22 empty] | WLDFR | HFTD - Distribution - Tier 2 - 1QU CoRE ¦ 5QU LoRE | Non-Red Flag Warning - Small Fires | 2032 | 1.7868e-06 | 1.7868e-06 | 0.083606 | 0.039055 | 0.001695 | 0.042856 | 0 | 0 | 0.0019968 | 1.4938e-07 | 0 | 1.4938e-07 | 1.4938e-07 | 0 | 1.4938e-07 | [22 empty] | 7.3.3.17.5 (Remote Grid) Updates to grid topology to minimize risk of ignition in HFTDs Remote GridWLDFRWire-to-wire contactAggregated | WLDFR | HFTD - Distribution - Tier 2 - 1QU CoRE ¦ 2QU LoRE | Non-Red Flag Warning - Catastrophic Fires | Wire-to-wire contact | Aggregated | 2032 | 2.9089e-06 | 353.5334 | 0.0010284 | 2032 | Mitigation | 0.95 | 45 | 0 | esc | 0.00097009 | 2.8219e-09 | 0.00097009 | 2.8219e-09
[35 empty] | WLDFR | HFTD - Distribution - Tier 3 - 3QU CoRE ¦ 1QU LoRE | 2033 | 0.44401 | 0.0034495 | 0.39397 | 0 | 0.39397 | 0.0034495 | 0.39397 | 0 | 0.39397 | 0.17493 | 0.17493 | 0.0034495 | 0.0015316 | 0.39397 | 0.17493 | 0 | 0 | 0.39397 | 0.17493 | [22 empty] | WLDFR | HFTD - Distribution - Tier 2 - 1QU CoRE ¦ 5QU LoRE | Non-Red Flag Warning - Small Fires | 2033 | 1.7868e-06 | 1.7868e-06 | 0.087211 | 0.040679 | 0.0017655 | 0.044766 | 0 | 0 | 0.0019968 | 1.5582e-07 | 0 | 1.5582e-07 | 1.5582e-07 | 0 | 1.5582e-07 | [22 empty] | 7.3.3.17.5 (Remote Grid) Updates to grid topology to minimize risk of ignition in HFTDs Remote GridWLDFRWire-to-wire contactAggregated | WLDFR | HFTD - Distribution - Tier 2 - 1QU CoRE ¦ 2QU LoRE | Non-Red Flag Warning - Catastrophic Fires | Wire-to-wire contact | Aggregated | 2033 | 2.9089e-06 | 353.5334 | 0.0010284 | 2033 | Mitigation | 0.95 | 45 | 0 | esc | 0.00097009 | 2.8219e-09 | 0.00097009 | 2.8219e-09
[35 empty] | WLDFR | HFTD - Distribution - Tier 3 - 3QU CoRE ¦ 1QU LoRE | 2034 | 0.41496 | 0.0034495 | 0.39397 | 0 | 0.39397 | 0.0034495 | 0.39397 | 0 | 0.39397 | 0.16348 | 0.16348 | 0.0034495 | 0.0014314 | 0.39397 | 0.16348 | 0 | 0 | 0.39397 | 0.16348 | [22 empty] | WLDFR | HFTD - Distribution - Tier 2 - 1QU CoRE ¦ 5QU LoRE | Non-Red Flag Warning - Small Fires | 2034 | 1.7868e-06 | 1.7868e-06 | 0.087211 | 0.040679 | 0.0017655 | 0.044766 | 0 | 0 | 0.0019968 | 1.5582e-07 | 0 | 1.5582e-07 | 1.5582e-07 | 0 | 1.5582e-07 | [22 empty] | 7.3.3.17.5 (Remote Grid) Updates to grid topology to minimize risk of ignition in HFTDs Remote GridWLDFRWire-to-wire contactAggregated | WLDFR | HFTD - Distribution - Tier 2 - 1QU CoRE ¦ 2QU LoRE | Non-Red Flag Warning - Catastrophic Fires | Wire-to-wire contact | Aggregated | 2034 | 2.9089e-06 | 353.5334 | 0.0010284 | 2034 | Mitigation | 0.95 | 45 | 0 | esc | 0.00097009 | 2.8219e-09 | 0.00097009 | 2.8219e-09
[35 empty] | WLDFR | HFTD - Distribution - Tier 3 - 3QU CoRE ¦ 1QU LoRE | 2035 | 0.38782 | 0.0034495 | 0.39397 | 0 | 0.39397 | 0.0034495 | 0.39397 | 0 | 0.39397 | 0.15279 | 0.15279 | 0.0034495 | 0.0013378 | 0.39397 | 0.15279 | 0 | 0 | 0.39397 | 0.15279 | [22 empty] | WLDFR | HFTD - Distribution - Tier 2 - 1QU CoRE ¦ 5QU LoRE | Non-Red Flag Warning - Small Fires | 2035 | 1.7868e-06 | 1.7868e-06 | 0.087211 | 0.040679 | 0.0017655 | 0.044766 | 0 | 0 | 0.0019968 | 1.5582e-07 | 0 | 1.5582e-07 | 1.5582e-07 | 0 | 1.5582e-07 | [22 empty] | 7.3.3.17.5 (Remote Grid) Updates to grid topology to minimize risk of ignition in HFTDs Remote GridWLDFRWire-to-wire contactAggregated | WLDFR | HFTD - Distribution - Tier 2 - 1QU CoRE ¦ 2QU LoRE | Non-Red Flag Warning - Catastrophic Fires | Wire-to-wire contact | Aggregated | 2035 | 2.9089e-06 | 353.5334 | 0.0010284 | 2035 | Mitigation | 0.95 | 45 | 0 | esc | 0.00097009 | 2.8219e-09 | 0.00097009 | 2.8219e-09
[35 empty] | WLDFR | HFTD - Distribution - Tier 3 - 3QU CoRE ¦ 1QU LoRE | 2036 | 0.36245 | 0.0034495 | 0.39397 | 0 | 0.39397 | 0.0034495 | 0.39397 | 0 | 0.39397 | 0.14279 | 0.14279 | 0.0034495 | 0.0012503 | 0.39397 | 0.14279 | 0 | 0 | 0.39397 | 0.14279 | [22 empty] | WLDFR | HFTD - Distribution - Tier 2 - 1QU CoRE ¦ 5QU LoRE | Non-Red Flag Warning - Small Fires | 2036 | 1.7868e-06 | 1.7868e-06 | 0.087211 | 0.040679 | 0.0017655 | 0.044766 | 0 | 0 | 0.0019968 | 1.5582e-07 | 0 | 1.5582e-07 | 1.5582e-07 | 0 | 1.5582e-07 | [22 empty] | 7.3.3.17.5 (Remote Grid) Updates to grid topology to minimize risk of ignition in HFTDs Remote GridWLDFRWire-to-wire contactAggregated | WLDFR | HFTD - Distribution - Tier 2 - 1QU CoRE ¦ 2QU LoRE | Non-Red Flag Warning - Catastrophic Fires | Wire-to-wire contact | Aggregated | 2036 | 2.9089e-06 | 353.5334 | 0.0010284 | 2036 | Mitigation | 0.95 | 45 | 0 | esc | 0.00097009 | 2.8219e-09 | 0.00097009 | 2.8219e-09
[35 empty] | WLDFR | HFTD - Distribution - Tier 3 - 3QU CoRE ¦ 1QU LoRE | 2037 | 0.33873 | 0.0034495 | 0.39397 | 0 | 0.39397 | 0.0034495 | 0.39397 | 0 | 0.39397 | 0.13345 | 0.13345 | 0.0034495 | 0.0011685 | 0.39397 | 0.13345 | 0 | 0 | 0.39397 | 0.13345 | [22 empty] | WLDFR | HFTD - Distribution - Tier 2 - 1QU CoRE ¦ 5QU LoRE | Non-Red Flag Warning - Small Fires | 2037 | 1.7868e-06 | 1.7868e-06 | 0.087211 | 0.040679 | 0.0017655 | 0.044766 | 0 | 0 | 0.0019968 | 1.5582e-07 | 0 | 1.5582e-07 | 1.5582e-07 | 0 | 1.5582e-07 | [22 empty] | 7.3.3.17.5 (Remote Grid) Updates to grid topology to minimize risk of ignition in HFTDs Remote GridWLDFRWire-to-wire contactAggregated | WLDFR | HFTD - Distribution - Tier 2 - 1QU CoRE ¦ 2QU LoRE | Non-Red Flag Warning - Catastrophic Fires | Wire-to-wire contact | Aggregated | 2037 | 2.9089e-06 | 353.5334 | 0.0010284 | 2037 | Mitigation | 0.95 | 45 | 0 | esc | 0.00097009 | 2.8219e-09 | 0.00097009 | 2.8219e-09
[35 empty] | WLDFR | HFTD - Distribution - Tier 3 - 3QU CoRE ¦ 1QU LoRE | 2038 | 0.31657 | 0.0034495 | 0.41332 | 0 | 0.41332 | 0.0034495 | 0.41332 | 0 | 0.41332 | 0.13085 | 0.13085 | 0.0034495 | 0.001092 | 0.41332 | 0.13085 | 0 | 0 | 0.41332 | 0.13085 | [22 empty] | WLDFR | HFTD - Distribution - Tier 2 - 1QU CoRE ¦ 5QU LoRE | Non-Red Flag Warning - Small Fires | 2038 | 1.7868e-06 | 1.7868e-06 | 0.091184 | 0.042438 | 0.0018418 | 0.046905 | 0 | 0 | 0.0019968 | 1.6292e-07 | 0 | 1.6292e-07 | 1.6292e-07 | 0 | 1.6292e-07 | [22 empty] | 7.3.3.17.5 (Remote Grid) Updates to grid topology to minimize risk of ignition in HFTDs Remote GridWLDFRWire-to-wire contactAggregated | WLDFR | HFTD - Distribution - Tier 2 - 1QU CoRE ¦ 2QU LoRE | Non-Red Flag Warning - Catastrophic Fires | Wire-to-wire contact | Aggregated | 2038 | 2.9089e-06 | 353.5334 | 0.0010284 | 2038 | Mitigation | 0.95 | 45 | 0 | esc | 0.00097009 | 2.8219e-09 | 0.00097009 | 2.8219e-09
[35 empty] | WLDFR | HFTD - Distribution - Tier 3 - 3QU CoRE ¦ 1QU LoRE | 2039 | 0.29586 | 0.0034495 | 0.41332 | 0 | 0.41332 | 0.0034495 | 0.41332 | 0 | 0.41332 | 0.12229 | 0.12229 | 0.0034495 | 0.0010206 | 0.41332 | 0.12229 | 0 | 0 | 0.41332 | 0.12229 | [22 empty] | WLDFR | HFTD - Distribution - Tier 2 - 1QU CoRE ¦ 5QU LoRE | Non-Red Flag Warning - Small Fires | 2039 | 1.7868e-06 | 1.7868e-06 | 0.091184 | 0.042438 | 0.0018418 | 0.046905 | 0 | 0 | 0.0019968 | 1.6292e-07 | 0 | 1.6292e-07 | 1.6292e-07 | 0 | 1.6292e-07 | [22 empty] | 7.3.3.17.5 (Remote Grid) Updates to grid topology to minimize risk of ignition in HFTDs Remote GridWLDFRWire-to-wire contactAggregated | WLDFR | HFTD - Distribution - Tier 2 - 1QU CoRE ¦ 2QU LoRE | Non-Red Flag Warning - Catastrophic Fires | Wire-to-wire contact | Aggregated | 2039 | 2.9089e-06 | 353.5334 | 0.0010284 | 2039 | Mitigation | 0.95 | 45 | 0 | esc | 0.00097009 | 2.8219e-09 | 0.00097009 | 2.8219e-09
[35 empty] | WLDFR | HFTD - Distribution - Tier 3 - 3QU CoRE ¦ 1QU LoRE | 2040 | 0.27651 | 0.0034495 | 0.41332 | 0 | 0.41332 | 0.0034495 | 0.41332 | 0 | 0.41332 | 0.11429 | 0.11429 | 0.0034495 | 0.00095381 | 0.41332 | 0.11429 | 0 | 0 | 0.41332 | 0.11429 | [22 empty] | WLDFR | HFTD - Distribution - Tier 2 - 1QU CoRE ¦ 5QU LoRE | Non-Red Flag Warning - Small Fires | 2040 | 1.7868e-06 | 1.7868e-06 | 0.091184 | 0.042438 | 0.0018418 | 0.046905 | 0 | 0 | 0.0019968 | 1.6292e-07 | 0 | 1.6292e-07 | 1.6292e-07 | 0 | 1.6292e-07 | [22 empty] | 7.3.3.17.5 (Remote Grid) Updates to grid topology to minimize risk of ignition in HFTDs Remote GridWLDFRWire-to-wire contactAggregated | WLDFR | HFTD - Distribution - Tier 2 - 1QU CoRE ¦ 2QU LoRE | Non-Red Flag Warning - Catastrophic Fires | Wire-to-wire contact | Aggregated | 2040 | 2.9089e-06 | 353.5334 | 0.0010284 | 2040 | Mitigation | 0.95 | 45 | 0 | esc | 0.00097009 | 2.8219e-09 | 0.00097009 | 2.8219e-09
[35 empty] | WLDFR | HFTD - Distribution - Tier 3 - 3QU CoRE ¦ 1QU LoRE | 2041 | 0.25842 | 0.0034495 | 0.41332 | 0 | 0.41332 | 0.0034495 | 0.41332 | 0 | 0.41332 | 0.10681 | 0.10681 | 0.0034495 | 0.00089142 | 0.41332 | 0.10681 | 0 | 0 | 0.41332 | 0.10681 | [22 empty] | WLDFR | HFTD - Distribution - Tier 2 - 1QU CoRE ¦ 5QU LoRE | Non-Red Flag Warning - Small Fires | 2041 | 1.7868e-06 | 1.7868e-06 | 0.091184 | 0.042438 | 0.0018418 | 0.046905 | 0 | 0 | 0.0019968 | 1.6292e-07 | 0 | 1.6292e-07 | 1.6292e-07 | 0 | 1.6292e-07 | [22 empty] | 7.3.3.17.5 (Remote Grid) Updates to grid topology to minimize risk of ignition in HFTDs Remote GridWLDFRWire-to-wire contactAggregated | WLDFR | HFTD - Distribution - Tier 2 - 1QU CoRE ¦ 2QU LoRE | Non-Red Flag Warning - Catastrophic Fires | Wire-to-wire contact | Aggregated | 2041 | 2.9089e-06 | 353.5334 | 0.0010284 | 2041 | Mitigation | 0.95 | 45 | 0 | esc | 0.00097009 | 2.8219e-09 | 0.00097009 | 2.8219e-09
[35 empty] | WLDFR | HFTD - Distribution - Tier 3 - 3QU CoRE ¦ 1QU LoRE | 2042 | 0.24151 | 0.0034495 | 0.41332 | 0 | 0.41332 | 0.0034495 | 0.41332 | 0 | 0.41332 | 0.099821 | 0.099821 | 0.0034495 | 0.0008331 | 0.41332 | 0.099821 | 0 | 0 | 0.41332 | 0.099821 | [22 empty] | WLDFR | HFTD - Distribution - Tier 2 - 1QU CoRE ¦ 5QU LoRE | Non-Red Flag Warning - Small Fires | 2042 | 1.7868e-06 | 1.7868e-06 | 0.091184 | 0.042438 | 0.0018418 | 0.046905 | 0 | 0 | 0.0019968 | 1.6292e-07 | 0 | 1.6292e-07 | 1.6292e-07 | 0 | 1.6292e-07 | [22 empty] | 7.3.3.17.5 (Remote Grid) Updates to grid topology to minimize risk of ignition in HFTDs Remote GridWLDFRWire-to-wire contactAggregated | WLDFR | HFTD - Distribution - Tier 2 - 1QU CoRE ¦ 2QU LoRE | Non-Red Flag Warning - Catastrophic Fires | Wire-to-wire contact | Aggregated | 2042 | 2.9089e-06 | 353.5334 | 0.0010284 | 2042 | Mitigation | 0.95 | 45 | 0 | esc | 0.00097009 | 2.8219e-09 | 0.00097009 | 2.8219e-09
[35 empty] | WLDFR | HFTD - Distribution - Tier 3 - 3QU CoRE ¦ 1QU LoRE | 2043 | 0.22571 | 0.0034495 | 0.43392 | 0 | 0.43392 | 0.0034495 | 0.43392 | 0 | 0.43392 | 0.097942 | 0.097942 | 0.0034495 | 0.0007786 | 0.43392 | 0.097942 | 0 | 0 | 0.43392 | 0.097942 | [22 empty] | WLDFR | HFTD - Distribution - Tier 2 - 1QU CoRE ¦ 5QU LoRE | Non-Red Flag Warning - Small Fires | 2043 | 1.7868e-06 | 1.7868e-06 | 0.095486 | 0.044306 | 0.0019228 | 0.049257 | 0 | 0 | 0.0019968 | 1.7061e-07 | 0 | 1.7061e-07 | 1.7061e-07 | 0 | 1.7061e-07 | [22 empty] | 7.3.3.17.5 (Remote Grid) Updates to grid topology to minimize risk of ignition in HFTDs Remote GridWLDFRWire-to-wire contactAggregated | WLDFR | HFTD - Distribution - Tier 2 - 1QU CoRE ¦ 2QU LoRE | Non-Red Flag Warning - Catastrophic Fires | Wire-to-wire contact | Aggregated | 2043 | 2.9089e-06 | 353.5334 | 0.0010284 | 2043 | Mitigation | 0.95 | 45 | 0 | esc | 0.00097009 | 2.8219e-09 | 0.00097009 | 2.8219e-09
[35 empty] | WLDFR | HFTD - Distribution - Tier 3 - 3QU CoRE ¦ 1QU LoRE | 2044 | 0.21095 | 0.0034495 | 0.43392 | 0 | 0.43392 | 0.0034495 | 0.43392 | 0 | 0.43392 | 0.091535 | 0.091535 | 0.0034495 | 0.00072766 | 0.43392 | 0.091535 | 0 | 0 | 0.43392 | 0.091535 | [22 empty] | WLDFR | HFTD - Distribution - Tier 2 - 1QU CoRE ¦ 5QU LoRE | Non-Red Flag Warning - Small Fires | 2044 | 1.7868e-06 | 1.7868e-06 | 0.095486 | 0.044306 | 0.0019228 | 0.049257 | 0 | 0 | 0.0019968 | 1.7061e-07 | 0 | 1.7061e-07 | 1.7061e-07 | 0 | 1.7061e-07 | [22 empty] | 7.3.3.17.5 (Remote Grid) Updates to grid topology to minimize risk of ignition in HFTDs Remote GridWLDFRWire-to-wire contactAggregated | WLDFR | HFTD - Distribution - Tier 2 - 1QU CoRE ¦ 2QU LoRE | Non-Red Flag Warning - Catastrophic Fires | Wire-to-wire contact | Aggregated | 2044 | 2.9089e-06 | 353.5334 | 0.0010284 | 2044 | Mitigation | 0.95 | 45 | 0 | esc | 0.00097009 | 2.8219e-09 | 0.00097009 | 2.8219e-09
[35 empty] | WLDFR | HFTD - Distribution - Tier 3 - 3QU CoRE ¦ 1QU LoRE | 2045 | 0.19715 | 0.0034495 | 0.43392 | 0 | 0.43392 | 0.0034495 | 0.43392 | 0 | 0.43392 | 0.085547 | 0.085547 | 0.0034495 | 0.00068006 | 0.43392 | 0.085547 | 0 | 0 | 0.43392 | 0.085547 | [22 empty] | WLDFR | HFTD - Distribution - Tier 2 - 1QU CoRE ¦ 5QU LoRE | Non-Red Flag Warning - Small Fires | 2045 | 1.7868e-06 | 1.7868e-06 | 0.095486 | 0.044306 | 0.0019228 | 0.049257 | 0 | 0 | 0.0019968 | 1.7061e-07 | 0 | 1.7061e-07 | 1.7061e-07 | 0 | 1.7061e-07 | [22 empty] | 7.3.3.17.5 (Remote Grid) Updates to grid topology to minimize risk of ignition in HFTDs Remote GridWLDFRWire-to-wire contactAggregated | WLDFR | HFTD - Distribution - Tier 2 - 1QU CoRE ¦ 2QU LoRE | Non-Red Flag Warning - Catastrophic Fires | Wire-to-wire contact | Aggregated | 2045 | 2.9089e-06 | 353.5334 | 0.0010284 | 2045 | Mitigation | 0.95 | 45 | 0 | esc | 0.00097009 | 2.8219e-09 | 0.00097009 | 2.8219e-09
[35 empty] | WLDFR | HFTD - Distribution - Tier 3 - 3QU CoRE ¦ 1QU LoRE | 2046 | 0.18425 | 0.0034495 | 0.43392 | 0 | 0.43392 | 0.0034495 | 0.43392 | 0 | 0.43392 | 0.07995 | 0.07995 | 0.0034495 | 0.00063557 | 0.43392 | 0.07995 | 0 | 0 | 0.43392 | 0.07995 | [22 empty] | WLDFR | HFTD - Distribution - Tier 2 - 1QU CoRE ¦ 5QU LoRE | Non-Red Flag Warning - Small Fires | 2046 | 1.7868e-06 | 1.7868e-06 | 0.095486 | 0.044306 | 0.0019228 | 0.049257 | 0 | 0 | 0.0019968 | 1.7061e-07 | 0 | 1.7061e-07 | 1.7061e-07 | 0 | 1.7061e-07 | [22 empty] | 7.3.3.17.5 (Remote Grid) Updates to grid topology to minimize risk of ignition in HFTDs Remote GridWLDFRWire-to-wire contactAggregated | WLDFR | HFTD - Distribution - Tier 2 - 1QU CoRE ¦ 2QU LoRE | Non-Red Flag Warning - Catastrophic Fires | Wire-to-wire contact | Aggregated | 2046 | 2.9089e-06 | 353.5334 | 0.0010284 | 2046 | Mitigation | 0.95 | 45 | 0 | esc | 0.00097009 | 2.8219e-09 | 0.00097009 | 2.8219e-09
[35 empty] | WLDFR | HFTD - Distribution - Tier 3 - 3QU CoRE ¦ 1QU LoRE | 2047 | 0.1722 | 0.0034495 | 0.43392 | 0 | 0.43392 | 0.0034495 | 0.43392 | 0 | 0.43392 | 0.07472 | 0.07472 | 0.0034495 | 0.00059399 | 0.43392 | 0.07472 | 0 | 0 | 0.43392 | 0.07472 | [22 empty] | WLDFR | HFTD - Distribution - Tier 2 - 1QU CoRE ¦ 5QU LoRE | Non-Red Flag Warning - Small Fires | 2047 | 1.7868e-06 | 1.7868e-06 | 0.095486 | 0.044306 | 0.0019228 | 0.049257 | 0 | 0 | 0.0019968 | 1.7061e-07 | 0 | 1.7061e-07 | 1.7061e-07 | 0 | 1.7061e-07 | [22 empty] | 7.3.3.17.5 (Remote Grid) Updates to grid topology to minimize risk of ignition in HFTDs Remote GridWLDFRWire-to-wire contactAggregated | WLDFR | HFTD - Distribution - Tier 2 - 1QU CoRE ¦ 2QU LoRE | Non-Red Flag Warning - Catastrophic Fires | Wire-to-wire contact | Aggregated | 2047 | 2.9089e-06 | 353.5334 | 0.0010284 | 2047 | Mitigation | 0.95 | 45 | 0 | esc | 0.00097009 | 2.8219e-09 | 0.00097009 | 2.8219e-09
[35 empty] | WLDFR | HFTD - Distribution - Tier 3 - 3QU CoRE ¦ 1QU LoRE | 2048 | 0.16093 | 0.0034495 | 0.45553 | 0 | 0.45553 | 0.0034495 | 0.45553 | 0 | 0.45553 | 0.073308 | 0.073308 | 0.0034495 | 0.00055513 | 0.45553 | 0.073308 | 0 | 0 | 0.45553 | 0.073308 | [22 empty] | WLDFR | HFTD - Distribution - Tier 2 - 1QU CoRE ¦ 5QU LoRE | Non-Red Flag Warning - Small Fires | 2048 | 1.7868e-06 | 1.7868e-06 | 0.10007 | 0.04626 | 0.0020076 | 0.051804 | 0 | 0 | 0.0019968 | 1.788e-07 | 0 | 1.788e-07 | 1.788e-07 | 0 | 1.788e-07 | [22 empty] | 7.3.3.17.5 (Remote Grid) Updates to grid topology to minimize risk of ignition in HFTDs Remote GridWLDFRWire-to-wire contactAggregated | WLDFR | HFTD - Distribution - Tier 2 - 1QU CoRE ¦ 2QU LoRE | Non-Red Flag Warning - Catastrophic Fires | Wire-to-wire contact | Aggregated | 2048 | 2.9089e-06 | 353.5334 | 0.0010284 | 2048 | Mitigation | 0.95 | 45 | 0 | esc | 0.00097009 | 2.8219e-09 | 0.00097009 | 2.8219e-09
[35 empty] | WLDFR | HFTD - Distribution - Tier 3 - 3QU CoRE ¦ 1QU LoRE | 2049 | 0.1504 | 0.0034495 | 0.45553 | 0 | 0.45553 | 0.0034495 | 0.45553 | 0 | 0.45553 | 0.068512 | 0.068512 | 0.0034495 | 0.00051881 | 0.45553 | 0.068512 | 0 | 0 | 0.45553 | 0.068512 | [22 empty] | WLDFR | HFTD - Distribution - Tier 2 - 1QU CoRE ¦ 5QU LoRE | Non-Red Flag Warning - Small Fires | 2049 | 1.7868e-06 | 1.7868e-06 | 0.10007 | 0.04626 | 0.0020076 | 0.051804 | 0 | 0 | 0.0019968 | 1.788e-07 | 0 | 1.788e-07 | 1.788e-07 | 0 | 1.788e-07 | [22 empty] | 7.3.3.17.5 (Remote Grid) Updates to grid topology to minimize risk of ignition in HFTDs Remote GridWLDFRWire-to-wire contactAggregated | WLDFR | HFTD - Distribution - Tier 2 - 1QU CoRE ¦ 2QU LoRE | Non-Red Flag Warning - Catastrophic Fires | Wire-to-wire contact | Aggregated | 2049 | 2.9089e-06 | 353.5334 | 0.0010284 | 2049 | Mitigation | 0.95 | 45 | 0 | esc | 0.00097009 | 2.8219e-09 | 0.00097009 | 2.8219e-09
[35 empty] | WLDFR | HFTD - Distribution - Tier 3 - 3QU CoRE ¦ 1QU LoRE | 2050 | 0.14056 | 0.0034495 | 0.45553 | 0 | 0.45553 | 0.0034495 | 0.45553 | 0 | 0.45553 | 0.06403 | 0.06403 | 0.0034495 | 0.00048487 | 0.45553 | 0.06403 | 0 | 0 | 0.45553 | 0.06403 | [22 empty] | WLDFR | HFTD - Distribution - Tier 2 - 1QU CoRE ¦ 5QU LoRE | Non-Red Flag Warning - Small Fires | 2050 | 1.7868e-06 | 1.7868e-06 | 0.10007 | 0.04626 | 0.0020076 | 0.051804 | 0 | 0 | 0.0019968 | 1.788e-07 | 0 | 1.788e-07 | 1.788e-07 | 0 | 1.788e-07 | [22 empty] | 7.3.3.17.5 (Remote Grid) Updates to grid topology to minimize risk of ignition in HFTDs Remote GridWLDFRWire-to-wire contactAggregated | WLDFR | HFTD - Distribution - Tier 2 - 1QU CoRE ¦ 2QU LoRE | Non-Red Flag Warning - Catastrophic Fires | Wire-to-wire contact | Aggregated | 2050 | 2.9089e-06 | 353.5334 | 0.0010284 | 2050 | Mitigation | 0.95 | 45 | 0 | esc | 0.00097009 | 2.8219e-09 | 0.00097009 | 2.8219e-09
[35 empty] | WLDFR | HFTD - Distribution - Tier 3 - 3QU CoRE ¦ 1QU LoRE | 2051 | 0.13137 | 0.0034495 | 0.45553 | 0 | 0.45553 | 0.0034495 | 0.45553 | 0 | 0.45553 | 0.059841 | 0.059841 | 0.0034495 | 0.00045315 | 0.45553 | 0.059841 | 0 | 0 | 0.45553 | 0.059841 | [22 empty] | WLDFR | HFTD - Distribution - Tier 2 - 1QU CoRE ¦ 5QU LoRE | Non-Red Flag Warning - Small Fires | 2051 | 1.7868e-06 | 1.7868e-06 | 0.10007 | 0.04626 | 0.0020076 | 0.051804 | 0 | 0 | 0.0019968 | 1.788e-07 | 0 | 1.788e-07 | 1.788e-07 | 0 | 1.788e-07 | [22 empty] | 7.3.3.17.5 (Remote Grid) Updates to grid topology to minimize risk of ignition in HFTDs Remote GridWLDFRWire-to-wire contactAggregated | WLDFR | HFTD - Distribution - Tier 2 - 1QU CoRE ¦ 2QU LoRE | Non-Red Flag Warning - Catastrophic Fires | Wire-to-wire contact | Aggregated | 2051 | 2.9089e-06 | 353.5334 | 0.0010284 | 2051 | Mitigation | 0.95 | 45 | 0 | esc | 0.00097009 | 2.8219e-09 | 0.00097009 | 2.8219e-09
[35 empty] | WLDFR | HFTD - Distribution - Tier 3 - 3QU CoRE ¦ 1QU LoRE | 2052 | 0.12277 | 0.0034495 | 0.45553 | 0 | 0.45553 | 0.0034495 | 0.45553 | 0 | 0.45553 | 0.055926 | 0.055926 | 0.0034495 | 0.0004235 | 0.45553 | 0.055926 | 0 | 0 | 0.45553 | 0.055926 | [22 empty] | WLDFR | HFTD - Distribution - Tier 2 - 1QU CoRE ¦ 5QU LoRE | Non-Red Flag Warning - Small Fires | 2052 | 1.7868e-06 | 1.7868e-06 | 0.10007 | 0.04626 | 0.0020076 | 0.051804 | 0 | 0 | 0.0019968 | 1.788e-07 | 0 | 1.788e-07 | 1.788e-07 | 0 | 1.788e-07 | [22 empty] | 7.3.3.17.5 (Remote Grid) Updates to grid topology to minimize risk of ignition in HFTDs Remote GridWLDFRWire-to-wire contactAggregated | WLDFR | HFTD - Distribution - Tier 2 - 1QU CoRE ¦ 2QU LoRE | Non-Red Flag Warning - Catastrophic Fires | Wire-to-wire contact | Aggregated | 2052 | 2.9089e-06 | 353.5334 | 0.0010284 | 2052 | Mitigation | 0.95 | 45 | 0 | esc | 0.00097009 | 2.8219e-09 | 0.00097009 | 2.8219e-09
[35 empty] | WLDFR | HFTD - Distribution - Tier 3 - 3QU CoRE ¦ 1QU LoRE | 2053 | 0.11474 | 0.0034495 | 0.47785 | 0 | 0.47785 | 0.0034495 | 0.47785 | 0 | 0.47785 | 0.054829 | 0.054829 | 0.0034495 | 0.0003958 | 0.47785 | 0.054829 | 0 | 0 | 0.47785 | 0.054829 | [22 empty] | WLDFR | HFTD - Distribution - Tier 2 - 1QU CoRE ¦ 5QU LoRE | Non-Red Flag Warning - Small Fires | 2053 | 1.7868e-06 | 1.7868e-06 | 0.10489 | 0.048274 | 0.002095 | 0.054525 | 0 | 0 | 0.0019968 | 1.8742e-07 | 0 | 1.8742e-07 | 1.8742e-07 | 0 | 1.8742e-07 | [22 empty] | 7.3.3.17.5 (Remote Grid) Updates to grid topology to minimize risk of ignition in HFTDs Remote GridWLDFRWire-to-wire contactAggregated | WLDFR | HFTD - Distribution - Tier 2 - 1QU CoRE ¦ 2QU LoRE | Non-Red Flag Warning - Catastrophic Fires | Wire-to-wire contact | Aggregated | 2053 | 2.9089e-06 | 353.5334 | 0.0010284 | 2053 | Mitigation | 0.95 | 45 | 0 | esc | 0.00097009 | 2.8219e-09 | 0.00097009 | 2.8219e-09
[35 empty] | WLDFR | HFTD - Distribution - Tier 3 - 3QU CoRE ¦ 1QU LoRE | 2054 | 0.10723 | 0.0034495 | 0.47785 | 0 | 0.47785 | 0.0034495 | 0.47785 | 0 | 0.47785 | 0.051242 | 0.051242 | 0.0034495 | 0.00036991 | 0.47785 | 0.051242 | 0 | 0 | 0.47785 | 0.051242 | [22 empty] | WLDFR | HFTD - Distribution - Tier 2 - 1QU CoRE ¦ 5QU LoRE | Non-Red Flag Warning - Small Fires | 2054 | 1.7868e-06 | 1.7868e-06 | 0.10489 | 0.048274 | 0.002095 | 0.054525 | 0 | 0 | 0.0019968 | 1.8742e-07 | 0 | 1.8742e-07 | 1.8742e-07 | 0 | 1.8742e-07 | [22 empty] | 7.3.3.17.5 (Remote Grid) Updates to grid topology to minimize risk of ignition in HFTDs Remote GridWLDFRWire-to-wire contactAggregated | WLDFR | HFTD - Distribution - Tier 2 - 1QU CoRE ¦ 2QU LoRE | Non-Red Flag Warning - Catastrophic Fires | Wire-to-wire contact | Aggregated | 2054 | 2.9089e-06 | 353.5334 | 0.0010284 | 2054 | Mitigation | 0.95 | 45 | 0 | esc | 0.00097009 | 2.8219e-09 | 0.00097009 | 2.8219e-09
[35 empty] | WLDFR | HFTD - Distribution - Tier 3 - 3QU CoRE ¦ 1QU LoRE | 2055 | 0.10022 | 0.0034495 | 0.47785 | 0 | 0.47785 | 0.0034495 | 0.47785 | 0 | 0.47785 | 0.04789 | 0.04789 | 0.0034495 | 0.00034571 | 0.47785 | 0.04789 | 0 | 0 | 0.47785 | 0.04789 | [22 empty] | WLDFR | HFTD - Distribution - Tier 2 - 1QU CoRE ¦ 5QU LoRE | Non-Red Flag Warning - Small Fires | 2055 | 1.7868e-06 | 1.7868e-06 | 0.10489 | 0.048274 | 0.002095 | 0.054525 | 0 | 0 | 0.0019968 | 1.8742e-07 | 0 | 1.8742e-07 | 1.8742e-07 | 0 | 1.8742e-07 | [22 empty] | 7.3.3.17.5 (Remote Grid) Updates to grid topology to minimize risk of ignition in HFTDs Remote GridWLDFRWire-to-wire contactAggregated | WLDFR | HFTD - Distribution - Tier 2 - 1QU CoRE ¦ 2QU LoRE | Non-Red Flag Warning - Catastrophic Fires | Wire-to-wire contact | Aggregated | 2055 | 2.9089e-06 | 353.5334 | 0.0010284 | 2055 | Mitigation | 0.95 | 45 | 0 | esc | 0.00097009 | 2.8219e-09 | 0.00097009 | 2.8219e-09
[35 empty] | WLDFR | HFTD - Distribution - Tier 3 - 3QU CoRE ¦ 1QU LoRE | 2056 | 0.093663 | 0.0034495 | 0.47785 | 0 | 0.47785 | 0.0034495 | 0.47785 | 0 | 0.47785 | 0.044757 | 0.044757 | 0.0034495 | 0.00032309 | 0.47785 | 0.044757 | 0 | 0 | 0.47785 | 0.044757 | [22 empty] | WLDFR | HFTD - Distribution - Tier 2 - 1QU CoRE ¦ 5QU LoRE | Non-Red Flag Warning - Small Fires | 2056 | 1.7868e-06 | 1.7868e-06 | 0.10489 | 0.048274 | 0.002095 | 0.054525 | 0 | 0 | 0.0019968 | 1.8742e-07 | 0 | 1.8742e-07 | 1.8742e-07 | 0 | 1.8742e-07 | [22 empty] | 7.3.3.17.5 (Remote Grid) Updates to grid topology to minimize risk of ignition in HFTDs Remote GridWLDFRWire-to-wire contactAggregated | WLDFR | HFTD - Distribution - Tier 2 - 1QU CoRE ¦ 2QU LoRE | Non-Red Flag Warning - Catastrophic Fires | Wire-to-wire contact | Aggregated | 2056 | 2.9089e-06 | 353.5334 | 0.0010284 | 2056 | Mitigation | 0.95 | 45 | 0 | esc | 0.00097009 | 2.8219e-09 | 0.00097009 | 2.8219e-09
[35 empty] | WLDFR | HFTD - Distribution - Tier 3 - 3QU CoRE ¦ 1QU LoRE | 2057 | 0.087535 | 0.0034495 | 0.47785 | 0 | 0.47785 | 0.0034495 | 0.47785 | 0 | 0.47785 | 0.041829 | 0.041829 | 0.0034495 | 0.00030195 | 0.47785 | 0.041829 | 0 | 0 | 0.47785 | 0.041829 | [22 empty] | WLDFR | HFTD - Distribution - Tier 2 - 1QU CoRE ¦ 5QU LoRE | Non-Red Flag Warning - Small Fires | 2057 | 1.7868e-06 | 1.7868e-06 | 0.10489 | 0.048274 | 0.002095 | 0.054525 | 0 | 0 | 0.0019968 | 1.8742e-07 | 0 | 1.8742e-07 | 1.8742e-07 | 0 | 1.8742e-07 | [22 empty] | 7.3.3.17.5 (Remote Grid) Updates to grid topology to minimize risk of ignition in HFTDs Remote GridWLDFRWire-to-wire contactAggregated | WLDFR | HFTD - Distribution - Tier 2 - 1QU CoRE ¦ 2QU LoRE | Non-Red Flag Warning - Catastrophic Fires | Wire-to-wire contact | Aggregated | 2057 | 2.9089e-06 | 353.5334 | 0.0010284 | 2057 | Mitigation | 0.95 | 45 | 0 | esc | 0.00097009 | 2.8219e-09 | 0.00097009 | 2.8219e-09
[35 empty] | WLDFR | HFTD - Distribution - Tier 3 - 3QU CoRE ¦ 1QU LoRE | 2058 | 0.081809 | 0.0034495 | 0.50063 | 0 | 0.50063 | 0.0034495 | 0.50063 | 0 | 0.50063 | 0.040956 | 0.040956 | 0.0034495 | 0.0002822 | 0.50063 | 0.040956 | 0 | 0 | 0.50063 | 0.040956 | [22 empty] | WLDFR | HFTD - Distribution - Tier 2 - 1QU CoRE ¦ 5QU LoRE | Non-Red Flag Warning - Small Fires | 2058 | 1.7868e-06 | 1.7868e-06 | 0.1099 | 0.050325 | 0.0021839 | 0.057393 | 0 | 0 | 0.0019968 | 1.9637e-07 | 0 | 1.9637e-07 | 1.9637e-07 | 0 | 1.9637e-07 | [22 empty] | 7.3.3.17.5 (Remote Grid) Updates to grid topology to minimize risk of ignition in HFTDs Remote GridWLDFRWire-to-wire contactAggregated | WLDFR | HFTD - Distribution - Tier 2 - 1QU CoRE ¦ 2QU LoRE | Non-Red Flag Warning - Catastrophic Fires | Wire-to-wire contact | Aggregated | 2058 | 2.9089e-06 | 353.5334 | 0.0010284 | 2058 | Mitigation | 0.95 | 45 | 0 | esc | 0.00097009 | 2.8219e-09 | 0.00097009 | 2.8219e-09
[35 empty] | WLDFR | HFTD - Distribution - Tier 3 - 3QU CoRE ¦ 1QU LoRE | 2059 | 0.076457 | 0.0034495 | 0.50063 | 0 | 0.50063 | 0.0034495 | 0.50063 | 0 | 0.50063 | 0.038277 | 0.038277 | 0.0034495 | 0.00026374 | 0.50063 | 0.038277 | 0 | 0 | 0.50063 | 0.038277 | [22 empty] | WLDFR | HFTD - Distribution - Tier 2 - 1QU CoRE ¦ 5QU LoRE | Non-Red Flag Warning - Small Fires | 2059 | 1.7868e-06 | 1.7868e-06 | 0.1099 | 0.050325 | 0.0021839 | 0.057393 | 0 | 0 | 0.0019968 | 1.9637e-07 | 0 | 1.9637e-07 | 1.9637e-07 | 0 | 1.9637e-07 | [22 empty] | 7.3.3.17.5 (Remote Grid) Updates to grid topology to minimize risk of ignition in HFTDs Remote GridWLDFRWire-to-wire contactAggregated | WLDFR | HFTD - Distribution - Tier 2 - 1QU CoRE ¦ 2QU LoRE | Non-Red Flag Warning - Catastrophic Fires | Wire-to-wire contact | Aggregated | 2059 | 2.9089e-06 | 353.5334 | 0.0010284 | 2059 | Mitigation | 0.95 | 45 | 0 | esc | 0.00097009 | 2.8219e-09 | 0.00097009 | 2.8219e-09
[35 empty] | WLDFR | HFTD - Distribution - Tier 3 - 3QU CoRE ¦ 1QU LoRE | 2060 | 0.071455 | 0.0034495 | 0.50063 | 0 | 0.50063 | 0.0034495 | 0.50063 | 0 | 0.50063 | 0.035773 | 0.035773 | 0.0034495 | 0.00024648 | 0.50063 | 0.035773 | 0 | 0 | 0.50063 | 0.035773 | [22 empty] | WLDFR | HFTD - Distribution - Tier 2 - 1QU CoRE ¦ 5QU LoRE | Non-Red Flag Warning - Small Fires | 2060 | 1.7868e-06 | 1.7868e-06 | 0.1099 | 0.050325 | 0.0021839 | 0.057393 | 0 | 0 | 0.0019968 | 1.9637e-07 | 0 | 1.9637e-07 | 1.9637e-07 | 0 | 1.9637e-07 | [22 empty] | 7.3.3.17.5 (Remote Grid) Updates to grid topology to minimize risk of ignition in HFTDs Remote GridWLDFRWire-to-wire contactAggregated | WLDFR | HFTD - Distribution - Tier 2 - 1QU CoRE ¦ 2QU LoRE | Non-Red Flag Warning - Catastrophic Fires | Wire-to-wire contact | Aggregated | 2060 | 2.9089e-06 | 353.5334 | 0.0010284 | 2060 | Mitigation | 0.95 | 45 | 0 | esc | 0.00097009 | 2.8219e-09 | 0.00097009 | 2.8219e-09
[35 empty] | WLDFR | HFTD - Distribution - Tier 3 - 3QU CoRE ¦ 1QU LoRE | 2061 | 0.06678 | 0.0034495 | 0.50063 | 0 | 0.50063 | 0.0034495 | 0.50063 | 0 | 0.50063 | 0.033432 | 0.033432 | 0.0034495 | 0.00023036 | 0.50063 | 0.033432 | 0 | 0 | 0.50063 | 0.033432 | [22 empty] | WLDFR | HFTD - Distribution - Tier 2 - 1QU CoRE ¦ 5QU LoRE | Non-Red Flag Warning - Small Fires | 2061 | 1.7868e-06 | 1.7868e-06 | 0.1099 | 0.050325 | 0.0021839 | 0.057393 | 0 | 0 | 0.0019968 | 1.9637e-07 | 0 | 1.9637e-07 | 1.9637e-07 | 0 | 1.9637e-07 | [22 empty] | 7.3.3.17.5 (Remote Grid) Updates to grid topology to minimize risk of ignition in HFTDs Remote GridWLDFRWire-to-wire contactAggregated | WLDFR | HFTD - Distribution - Tier 2 - 1QU CoRE ¦ 2QU LoRE | Non-Red Flag Warning - Catastrophic Fires | Wire-to-wire contact | Aggregated | 2061 | 2.9089e-06 | 353.5334 | 0.0010284 | 2061 | Mitigation | 0.95 | 45 | 0 | esc | 0.00097009 | 2.8219e-09 | 0.00097009 | 2.8219e-09
[35 empty] | WLDFR | HFTD - Distribution - Tier 3 - 3QU CoRE ¦ 1QU LoRE | 2062 | 0.062412 | 0.0034495 | 0.50063 | 0 | 0.50063 | 0.0034495 | 0.50063 | 0 | 0.50063 | 0.031245 | 0.031245 | 0.0034495 | 0.00021529 | 0.50063 | 0.031245 | 0 | 0 | 0.50063 | 0.031245 | [22 empty] | WLDFR | HFTD - Distribution - Tier 2 - 1QU CoRE ¦ 5QU LoRE | Non-Red Flag Warning - Small Fires | 2062 | 1.7868e-06 | 1.7868e-06 | 0.1099 | 0.050325 | 0.0021839 | 0.057393 | 0 | 0 | 0.0019968 | 1.9637e-07 | 0 | 1.9637e-07 | 1.9637e-07 | 0 | 1.9637e-07 | [22 empty] | 7.3.3.17.5 (Remote Grid) Updates to grid topology to minimize risk of ignition in HFTDs Remote GridWLDFRWire-to-wire contactAggregated | WLDFR | HFTD - Distribution - Tier 2 - 1QU CoRE ¦ 2QU LoRE | Non-Red Flag Warning - Catastrophic Fires | Wire-to-wire contact | Aggregated | 2062 | 2.9089e-06 | 353.5334 | 0.0010284 | 2062 | Mitigation | 0.95 | 45 | 0 | esc | 0.00097009 | 2.8219e-09 | 0.00097009 | 2.8219e-09
[35 empty] | WLDFR | HFTD - Distribution - Tier 3 - 3QU CoRE ¦ 1QU LoRE | 2063 | 0.058329 | 0.0034495 | 0.52359 | 0 | 0.52359 | 0.0034495 | 0.52359 | 0 | 0.52359 | 0.03054 | 0.03054 | 0.0034495 | 0.0002012 | 0.52359 | 0.03054 | 0 | 0 | 0.52359 | 0.03054 | [22 empty] | WLDFR | HFTD - Distribution - Tier 2 - 1QU CoRE ¦ 5QU LoRE | Non-Red Flag Warning - Small Fires | 2063 | 1.7868e-06 | 1.7868e-06 | 0.11504 | 0.052388 | 0.0022734 | 0.060377 | 0 | 0 | 0.0019968 | 2.0555e-07 | 0 | 2.0555e-07 | 2.0555e-07 | 0 | 2.0555e-07 | [22 empty] | 7.3.3.17.5 (Remote Grid) Updates to grid topology to minimize risk of ignition in HFTDs Remote GridWLDFRWire-to-wire contactAggregated | WLDFR | HFTD - Distribution - Tier 2 - 1QU CoRE ¦ 2QU LoRE | Non-Red Flag Warning - Catastrophic Fires | Wire-to-wire contact | Aggregated | 2063 | 2.9089e-06 | 353.5334 | 0.0010284 | 2063 | Mitigation | 0.95 | 45 | 0 | esc | 0.00097009 | 2.8219e-09 | 0.00097009 | 2.8219e-09
[35 empty] | WLDFR | HFTD - Distribution - Tier 3 - 3QU CoRE ¦ 1QU LoRE | 2064 | 0.054513 | 0.0034495 | 0.52359 | 0 | 0.52359 | 0.0034495 | 0.52359 | 0 | 0.52359 | 0.028542 | 0.028542 | 0.0034495 | 0.00018804 | 0.52359 | 0.028542 | 0 | 0 | 0.52359 | 0.028542 | [22 empty] | WLDFR | HFTD - Distribution - Tier 2 - 1QU CoRE ¦ 5QU LoRE | Non-Red Flag Warning - Small Fires | 2064 | 1.7868e-06 | 1.7868e-06 | 0.11504 | 0.052388 | 0.0022734 | 0.060377 | 0 | 0 | 0.0019968 | 2.0555e-07 | 0 | 2.0555e-07 | 2.0555e-07 | 0 | 2.0555e-07 | [22 empty] | 7.3.3.17.5 (Remote Grid) Updates to grid topology to minimize risk of ignition in HFTDs Remote GridWLDFRWire-to-wire contactAggregated | WLDFR | HFTD - Distribution - Tier 2 - 1QU CoRE ¦ 2QU LoRE | Non-Red Flag Warning - Catastrophic Fires | Wire-to-wire contact | Aggregated | 2064 | 2.9089e-06 | 353.5334 | 0.0010284 | 2064 | Mitigation | 0.95 | 45 | 0 | esc | 0.00097009 | 2.8219e-09 | 0.00097009 | 2.8219e-09
[35 empty] | WLDFR | HFTD - Distribution - Tier 3 - 3QU CoRE ¦ 1QU LoRE | 2065 | 0.050946 | 0.0034495 | 0.52359 | 0 | 0.52359 | 0.0034495 | 0.52359 | 0 | 0.52359 | 0.026675 | 0.026675 | 0.0034495 | 0.00017574 | 0.52359 | 0.026675 | 0 | 0 | 0.52359 | 0.026675 | [22 empty] | WLDFR | HFTD - Distribution - Tier 2 - 1QU CoRE ¦ 5QU LoRE | Non-Red Flag Warning - Small Fires | 2065 | 1.7868e-06 | 1.7868e-06 | 0.11504 | 0.052388 | 0.0022734 | 0.060377 | 0 | 0 | 0.0019968 | 2.0555e-07 | 0 | 2.0555e-07 | 2.0555e-07 | 0 | 2.0555e-07 | [22 empty] | 7.3.3.17.5 (Remote Grid) Updates to grid topology to minimize risk of ignition in HFTDs Remote GridWLDFRWire-to-wire contactAggregated | WLDFR | HFTD - Distribution - Tier 2 - 1QU CoRE ¦ 2QU LoRE | Non-Red Flag Warning - Catastrophic Fires | Wire-to-wire contact | Aggregated | 2065 | 2.9089e-06 | 353.5334 | 0.0010284 | 2065 | Mitigation | 0.95 | 45 | 0 | esc | 0.00097009 | 2.8219e-09 | 0.00097009 | 2.8219e-09
[35 empty] | WLDFR | HFTD - Distribution - Tier 3 - 3QU CoRE ¦ 1QU LoRE | 2066 | 0.047613 | 0.0034495 | 0.52359 | 0 | 0.52359 | 0.0034495 | 0.52359 | 0 | 0.52359 | 0.02493 | 0.02493 | 0.0034495 | 0.00016424 | 0.52359 | 0.02493 | 0 | 0 | 0.52359 | 0.02493 | [22 empty] | WLDFR | HFTD - Distribution - Tier 2 - 1QU CoRE ¦ 5QU LoRE | Non-Red Flag Warning - Small Fires | 2066 | 1.7868e-06 | 1.7868e-06 | 0.11504 | 0.052388 | 0.0022734 | 0.060377 | 0 | 0 | 0.0019968 | 2.0555e-07 | 0 | 2.0555e-07 | 2.0555e-07 | 0 | 2.0555e-07 | [22 empty] | 7.3.3.17.5 (Remote Grid) Updates to grid topology to minimize risk of ignition in HFTDs Remote GridWLDFRWire-to-wire contactAggregated | WLDFR | HFTD - Distribution - Tier 2 - 1QU CoRE ¦ 2QU LoRE | Non-Red Flag Warning - Catastrophic Fires | Wire-to-wire contact | Aggregated | 2066 | 2.9089e-06 | 353.5334 | 0.0010284 | 2066 | Mitigation | 0.95 | 45 | 0 | esc | 0.00097009 | 2.8219e-09 | 0.00097009 | 2.8219e-09
[35 empty] | WLDFR | HFTD - Distribution - Tier 3 - 3QU CoRE ¦ 1QU LoRE | 2067 | 0.044499 | 0 | 0 | 0 | 0 | 0.0034495 | 0.52359 | 0 | 0.52359 | 0 | 0.023299 | 0 | 0 | 0 | 0 | 0 | 0 | 0 | 0 | [22 empty] | WLDFR | HFTD - Distribution - Tier 2 - 1QU CoRE ¦ 5QU LoRE | Non-Red Flag Warning - Small Fires | 2067 | 0 | 1.7868e-06 | 0.11504 | 0.052388 | 0.0022734 | 0.060377 | 0 | 0 | 0.0019968 | 0 | 0 | 0 | 2.0555e-07 | 0 | 2.0555e-07 | [22 empty] | 7.3.3.17.5 (Remote Grid) Updates to grid topology to minimize risk of ignition in HFTDs Remote GridWLDFRWire-to-wire contactAggregated | WLDFR | HFTD - Distribution - Tier 2 - 1QU CoRE ¦ 2QU LoRE | Non-Red Flag Warning - Catastrophic Fires | Wire-to-wire contact | Aggregated | 2067 | 2.9089e-06 | 353.5334 | 0.0010284 | 2067 | Mitigation | 0.95 | 45 | 0 | esc | 0 | 0 | 0.00097009 | 2.8219e-09
[35 empty] | WLDFR | HFTD - Distribution - Tier 3 - 3QU CoRE ¦ 2QU LoRE | 2022 | 0.93458 | 0.0036088 | 0.36834 | 0 | 0.36834 | 0 | 0 | 0 | 0 | 0.34424 | 0 | 0.0036088 | 0.0033727 | 0.36834 | 0.34424 | 0 | 0 | 0.36834 | 0.34424 | [22 empty] | WLDFR | HFTD - Distribution - Tier 2 - 1QU CoRE ¦ 5QU LoRE | Red Flag Warning - Catastrophic Fires | 2022 | 1.1291e-07 | 0 | 14146.1306 | 222.2294 | 8585.7228 | 5338.1784 | 0 | 0 | 0.00011639 | 0.0015972 | 0 | 0.0015972 | 0 | 0 | 0 | [22 empty] | 7.3.3.17.5 (Remote Grid) Updates to grid topology to minimize risk of ignition in HFTDs Remote GridWLDFRContact from objectAggregated | WLDFR | HFTD - Distribution - Tier 2 - 1QU CoRE ¦ 2QU LoRE | Non-Red Flag Warning - Destructive Fires | Contact from object | Aggregated | 2022 | 4.1532e-06 | 353.5334 | 0.0014683 | 2022 | Mitigation | 0.95 | 45 | 0 | esc | 0.00097009 | 4.0289e-09 | 0 | 0
[35 empty] | WLDFR | HFTD - Distribution - Tier 3 - 3QU CoRE ¦ 2QU LoRE | 2023 | 0.87344 | 0.0036088 | 0.38183 | 0 | 0.38183 | 0.0036088 | 0.38183 | 0 | 0.38183 | 0.33351 | 0.33351 | 0.0036088 | 0.003152 | 0.38183 | 0.33351 | 0 | 0 | 0.38183 | 0.33351 | [22 empty] | WLDFR | HFTD - Distribution - Tier 2 - 1QU CoRE ¦ 5QU LoRE | Red Flag Warning - Catastrophic Fires | 2023 | 1.1291e-07 | 1.1291e-07 | 14664.6376 | 233.2301 | 8896.516 | 5534.8915 | 0 | 0 | 0.00011639 | 0.0016558 | 0 | 0.0016558 | 0.0016558 | 0 | 0.0016558 | [22 empty] | 7.3.3.17.5 (Remote Grid) Updates to grid topology to minimize risk of ignition in HFTDs Remote GridWLDFRContact from objectAggregated | WLDFR | HFTD - Distribution - Tier 2 - 1QU CoRE ¦ 2QU LoRE | Non-Red Flag Warning - Destructive Fires | Contact from object | Aggregated | 2023 | 4.1532e-06 | 353.5334 | 0.0014683 | 2023 | Mitigation | 0.95 | 45 | 0 | esc | 0.00097009 | 4.0289e-09 | 0.00097009 | 4.0289e-09
[35 empty] | WLDFR | HFTD - Distribution - Tier 3 - 3QU CoRE ¦ 2QU LoRE | 2024 | 0.8163 | 0.0036088 | 0.38183 | 0 | 0.38183 | 0.0036088 | 0.38183 | 0 | 0.38183 | 0.31169 | 0.31169 | 0.0036088 | 0.0029458 | 0.38183 | 0.31169 | 0 | 0 | 0.38183 | 0.31169 | [22 empty] | WLDFR | HFTD - Distribution - Tier 2 - 1QU CoRE ¦ 5QU LoRE | Red Flag Warning - Catastrophic Fires | 2024 | 1.1291e-07 | 1.1291e-07 | 14664.6376 | 233.2301 | 8896.516 | 5534.8915 | 0 | 0 | 0.00011639 | 0.0016558 | 0 | 0.0016558 | 0.0016558 | 0 | 0.0016558 | [22 empty] | 7.3.3.17.5 (Remote Grid) Updates to grid topology to minimize risk of ignition in HFTDs Remote GridWLDFRContact from objectAggregated | WLDFR | HFTD - Distribution - Tier 2 - 1QU CoRE ¦ 2QU LoRE | Non-Red Flag Warning - Destructive Fires | Contact from object | Aggregated | 2024 | 4.1532e-06 | 353.5334 | 0.0014683 | 2024 | Mitigation | 0.95 | 45 | 0 | esc | 0.00097009 | 4.0289e-09 | 0.00097009 | 4.0289e-09
[35 empty] | WLDFR | HFTD - Distribution - Tier 3 - 3QU CoRE ¦ 2QU LoRE | 2025 | 0.7629 | 0.0036088 | 0.38183 | 0 | 0.38183 | 0.0036088 | 0.38183 | 0 | 0.38183 | 0.2913 | 0.2913 | 0.0036088 | 0.0027531 | 0.38183 | 0.2913 | 0 | 0 | 0.38183 | 0.2913 | [22 empty] | WLDFR | HFTD - Distribution - Tier 2 - 1QU CoRE ¦ 5QU LoRE | Red Flag Warning - Catastrophic Fires | 2025 | 1.1291e-07 | 1.1291e-07 | 14664.6376 | 233.2301 | 8896.516 | 5534.8915 | 0 | 0 | 0.00011639 | 0.0016558 | 0 | 0.0016558 | 0.0016558 | 0 | 0.0016558 | [22 empty] | 7.3.3.17.5 (Remote Grid) Updates to grid topology to minimize risk of ignition in HFTDs Remote GridWLDFRContact from objectAggregated | WLDFR | HFTD - Distribution - Tier 2 - 1QU CoRE ¦ 2QU LoRE | Non-Red Flag Warning - Destructive Fires | Contact from object | Aggregated | 2025 | 4.1532e-06 | 353.5334 | 0.0014683 | 2025 | Mitigation | 0.95 | 45 | 0 | esc | 0.00097009 | 4.0289e-09 | 0.00097009 | 4.0289e-09
[35 empty] | WLDFR | HFTD - Distribution - Tier 3 - 3QU CoRE ¦ 2QU LoRE | 2026 | 0.71299 | 0.0036088 | 0.38183 | 0 | 0.38183 | 0.0036088 | 0.38183 | 0 | 0.38183 | 0.27224 | 0.27224 | 0.0036088 | 0.002573 | 0.38183 | 0.27224 | 0 | 0 | 0.38183 | 0.27224 | [22 empty] | WLDFR | HFTD - Distribution - Tier 2 - 1QU CoRE ¦ 5QU LoRE | Red Flag Warning - Catastrophic Fires | 2026 | 1.1291e-07 | 1.1291e-07 | 14664.6376 | 233.2301 | 8896.516 | 5534.8915 | 0 | 0 | 0.00011639 | 0.0016558 | 0 | 0.0016558 | 0.0016558 | 0 | 0.0016558 | [22 empty] | 7.3.3.17.5 (Remote Grid) Updates to grid topology to minimize risk of ignition in HFTDs Remote GridWLDFRContact from objectAggregated | WLDFR | HFTD - Distribution - Tier 2 - 1QU CoRE ¦ 2QU LoRE | Non-Red Flag Warning - Destructive Fires | Contact from object | Aggregated | 2026 | 4.1532e-06 | 353.5334 | 0.0014683 | 2026 | Mitigation | 0.95 | 45 | 0 | esc | 0.00097009 | 4.0289e-09 | 0.00097009 | 4.0289e-09
[35 empty] | WLDFR | HFTD - Distribution - Tier 3 - 3QU CoRE ¦ 2QU LoRE | 2027 | 0.66634 | 0.0036088 | 0.38183 | 0 | 0.38183 | 0.0036088 | 0.38183 | 0 | 0.38183 | 0.25443 | 0.25443 | 0.0036088 | 0.0024047 | 0.38183 | 0.25443 | 0 | 0 | 0.38183 | 0.25443 | [22 empty] | WLDFR | HFTD - Distribution - Tier 2 - 1QU CoRE ¦ 5QU LoRE | Red Flag Warning - Catastrophic Fires | 2027 | 1.1291e-07 | 1.1291e-07 | 14664.6376 | 233.2301 | 8896.516 | 5534.8915 | 0 | 0 | 0.00011639 | 0.0016558 | 0 | 0.0016558 | 0.0016558 | 0 | 0.0016558 | [22 empty] | 7.3.3.17.5 (Remote Grid) Updates to grid topology to minimize risk of ignition in HFTDs Remote GridWLDFRContact from objectAggregated | WLDFR | HFTD - Distribution - Tier 2 - 1QU CoRE ¦ 2QU LoRE | Non-Red Flag Warning - Destructive Fires | Contact from object | Aggregated | 2027 | 4.1532e-06 | 353.5334 | 0.0014683 | 2027 | Mitigation | 0.95 | 45 | 0 | esc | 0.00097009 | 4.0289e-09 | 0.00097009 | 4.0289e-09
[35 empty] | WLDFR | HFTD - Distribution - Tier 3 - 3QU CoRE ¦ 2QU LoRE | 2028 | 0.62275 | 0.0036088 | 0.39884 | 0 | 0.39884 | 0.0036088 | 0.39884 | 0 | 0.39884 | 0.24838 | 0.24838 | 0.0036088 | 0.0022474 | 0.39884 | 0.24838 | 0 | 0 | 0.39884 | 0.24838 | [22 empty] | WLDFR | HFTD - Distribution - Tier 2 - 1QU CoRE ¦ 5QU LoRE | Red Flag Warning - Catastrophic Fires | 2028 | 1.1291e-07 | 1.1291e-07 | 15317.9909 | 247.273 | 9287.6491 | 5783.0689 | 0 | 0 | 0.00011639 | 0.0017295 | 0 | 0.0017295 | 0.0017295 | 0 | 0.0017295 | [22 empty] | 7.3.3.17.5 (Remote Grid) Updates to grid topology to minimize risk of ignition in HFTDs Remote GridWLDFRContact from objectAggregated | WLDFR | HFTD - Distribution - Tier 2 - 1QU CoRE ¦ 2QU LoRE | Non-Red Flag Warning - Destructive Fires | Contact from object | Aggregated | 2028 | 4.1532e-06 | 353.5334 | 0.0014683 | 2028 | Mitigation | 0.95 | 45 | 0 | esc | 0.00097009 | 4.0289e-09 | 0.00097009 | 4.0289e-09
[35 empty] | WLDFR | HFTD - Distribution - Tier 3 - 3QU CoRE ¦ 2QU LoRE | 2029 | 0.58201 | 0.0036088 | 0.39884 | 0 | 0.39884 | 0.0036088 | 0.39884 | 0 | 0.39884 | 0.23213 | 0.23213 | 0.0036088 | 0.0021003 | 0.39884 | 0.23213 | 0 | 0 | 0.39884 | 0.23213 | [22 empty] | WLDFR | HFTD - Distribution - Tier 2 - 1QU CoRE ¦ 5QU LoRE | Red Flag Warning - Catastrophic Fires | 2029 | 1.1291e-07 | 1.1291e-07 | 15317.9909 | 247.273 | 9287.6491 | 5783.0689 | 0 | 0 | 0.00011639 | 0.0017295 | 0 | 0.0017295 | 0.0017295 | 0 | 0.0017295 | [22 empty] | 7.3.3.17.5 (Remote Grid) Updates to grid topology to minimize risk of ignition in HFTDs Remote GridWLDFRContact from objectAggregated | WLDFR | HFTD - Distribution - Tier 2 - 1QU CoRE ¦ 2QU LoRE | Non-Red Flag Warning - Destructive Fires | Contact from object | Aggregated | 2029 | 4.1532e-06 | 353.5334 | 0.0014683 | 2029 | Mitigation | 0.95 | 45 | 0 | esc | 0.00097009 | 4.0289e-09 | 0.00097009 | 4.0289e-09
[35 empty] | WLDFR | HFTD - Distribution - Tier 3 - 3QU CoRE ¦ 2QU LoRE | 2030 | 0.54393 | 0.0036088 | 0.39884 | 0 | 0.39884 | 0.0036088 | 0.39884 | 0 | 0.39884 | 0.21694 | 0.21694 | 0.0036088 | 0.0019629 | 0.39884 | 0.21694 | 0 | 0 | 0.39884 | 0.21694 | [22 empty] | WLDFR | HFTD - Distribution - Tier 2 - 1QU CoRE ¦ 5QU LoRE | Red Flag Warning - Catastrophic Fires | 2030 | 1.1291e-07 | 1.1291e-07 | 15317.9909 | 247.273 | 9287.6491 | 5783.0689 | 0 | 0 | 0.00011639 | 0.0017295 | 0 | 0.0017295 | 0.0017295 | 0 | 0.0017295 | [22 empty] | 7.3.3.17.5 (Remote Grid) Updates to grid topology to minimize risk of ignition in HFTDs Remote GridWLDFRContact from objectAggregated | WLDFR | HFTD - Distribution - Tier 2 - 1QU CoRE ¦ 2QU LoRE | Non-Red Flag Warning - Destructive Fires | Contact from object | Aggregated | 2030 | 4.1532e-06 | 353.5334 | 0.0014683 | 2030 | Mitigation | 0.95 | 45 | 0 | esc | 0.00097009 | 4.0289e-09 | 0.00097009 | 4.0289e-09
[35 empty] | WLDFR | HFTD - Distribution - Tier 3 - 3QU CoRE ¦ 2QU LoRE | 2031 | 0.50835 | 0.0036088 | 0.39884 | 0 | 0.39884 | 0.0036088 | 0.39884 | 0 | 0.39884 | 0.20275 | 0.20275 | 0.0036088 | 0.0018345 | 0.39884 | 0.20275 | 0 | 0 | 0.39884 | 0.20275 | [22 empty] | WLDFR | HFTD - Distribution - Tier 2 - 1QU CoRE ¦ 5QU LoRE | Red Flag Warning - Catastrophic Fires | 2031 | 1.1291e-07 | 1.1291e-07 | 15317.9909 | 247.273 | 9287.6491 | 5783.0689 | 0 | 0 | 0.00011639 | 0.0017295 | 0 | 0.0017295 | 0.0017295 | 0 | 0.0017295 | [22 empty] | 7.3.3.17.5 (Remote Grid) Updates to grid topology to minimize risk of ignition in HFTDs Remote GridWLDFRContact from objectAggregated | WLDFR | HFTD - Distribution - Tier 2 - 1QU CoRE ¦ 2QU LoRE | Non-Red Flag Warning - Destructive Fires | Contact from object | Aggregated | 2031 | 4.1532e-06 | 353.5334 | 0.0014683 | 2031 | Mitigation | 0.95 | 45 | 0 | esc | 0.00097009 | 4.0289e-09 | 0.00097009 | 4.0289e-09
[35 empty] | WLDFR | HFTD - Distribution - Tier 3 - 3QU CoRE ¦ 2QU LoRE | 2032 | 0.47509 | 0.0036088 | 0.39884 | 0 | 0.39884 | 0.0036088 | 0.39884 | 0 | 0.39884 | 0.18949 | 0.18949 | 0.0036088 | 0.0017145 | 0.39884 | 0.18949 | 0 | 0 | 0.39884 | 0.18949 | [22 empty] | WLDFR | HFTD - Distribution - Tier 2 - 1QU CoRE ¦ 5QU LoRE | Red Flag Warning - Catastrophic Fires | 2032 | 1.1291e-07 | 1.1291e-07 | 15317.9909 | 247.273 | 9287.6491 | 5783.0689 | 0 | 0 | 0.00011639 | 0.0017295 | 0 | 0.0017295 | 0.0017295 | 0 | 0.0017295 | [22 empty] | 7.3.3.17.5 (Remote Grid) Updates to grid topology to minimize risk of ignition in HFTDs Remote GridWLDFRContact from objectAggregated | WLDFR | HFTD - Distribution - Tier 2 - 1QU CoRE ¦ 2QU LoRE | Non-Red Flag Warning - Destructive Fires | Contact from object | Aggregated | 2032 | 4.1532e-06 | 353.5334 | 0.0014683 | 2032 | Mitigation | 0.95 | 45 | 0 | esc | 0.00097009 | 4.0289e-09 | 0.00097009 | 4.0289e-09
[35 empty] | WLDFR | HFTD - Distribution - Tier 3 - 3QU CoRE ¦ 2QU LoRE | 2033 | 0.44401 | 0.0036088 | 0.41774 | 0 | 0.41774 | 0.0036088 | 0.41774 | 0 | 0.41774 | 0.18548 | 0.18548 | 0.0036088 | 0.0016023 | 0.41774 | 0.18548 | 0 | 0 | 0.41774 | 0.18548 | [22 empty] | WLDFR | HFTD - Distribution - Tier 2 - 1QU CoRE ¦ 5QU LoRE | Red Flag Warning - Catastrophic Fires | 2033 | 1.1291e-07 | 1.1291e-07 | 16044.1264 | 263.1074 | 9721.74 | 6059.2791 | 0 | 0 | 0.00011639 | 0.0018115 | 0 | 0.0018115 | 0.0018115 | 0 | 0.0018115 | [22 empty] | 7.3.3.17.5 (Remote Grid) Updates to grid topology to minimize risk of ignition in HFTDs Remote GridWLDFRContact from objectAggregated | WLDFR | HFTD - Distribution - Tier 2 - 1QU CoRE ¦ 2QU LoRE | Non-Red Flag Warning - Destructive Fires | Contact from object | Aggregated | 2033 | 4.1532e-06 | 353.5334 | 0.0014683 | 2033 | Mitigation | 0.95 | 45 | 0 | esc | 0.00097009 | 4.0289e-09 | 0.00097009 | 4.0289e-09
[35 empty] | WLDFR | HFTD - Distribution - Tier 3 - 3QU CoRE ¦ 2QU LoRE | 2034 | 0.41496 | 0.0036088 | 0.41774 | 0 | 0.41774 | 0.0036088 | 0.41774 | 0 | 0.41774 | 0.17335 | 0.17335 | 0.0036088 | 0.0014975 | 0.41774 | 0.17335 | 0 | 0 | 0.41774 | 0.17335 | [22 empty] | WLDFR | HFTD - Distribution - Tier 2 - 1QU CoRE ¦ 5QU LoRE | Red Flag Warning - Catastrophic Fires | 2034 | 1.1291e-07 | 1.1291e-07 | 16044.1264 | 263.1074 | 9721.74 | 6059.2791 | 0 | 0 | 0.00011639 | 0.0018115 | 0 | 0.0018115 | 0.0018115 | 0 | 0.0018115 | [22 empty] | 7.3.3.17.5 (Remote Grid) Updates to grid topology to minimize risk of ignition in HFTDs Remote GridWLDFRContact from objectAggregated | WLDFR | HFTD - Distribution - Tier 2 - 1QU CoRE ¦ 2QU LoRE | Non-Red Flag Warning - Destructive Fires | Contact from object | Aggregated | 2034 | 4.1532e-06 | 353.5334 | 0.0014683 | 2034 | Mitigation | 0.95 | 45 | 0 | esc | 0.00097009 | 4.0289e-09 | 0.00097009 | 4.0289e-09
[35 empty] | WLDFR | HFTD - Distribution - Tier 3 - 3QU CoRE ¦ 2QU LoRE | 2035 | 0.38782 | 0.0036088 | 0.41774 | 0 | 0.41774 | 0.0036088 | 0.41774 | 0 | 0.41774 | 0.16201 | 0.16201 | 0.0036088 | 0.0013995 | 0.41774 | 0.16201 | 0 | 0 | 0.41774 | 0.16201 | [22 empty] | WLDFR | HFTD - Distribution - Tier 2 - 1QU CoRE ¦ 5QU LoRE | Red Flag Warning - Catastrophic Fires | 2035 | 1.1291e-07 | 1.1291e-07 | 16044.1264 | 263.1074 | 9721.74 | 6059.2791 | 0 | 0 | 0.00011639 | 0.0018115 | 0 | 0.0018115 | 0.0018115 | 0 | 0.0018115 | [22 empty] | 7.3.3.17.5 (Remote Grid) Updates to grid topology to minimize risk of ignition in HFTDs Remote GridWLDFRContact from objectAggregated | WLDFR | HFTD - Distribution - Tier 2 - 1QU CoRE ¦ 2QU LoRE | Non-Red Flag Warning - Destructive Fires | Contact from object | Aggregated | 2035 | 4.1532e-06 | 353.5334 | 0.0014683 | 2035 | Mitigation | 0.95 | 45 | 0 | esc | 0.00097009 | 4.0289e-09 | 0.00097009 | 4.0289e-09
[35 empty] | WLDFR | HFTD - Distribution - Tier 3 - 3QU CoRE ¦ 2QU LoRE | 2036 | 0.36245 | 0.0036088 | 0.41774 | 0 | 0.41774 | 0.0036088 | 0.41774 | 0 | 0.41774 | 0.15141 | 0.15141 | 0.0036088 | 0.001308 | 0.41774 | 0.15141 | 0 | 0 | 0.41774 | 0.15141 | [22 empty] | WLDFR | HFTD - Distribution - Tier 2 - 1QU CoRE ¦ 5QU LoRE | Red Flag Warning - Catastrophic Fires | 2036 | 1.1291e-07 | 1.1291e-07 | 16044.1264 | 263.1074 | 9721.74 | 6059.2791 | 0 | 0 | 0.00011639 | 0.0018115 | 0 | 0.0018115 | 0.0018115 | 0 | 0.0018115 | [22 empty] | 7.3.3.17.5 (Remote Grid) Updates to grid topology to minimize risk of ignition in HFTDs Remote GridWLDFRContact from objectAggregated | WLDFR | HFTD - Distribution - Tier 2 - 1QU CoRE ¦ 2QU LoRE | Non-Red Flag Warning - Destructive Fires | Contact from object | Aggregated | 2036 | 4.1532e-06 | 353.5334 | 0.0014683 | 2036 | Mitigation | 0.95 | 45 | 0 | esc | 0.00097009 | 4.0289e-09 | 0.00097009 | 4.0289e-09
[35 empty] | WLDFR | HFTD - Distribution - Tier 3 - 3QU CoRE ¦ 2QU LoRE | 2037 | 0.33873 | 0.0036088 | 0.41774 | 0 | 0.41774 | 0.0036088 | 0.41774 | 0 | 0.41774 | 0.1415 | 0.1415 | 0.0036088 | 0.0012224 | 0.41774 | 0.1415 | 0 | 0 | 0.41774 | 0.1415 | [22 empty] | WLDFR | HFTD - Distribution - Tier 2 - 1QU CoRE ¦ 5QU LoRE | Red Flag Warning - Catastrophic Fires | 2037 | 1.1291e-07 | 1.1291e-07 | 16044.1264 | 263.1074 | 9721.74 | 6059.2791 | 0 | 0 | 0.00011639 | 0.0018115 | 0 | 0.0018115 | 0.0018115 | 0 | 0.0018115 | [22 empty] | 7.3.3.17.5 (Remote Grid) Updates to grid topology to minimize risk of ignition in HFTDs Remote GridWLDFRContact from objectAggregated | WLDFR | HFTD - Distribution - Tier 2 - 1QU CoRE ¦ 2QU LoRE | Non-Red Flag Warning - Destructive Fires | Contact from object | Aggregated | 2037 | 4.1532e-06 | 353.5334 | 0.0014683 | 2037 | Mitigation | 0.95 | 45 | 0 | esc | 0.00097009 | 4.0289e-09 | 0.00097009 | 4.0289e-09
[35 empty] | WLDFR | HFTD - Distribution - Tier 3 - 3QU CoRE ¦ 2QU LoRE | 2038 | 0.31657 | 0.0036088 | 0.43826 | 0 | 0.43826 | 0.0036088 | 0.43826 | 0 | 0.43826 | 0.13874 | 0.13874 | 0.0036088 | 0.0011424 | 0.43826 | 0.13874 | 0 | 0 | 0.43826 | 0.13874 | [22 empty] | WLDFR | HFTD - Distribution - Tier 2 - 1QU CoRE ¦ 5QU LoRE | Red Flag Warning - Catastrophic Fires | 2038 | 1.1291e-07 | 1.1291e-07 | 16832.3912 | 280.5544 | 10192.2718 | 6359.5651 | 0 | 0 | 0.00011639 | 0.0019005 | 0 | 0.0019005 | 0.0019005 | 0 | 0.0019005 | [22 empty] | 7.3.3.17.5 (Remote Grid) Updates to grid topology to minimize risk of ignition in HFTDs Remote GridWLDFRContact from objectAggregated | WLDFR | HFTD - Distribution - Tier 2 - 1QU CoRE ¦ 2QU LoRE | Non-Red Flag Warning - Destructive Fires | Contact from object | Aggregated | 2038 | 4.1532e-06 | 353.5334 | 0.0014683 | 2038 | Mitigation | 0.95 | 45 | 0 | esc | 0.00097009 | 4.0289e-09 | 0.00097009 | 4.0289e-09
[35 empty] | WLDFR | HFTD - Distribution - Tier 3 - 3QU CoRE ¦ 2QU LoRE | 2039 | 0.29586 | 0.0036088 | 0.43826 | 0 | 0.43826 | 0.0036088 | 0.43826 | 0 | 0.43826 | 0.12966 | 0.12966 | 0.0036088 | 0.0010677 | 0.43826 | 0.12966 | 0 | 0 | 0.43826 | 0.12966 | [22 empty] | WLDFR | HFTD - Distribution - Tier 2 - 1QU CoRE ¦ 5QU LoRE | Red Flag Warning - Catastrophic Fires | 2039 | 1.1291e-07 | 1.1291e-07 | 16832.3912 | 280.5544 | 10192.2718 | 6359.5651 | 0 | 0 | 0.00011639 | 0.0019005 | 0 | 0.0019005 | 0.0019005 | 0 | 0.0019005 | [22 empty] | 7.3.3.17.5 (Remote Grid) Updates to grid topology to minimize risk of ignition in HFTDs Remote GridWLDFRContact from objectAggregated | WLDFR | HFTD - Distribution - Tier 2 - 1QU CoRE ¦ 2QU LoRE | Non-Red Flag Warning - Destructive Fires | Contact from object | Aggregated | 2039 | 4.1532e-06 | 353.5334 | 0.0014683 | 2039 | Mitigation | 0.95 | 45 | 0 | esc | 0.00097009 | 4.0289e-09 | 0.00097009 | 4.0289e-09
[35 empty] | WLDFR | HFTD - Distribution - Tier 3 - 3QU CoRE ¦ 2QU LoRE | 2040 | 0.27651 | 0.0036088 | 0.43826 | 0 | 0.43826 | 0.0036088 | 0.43826 | 0 | 0.43826 | 0.12118 | 0.12118 | 0.0036088 | 0.00099786 | 0.43826 | 0.12118 | 0 | 0 | 0.43826 | 0.12118 | [22 empty] | WLDFR | HFTD - Distribution - Tier 2 - 1QU CoRE ¦ 5QU LoRE | Red Flag Warning - Catastrophic Fires | 2040 | 1.1291e-07 | 1.1291e-07 | 16832.3912 | 280.5544 | 10192.2718 | 6359.5651 | 0 | 0 | 0.00011639 | 0.0019005 | 0 | 0.0019005 | 0.0019005 | 0 | 0.0019005 | [22 empty] | 7.3.3.17.5 (Remote Grid) Updates to grid topology to minimize risk of ignition in HFTDs Remote GridWLDFRContact from objectAggregated | WLDFR | HFTD - Distribution - Tier 2 - 1QU CoRE ¦ 2QU LoRE | Non-Red Flag Warning - Destructive Fires | Contact from object | Aggregated | 2040 | 4.1532e-06 | 353.5334 | 0.0014683 | 2040 | Mitigation | 0.95 | 45 | 0 | esc | 0.00097009 | 4.0289e-09 | 0.00097009 | 4.0289e-09
[35 empty] | WLDFR | HFTD - Distribution - Tier 3 - 3QU CoRE ¦ 2QU LoRE | 2041 | 0.25842 | 0.0036088 | 0.43826 | 0 | 0.43826 | 0.0036088 | 0.43826 | 0 | 0.43826 | 0.11325 | 0.11325 | 0.0036088 | 0.00093258 | 0.43826 | 0.11325 | 0 | 0 | 0.43826 | 0.11325 | [22 empty] | WLDFR | HFTD - Distribution - Tier 2 - 1QU CoRE ¦ 5QU LoRE | Red Flag Warning - Catastrophic Fires | 2041 | 1.1291e-07 | 1.1291e-07 | 16832.3912 | 280.5544 | 10192.2718 | 6359.5651 | 0 | 0 | 0.00011639 | 0.0019005 | 0 | 0.0019005 | 0.0019005 | 0 | 0.0019005 | [22 empty] | 7.3.3.17.5 (Remote Grid) Updates to grid topology to minimize risk of ignition in HFTDs Remote GridWLDFRContact from objectAggregated | WLDFR | HFTD - Distribution - Tier 2 - 1QU CoRE ¦ 2QU LoRE | Non-Red Flag Warning - Destructive Fires | Contact from object | Aggregated | 2041 | 4.1532e-06 | 353.5334 | 0.0014683 | 2041 | Mitigation | 0.95 | 45 | 0 | esc | 0.00097009 | 4.0289e-09 | 0.00097009 | 4.0289e-09
[35 empty] | WLDFR | HFTD - Distribution - Tier 3 - 3QU CoRE ¦ 2QU LoRE | 2042 | 0.24151 | 0.0036088 | 0.43826 | 0 | 0.43826 | 0.0036088 | 0.43826 | 0 | 0.43826 | 0.10584 | 0.10584 | 0.0036088 | 0.00087157 | 0.43826 | 0.10584 | 0 | 0 | 0.43826 | 0.10584 | [22 empty] | WLDFR | HFTD - Distribution - Tier 2 - 1QU CoRE ¦ 5QU LoRE | Red Flag Warning - Catastrophic Fires | 2042 | 1.1291e-07 | 1.1291e-07 | 16832.3912 | 280.5544 | 10192.2718 | 6359.5651 | 0 | 0 | 0.00011639 | 0.0019005 | 0 | 0.0019005 | 0.0019005 | 0 | 0.0019005 | [22 empty] | 7.3.3.17.5 (Remote Grid) Updates to grid topology to minimize risk of ignition in HFTDs Remote GridWLDFRContact from objectAggregated | WLDFR | HFTD - Distribution - Tier 2 - 1QU CoRE ¦ 2QU LoRE | Non-Red Flag Warning - Destructive Fires | Contact from object | Aggregated | 2042 | 4.1532e-06 | 353.5334 | 0.0014683 | 2042 | Mitigation | 0.95 | 45 | 0 | esc | 0.00097009 | 4.0289e-09 | 0.00097009 | 4.0289e-09
[35 empty] | WLDFR | HFTD - Distribution - Tier 3 - 3QU CoRE ¦ 2QU LoRE | 2043 | 0.22571 | 0.0036088 | 0.46011 | 0 | 0.46011 | 0.0036088 | 0.46011 | 0 | 0.46011 | 0.10385 | 0.10385 | 0.0036088 | 0.00081455 | 0.46011 | 0.10385 | 0 | 0 | 0.46011 | 0.10385 | [22 empty] | WLDFR | HFTD - Distribution - Tier 2 - 1QU CoRE ¦ 5QU LoRE | Red Flag Warning - Catastrophic Fires | 2043 | 1.1291e-07 | 1.1291e-07 | 17672.0852 | 299.42 | 10692.7362 | 6679.929 | 0 | 0 | 0.00011639 | 0.0019953 | 0 | 0.0019953 | 0.0019953 | 0 | 0.0019953 | [22 empty] | 7.3.3.17.5 (Remote Grid) Updates to grid topology to minimize risk of ignition in HFTDs Remote GridWLDFRContact from objectAggregated | WLDFR | HFTD - Distribution - Tier 2 - 1QU CoRE ¦ 2QU LoRE | Non-Red Flag Warning - Destructive Fires | Contact from object | Aggregated | 2043 | 4.1532e-06 | 353.5334 | 0.0014683 | 2043 | Mitigation | 0.95 | 45 | 0 | esc | 0.00097009 | 4.0289e-09 | 0.00097009 | 4.0289e-09
[35 empty] | WLDFR | HFTD - Distribution - Tier 3 - 3QU CoRE ¦ 2QU LoRE | 2044 | 0.21095 | 0.0036088 | 0.46011 | 0 | 0.46011 | 0.0036088 | 0.46011 | 0 | 0.46011 | 0.097058 | 0.097058 | 0.0036088 | 0.00076126 | 0.46011 | 0.097058 | 0 | 0 | 0.46011 | 0.097058 | [22 empty] | WLDFR | HFTD - Distribution - Tier 2 - 1QU CoRE ¦ 5QU LoRE | Red Flag Warning - Catastrophic Fires | 2044 | 1.1291e-07 | 1.1291e-07 | 17672.0852 | 299.42 | 10692.7362 | 6679.929 | 0 | 0 | 0.00011639 | 0.0019953 | 0 | 0.0019953 | 0.0019953 | 0 | 0.0019953 | [22 empty] | 7.3.3.17.5 (Remote Grid) Updates to grid topology to minimize risk of ignition in HFTDs Remote GridWLDFRContact from objectAggregated | WLDFR | HFTD - Distribution - Tier 2 - 1QU CoRE ¦ 2QU LoRE | Non-Red Flag Warning - Destructive Fires | Contact from object | Aggregated | 2044 | 4.1532e-06 | 353.5334 | 0.0014683 | 2044 | Mitigation | 0.95 | 45 | 0 | esc | 0.00097009 | 4.0289e-09 | 0.00097009 | 4.0289e-09
[35 empty] | WLDFR | HFTD - Distribution - Tier 3 - 3QU CoRE ¦ 2QU LoRE | 2045 | 0.19715 | 0.0036088 | 0.46011 | 0 | 0.46011 | 0.0036088 | 0.46011 | 0 | 0.46011 | 0.090709 | 0.090709 | 0.0036088 | 0.00071146 | 0.46011 | 0.090709 | 0 | 0 | 0.46011 | 0.090709 | [22 empty] | WLDFR | HFTD - Distribution - Tier 2 - 1QU CoRE ¦ 5QU LoRE | Red Flag Warning - Catastrophic Fires | 2045 | 1.1291e-07 | 1.1291e-07 | 17672.0852 | 299.42 | 10692.7362 | 6679.929 | 0 | 0 | 0.00011639 | 0.0019953 | 0 | 0.0019953 | 0.0019953 | 0 | 0.0019953 | [22 empty] | 7.3.3.17.5 (Remote Grid) Updates to grid topology to minimize risk of ignition in HFTDs Remote GridWLDFRContact from objectAggregated | WLDFR | HFTD - Distribution - Tier 2 - 1QU CoRE ¦ 2QU LoRE | Non-Red Flag Warning - Destructive Fires | Contact from object | Aggregated | 2045 | 4.1532e-06 | 353.5334 | 0.0014683 | 2045 | Mitigation | 0.95 | 45 | 0 | esc | 0.00097009 | 4.0289e-09 | 0.00097009 | 4.0289e-09
[35 empty] | WLDFR | HFTD - Distribution - Tier 3 - 3QU CoRE ¦ 2QU LoRE | 2046 | 0.18425 | 0.0036088 | 0.46011 | 0 | 0.46011 | 0.0036088 | 0.46011 | 0 | 0.46011 | 0.084775 | 0.084775 | 0.0036088 | 0.00066491 | 0.46011 | 0.084775 | 0 | 0 | 0.46011 | 0.084775 | [22 empty] | WLDFR | HFTD - Distribution - Tier 2 - 1QU CoRE ¦ 5QU LoRE | Red Flag Warning - Catastrophic Fires | 2046 | 1.1291e-07 | 1.1291e-07 | 17672.0852 | 299.42 | 10692.7362 | 6679.929 | 0 | 0 | 0.00011639 | 0.0019953 | 0 | 0.0019953 | 0.0019953 | 0 | 0.0019953 | [22 empty] | 7.3.3.17.5 (Remote Grid) Updates to grid topology to minimize risk of ignition in HFTDs Remote GridWLDFRContact from objectAggregated | WLDFR | HFTD - Distribution - Tier 2 - 1QU CoRE ¦ 2QU LoRE | Non-Red Flag Warning - Destructive Fires | Contact from object | Aggregated | 2046 | 4.1532e-06 | 353.5334 | 0.0014683 | 2046 | Mitigation | 0.95 | 45 | 0 | esc | 0.00097009 | 4.0289e-09 | 0.00097009 | 4.0289e-09
[35 empty] | WLDFR | HFTD - Distribution - Tier 3 - 3QU CoRE ¦ 2QU LoRE | 2047 | 0.1722 | 0.0036088 | 0.46011 | 0 | 0.46011 | 0.0036088 | 0.46011 | 0 | 0.46011 | 0.079229 | 0.079229 | 0.0036088 | 0.00062142 | 0.46011 | 0.079229 | 0 | 0 | 0.46011 | 0.079229 | [22 empty] | WLDFR | HFTD - Distribution - Tier 2 - 1QU CoRE ¦ 5QU LoRE | Red Flag Warning - Catastrophic Fires | 2047 | 1.1291e-07 | 1.1291e-07 | 17672.0852 | 299.42 | 10692.7362 | 6679.929 | 0 | 0 | 0.00011639 | 0.0019953 | 0 | 0.0019953 | 0.0019953 | 0 | 0.0019953 | [22 empty] | 7.3.3.17.5 (Remote Grid) Updates to grid topology to minimize risk of ignition in HFTDs Remote GridWLDFRContact from objectAggregated | WLDFR | HFTD - Distribution - Tier 2 - 1QU CoRE ¦ 2QU LoRE | Non-Red Flag Warning - Destructive Fires | Contact from object | Aggregated | 2047 | 4.1532e-06 | 353.5334 | 0.0014683 | 2047 | Mitigation | 0.95 | 45 | 0 | esc | 0.00097009 | 4.0289e-09 | 0.00097009 | 4.0289e-09
[35 empty] | WLDFR | HFTD - Distribution - Tier 3 - 3QU CoRE ¦ 2QU LoRE | 2048 | 0.16093 | 0.0036088 | 0.48301 | 0 | 0.48301 | 0.0036088 | 0.48301 | 0 | 0.48301 | 0.077732 | 0.077732 | 0.0036088 | 0.00058076 | 0.48301 | 0.077732 | 0 | 0 | 0.48301 | 0.077732 | [22 empty] | WLDFR | HFTD - Distribution - Tier 2 - 1QU CoRE ¦ 5QU LoRE | Red Flag Warning - Catastrophic Fires | 2048 | 1.1291e-07 | 1.1291e-07 | 18552.3348 | 319.4911 | 11216.5626 | 7016.281 | 0 | 0 | 0.00011639 | 0.0020947 | 0 | 0.0020947 | 0.0020947 | 0 | 0.0020947 | [22 empty] | 7.3.3.17.5 (Remote Grid) Updates to grid topology to minimize risk of ignition in HFTDs Remote GridWLDFRContact from objectAggregated | WLDFR | HFTD - Distribution - Tier 2 - 1QU CoRE ¦ 2QU LoRE | Non-Red Flag Warning - Destructive Fires | Contact from object | Aggregated | 2048 | 4.1532e-06 | 353.5334 | 0.0014683 | 2048 | Mitigation | 0.95 | 45 | 0 | esc | 0.00097009 | 4.0289e-09 | 0.00097009 | 4.0289e-09
[35 empty] | WLDFR | HFTD - Distribution - Tier 3 - 3QU CoRE ¦ 2QU LoRE | 2049 | 0.1504 | 0.0036088 | 0.48301 | 0 | 0.48301 | 0.0036088 | 0.48301 | 0 | 0.48301 | 0.072646 | 0.072646 | 0.0036088 | 0.00054277 | 0.48301 | 0.072646 | 0 | 0 | 0.48301 | 0.072646 | [22 empty] | WLDFR | HFTD - Distribution - Tier 2 - 1QU CoRE ¦ 5QU LoRE | Red Flag Warning - Catastrophic Fires | 2049 | 1.1291e-07 | 1.1291e-07 | 18552.3348 | 319.4911 | 11216.5626 | 7016.281 | 0 | 0 | 0.00011639 | 0.0020947 | 0 | 0.0020947 | 0.0020947 | 0 | 0.0020947 | [22 empty] | 7.3.3.17.5 (Remote Grid) Updates to grid topology to minimize risk of ignition in HFTDs Remote GridWLDFRContact from objectAggregated | WLDFR | HFTD - Distribution - Tier 2 - 1QU CoRE ¦ 2QU LoRE | Non-Red Flag Warning - Destructive Fires | Contact from object | Aggregated | 2049 | 4.1532e-06 | 353.5334 | 0.0014683 | 2049 | Mitigation | 0.95 | 45 | 0 | esc | 0.00097009 | 4.0289e-09 | 0.00097009 | 4.0289e-09
[35 empty] | WLDFR | HFTD - Distribution - Tier 3 - 3QU CoRE ¦ 2QU LoRE | 2050 | 0.14056 | 0.0036088 | 0.48301 | 0 | 0.48301 | 0.0036088 | 0.48301 | 0 | 0.48301 | 0.067894 | 0.067894 | 0.0036088 | 0.00050726 | 0.48301 | 0.067894 | 0 | 0 | 0.48301 | 0.067894 | [22 empty] | WLDFR | HFTD - Distribution - Tier 2 - 1QU CoRE ¦ 5QU LoRE | Red Flag Warning - Catastrophic Fires | 2050 | 1.1291e-07 | 1.1291e-07 | 18552.3348 | 319.4911 | 11216.5626 | 7016.281 | 0 | 0 | 0.00011639 | 0.0020947 | 0 | 0.0020947 | 0.0020947 | 0 | 0.0020947 | [22 empty] | 7.3.3.17.5 (Remote Grid) Updates to grid topology to minimize risk of ignition in HFTDs Remote GridWLDFRContact from objectAggregated | WLDFR | HFTD - Distribution - Tier 2 - 1QU CoRE ¦ 2QU LoRE | Non-Red Flag Warning - Destructive Fires | Contact from object | Aggregated | 2050 | 4.1532e-06 | 353.5334 | 0.0014683 | 2050 | Mitigation | 0.95 | 45 | 0 | esc | 0.00097009 | 4.0289e-09 | 0.00097009 | 4.0289e-09
[35 empty] | WLDFR | HFTD - Distribution - Tier 3 - 3QU CoRE ¦ 2QU LoRE | 2051 | 0.13137 | 0.0036088 | 0.48301 | 0 | 0.48301 | 0.0036088 | 0.48301 | 0 | 0.48301 | 0.063452 | 0.063452 | 0.0036088 | 0.00047407 | 0.48301 | 0.063452 | 0 | 0 | 0.48301 | 0.063452 | [22 empty] | WLDFR | HFTD - Distribution - Tier 2 - 1QU CoRE ¦ 5QU LoRE | Red Flag Warning - Catastrophic Fires | 2051 | 1.1291e-07 | 1.1291e-07 | 18552.3348 | 319.4911 | 11216.5626 | 7016.281 | 0 | 0 | 0.00011639 | 0.0020947 | 0 | 0.0020947 | 0.0020947 | 0 | 0.0020947 | [22 empty] | 7.3.3.17.5 (Remote Grid) Updates to grid topology to minimize risk of ignition in HFTDs Remote GridWLDFRContact from objectAggregated | WLDFR | HFTD - Distribution - Tier 2 - 1QU CoRE ¦ 2QU LoRE | Non-Red Flag Warning - Destructive Fires | Contact from object | Aggregated | 2051 | 4.1532e-06 | 353.5334 | 0.0014683 | 2051 | Mitigation | 0.95 | 45 | 0 | esc | 0.00097009 | 4.0289e-09 | 0.00097009 | 4.0289e-09
[35 empty] | WLDFR | HFTD - Distribution - Tier 3 - 3QU CoRE ¦ 2QU LoRE | 2052 | 0.12277 | 0.0036088 | 0.48301 | 0 | 0.48301 | 0.0036088 | 0.48301 | 0 | 0.48301 | 0.059301 | 0.059301 | 0.0036088 | 0.00044306 | 0.48301 | 0.059301 | 0 | 0 | 0.48301 | 0.059301 | [22 empty] | WLDFR | HFTD - Distribution - Tier 2 - 1QU CoRE ¦ 5QU LoRE | Red Flag Warning - Catastrophic Fires | 2052 | 1.1291e-07 | 1.1291e-07 | 18552.3348 | 319.4911 | 11216.5626 | 7016.281 | 0 | 0 | 0.00011639 | 0.0020947 | 0 | 0.0020947 | 0.0020947 | 0 | 0.0020947 | [22 empty] | 7.3.3.17.5 (Remote Grid) Updates to grid topology to minimize risk of ignition in HFTDs Remote GridWLDFRContact from objectAggregated | WLDFR | HFTD - Distribution - Tier 2 - 1QU CoRE ¦ 2QU LoRE | Non-Red Flag Warning - Destructive Fires | Contact from object | Aggregated | 2052 | 4.1532e-06 | 353.5334 | 0.0014683 | 2052 | Mitigation | 0.95 | 45 | 0 | esc | 0.00097009 | 4.0289e-09 | 0.00097009 | 4.0289e-09
[35 empty] | WLDFR | HFTD - Distribution - Tier 3 - 3QU CoRE ¦ 2QU LoRE | 2053 | 0.11474 | 0.0036088 | 0.50669 | 0 | 0.50669 | 0.0036088 | 0.50669 | 0 | 0.50669 | 0.058138 | 0.058138 | 0.0036088 | 0.00041408 | 0.50669 | 0.058138 | 0 | 0 | 0.50669 | 0.058138 | [22 empty] | WLDFR | HFTD - Distribution - Tier 2 - 1QU CoRE ¦ 5QU LoRE | Red Flag Warning - Catastrophic Fires | 2053 | 1.1291e-07 | 1.1291e-07 | 19462.1283 | 340.5356 | 11757.1413 | 7364.4514 | 0 | 0 | 0.00011639 | 0.0021975 | 0 | 0.0021975 | 0.0021975 | 0 | 0.0021975 | [22 empty] | 7.3.3.17.5 (Remote Grid) Updates to grid topology to minimize risk of ignition in HFTDs Remote GridWLDFRContact from objectAggregated | WLDFR | HFTD - Distribution - Tier 2 - 1QU CoRE ¦ 2QU LoRE | Non-Red Flag Warning - Destructive Fires | Contact from object | Aggregated | 2053 | 4.1532e-06 | 353.5334 | 0.0014683 | 2053 | Mitigation | 0.95 | 45 | 0 | esc | 0.00097009 | 4.0289e-09 | 0.00097009 | 4.0289e-09
[35 empty] | WLDFR | HFTD - Distribution - Tier 3 - 3QU CoRE ¦ 2QU LoRE | 2054 | 0.10723 | 0.0036088 | 0.50669 | 0 | 0.50669 | 0.0036088 | 0.50669 | 0 | 0.50669 | 0.054335 | 0.054335 | 0.0036088 | 0.00038699 | 0.50669 | 0.054335 | 0 | 0 | 0.50669 | 0.054335 | [22 empty] | WLDFR | HFTD - Distribution - Tier 2 - 1QU CoRE ¦ 5QU LoRE | Red Flag Warning - Catastrophic Fires | 2054 | 1.1291e-07 | 1.1291e-07 | 19462.1283 | 340.5356 | 11757.1413 | 7364.4514 | 0 | 0 | 0.00011639 | 0.0021975 | 0 | 0.0021975 | 0.0021975 | 0 | 0.0021975 | [22 empty] | 7.3.3.17.5 (Remote Grid) Updates to grid topology to minimize risk of ignition in HFTDs Remote GridWLDFRContact from objectAggregated | WLDFR | HFTD - Distribution - Tier 2 - 1QU CoRE ¦ 2QU LoRE | Non-Red Flag Warning - Destructive Fires | Contact from object | Aggregated | 2054 | 4.1532e-06 | 353.5334 | 0.0014683 | 2054 | Mitigation | 0.95 | 45 | 0 | esc | 0.00097009 | 4.0289e-09 | 0.00097009 | 4.0289e-09
[35 empty] | WLDFR | HFTD - Distribution - Tier 3 - 3QU CoRE ¦ 2QU LoRE | 2055 | 0.10022 | 0.0036088 | 0.50669 | 0 | 0.50669 | 0.0036088 | 0.50669 | 0 | 0.50669 | 0.05078 | 0.05078 | 0.0036088 | 0.00036167 | 0.50669 | 0.05078 | 0 | 0 | 0.50669 | 0.05078 | [22 empty] | WLDFR | HFTD - Distribution - Tier 2 - 1QU CoRE ¦ 5QU LoRE | Red Flag Warning - Catastrophic Fires | 2055 | 1.1291e-07 | 1.1291e-07 | 19462.1283 | 340.5356 | 11757.1413 | 7364.4514 | 0 | 0 | 0.00011639 | 0.0021975 | 0 | 0.0021975 | 0.0021975 | 0 | 0.0021975 | [22 empty] | 7.3.3.17.5 (Remote Grid) Updates to grid topology to minimize risk of ignition in HFTDs Remote GridWLDFRContact from objectAggregated | WLDFR | HFTD - Distribution - Tier 2 - 1QU CoRE ¦ 2QU LoRE | Non-Red Flag Warning - Destructive Fires | Contact from object | Aggregated | 2055 | 4.1532e-06 | 353.5334 | 0.0014683 | 2055 | Mitigation | 0.95 | 45 | 0 | esc | 0.00097009 | 4.0289e-09 | 0.00097009 | 4.0289e-09
[35 empty] | WLDFR | HFTD - Distribution - Tier 3 - 3QU CoRE ¦ 2QU LoRE | 2056 | 0.093663 | 0.0036088 | 0.50669 | 0 | 0.50669 | 0.0036088 | 0.50669 | 0 | 0.50669 | 0.047458 | 0.047458 | 0.0036088 | 0.00033801 | 0.50669 | 0.047458 | 0 | 0 | 0.50669 | 0.047458 | [22 empty] | WLDFR | HFTD - Distribution - Tier 2 - 1QU CoRE ¦ 5QU LoRE | Red Flag Warning - Catastrophic Fires | 2056 | 1.1291e-07 | 1.1291e-07 | 19462.1283 | 340.5356 | 11757.1413 | 7364.4514 | 0 | 0 | 0.00011639 | 0.0021975 | 0 | 0.0021975 | 0.0021975 | 0 | 0.0021975 | [22 empty] | 7.3.3.17.5 (Remote Grid) Updates to grid topology to minimize risk of ignition in HFTDs Remote GridWLDFRContact from objectAggregated | WLDFR | HFTD - Distribution - Tier 2 - 1QU CoRE ¦ 2QU LoRE | Non-Red Flag Warning - Destructive Fires | Contact from object | Aggregated | 2056 | 4.1532e-06 | 353.5334 | 0.0014683 | 2056 | Mitigation | 0.95 | 45 | 0 | esc | 0.00097009 | 4.0289e-09 | 0.00097009 | 4.0289e-09
[35 empty] | WLDFR | HFTD - Distribution - Tier 3 - 3QU CoRE ¦ 2QU LoRE | 2057 | 0.087535 | 0.0036088 | 0.50669 | 0 | 0.50669 | 0.0036088 | 0.50669 | 0 | 0.50669 | 0.044353 | 0.044353 | 0.0036088 | 0.0003159 | 0.50669 | 0.044353 | 0 | 0 | 0.50669 | 0.044353 | [22 empty] | WLDFR | HFTD - Distribution - Tier 2 - 1QU CoRE ¦ 5QU LoRE | Red Flag Warning - Catastrophic Fires | 2057 | 1.1291e-07 | 1.1291e-07 | 19462.1283 | 340.5356 | 11757.1413 | 7364.4514 | 0 | 0 | 0.00011639 | 0.0021975 | 0 | 0.0021975 | 0.0021975 | 0 | 0.0021975 | [22 empty] | 7.3.3.17.5 (Remote Grid) Updates to grid topology to minimize risk of ignition in HFTDs Remote GridWLDFRContact from objectAggregated | WLDFR | HFTD - Distribution - Tier 2 - 1QU CoRE ¦ 2QU LoRE | Non-Red Flag Warning - Destructive Fires | Contact from object | Aggregated | 2057 | 4.1532e-06 | 353.5334 | 0.0014683 | 2057 | Mitigation | 0.95 | 45 | 0 | esc | 0.00097009 | 4.0289e-09 | 0.00097009 | 4.0289e-09
[35 empty] | WLDFR | HFTD - Distribution - Tier 3 - 3QU CoRE ¦ 2QU LoRE | 2058 | 0.081809 | 0.0036088 | 0.53084 | 0 | 0.53084 | 0.0036088 | 0.53084 | 0 | 0.53084 | 0.043428 | 0.043428 | 0.0036088 | 0.00029523 | 0.53084 | 0.043428 | 0 | 0 | 0.53084 | 0.043428 | [22 empty] | WLDFR | HFTD - Distribution - Tier 2 - 1QU CoRE ¦ 5QU LoRE | Red Flag Warning - Catastrophic Fires | 2058 | 1.1291e-07 | 1.1291e-07 | 20390.4035 | 362.3049 | 12307.8747 | 7720.2238 | 0 | 0 | 0.00011639 | 0.0023023 | 0 | 0.0023023 | 0.0023023 | 0 | 0.0023023 | [22 empty] | 7.3.3.17.5 (Remote Grid) Updates to grid topology to minimize risk of ignition in HFTDs Remote GridWLDFRContact from objectAggregated | WLDFR | HFTD - Distribution - Tier 2 - 1QU CoRE ¦ 2QU LoRE | Non-Red Flag Warning - Destructive Fires | Contact from object | Aggregated | 2058 | 4.1532e-06 | 353.5334 | 0.0014683 | 2058 | Mitigation | 0.95 | 45 | 0 | esc | 0.00097009 | 4.0289e-09 | 0.00097009 | 4.0289e-09
[35 empty] | WLDFR | HFTD - Distribution - Tier 3 - 3QU CoRE ¦ 2QU LoRE | 2059 | 0.076457 | 0.0036088 | 0.53084 | 0 | 0.53084 | 0.0036088 | 0.53084 | 0 | 0.53084 | 0.040587 | 0.040587 | 0.0036088 | 0.00027592 | 0.53084 | 0.040587 | 0 | 0 | 0.53084 | 0.040587 | [22 empty] | WLDFR | HFTD - Distribution - Tier 2 - 1QU CoRE ¦ 5QU LoRE | Red Flag Warning - Catastrophic Fires | 2059 | 1.1291e-07 | 1.1291e-07 | 20390.4035 | 362.3049 | 12307.8747 | 7720.2238 | 0 | 0 | 0.00011639 | 0.0023023 | 0 | 0.0023023 | 0.0023023 | 0 | 0.0023023 | [22 empty] | 7.3.3.17.5 (Remote Grid) Updates to grid topology to minimize risk of ignition in HFTDs Remote GridWLDFRContact from objectAggregated | WLDFR | HFTD - Distribution - Tier 2 - 1QU CoRE ¦ 2QU LoRE | Non-Red Flag Warning - Destructive Fires | Contact from object | Aggregated | 2059 | 4.1532e-06 | 353.5334 | 0.0014683 | 2059 | Mitigation | 0.95 | 45 | 0 | esc | 0.00097009 | 4.0289e-09 | 0.00097009 | 4.0289e-09
[35 empty] | WLDFR | HFTD - Distribution - Tier 3 - 3QU CoRE ¦ 2QU LoRE | 2060 | 0.071455 | 0.0036088 | 0.53084 | 0 | 0.53084 | 0.0036088 | 0.53084 | 0 | 0.53084 | 0.037931 | 0.037931 | 0.0036088 | 0.00025787 | 0.53084 | 0.037931 | 0 | 0 | 0.53084 | 0.037931 | [22 empty] | WLDFR | HFTD - Distribution - Tier 2 - 1QU CoRE ¦ 5QU LoRE | Red Flag Warning - Catastrophic Fires | 2060 | 1.1291e-07 | 1.1291e-07 | 20390.4035 | 362.3049 | 12307.8747 | 7720.2238 | 0 | 0 | 0.00011639 | 0.0023023 | 0 | 0.0023023 | 0.0023023 | 0 | 0.0023023 | [22 empty] | 7.3.3.17.5 (Remote Grid) Updates to grid topology to minimize risk of ignition in HFTDs Remote GridWLDFRContact from objectAggregated | WLDFR | HFTD - Distribution - Tier 2 - 1QU CoRE ¦ 2QU LoRE | Non-Red Flag Warning - Destructive Fires | Contact from object | Aggregated | 2060 | 4.1532e-06 | 353.5334 | 0.0014683 | 2060 | Mitigation | 0.95 | 45 | 0 | esc | 0.00097009 | 4.0289e-09 | 0.00097009 | 4.0289e-09
[35 empty] | WLDFR | HFTD - Distribution - Tier 3 - 3QU CoRE ¦ 2QU LoRE | 2061 | 0.06678 | 0.0036088 | 0.53084 | 0 | 0.53084 | 0.0036088 | 0.53084 | 0 | 0.53084 | 0.03545 | 0.03545 | 0.0036088 | 0.000241 | 0.53084 | 0.03545 | 0 | 0 | 0.53084 | 0.03545 | [22 empty] | WLDFR | HFTD - Distribution - Tier 2 - 1QU CoRE ¦ 5QU LoRE | Red Flag Warning - Catastrophic Fires | 2061 | 1.1291e-07 | 1.1291e-07 | 20390.4035 | 362.3049 | 12307.8747 | 7720.2238 | 0 | 0 | 0.00011639 | 0.0023023 | 0 | 0.0023023 | 0.0023023 | 0 | 0.0023023 | [22 empty] | 7.3.3.17.5 (Remote Grid) Updates to grid topology to minimize risk of ignition in HFTDs Remote GridWLDFRContact from objectAggregated | WLDFR | HFTD - Distribution - Tier 2 - 1QU CoRE ¦ 2QU LoRE | Non-Red Flag Warning - Destructive Fires | Contact from object | Aggregated | 2061 | 4.1532e-06 | 353.5334 | 0.0014683 | 2061 | Mitigation | 0.95 | 45 | 0 | esc | 0.00097009 | 4.0289e-09 | 0.00097009 | 4.0289e-09
[35 empty] | WLDFR | HFTD - Distribution - Tier 3 - 3QU CoRE ¦ 2QU LoRE | 2062 | 0.062412 | 0.0036088 | 0.53084 | 0 | 0.53084 | 0.0036088 | 0.53084 | 0 | 0.53084 | 0.033131 | 0.033131 | 0.0036088 | 0.00022523 | 0.53084 | 0.033131 | 0 | 0 | 0.53084 | 0.033131 | [22 empty] | WLDFR | HFTD - Distribution - Tier 2 - 1QU CoRE ¦ 5QU LoRE | Red Flag Warning - Catastrophic Fires | 2062 | 1.1291e-07 | 1.1291e-07 | 20390.4035 | 362.3049 | 12307.8747 | 7720.2238 | 0 | 0 | 0.00011639 | 0.0023023 | 0 | 0.0023023 | 0.0023023 | 0 | 0.0023023 | [22 empty] | 7.3.3.17.5 (Remote Grid) Updates to grid topology to minimize risk of ignition in HFTDs Remote GridWLDFRContact from objectAggregated | WLDFR | HFTD - Distribution - Tier 2 - 1QU CoRE ¦ 2QU LoRE | Non-Red Flag Warning - Destructive Fires | Contact from object | Aggregated | 2062 | 4.1532e-06 | 353.5334 | 0.0014683 | 2062 | Mitigation | 0.95 | 45 | 0 | esc | 0.00097009 | 4.0289e-09 | 0.00097009 | 4.0289e-09
[35 empty] | WLDFR | HFTD - Distribution - Tier 3 - 3QU CoRE ¦ 2QU LoRE | 2063 | 0.058329 | 0.0036088 | 0.55518 | 0 | 0.55518 | 0.0036088 | 0.55518 | 0 | 0.55518 | 0.032383 | 0.032383 | 0.0036088 | 0.00021049 | 0.55518 | 0.032383 | 0 | 0 | 0.55518 | 0.032383 | [22 empty] | WLDFR | HFTD - Distribution - Tier 2 - 1QU CoRE ¦ 5QU LoRE | Red Flag Warning - Catastrophic Fires | 2063 | 1.1291e-07 | 1.1291e-07 | 21325.9188 | 384.5316 | 12862.0997 | 8079.2876 | 0 | 0 | 0.00011639 | 0.0024079 | 0 | 0.0024079 | 0.0024079 | 0 | 0.0024079 | [22 empty] | 7.3.3.17.5 (Remote Grid) Updates to grid topology to minimize risk of ignition in HFTDs Remote GridWLDFRContact from objectAggregated | WLDFR | HFTD - Distribution - Tier 2 - 1QU CoRE ¦ 2QU LoRE | Non-Red Flag Warning - Destructive Fires | Contact from object | Aggregated | 2063 | 4.1532e-06 | 353.5334 | 0.0014683 | 2063 | Mitigation | 0.95 | 45 | 0 | esc | 0.00097009 | 4.0289e-09 | 0.00097009 | 4.0289e-09
[35 empty] | WLDFR | HFTD - Distribution - Tier 3 - 3QU CoRE ¦ 2QU LoRE | 2064 | 0.054513 | 0.0036088 | 0.55518 | 0 | 0.55518 | 0.0036088 | 0.55518 | 0 | 0.55518 | 0.030265 | 0.030265 | 0.0036088 | 0.00019672 | 0.55518 | 0.030265 | 0 | 0 | 0.55518 | 0.030265 | [22 empty] | WLDFR | HFTD - Distribution - Tier 2 - 1QU CoRE ¦ 5QU LoRE | Red Flag Warning - Catastrophic Fires | 2064 | 1.1291e-07 | 1.1291e-07 | 21325.9188 | 384.5316 | 12862.0997 | 8079.2876 | 0 | 0 | 0.00011639 | 0.0024079 | 0 | 0.0024079 | 0.0024079 | 0 | 0.0024079 | [22 empty] | 7.3.3.17.5 (Remote Grid) Updates to grid topology to minimize risk of ignition in HFTDs Remote GridWLDFRContact from objectAggregated | WLDFR | HFTD - Distribution - Tier 2 - 1QU CoRE ¦ 2QU LoRE | Non-Red Flag Warning - Destructive Fires | Contact from object | Aggregated | 2064 | 4.1532e-06 | 353.5334 | 0.0014683 | 2064 | Mitigation | 0.95 | 45 | 0 | esc | 0.00097009 | 4.0289e-09 | 0.00097009 | 4.0289e-09
[35 empty] | WLDFR | HFTD - Distribution - Tier 3 - 3QU CoRE ¦ 2QU LoRE | 2065 | 0.050946 | 0.0036088 | 0.55518 | 0 | 0.55518 | 0.0036088 | 0.55518 | 0 | 0.55518 | 0.028285 | 0.028285 | 0.0036088 | 0.00018385 | 0.55518 | 0.028285 | 0 | 0 | 0.55518 | 0.028285 | [22 empty] | WLDFR | HFTD - Distribution - Tier 2 - 1QU CoRE ¦ 5QU LoRE | Red Flag Warning - Catastrophic Fires | 2065 | 1.1291e-07 | 1.1291e-07 | 21325.9188 | 384.5316 | 12862.0997 | 8079.2876 | 0 | 0 | 0.00011639 | 0.0024079 | 0 | 0.0024079 | 0.0024079 | 0 | 0.0024079 | [22 empty] | 7.3.3.17.5 (Remote Grid) Updates to grid topology to minimize risk of ignition in HFTDs Remote GridWLDFRContact from objectAggregated | WLDFR | HFTD - Distribution - Tier 2 - 1QU CoRE ¦ 2QU LoRE | Non-Red Flag Warning - Destructive Fires | Contact from object | Aggregated | 2065 | 4.1532e-06 | 353.5334 | 0.0014683 | 2065 | Mitigation | 0.95 | 45 | 0 | esc | 0.00097009 | 4.0289e-09 | 0.00097009 | 4.0289e-09
[35 empty] | WLDFR | HFTD - Distribution - Tier 3 - 3QU CoRE ¦ 2QU LoRE | 2066 | 0.047613 | 0.0036088 | 0.55518 | 0 | 0.55518 | 0.0036088 | 0.55518 | 0 | 0.55518 | 0.026434 | 0.026434 | 0.0036088 | 0.00017183 | 0.55518 | 0.026434 | 0 | 0 | 0.55518 | 0.026434 | [22 empty] | WLDFR | HFTD - Distribution - Tier 2 - 1QU CoRE ¦ 5QU LoRE | Red Flag Warning - Catastrophic Fires | 2066 | 1.1291e-07 | 1.1291e-07 | 21325.9188 | 384.5316 | 12862.0997 | 8079.2876 | 0 | 0 | 0.00011639 | 0.0024079 | 0 | 0.0024079 | 0.0024079 | 0 | 0.0024079 | [22 empty] | 7.3.3.17.5 (Remote Grid) Updates to grid topology to minimize risk of ignition in HFTDs Remote GridWLDFRContact from objectAggregated | WLDFR | HFTD - Distribution - Tier 2 - 1QU CoRE ¦ 2QU LoRE | Non-Red Flag Warning - Destructive Fires | Contact from object | Aggregated | 2066 | 4.1532e-06 | 353.5334 | 0.0014683 | 2066 | Mitigation | 0.95 | 45 | 0 | esc | 0.00097009 | 4.0289e-09 | 0.00097009 | 4.0289e-09
[35 empty] | WLDFR | HFTD - Distribution - Tier 3 - 3QU CoRE ¦ 2QU LoRE | 2067 | 0.044499 | 0 | 0 | 0 | 0 | 0.0036088 | 0.55518 | 0 | 0.55518 | 0 | 0.024705 | 0 | 0 | 0 | 0 | 0 | 0 | 0 | 0 | [22 empty] | WLDFR | HFTD - Distribution - Tier 2 - 1QU CoRE ¦ 5QU LoRE | Red Flag Warning - Catastrophic Fires | 2067 | 0 | 1.1291e-07 | 21325.9188 | 384.5316 | 12862.0997 | 8079.2876 | 0 | 0 | 0.00011639 | 0 | 0 | 0 | 0.0024079 | 0 | 0.0024079 | [22 empty] | 7.3.3.17.5 (Remote Grid) Updates to grid topology to minimize risk of ignition in HFTDs Remote GridWLDFRContact from objectAggregated | WLDFR | HFTD - Distribution - Tier 2 - 1QU CoRE ¦ 2QU LoRE | Non-Red Flag Warning - Destructive Fires | Contact from object | Aggregated | 2067 | 4.1532e-06 | 353.5334 | 0.0014683 | 2067 | Mitigation | 0.95 | 45 | 0 | esc | 0 | 0 | 0.00097009 | 4.0289e-09
[35 empty] | WLDFR | HFTD - Distribution - Tier 3 - 3QU CoRE ¦ 3QU LoRE | 2022 | 0.93458 | 0.00097424 | 0.094852 | 0 | 0.094852 | 0 | 0 | 0 | 0 | 0.088646 | 0 | 0.00097424 | 0.00091051 | 0.094852 | 0.088646 | 0 | 0 | 0.094852 | 0.088646 | [22 empty] | WLDFR | HFTD - Distribution - Tier 2 - 1QU CoRE ¦ 5QU LoRE | Red Flag Warning - Destructive Fires | 2022 | 1.5255e-08 | 0 | 8807.9522 | 222.2294 | 8585.7228 | 0 | 0 | 0 | 1.5726e-05 | 0.00013437 | 0 | 0.00013437 | 0 | 0 | 0 | [22 empty] | 7.3.3.17.5 (Remote Grid) Updates to grid topology to minimize risk of ignition in HFTDs Remote GridWLDFRContaminationAggregated | WLDFR | HFTD - Distribution - Tier 2 - 1QU CoRE ¦ 2QU LoRE | Non-Red Flag Warning - Destructive Fires | Contamination | Aggregated | 2022 | 5.5175e-08 | 353.5334 | 1.9506e-05 | 2022 | Mitigation | 0.95 | 45 | 0 | esc | 0.00097009 | 5.3524e-11 | 0 | 0
[35 empty] | WLDFR | HFTD - Distribution - Tier 3 - 3QU CoRE ¦ 3QU LoRE | 2023 | 0.87344 | 0.00097424 | 0.098327 | 0 | 0.098327 | 0.00097424 | 0.098327 | 0 | 0.098327 | 0.085883 | 0.085883 | 0.00097424 | 0.00085094 | 0.098327 | 0.085883 | 0 | 0 | 0.098327 | 0.085883 | [22 empty] | WLDFR | HFTD - Distribution - Tier 2 - 1QU CoRE ¦ 5QU LoRE | Red Flag Warning - Destructive Fires | 2023 | 1.5255e-08 | 1.5255e-08 | 9129.7461 | 233.2301 | 8896.516 | 0 | 0 | 0 | 1.5726e-05 | 0.00013928 | 0 | 0.00013928 | 0.00013928 | 0 | 0.00013928 | [22 empty] | 7.3.3.17.5 (Remote Grid) Updates to grid topology to minimize risk of ignition in HFTDs Remote GridWLDFRContaminationAggregated | WLDFR | HFTD - Distribution - Tier 2 - 1QU CoRE ¦ 2QU LoRE | Non-Red Flag Warning - Destructive Fires | Contamination | Aggregated | 2023 | 5.5175e-08 | 353.5334 | 1.9506e-05 | 2023 | Mitigation | 0.95 | 45 | 0 | esc | 0.00097009 | 5.3524e-11 | 0.00097009 | 5.3524e-11
[35 empty] | WLDFR | HFTD - Distribution - Tier 3 - 3QU CoRE ¦ 3QU LoRE | 2024 | 0.8163 | 0.00097424 | 0.098327 | 0 | 0.098327 | 0.00097424 | 0.098327 | 0 | 0.098327 | 0.080264 | 0.080264 | 0.00097424 | 0.00079527 | 0.098327 | 0.080264 | 0 | 0 | 0.098327 | 0.080264 | [22 empty] | WLDFR | HFTD - Distribution - Tier 2 - 1QU CoRE ¦ 5QU LoRE | Red Flag Warning - Destructive Fires | 2024 | 1.5255e-08 | 1.5255e-08 | 9129.7461 | 233.2301 | 8896.516 | 0 | 0 | 0 | 1.5726e-05 | 0.00013928 | 0 | 0.00013928 | 0.00013928 | 0 | 0.00013928 | [22 empty] | 7.3.3.17.5 (Remote Grid) Updates to grid topology to minimize risk of ignition in HFTDs Remote GridWLDFRContaminationAggregated | WLDFR | HFTD - Distribution - Tier 2 - 1QU CoRE ¦ 2QU LoRE | Non-Red Flag Warning - Destructive Fires | Contamination | Aggregated | 2024 | 5.5175e-08 | 353.5334 | 1.9506e-05 | 2024 | Mitigation | 0.95 | 45 | 0 | esc | 0.00097009 | 5.3524e-11 | 0.00097009 | 5.3524e-11
[35 empty] | WLDFR | HFTD - Distribution - Tier 3 - 3QU CoRE ¦ 3QU LoRE | 2025 | 0.7629 | 0.00097424 | 0.098327 | 0 | 0.098327 | 0.00097424 | 0.098327 | 0 | 0.098327 | 0.075013 | 0.075013 | 0.00097424 | 0.00074325 | 0.098327 | 0.075013 | 0 | 0 | 0.098327 | 0.075013 | [22 empty] | WLDFR | HFTD - Distribution - Tier 2 - 1QU CoRE ¦ 5QU LoRE | Red Flag Warning - Destructive Fires | 2025 | 1.5255e-08 | 1.5255e-08 | 9129.7461 | 233.2301 | 8896.516 | 0 | 0 | 0 | 1.5726e-05 | 0.00013928 | 0 | 0.00013928 | 0.00013928 | 0 | 0.00013928 | [22 empty] | 7.3.3.17.5 (Remote Grid) Updates to grid topology to minimize risk of ignition in HFTDs Remote GridWLDFRContaminationAggregated | WLDFR | HFTD - Distribution - Tier 2 - 1QU CoRE ¦ 2QU LoRE | Non-Red Flag Warning - Destructive Fires | Contamination | Aggregated | 2025 | 5.5175e-08 | 353.5334 | 1.9506e-05 | 2025 | Mitigation | 0.95 | 45 | 0 | esc | 0.00097009 | 5.3524e-11 | 0.00097009 | 5.3524e-11
[35 empty] | WLDFR | HFTD - Distribution - Tier 3 - 3QU CoRE ¦ 3QU LoRE | 2026 | 0.71299 | 0.00097424 | 0.098327 | 0 | 0.098327 | 0.00097424 | 0.098327 | 0 | 0.098327 | 0.070106 | 0.070106 | 0.00097424 | 0.00069462 | 0.098327 | 0.070106 | 0 | 0 | 0.098327 | 0.070106 | [22 empty] | WLDFR | HFTD - Distribution - Tier 2 - 1QU CoRE ¦ 5QU LoRE | Red Flag Warning - Destructive Fires | 2026 | 1.5255e-08 | 1.5255e-08 | 9129.7461 | 233.2301 | 8896.516 | 0 | 0 | 0 | 1.5726e-05 | 0.00013928 | 0 | 0.00013928 | 0.00013928 | 0 | 0.00013928 | [22 empty] | 7.3.3.17.5 (Remote Grid) Updates to grid topology to minimize risk of ignition in HFTDs Remote GridWLDFRContaminationAggregated | WLDFR | HFTD - Distribution - Tier 2 - 1QU CoRE ¦ 2QU LoRE | Non-Red Flag Warning - Destructive Fires | Contamination | Aggregated | 2026 | 5.5175e-08 | 353.5334 | 1.9506e-05 | 2026 | Mitigation | 0.95 | 45 | 0 | esc | 0.00097009 | 5.3524e-11 | 0.00097009 | 5.3524e-11
[35 empty] | WLDFR | HFTD - Distribution - Tier 3 - 3QU CoRE ¦ 3QU LoRE | 2027 | 0.66634 | 0.00097424 | 0.098327 | 0 | 0.098327 | 0.00097424 | 0.098327 | 0 | 0.098327 | 0.06552 | 0.06552 | 0.00097424 | 0.00064918 | 0.098327 | 0.06552 | 0 | 0 | 0.098327 | 0.06552 | [22 empty] | WLDFR | HFTD - Distribution - Tier 2 - 1QU CoRE ¦ 5QU LoRE | Red Flag Warning - Destructive Fires | 2027 | 1.5255e-08 | 1.5255e-08 | 9129.7461 | 233.2301 | 8896.516 | 0 | 0 | 0 | 1.5726e-05 | 0.00013928 | 0 | 0.00013928 | 0.00013928 | 0 | 0.00013928 | [22 empty] | 7.3.3.17.5 (Remote Grid) Updates to grid topology to minimize risk of ignition in HFTDs Remote GridWLDFRContaminationAggregated | WLDFR | HFTD - Distribution - Tier 2 - 1QU CoRE ¦ 2QU LoRE | Non-Red Flag Warning - Destructive Fires | Contamination | Aggregated | 2027 | 5.5175e-08 | 353.5334 | 1.9506e-05 | 2027 | Mitigation | 0.95 | 45 | 0 | esc | 0.00097009 | 5.3524e-11 | 0.00097009 | 5.3524e-11
[35 empty] | WLDFR | HFTD - Distribution - Tier 3 - 3QU CoRE ¦ 3QU LoRE | 2028 | 0.62275 | 0.00097424 | 0.10271 | 0 | 0.10271 | 0.00097424 | 0.10271 | 0 | 0.10271 | 0.063961 | 0.063961 | 0.00097424 | 0.00060671 | 0.10271 | 0.063961 | 0 | 0 | 0.10271 | 0.063961 | [22 empty] | WLDFR | HFTD - Distribution - Tier 2 - 1QU CoRE ¦ 5QU LoRE | Red Flag Warning - Destructive Fires | 2028 | 1.5255e-08 | 1.5255e-08 | 9534.9221 | 247.273 | 9287.6491 | 0 | 0 | 0 | 1.5726e-05 | 0.00014546 | 0 | 0.00014546 | 0.00014546 | 0 | 0.00014546 | [22 empty] | 7.3.3.17.5 (Remote Grid) Updates to grid topology to minimize risk of ignition in HFTDs Remote GridWLDFRContaminationAggregated | WLDFR | HFTD - Distribution - Tier 2 - 1QU CoRE ¦ 2QU LoRE | Non-Red Flag Warning - Destructive Fires | Contamination | Aggregated | 2028 | 5.5175e-08 | 353.5334 | 1.9506e-05 | 2028 | Mitigation | 0.95 | 45 | 0 | esc | 0.00097009 | 5.3524e-11 | 0.00097009 | 5.3524e-11
[35 empty] | WLDFR | HFTD - Distribution - Tier 3 - 3QU CoRE ¦ 3QU LoRE | 2029 | 0.58201 | 0.00097424 | 0.10271 | 0 | 0.10271 | 0.00097424 | 0.10271 | 0 | 0.10271 | 0.059776 | 0.059776 | 0.00097424 | 0.00056702 | 0.10271 | 0.059776 | 0 | 0 | 0.10271 | 0.059776 | [22 empty] | WLDFR | HFTD - Distribution - Tier 2 - 1QU CoRE ¦ 5QU LoRE | Red Flag Warning - Destructive Fires | 2029 | 1.5255e-08 | 1.5255e-08 | 9534.9221 | 247.273 | 9287.6491 | 0 | 0 | 0 | 1.5726e-05 | 0.00014546 | 0 | 0.00014546 | 0.00014546 | 0 | 0.00014546 | [22 empty] | 7.3.3.17.5 (Remote Grid) Updates to grid topology to minimize risk of ignition in HFTDs Remote GridWLDFRContaminationAggregated | WLDFR | HFTD - Distribution - Tier 2 - 1QU CoRE ¦ 2QU LoRE | Non-Red Flag Warning - Destructive Fires | Contamination | Aggregated | 2029 | 5.5175e-08 | 353.5334 | 1.9506e-05 | 2029 | Mitigation | 0.95 | 45 | 0 | esc | 0.00097009 | 5.3524e-11 | 0.00097009 | 5.3524e-11
[35 empty] | WLDFR | HFTD - Distribution - Tier 3 - 3QU CoRE ¦ 3QU LoRE | 2030 | 0.54393 | 0.00097424 | 0.10271 | 0 | 0.10271 | 0.00097424 | 0.10271 | 0 | 0.10271 | 0.055866 | 0.055866 | 0.00097424 | 0.00052992 | 0.10271 | 0.055866 | 0 | 0 | 0.10271 | 0.055866 | [22 empty] | WLDFR | HFTD - Distribution - Tier 2 - 1QU CoRE ¦ 5QU LoRE | Red Flag Warning - Destructive Fires | 2030 | 1.5255e-08 | 1.5255e-08 | 9534.9221 | 247.273 | 9287.6491 | 0 | 0 | 0 | 1.5726e-05 | 0.00014546 | 0 | 0.00014546 | 0.00014546 | 0 | 0.00014546 | [22 empty] | 7.3.3.17.5 (Remote Grid) Updates to grid topology to minimize risk of ignition in HFTDs Remote GridWLDFRContaminationAggregated | WLDFR | HFTD - Distribution - Tier 2 - 1QU CoRE ¦ 2QU LoRE | Non-Red Flag Warning - Destructive Fires | Contamination | Aggregated | 2030 | 5.5175e-08 | 353.5334 | 1.9506e-05 | 2030 | Mitigation | 0.95 | 45 | 0 | esc | 0.00097009 | 5.3524e-11 | 0.00097009 | 5.3524e-11
[35 empty] | WLDFR | HFTD - Distribution - Tier 3 - 3QU CoRE ¦ 3QU LoRE | 2031 | 0.50835 | 0.00097424 | 0.10271 | 0 | 0.10271 | 0.00097424 | 0.10271 | 0 | 0.10271 | 0.052211 | 0.052211 | 0.00097424 | 0.00049526 | 0.10271 | 0.052211 | 0 | 0 | 0.10271 | 0.052211 | [22 empty] | WLDFR | HFTD - Distribution - Tier 2 - 1QU CoRE ¦ 5QU LoRE | Red Flag Warning - Destructive Fires | 2031 | 1.5255e-08 | 1.5255e-08 | 9534.9221 | 247.273 | 9287.6491 | 0 | 0 | 0 | 1.5726e-05 | 0.00014546 | 0 | 0.00014546 | 0.00014546 | 0 | 0.00014546 | [22 empty] | 7.3.3.17.5 (Remote Grid) Updates to grid topology to minimize risk of ignition in HFTDs Remote GridWLDFRContaminationAggregated | WLDFR | HFTD - Distribution - Tier 2 - 1QU CoRE ¦ 2QU LoRE | Non-Red Flag Warning - Destructive Fires | Contamination | Aggregated | 2031 | 5.5175e-08 | 353.5334 | 1.9506e-05 | 2031 | Mitigation | 0.95 | 45 | 0 | esc | 0.00097009 | 5.3524e-11 | 0.00097009 | 5.3524e-11
[35 empty] | WLDFR | HFTD - Distribution - Tier 3 - 3QU CoRE ¦ 3QU LoRE | 2032 | 0.47509 | 0.00097424 | 0.10271 | 0 | 0.10271 | 0.00097424 | 0.10271 | 0 | 0.10271 | 0.048795 | 0.048795 | 0.00097424 | 0.00046286 | 0.10271 | 0.048795 | 0 | 0 | 0.10271 | 0.048795 | [22 empty] | WLDFR | HFTD - Distribution - Tier 2 - 1QU CoRE ¦ 5QU LoRE | Red Flag Warning - Destructive Fires | 2032 | 1.5255e-08 | 1.5255e-08 | 9534.9221 | 247.273 | 9287.6491 | 0 | 0 | 0 | 1.5726e-05 | 0.00014546 | 0 | 0.00014546 | 0.00014546 | 0 | 0.00014546 | [22 empty] | 7.3.3.17.5 (Remote Grid) Updates to grid topology to minimize risk of ignition in HFTDs Remote GridWLDFRContaminationAggregated | WLDFR | HFTD - Distribution - Tier 2 - 1QU CoRE ¦ 2QU LoRE | Non-Red Flag Warning - Destructive Fires | Contamination | Aggregated | 2032 | 5.5175e-08 | 353.5334 | 1.9506e-05 | 2032 | Mitigation | 0.95 | 45 | 0 | esc | 0.00097009 | 5.3524e-11 | 0.00097009 | 5.3524e-11
[35 empty] | WLDFR | HFTD - Distribution - Tier 3 - 3QU CoRE ¦ 3QU LoRE | 2033 | 0.44401 | 0.00097424 | 0.10757 | 0 | 0.10757 | 0.00097424 | 0.10757 | 0 | 0.10757 | 0.047764 | 0.047764 | 0.00097424 | 0.00043258 | 0.10757 | 0.047764 | 0 | 0 | 0.10757 | 0.047764 | [22 empty] | WLDFR | HFTD - Distribution - Tier 2 - 1QU CoRE ¦ 5QU LoRE | Red Flag Warning - Destructive Fires | 2033 | 1.5255e-08 | 1.5255e-08 | 9984.8474 | 263.1074 | 9721.74 | 0 | 0 | 0 | 1.5726e-05 | 0.00015232 | 0 | 0.00015232 | 0.00015232 | 0 | 0.00015232 | [22 empty] | 7.3.3.17.5 (Remote Grid) Updates to grid topology to minimize risk of ignition in HFTDs Remote GridWLDFRContaminationAggregated | WLDFR | HFTD - Distribution - Tier 2 - 1QU CoRE ¦ 2QU LoRE | Non-Red Flag Warning - Destructive Fires | Contamination | Aggregated | 2033 | 5.5175e-08 | 353.5334 | 1.9506e-05 | 2033 | Mitigation | 0.95 | 45 | 0 | esc | 0.00097009 | 5.3524e-11 | 0.00097009 | 5.3524e-11
[35 empty] | WLDFR | HFTD - Distribution - Tier 3 - 3QU CoRE ¦ 3QU LoRE | 2034 | 0.41496 | 0.00097424 | 0.10757 | 0 | 0.10757 | 0.00097424 | 0.10757 | 0 | 0.10757 | 0.044639 | 0.044639 | 0.00097424 | 0.00040428 | 0.10757 | 0.044639 | 0 | 0 | 0.10757 | 0.044639 | [22 empty] | WLDFR | HFTD - Distribution - Tier 2 - 1QU CoRE ¦ 5QU LoRE | Red Flag Warning - Destructive Fires | 2034 | 1.5255e-08 | 1.5255e-08 | 9984.8474 | 263.1074 | 9721.74 | 0 | 0 | 0 | 1.5726e-05 | 0.00015232 | 0 | 0.00015232 | 0.00015232 | 0 | 0.00015232 | [22 empty] | 7.3.3.17.5 (Remote Grid) Updates to grid topology to minimize risk of ignition in HFTDs Remote GridWLDFRContaminationAggregated | WLDFR | HFTD - Distribution - Tier 2 - 1QU CoRE ¦ 2QU LoRE | Non-Red Flag Warning - Destructive Fires | Contamination | Aggregated | 2034 | 5.5175e-08 | 353.5334 | 1.9506e-05 | 2034 | Mitigation | 0.95 | 45 | 0 | esc | 0.00097009 | 5.3524e-11 | 0.00097009 | 5.3524e-11
[35 empty] | WLDFR | HFTD - Distribution - Tier 3 - 3QU CoRE ¦ 3QU LoRE | 2035 | 0.38782 | 0.00097424 | 0.10757 | 0 | 0.10757 | 0.00097424 | 0.10757 | 0 | 0.10757 | 0.041719 | 0.041719 | 0.00097424 | 0.00037783 | 0.10757 | 0.041719 | 0 | 0 | 0.10757 | 0.041719 | [22 empty] | WLDFR | HFTD - Distribution - Tier 2 - 1QU CoRE ¦ 5QU LoRE | Red Flag Warning - Destructive Fires | 2035 | 1.5255e-08 | 1.5255e-08 | 9984.8474 | 263.1074 | 9721.74 | 0 | 0 | 0 | 1.5726e-05 | 0.00015232 | 0 | 0.00015232 | 0.00015232 | 0 | 0.00015232 | [22 empty] | 7.3.3.17.5 (Remote Grid) Updates to grid topology to minimize risk of ignition in HFTDs Remote GridWLDFRContaminationAggregated | WLDFR | HFTD - Distribution - Tier 2 - 1QU CoRE ¦ 2QU LoRE | Non-Red Flag Warning - Destructive Fires | Contamination | Aggregated | 2035 | 5.5175e-08 | 353.5334 | 1.9506e-05 | 2035 | Mitigation | 0.95 | 45 | 0 | esc | 0.00097009 | 5.3524e-11 | 0.00097009 | 5.3524e-11
[35 empty] | WLDFR | HFTD - Distribution - Tier 3 - 3QU CoRE ¦ 3QU LoRE | 2036 | 0.36245 | 0.00097424 | 0.10757 | 0 | 0.10757 | 0.00097424 | 0.10757 | 0 | 0.10757 | 0.03899 | 0.03899 | 0.00097424 | 0.00035311 | 0.10757 | 0.03899 | 0 | 0 | 0.10757 | 0.03899 | [22 empty] | WLDFR | HFTD - Distribution - Tier 2 - 1QU CoRE ¦ 5QU LoRE | Red Flag Warning - Destructive Fires | 2036 | 1.5255e-08 | 1.5255e-08 | 9984.8474 | 263.1074 | 9721.74 | 0 | 0 | 0 | 1.5726e-05 | 0.00015232 | 0 | 0.00015232 | 0.00015232 | 0 | 0.00015232 | [22 empty] | 7.3.3.17.5 (Remote Grid) Updates to grid topology to minimize risk of ignition in HFTDs Remote GridWLDFRContaminationAggregated | WLDFR | HFTD - Distribution - Tier 2 - 1QU CoRE ¦ 2QU LoRE | Non-Red Flag Warning - Destructive Fires | Contamination | Aggregated | 2036 | 5.5175e-08 | 353.5334 | 1.9506e-05 | 2036 | Mitigation | 0.95 | 45 | 0 | esc | 0.00097009 | 5.3524e-11 | 0.00097009 | 5.3524e-11
[35 empty] | WLDFR | HFTD - Distribution - Tier 3 - 3QU CoRE ¦ 3QU LoRE | 2037 | 0.33873 | 0.00097424 | 0.10757 | 0 | 0.10757 | 0.00097424 | 0.10757 | 0 | 0.10757 | 0.036439 | 0.036439 | 0.00097424 | 0.00033001 | 0.10757 | 0.036439 | 0 | 0 | 0.10757 | 0.036439 | [22 empty] | WLDFR | HFTD - Distribution - Tier 2 - 1QU CoRE ¦ 5QU LoRE | Red Flag Warning - Destructive Fires | 2037 | 1.5255e-08 | 1.5255e-08 | 9984.8474 | 263.1074 | 9721.74 | 0 | 0 | 0 | 1.5726e-05 | 0.00015232 | 0 | 0.00015232 | 0.00015232 | 0 | 0.00015232 | [22 empty] | 7.3.3.17.5 (Remote Grid) Updates to grid topology to minimize risk of ignition in HFTDs Remote GridWLDFRContaminationAggregated | WLDFR | HFTD - Distribution - Tier 2 - 1QU CoRE ¦ 2QU LoRE | Non-Red Flag Warning - Destructive Fires | Contamination | Aggregated | 2037 | 5.5175e-08 | 353.5334 | 1.9506e-05 | 2037 | Mitigation | 0.95 | 45 | 0 | esc | 0.00097009 | 5.3524e-11 | 0.00097009 | 5.3524e-11
[35 empty] | WLDFR | HFTD - Distribution - Tier 3 - 3QU CoRE ¦ 3QU LoRE | 2038 | 0.31657 | 0.00097424 | 0.11286 | 0 | 0.11286 | 0.00097424 | 0.11286 | 0 | 0.11286 | 0.035728 | 0.035728 | 0.00097424 | 0.00030842 | 0.11286 | 0.035728 | 0 | 0 | 0.11286 | 0.035728 | [22 empty] | WLDFR | HFTD - Distribution - Tier 2 - 1QU CoRE ¦ 5QU LoRE | Red Flag Warning - Destructive Fires | 2038 | 1.5255e-08 | 1.5255e-08 | 10472.8261 | 280.5544 | 10192.2718 | 0 | 0 | 0 | 1.5726e-05 | 0.00015977 | 0 | 0.00015977 | 0.00015977 | 0 | 0.00015977 | [22 empty] | 7.3.3.17.5 (Remote Grid) Updates to grid topology to minimize risk of ignition in HFTDs Remote GridWLDFRContaminationAggregated | WLDFR | HFTD - Distribution - Tier 2 - 1QU CoRE ¦ 2QU LoRE | Non-Red Flag Warning - Destructive Fires | Contamination | Aggregated | 2038 | 5.5175e-08 | 353.5334 | 1.9506e-05 | 2038 | Mitigation | 0.95 | 45 | 0 | esc | 0.00097009 | 5.3524e-11 | 0.00097009 | 5.3524e-11
[35 empty] | WLDFR | HFTD - Distribution - Tier 3 - 3QU CoRE ¦ 3QU LoRE | 2039 | 0.29586 | 0.00097424 | 0.11286 | 0 | 0.11286 | 0.00097424 | 0.11286 | 0 | 0.11286 | 0.03339 | 0.03339 | 0.00097424 | 0.00028824 | 0.11286 | 0.03339 | 0 | 0 | 0.11286 | 0.03339 | [22 empty] | WLDFR | HFTD - Distribution - Tier 2 - 1QU CoRE ¦ 5QU LoRE | Red Flag Warning - Destructive Fires | 2039 | 1.5255e-08 | 1.5255e-08 | 10472.8261 | 280.5544 | 10192.2718 | 0 | 0 | 0 | 1.5726e-05 | 0.00015977 | 0 | 0.00015977 | 0.00015977 | 0 | 0.00015977 | [22 empty] | 7.3.3.17.5 (Remote Grid) Updates to grid topology to minimize risk of ignition in HFTDs Remote GridWLDFRContaminationAggregated | WLDFR | HFTD - Distribution - Tier 2 - 1QU CoRE ¦ 2QU LoRE | Non-Red Flag Warning - Destructive Fires | Contamination | Aggregated | 2039 | 5.5175e-08 | 353.5334 | 1.9506e-05 | 2039 | Mitigation | 0.95 | 45 | 0 | esc | 0.00097009 | 5.3524e-11 | 0.00097009 | 5.3524e-11
[35 empty] | WLDFR | HFTD - Distribution - Tier 3 - 3QU CoRE ¦ 3QU LoRE | 2040 | 0.27651 | 0.00097424 | 0.11286 | 0 | 0.11286 | 0.00097424 | 0.11286 | 0 | 0.11286 | 0.031206 | 0.031206 | 0.00097424 | 0.00026939 | 0.11286 | 0.031206 | 0 | 0 | 0.11286 | 0.031206 | [22 empty] | WLDFR | HFTD - Distribution - Tier 2 - 1QU CoRE ¦ 5QU LoRE | Red Flag Warning - Destructive Fires | 2040 | 1.5255e-08 | 1.5255e-08 | 10472.8261 | 280.5544 | 10192.2718 | 0 | 0 | 0 | 1.5726e-05 | 0.00015977 | 0 | 0.00015977 | 0.00015977 | 0 | 0.00015977 | [22 empty] | 7.3.3.17.5 (Remote Grid) Updates to grid topology to minimize risk of ignition in HFTDs Remote GridWLDFRContaminationAggregated | WLDFR | HFTD - Distribution - Tier 2 - 1QU CoRE ¦ 2QU LoRE | Non-Red Flag Warning - Destructive Fires | Contamination | Aggregated | 2040 | 5.5175e-08 | 353.5334 | 1.9506e-05 | 2040 | Mitigation | 0.95 | 45 | 0 | esc | 0.00097009 | 5.3524e-11 | 0.00097009 | 5.3524e-11
[35 empty] | WLDFR | HFTD - Distribution - Tier 3 - 3QU CoRE ¦ 3QU LoRE | 2041 | 0.25842 | 0.00097424 | 0.11286 | 0 | 0.11286 | 0.00097424 | 0.11286 | 0 | 0.11286 | 0.029164 | 0.029164 | 0.00097424 | 0.00025176 | 0.11286 | 0.029164 | 0 | 0 | 0.11286 | 0.029164 | [22 empty] | WLDFR | HFTD - Distribution - Tier 2 - 1QU CoRE ¦ 5QU LoRE | Red Flag Warning - Destructive Fires | 2041 | 1.5255e-08 | 1.5255e-08 | 10472.8261 | 280.5544 | 10192.2718 | 0 | 0 | 0 | 1.5726e-05 | 0.00015977 | 0 | 0.00015977 | 0.00015977 | 0 | 0.00015977 | [22 empty] | 7.3.3.17.5 (Remote Grid) Updates to grid topology to minimize risk of ignition in HFTDs Remote GridWLDFRContaminationAggregated | WLDFR | HFTD - Distribution - Tier 2 - 1QU CoRE ¦ 2QU LoRE | Non-Red Flag Warning - Destructive Fires | Contamination | Aggregated | 2041 | 5.5175e-08 | 353.5334 | 1.9506e-05 | 2041 | Mitigation | 0.95 | 45 | 0 | esc | 0.00097009 | 5.3524e-11 | 0.00097009 | 5.3524e-11
[35 empty] | WLDFR | HFTD - Distribution - Tier 3 - 3QU CoRE ¦ 3QU LoRE | 2042 | 0.24151 | 0.00097424 | 0.11286 | 0 | 0.11286 | 0.00097424 | 0.11286 | 0 | 0.11286 | 0.027256 | 0.027256 | 0.00097424 | 0.00023529 | 0.11286 | 0.027256 | 0 | 0 | 0.11286 | 0.027256 | [22 empty] | WLDFR | HFTD - Distribution - Tier 2 - 1QU CoRE ¦ 5QU LoRE | Red Flag Warning - Destructive Fires | 2042 | 1.5255e-08 | 1.5255e-08 | 10472.8261 | 280.5544 | 10192.2718 | 0 | 0 | 0 | 1.5726e-05 | 0.00015977 | 0 | 0.00015977 | 0.00015977 | 0 | 0.00015977 | [22 empty] | 7.3.3.17.5 (Remote Grid) Updates to grid topology to minimize risk of ignition in HFTDs Remote GridWLDFRContaminationAggregated | WLDFR | HFTD - Distribution - Tier 2 - 1QU CoRE ¦ 2QU LoRE | Non-Red Flag Warning - Destructive Fires | Contamination | Aggregated | 2042 | 5.5175e-08 | 353.5334 | 1.9506e-05 | 2042 | Mitigation | 0.95 | 45 | 0 | esc | 0.00097009 | 5.3524e-11 | 0.00097009 | 5.3524e-11
[35 empty] | WLDFR | HFTD - Distribution - Tier 3 - 3QU CoRE ¦ 3QU LoRE | 2043 | 0.22571 | 0.00097424 | 0.11848 | 0 | 0.11848 | 0.00097424 | 0.11848 | 0 | 0.11848 | 0.026744 | 0.026744 | 0.00097424 | 0.0002199 | 0.11848 | 0.026744 | 0 | 0 | 0.11848 | 0.026744 | [22 empty] | WLDFR | HFTD - Distribution - Tier 2 - 1QU CoRE ¦ 5QU LoRE | Red Flag Warning - Destructive Fires | 2043 | 1.5255e-08 | 1.5255e-08 | 10992.1562 | 299.42 | 10692.7362 | 0 | 0 | 0 | 1.5726e-05 | 0.00016769 | 0 | 0.00016769 | 0.00016769 | 0 | 0.00016769 | [22 empty] | 7.3.3.17.5 (Remote Grid) Updates to grid topology to minimize risk of ignition in HFTDs Remote GridWLDFRContaminationAggregated | WLDFR | HFTD - Distribution - Tier 2 - 1QU CoRE ¦ 2QU LoRE | Non-Red Flag Warning - Destructive Fires | Contamination | Aggregated | 2043 | 5.5175e-08 | 353.5334 | 1.9506e-05 | 2043 | Mitigation | 0.95 | 45 | 0 | esc | 0.00097009 | 5.3524e-11 | 0.00097009 | 5.3524e-11
[35 empty] | WLDFR | HFTD - Distribution - Tier 3 - 3QU CoRE ¦ 3QU LoRE | 2044 | 0.21095 | 0.00097424 | 0.11848 | 0 | 0.11848 | 0.00097424 | 0.11848 | 0 | 0.11848 | 0.024994 | 0.024994 | 0.00097424 | 0.00020551 | 0.11848 | 0.024994 | 0 | 0 | 0.11848 | 0.024994 | [22 empty] | WLDFR | HFTD - Distribution - Tier 2 - 1QU CoRE ¦ 5QU LoRE | Red Flag Warning - Destructive Fires | 2044 | 1.5255e-08 | 1.5255e-08 | 10992.1562 | 299.42 | 10692.7362 | 0 | 0 | 0 | 1.5726e-05 | 0.00016769 | 0 | 0.00016769 | 0.00016769 | 0 | 0.00016769 | [22 empty] | 7.3.3.17.5 (Remote Grid) Updates to grid topology to minimize risk of ignition in HFTDs Remote GridWLDFRContaminationAggregated | WLDFR | HFTD - Distribution - Tier 2 - 1QU CoRE ¦ 2QU LoRE | Non-Red Flag Warning - Destructive Fires | Contamination | Aggregated | 2044 | 5.5175e-08 | 353.5334 | 1.9506e-05 | 2044 | Mitigation | 0.95 | 45 | 0 | esc | 0.00097009 | 5.3524e-11 | 0.00097009 | 5.3524e-11
[35 empty] | WLDFR | HFTD - Distribution - Tier 3 - 3QU CoRE ¦ 3QU LoRE | 2045 | 0.19715 | 0.00097424 | 0.11848 | 0 | 0.11848 | 0.00097424 | 0.11848 | 0 | 0.11848 | 0.023359 | 0.023359 | 0.00097424 | 0.00019207 | 0.11848 | 0.023359 | 0 | 0 | 0.11848 | 0.023359 | [22 empty] | WLDFR | HFTD - Distribution - Tier 2 - 1QU CoRE ¦ 5QU LoRE | Red Flag Warning - Destructive Fires | 2045 | 1.5255e-08 | 1.5255e-08 | 10992.1562 | 299.42 | 10692.7362 | 0 | 0 | 0 | 1.5726e-05 | 0.00016769 | 0 | 0.00016769 | 0.00016769 | 0 | 0.00016769 | [22 empty] | 7.3.3.17.5 (Remote Grid) Updates to grid topology to minimize risk of ignition in HFTDs Remote GridWLDFRContaminationAggregated | WLDFR | HFTD - Distribution - Tier 2 - 1QU CoRE ¦ 2QU LoRE | Non-Red Flag Warning - Destructive Fires | Contamination | Aggregated | 2045 | 5.5175e-08 | 353.5334 | 1.9506e-05 | 2045 | Mitigation | 0.95 | 45 | 0 | esc | 0.00097009 | 5.3524e-11 | 0.00097009 | 5.3524e-11
[35 empty] | WLDFR | HFTD - Distribution - Tier 3 - 3QU CoRE ¦ 3QU LoRE | 2046 | 0.18425 | 0.00097424 | 0.11848 | 0 | 0.11848 | 0.00097424 | 0.11848 | 0 | 0.11848 | 0.021831 | 0.021831 | 0.00097424 | 0.0001795 | 0.11848 | 0.021831 | 0 | 0 | 0.11848 | 0.021831 | [22 empty] | WLDFR | HFTD - Distribution - Tier 2 - 1QU CoRE ¦ 5QU LoRE | Red Flag Warning - Destructive Fires | 2046 | 1.5255e-08 | 1.5255e-08 | 10992.1562 | 299.42 | 10692.7362 | 0 | 0 | 0 | 1.5726e-05 | 0.00016769 | 0 | 0.00016769 | 0.00016769 | 0 | 0.00016769 | [22 empty] | 7.3.3.17.5 (Remote Grid) Updates to grid topology to minimize risk of ignition in HFTDs Remote GridWLDFRContaminationAggregated | WLDFR | HFTD - Distribution - Tier 2 - 1QU CoRE ¦ 2QU LoRE | Non-Red Flag Warning - Destructive Fires | Contamination | Aggregated | 2046 | 5.5175e-08 | 353.5334 | 1.9506e-05 | 2046 | Mitigation | 0.95 | 45 | 0 | esc | 0.00097009 | 5.3524e-11 | 0.00097009 | 5.3524e-11
[35 empty] | WLDFR | HFTD - Distribution - Tier 3 - 3QU CoRE ¦ 3QU LoRE | 2047 | 0.1722 | 0.00097424 | 0.11848 | 0 | 0.11848 | 0.00097424 | 0.11848 | 0 | 0.11848 | 0.020403 | 0.020403 | 0.00097424 | 0.00016776 | 0.11848 | 0.020403 | 0 | 0 | 0.11848 | 0.020403 | [22 empty] | WLDFR | HFTD - Distribution - Tier 2 - 1QU CoRE ¦ 5QU LoRE | Red Flag Warning - Destructive Fires | 2047 | 1.5255e-08 | 1.5255e-08 | 10992.1562 | 299.42 | 10692.7362 | 0 | 0 | 0 | 1.5726e-05 | 0.00016769 | 0 | 0.00016769 | 0.00016769 | 0 | 0.00016769 | [22 empty] | 7.3.3.17.5 (Remote Grid) Updates to grid topology to minimize risk of ignition in HFTDs Remote GridWLDFRContaminationAggregated | WLDFR | HFTD - Distribution - Tier 2 - 1QU CoRE ¦ 2QU LoRE | Non-Red Flag Warning - Destructive Fires | Contamination | Aggregated | 2047 | 5.5175e-08 | 353.5334 | 1.9506e-05 | 2047 | Mitigation | 0.95 | 45 | 0 | esc | 0.00097009 | 5.3524e-11 | 0.00097009 | 5.3524e-11
[35 empty] | WLDFR | HFTD - Distribution - Tier 3 - 3QU CoRE ¦ 3QU LoRE | 2048 | 0.16093 | 0.00097424 | 0.12438 | 0 | 0.12438 | 0.00097424 | 0.12438 | 0 | 0.12438 | 0.020017 | 0.020017 | 0.00097424 | 0.00015679 | 0.12438 | 0.020017 | 0 | 0 | 0.12438 | 0.020017 | [22 empty] | WLDFR | HFTD - Distribution - Tier 2 - 1QU CoRE ¦ 5QU LoRE | Red Flag Warning - Destructive Fires | 2048 | 1.5255e-08 | 1.5255e-08 | 11536.0538 | 319.4911 | 11216.5626 | 0 | 0 | 0 | 1.5726e-05 | 0.00017599 | 0 | 0.00017599 | 0.00017599 | 0 | 0.00017599 | [22 empty] | 7.3.3.17.5 (Remote Grid) Updates to grid topology to minimize risk of ignition in HFTDs Remote GridWLDFRContaminationAggregated | WLDFR | HFTD - Distribution - Tier 2 - 1QU CoRE ¦ 2QU LoRE | Non-Red Flag Warning - Destructive Fires | Contamination | Aggregated | 2048 | 5.5175e-08 | 353.5334 | 1.9506e-05 | 2048 | Mitigation | 0.95 | 45 | 0 | esc | 0.00097009 | 5.3524e-11 | 0.00097009 | 5.3524e-11
[35 empty] | WLDFR | HFTD - Distribution - Tier 3 - 3QU CoRE ¦ 3QU LoRE | 2049 | 0.1504 | 0.00097424 | 0.12438 | 0 | 0.12438 | 0.00097424 | 0.12438 | 0 | 0.12438 | 0.018708 | 0.018708 | 0.00097424 | 0.00014653 | 0.12438 | 0.018708 | 0 | 0 | 0.12438 | 0.018708 | [22 empty] | WLDFR | HFTD - Distribution - Tier 2 - 1QU CoRE ¦ 5QU LoRE | Red Flag Warning - Destructive Fires | 2049 | 1.5255e-08 | 1.5255e-08 | 11536.0538 | 319.4911 | 11216.5626 | 0 | 0 | 0 | 1.5726e-05 | 0.00017599 | 0 | 0.00017599 | 0.00017599 | 0 | 0.00017599 | [22 empty] | 7.3.3.17.5 (Remote Grid) Updates to grid topology to minimize risk of ignition in HFTDs Remote GridWLDFRContaminationAggregated | WLDFR | HFTD - Distribution - Tier 2 - 1QU CoRE ¦ 2QU LoRE | Non-Red Flag Warning - Destructive Fires | Contamination | Aggregated | 2049 | 5.5175e-08 | 353.5334 | 1.9506e-05 | 2049 | Mitigation | 0.95 | 45 | 0 | esc | 0.00097009 | 5.3524e-11 | 0.00097009 | 5.3524e-11
[35 empty] | WLDFR | HFTD - Distribution - Tier 3 - 3QU CoRE ¦ 3QU LoRE | 2050 | 0.14056 | 0.00097424 | 0.12438 | 0 | 0.12438 | 0.00097424 | 0.12438 | 0 | 0.12438 | 0.017484 | 0.017484 | 0.00097424 | 0.00013694 | 0.12438 | 0.017484 | 0 | 0 | 0.12438 | 0.017484 | [22 empty] | WLDFR | HFTD - Distribution - Tier 2 - 1QU CoRE ¦ 5QU LoRE | Red Flag Warning - Destructive Fires | 2050 | 1.5255e-08 | 1.5255e-08 | 11536.0538 | 319.4911 | 11216.5626 | 0 | 0 | 0 | 1.5726e-05 | 0.00017599 | 0 | 0.00017599 | 0.00017599 | 0 | 0.00017599 | [22 empty] | 7.3.3.17.5 (Remote Grid) Updates to grid topology to minimize risk of ignition in HFTDs Remote GridWLDFRContaminationAggregated | WLDFR | HFTD - Distribution - Tier 2 - 1QU CoRE ¦ 2QU LoRE | Non-Red Flag Warning - Destructive Fires | Contamination | Aggregated | 2050 | 5.5175e-08 | 353.5334 | 1.9506e-05 | 2050 | Mitigation | 0.95 | 45 | 0 | esc | 0.00097009 | 5.3524e-11 | 0.00097009 | 5.3524e-11
[35 empty] | WLDFR | HFTD - Distribution - Tier 3 - 3QU CoRE ¦ 3QU LoRE | 2051 | 0.13137 | 0.00097424 | 0.12438 | 0 | 0.12438 | 0.00097424 | 0.12438 | 0 | 0.12438 | 0.01634 | 0.01634 | 0.00097424 | 0.00012798 | 0.12438 | 0.01634 | 0 | 0 | 0.12438 | 0.01634 | [22 empty] | WLDFR | HFTD - Distribution - Tier 2 - 1QU CoRE ¦ 5QU LoRE | Red Flag Warning - Destructive Fires | 2051 | 1.5255e-08 | 1.5255e-08 | 11536.0538 | 319.4911 | 11216.5626 | 0 | 0 | 0 | 1.5726e-05 | 0.00017599 | 0 | 0.00017599 | 0.00017599 | 0 | 0.00017599 | [22 empty] | 7.3.3.17.5 (Remote Grid) Updates to grid topology to minimize risk of ignition in HFTDs Remote GridWLDFRContaminationAggregated | WLDFR | HFTD - Distribution - Tier 2 - 1QU CoRE ¦ 2QU LoRE | Non-Red Flag Warning - Destructive Fires | Contamination | Aggregated | 2051 | 5.5175e-08 | 353.5334 | 1.9506e-05 | 2051 | Mitigation | 0.95 | 45 | 0 | esc | 0.00097009 | 5.3524e-11 | 0.00097009 | 5.3524e-11
[35 empty] | WLDFR | HFTD - Distribution - Tier 3 - 3QU CoRE ¦ 3QU LoRE | 2052 | 0.12277 | 0.00097424 | 0.12438 | 0 | 0.12438 | 0.00097424 | 0.12438 | 0 | 0.12438 | 0.015271 | 0.015271 | 0.00097424 | 0.00011961 | 0.12438 | 0.015271 | 0 | 0 | 0.12438 | 0.015271 | [22 empty] | WLDFR | HFTD - Distribution - Tier 2 - 1QU CoRE ¦ 5QU LoRE | Red Flag Warning - Destructive Fires | 2052 | 1.5255e-08 | 1.5255e-08 | 11536.0538 | 319.4911 | 11216.5626 | 0 | 0 | 0 | 1.5726e-05 | 0.00017599 | 0 | 0.00017599 | 0.00017599 | 0 | 0.00017599 | [22 empty] | 7.3.3.17.5 (Remote Grid) Updates to grid topology to minimize risk of ignition in HFTDs Remote GridWLDFRContaminationAggregated | WLDFR | HFTD - Distribution - Tier 2 - 1QU CoRE ¦ 2QU LoRE | Non-Red Flag Warning - Destructive Fires | Contamination | Aggregated | 2052 | 5.5175e-08 | 353.5334 | 1.9506e-05 | 2052 | Mitigation | 0.95 | 45 | 0 | esc | 0.00097009 | 5.3524e-11 | 0.00097009 | 5.3524e-11
[35 empty] | WLDFR | HFTD - Distribution - Tier 3 - 3QU CoRE ¦ 3QU LoRE | 2053 | 0.11474 | 0.00097424 | 0.13048 | 0 | 0.13048 | 0.00097424 | 0.13048 | 0 | 0.13048 | 0.014971 | 0.014971 | 0.00097424 | 0.00011179 | 0.13048 | 0.014971 | 0 | 0 | 0.13048 | 0.014971 | [22 empty] | WLDFR | HFTD - Distribution - Tier 2 - 1QU CoRE ¦ 5QU LoRE | Red Flag Warning - Destructive Fires | 2053 | 1.5255e-08 | 1.5255e-08 | 12097.6769 | 340.5356 | 11757.1413 | 0 | 0 | 0 | 1.5726e-05 | 0.00018455 | 0 | 0.00018455 | 0.00018455 | 0 | 0.00018455 | [22 empty] | 7.3.3.17.5 (Remote Grid) Updates to grid topology to minimize risk of ignition in HFTDs Remote GridWLDFRContaminationAggregated | WLDFR | HFTD - Distribution - Tier 2 - 1QU CoRE ¦ 2QU LoRE | Non-Red Flag Warning - Destructive Fires | Contamination | Aggregated | 2053 | 5.5175e-08 | 353.5334 | 1.9506e-05 | 2053 | Mitigation | 0.95 | 45 | 0 | esc | 0.00097009 | 5.3524e-11 | 0.00097009 | 5.3524e-11
[35 empty] | WLDFR | HFTD - Distribution - Tier 3 - 3QU CoRE ¦ 3QU LoRE | 2054 | 0.10723 | 0.00097424 | 0.13048 | 0 | 0.13048 | 0.00097424 | 0.13048 | 0 | 0.13048 | 0.013992 | 0.013992 | 0.00097424 | 0.00010447 | 0.13048 | 0.013992 | 0 | 0 | 0.13048 | 0.013992 | [22 empty] | WLDFR | HFTD - Distribution - Tier 2 - 1QU CoRE ¦ 5QU LoRE | Red Flag Warning - Destructive Fires | 2054 | 1.5255e-08 | 1.5255e-08 | 12097.6769 | 340.5356 | 11757.1413 | 0 | 0 | 0 | 1.5726e-05 | 0.00018455 | 0 | 0.00018455 | 0.00018455 | 0 | 0.00018455 | [22 empty] | 7.3.3.17.5 (Remote Grid) Updates to grid topology to minimize risk of ignition in HFTDs Remote GridWLDFRContaminationAggregated | WLDFR | HFTD - Distribution - Tier 2 - 1QU CoRE ¦ 2QU LoRE | Non-Red Flag Warning - Destructive Fires | Contamination | Aggregated | 2054 | 5.5175e-08 | 353.5334 | 1.9506e-05 | 2054 | Mitigation | 0.95 | 45 | 0 | esc | 0.00097009 | 5.3524e-11 | 0.00097009 | 5.3524e-11
[35 empty] | WLDFR | HFTD - Distribution - Tier 3 - 3QU CoRE ¦ 3QU LoRE | 2055 | 0.10022 | 0.00097424 | 0.13048 | 0 | 0.13048 | 0.00097424 | 0.13048 | 0 | 0.13048 | 0.013077 | 0.013077 | 0.00097424 | 9.7638e-05 | 0.13048 | 0.013077 | 0 | 0 | 0.13048 | 0.013077 | [22 empty] | WLDFR | HFTD - Distribution - Tier 2 - 1QU CoRE ¦ 5QU LoRE | Red Flag Warning - Destructive Fires | 2055 | 1.5255e-08 | 1.5255e-08 | 12097.6769 | 340.5356 | 11757.1413 | 0 | 0 | 0 | 1.5726e-05 | 0.00018455 | 0 | 0.00018455 | 0.00018455 | 0 | 0.00018455 | [22 empty] | 7.3.3.17.5 (Remote Grid) Updates to grid topology to minimize risk of ignition in HFTDs Remote GridWLDFRContaminationAggregated | WLDFR | HFTD - Distribution - Tier 2 - 1QU CoRE ¦ 2QU LoRE | Non-Red Flag Warning - Destructive Fires | Contamination | Aggregated | 2055 | 5.5175e-08 | 353.5334 | 1.9506e-05 | 2055 | Mitigation | 0.95 | 45 | 0 | esc | 0.00097009 | 5.3524e-11 | 0.00097009 | 5.3524e-11
[35 empty] | WLDFR | HFTD - Distribution - Tier 3 - 3QU CoRE ¦ 3QU LoRE | 2056 | 0.093663 | 0.00097424 | 0.13048 | 0 | 0.13048 | 0.00097424 | 0.13048 | 0 | 0.13048 | 0.012221 | 0.012221 | 0.00097424 | 9.1251e-05 | 0.13048 | 0.012221 | 0 | 0 | 0.13048 | 0.012221 | [22 empty] | WLDFR | HFTD - Distribution - Tier 2 - 1QU CoRE ¦ 5QU LoRE | Red Flag Warning - Destructive Fires | 2056 | 1.5255e-08 | 1.5255e-08 | 12097.6769 | 340.5356 | 11757.1413 | 0 | 0 | 0 | 1.5726e-05 | 0.00018455 | 0 | 0.00018455 | 0.00018455 | 0 | 0.00018455 | [22 empty] | 7.3.3.17.5 (Remote Grid) Updates to grid topology to minimize risk of ignition in HFTDs Remote GridWLDFRContaminationAggregated | WLDFR | HFTD - Distribution - Tier 2 - 1QU CoRE ¦ 2QU LoRE | Non-Red Flag Warning - Destructive Fires | Contamination | Aggregated | 2056 | 5.5175e-08 | 353.5334 | 1.9506e-05 | 2056 | Mitigation | 0.95 | 45 | 0 | esc | 0.00097009 | 5.3524e-11 | 0.00097009 | 5.3524e-11
[35 empty] | WLDFR | HFTD - Distribution - Tier 3 - 3QU CoRE ¦ 3QU LoRE | 2057 | 0.087535 | 0.00097424 | 0.13048 | 0 | 0.13048 | 0.00097424 | 0.13048 | 0 | 0.13048 | 0.011422 | 0.011422 | 0.00097424 | 8.5281e-05 | 0.13048 | 0.011422 | 0 | 0 | 0.13048 | 0.011422 | [22 empty] | WLDFR | HFTD - Distribution - Tier 2 - 1QU CoRE ¦ 5QU LoRE | Red Flag Warning - Destructive Fires | 2057 | 1.5255e-08 | 1.5255e-08 | 12097.6769 | 340.5356 | 11757.1413 | 0 | 0 | 0 | 1.5726e-05 | 0.00018455 | 0 | 0.00018455 | 0.00018455 | 0 | 0.00018455 | [22 empty] | 7.3.3.17.5 (Remote Grid) Updates to grid topology to minimize risk of ignition in HFTDs Remote GridWLDFRContaminationAggregated | WLDFR | HFTD - Distribution - Tier 2 - 1QU CoRE ¦ 2QU LoRE | Non-Red Flag Warning - Destructive Fires | Contamination | Aggregated | 2057 | 5.5175e-08 | 353.5334 | 1.9506e-05 | 2057 | Mitigation | 0.95 | 45 | 0 | esc | 0.00097009 | 5.3524e-11 | 0.00097009 | 5.3524e-11
[35 empty] | WLDFR | HFTD - Distribution - Tier 3 - 3QU CoRE ¦ 3QU LoRE | 2058 | 0.081809 | 0.00097424 | 0.1367 | 0 | 0.1367 | 0.00097424 | 0.1367 | 0 | 0.1367 | 0.011183 | 0.011183 | 0.00097424 | 7.9702e-05 | 0.1367 | 0.011183 | 0 | 0 | 0.1367 | 0.011183 | [22 empty] | WLDFR | HFTD - Distribution - Tier 2 - 1QU CoRE ¦ 5QU LoRE | Red Flag Warning - Destructive Fires | 2058 | 1.5255e-08 | 1.5255e-08 | 12670.1796 | 362.3049 | 12307.8747 | 0 | 0 | 0 | 1.5726e-05 | 0.00019329 | 0 | 0.00019329 | 0.00019329 | 0 | 0.00019329 | [22 empty] | 7.3.3.17.5 (Remote Grid) Updates to grid topology to minimize risk of ignition in HFTDs Remote GridWLDFRContaminationAggregated | WLDFR | HFTD - Distribution - Tier 2 - 1QU CoRE ¦ 2QU LoRE | Non-Red Flag Warning - Destructive Fires | Contamination | Aggregated | 2058 | 5.5175e-08 | 353.5334 | 1.9506e-05 | 2058 | Mitigation | 0.95 | 45 | 0 | esc | 0.00097009 | 5.3524e-11 | 0.00097009 | 5.3524e-11
[35 empty] | WLDFR | HFTD - Distribution - Tier 3 - 3QU CoRE ¦ 3QU LoRE | 2059 | 0.076457 | 0.00097424 | 0.1367 | 0 | 0.1367 | 0.00097424 | 0.1367 | 0 | 0.1367 | 0.010452 | 0.010452 | 0.00097424 | 7.4488e-05 | 0.1367 | 0.010452 | 0 | 0 | 0.1367 | 0.010452 | [22 empty] | WLDFR | HFTD - Distribution - Tier 2 - 1QU CoRE ¦ 5QU LoRE | Red Flag Warning - Destructive Fires | 2059 | 1.5255e-08 | 1.5255e-08 | 12670.1796 | 362.3049 | 12307.8747 | 0 | 0 | 0 | 1.5726e-05 | 0.00019329 | 0 | 0.00019329 | 0.00019329 | 0 | 0.00019329 | [22 empty] | 7.3.3.17.5 (Remote Grid) Updates to grid topology to minimize risk of ignition in HFTDs Remote GridWLDFRContaminationAggregated | WLDFR | HFTD - Distribution - Tier 2 - 1QU CoRE ¦ 2QU LoRE | Non-Red Flag Warning - Destructive Fires | Contamination | Aggregated | 2059 | 5.5175e-08 | 353.5334 | 1.9506e-05 | 2059 | Mitigation | 0.95 | 45 | 0 | esc | 0.00097009 | 5.3524e-11 | 0.00097009 | 5.3524e-11
[35 empty] | WLDFR | HFTD - Distribution - Tier 3 - 3QU CoRE ¦ 3QU LoRE | 2060 | 0.071455 | 0.00097424 | 0.1367 | 0 | 0.1367 | 0.00097424 | 0.1367 | 0 | 0.1367 | 0.009768 | 0.009768 | 0.00097424 | 6.9615e-05 | 0.1367 | 0.009768 | 0 | 0 | 0.1367 | 0.009768 | [22 empty] | WLDFR | HFTD - Distribution - Tier 2 - 1QU CoRE ¦ 5QU LoRE | Red Flag Warning - Destructive Fires | 2060 | 1.5255e-08 | 1.5255e-08 | 12670.1796 | 362.3049 | 12307.8747 | 0 | 0 | 0 | 1.5726e-05 | 0.00019329 | 0 | 0.00019329 | 0.00019329 | 0 | 0.00019329 | [22 empty] | 7.3.3.17.5 (Remote Grid) Updates to grid topology to minimize risk of ignition in HFTDs Remote GridWLDFRContaminationAggregated | WLDFR | HFTD - Distribution - Tier 2 - 1QU CoRE ¦ 2QU LoRE | Non-Red Flag Warning - Destructive Fires | Contamination | Aggregated | 2060 | 5.5175e-08 | 353.5334 | 1.9506e-05 | 2060 | Mitigation | 0.95 | 45 | 0 | esc | 0.00097009 | 5.3524e-11 | 0.00097009 | 5.3524e-11
[35 empty] | WLDFR | HFTD - Distribution - Tier 3 - 3QU CoRE ¦ 3QU LoRE | 2061 | 0.06678 | 0.00097424 | 0.1367 | 0 | 0.1367 | 0.00097424 | 0.1367 | 0 | 0.1367 | 0.0091289 | 0.0091289 | 0.00097424 | 6.506e-05 | 0.1367 | 0.0091289 | 0 | 0 | 0.1367 | 0.0091289 | [22 empty] | WLDFR | HFTD - Distribution - Tier 2 - 1QU CoRE ¦ 5QU LoRE | Red Flag Warning - Destructive Fires | 2061 | 1.5255e-08 | 1.5255e-08 | 12670.1796 | 362.3049 | 12307.8747 | 0 | 0 | 0 | 1.5726e-05 | 0.00019329 | 0 | 0.00019329 | 0.00019329 | 0 | 0.00019329 | [22 empty] | 7.3.3.17.5 (Remote Grid) Updates to grid topology to minimize risk of ignition in HFTDs Remote GridWLDFRContaminationAggregated | WLDFR | HFTD - Distribution - Tier 2 - 1QU CoRE ¦ 2QU LoRE | Non-Red Flag Warning - Destructive Fires | Contamination | Aggregated | 2061 | 5.5175e-08 | 353.5334 | 1.9506e-05 | 2061 | Mitigation | 0.95 | 45 | 0 | esc | 0.00097009 | 5.3524e-11 | 0.00097009 | 5.3524e-11
[35 empty] | WLDFR | HFTD - Distribution - Tier 3 - 3QU CoRE ¦ 3QU LoRE | 2062 | 0.062412 | 0.00097424 | 0.1367 | 0 | 0.1367 | 0.00097424 | 0.1367 | 0 | 0.1367 | 0.0085317 | 0.0085317 | 0.00097424 | 6.0804e-05 | 0.1367 | 0.0085317 | 0 | 0 | 0.1367 | 0.0085317 | [22 empty] | WLDFR | HFTD - Distribution - Tier 2 - 1QU CoRE ¦ 5QU LoRE | Red Flag Warning - Destructive Fires | 2062 | 1.5255e-08 | 1.5255e-08 | 12670.1796 | 362.3049 | 12307.8747 | 0 | 0 | 0 | 1.5726e-05 | 0.00019329 | 0 | 0.00019329 | 0.00019329 | 0 | 0.00019329 | [22 empty] | 7.3.3.17.5 (Remote Grid) Updates to grid topology to minimize risk of ignition in HFTDs Remote GridWLDFRContaminationAggregated | WLDFR | HFTD - Distribution - Tier 2 - 1QU CoRE ¦ 2QU LoRE | Non-Red Flag Warning - Destructive Fires | Contamination | Aggregated | 2062 | 5.5175e-08 | 353.5334 | 1.9506e-05 | 2062 | Mitigation | 0.95 | 45 | 0 | esc | 0.00097009 | 5.3524e-11 | 0.00097009 | 5.3524e-11
[35 empty] | WLDFR | HFTD - Distribution - Tier 3 - 3QU CoRE ¦ 3QU LoRE | 2063 | 0.058329 | 0.00097424 | 0.14297 | 0 | 0.14297 | 0.00097424 | 0.14297 | 0 | 0.14297 | 0.0083392 | 0.0083392 | 0.00097424 | 5.6826e-05 | 0.14297 | 0.0083392 | 0 | 0 | 0.14297 | 0.0083392 | [22 empty] | WLDFR | HFTD - Distribution - Tier 2 - 1QU CoRE ¦ 5QU LoRE | Red Flag Warning - Destructive Fires | 2063 | 1.5255e-08 | 1.5255e-08 | 13246.6313 | 384.5316 | 12862.0997 | 0 | 0 | 0 | 1.5726e-05 | 0.00020208 | 0 | 0.00020208 | 0.00020208 | 0 | 0.00020208 | [22 empty] | 7.3.3.17.5 (Remote Grid) Updates to grid topology to minimize risk of ignition in HFTDs Remote GridWLDFRContaminationAggregated | WLDFR | HFTD - Distribution - Tier 2 - 1QU CoRE ¦ 2QU LoRE | Non-Red Flag Warning - Destructive Fires | Contamination | Aggregated | 2063 | 5.5175e-08 | 353.5334 | 1.9506e-05 | 2063 | Mitigation | 0.95 | 45 | 0 | esc | 0.00097009 | 5.3524e-11 | 0.00097009 | 5.3524e-11
[35 empty] | WLDFR | HFTD - Distribution - Tier 3 - 3QU CoRE ¦ 3QU LoRE | 2064 | 0.054513 | 0.00097424 | 0.14297 | 0 | 0.14297 | 0.00097424 | 0.14297 | 0 | 0.14297 | 0.0077936 | 0.0077936 | 0.00097424 | 5.3109e-05 | 0.14297 | 0.0077936 | 0 | 0 | 0.14297 | 0.0077936 | [22 empty] | WLDFR | HFTD - Distribution - Tier 2 - 1QU CoRE ¦ 5QU LoRE | Red Flag Warning - Destructive Fires | 2064 | 1.5255e-08 | 1.5255e-08 | 13246.6313 | 384.5316 | 12862.0997 | 0 | 0 | 0 | 1.5726e-05 | 0.00020208 | 0 | 0.00020208 | 0.00020208 | 0 | 0.00020208 | [22 empty] | 7.3.3.17.5 (Remote Grid) Updates to grid topology to minimize risk of ignition in HFTDs Remote GridWLDFRContaminationAggregated | WLDFR | HFTD - Distribution - Tier 2 - 1QU CoRE ¦ 2QU LoRE | Non-Red Flag Warning - Destructive Fires | Contamination | Aggregated | 2064 | 5.5175e-08 | 353.5334 | 1.9506e-05 | 2064 | Mitigation | 0.95 | 45 | 0 | esc | 0.00097009 | 5.3524e-11 | 0.00097009 | 5.3524e-11
[35 empty] | WLDFR | HFTD - Distribution - Tier 3 - 3QU CoRE ¦ 3QU LoRE | 2065 | 0.050946 | 0.00097424 | 0.14297 | 0 | 0.14297 | 0.00097424 | 0.14297 | 0 | 0.14297 | 0.0072838 | 0.0072838 | 0.00097424 | 4.9634e-05 | 0.14297 | 0.0072838 | 0 | 0 | 0.14297 | 0.0072838 | [22 empty] | WLDFR | HFTD - Distribution - Tier 2 - 1QU CoRE ¦ 5QU LoRE | Red Flag Warning - Destructive Fires | 2065 | 1.5255e-08 | 1.5255e-08 | 13246.6313 | 384.5316 | 12862.0997 | 0 | 0 | 0 | 1.5726e-05 | 0.00020208 | 0 | 0.00020208 | 0.00020208 | 0 | 0.00020208 | [22 empty] | 7.3.3.17.5 (Remote Grid) Updates to grid topology to minimize risk of ignition in HFTDs Remote GridWLDFRContaminationAggregated | WLDFR | HFTD - Distribution - Tier 2 - 1QU CoRE ¦ 2QU LoRE | Non-Red Flag Warning - Destructive Fires | Contamination | Aggregated | 2065 | 5.5175e-08 | 353.5334 | 1.9506e-05 | 2065 | Mitigation | 0.95 | 45 | 0 | esc | 0.00097009 | 5.3524e-11 | 0.00097009 | 5.3524e-11
[35 empty] | WLDFR | HFTD - Distribution - Tier 3 - 3QU CoRE ¦ 3QU LoRE | 2066 | 0.047613 | 0.00097424 | 0.14297 | 0 | 0.14297 | 0.00097424 | 0.14297 | 0 | 0.14297 | 0.0068073 | 0.0068073 | 0.00097424 | 4.6387e-05 | 0.14297 | 0.0068073 | 0 | 0 | 0.14297 | 0.0068073 | [22 empty] | WLDFR | HFTD - Distribution - Tier 2 - 1QU CoRE ¦ 5QU LoRE | Red Flag Warning - Destructive Fires | 2066 | 1.5255e-08 | 1.5255e-08 | 13246.6313 | 384.5316 | 12862.0997 | 0 | 0 | 0 | 1.5726e-05 | 0.00020208 | 0 | 0.00020208 | 0.00020208 | 0 | 0.00020208 | [22 empty] | 7.3.3.17.5 (Remote Grid) Updates to grid topology to minimize risk of ignition in HFTDs Remote GridWLDFRContaminationAggregated | WLDFR | HFTD - Distribution - Tier 2 - 1QU CoRE ¦ 2QU LoRE | Non-Red Flag Warning - Destructive Fires | Contamination | Aggregated | 2066 | 5.5175e-08 | 353.5334 | 1.9506e-05 | 2066 | Mitigation | 0.95 | 45 | 0 | esc | 0.00097009 | 5.3524e-11 | 0.00097009 | 5.3524e-11
[35 empty] | WLDFR | HFTD - Distribution - Tier 3 - 3QU CoRE ¦ 3QU LoRE | 2067 | 0.044499 | 0 | 0 | 0 | 0 | 0.00097424 | 0.14297 | 0 | 0.14297 | 0 | 0.0063619 | 0 | 0 | 0 | 0 | 0 | 0 | 0 | 0 | [22 empty] | WLDFR | HFTD - Distribution - Tier 2 - 1QU CoRE ¦ 5QU LoRE | Red Flag Warning - Destructive Fires | 2067 | 0 | 1.5255e-08 | 13246.6313 | 384.5316 | 12862.0997 | 0 | 0 | 0 | 1.5726e-05 | 0 | 0 | 0 | 0.00020208 | 0 | 0.00020208 | [22 empty] | 7.3.3.17.5 (Remote Grid) Updates to grid topology to minimize risk of ignition in HFTDs Remote GridWLDFRContaminationAggregated | WLDFR | HFTD - Distribution - Tier 2 - 1QU CoRE ¦ 2QU LoRE | Non-Red Flag Warning - Destructive Fires | Contamination | Aggregated | 2067 | 5.5175e-08 | 353.5334 | 1.9506e-05 | 2067 | Mitigation | 0.95 | 45 | 0 | esc | 0 | 0 | 0.00097009 | 5.3524e-11
[35 empty] | WLDFR | HFTD - Distribution - Tier 3 - 3QU CoRE ¦ 4QU LoRE | 2022 | 0.93458 | 0.00077216 | 0.082379 | 0 | 0.082379 | 0 | 0 | 0 | 0 | 0.07699 | 0 | 0.00077216 | 0.00072164 | 0.082379 | 0.07699 | 0 | 0 | 0.082379 | 0.07699 | [22 empty] | WLDFR | HFTD - Distribution - Tier 2 - 1QU CoRE ¦ 5QU LoRE | Red Flag Warning - Large Fires | 2022 | 5.5538e-08 | 0 | 5.2406 | 0.69642 | 2.942 | 1.6022 | 0 | 0 | 5.7251e-05 | 2.9105e-07 | 0 | 2.9105e-07 | 0 | 0 | 0 | [22 empty] | 7.3.3.17.5 (Remote Grid) Updates to grid topology to minimize risk of ignition in HFTDs Remote GridWLDFREquipment / facility failureAggregated | WLDFR | HFTD - Distribution - Tier 2 - 1QU CoRE ¦ 2QU LoRE | Non-Red Flag Warning - Destructive Fires | Equipment / facility failure | Aggregated | 2022 | 1.2656e-06 | 353.5334 | 0.00044744 | 2022 | Mitigation | 0.95 | 45 | 0 | esc | 0.00097009 | 1.2278e-09 | 0 | 0
[35 empty] | WLDFR | HFTD - Distribution - Tier 3 - 3QU CoRE ¦ 4QU LoRE | 2023 | 0.87344 | 0.00077216 | 0.085397 | 0 | 0.085397 | 0.00077216 | 0.085397 | 0 | 0.085397 | 0.074589 | 0.074589 | 0.00077216 | 0.00067443 | 0.085397 | 0.074589 | 0 | 0 | 0.085397 | 0.074589 | [22 empty] | WLDFR | HFTD - Distribution - Tier 2 - 1QU CoRE ¦ 5QU LoRE | Red Flag Warning - Large Fires | 2023 | 5.5538e-08 | 5.5538e-08 | 5.475 | 0.71896 | 3.0715 | 1.6846 | 0 | 0 | 5.7251e-05 | 3.0407e-07 | 0 | 3.0407e-07 | 3.0407e-07 | 0 | 3.0407e-07 | [22 empty] | 7.3.3.17.5 (Remote Grid) Updates to grid topology to minimize risk of ignition in HFTDs Remote GridWLDFREquipment / facility failureAggregated | WLDFR | HFTD - Distribution - Tier 2 - 1QU CoRE ¦ 2QU LoRE | Non-Red Flag Warning - Destructive Fires | Equipment / facility failure | Aggregated | 2023 | 1.2656e-06 | 353.5334 | 0.00044744 | 2023 | Mitigation | 0.95 | 45 | 0 | esc | 0.00097009 | 1.2278e-09 | 0.00097009 | 1.2278e-09
[35 empty] | WLDFR | HFTD - Distribution - Tier 3 - 3QU CoRE ¦ 4QU LoRE | 2024 | 0.8163 | 0.00077216 | 0.085397 | 0 | 0.085397 | 0.00077216 | 0.085397 | 0 | 0.085397 | 0.06971 | 0.06971 | 0.00077216 | 0.00063031 | 0.085397 | 0.06971 | 0 | 0 | 0.085397 | 0.06971 | [22 empty] | WLDFR | HFTD - Distribution - Tier 2 - 1QU CoRE ¦ 5QU LoRE | Red Flag Warning - Large Fires | 2024 | 5.5538e-08 | 5.5538e-08 | 5.475 | 0.71896 | 3.0715 | 1.6846 | 0 | 0 | 5.7251e-05 | 3.0407e-07 | 0 | 3.0407e-07 | 3.0407e-07 | 0 | 3.0407e-07 | [22 empty] | 7.3.3.17.5 (Remote Grid) Updates to grid topology to minimize risk of ignition in HFTDs Remote GridWLDFREquipment / facility failureAggregated | WLDFR | HFTD - Distribution - Tier 2 - 1QU CoRE ¦ 2QU LoRE | Non-Red Flag Warning - Destructive Fires | Equipment / facility failure | Aggregated | 2024 | 1.2656e-06 | 353.5334 | 0.00044744 | 2024 | Mitigation | 0.95 | 45 | 0 | esc | 0.00097009 | 1.2278e-09 | 0.00097009 | 1.2278e-09
[35 empty] | WLDFR | HFTD - Distribution - Tier 3 - 3QU CoRE ¦ 4QU LoRE | 2025 | 0.7629 | 0.00077216 | 0.085397 | 0 | 0.085397 | 0.00077216 | 0.085397 | 0 | 0.085397 | 0.065149 | 0.065149 | 0.00077216 | 0.00058908 | 0.085397 | 0.065149 | 0 | 0 | 0.085397 | 0.065149 | [22 empty] | WLDFR | HFTD - Distribution - Tier 2 - 1QU CoRE ¦ 5QU LoRE | Red Flag Warning - Large Fires | 2025 | 5.5538e-08 | 5.5538e-08 | 5.475 | 0.71896 | 3.0715 | 1.6846 | 0 | 0 | 5.7251e-05 | 3.0407e-07 | 0 | 3.0407e-07 | 3.0407e-07 | 0 | 3.0407e-07 | [22 empty] | 7.3.3.17.5 (Remote Grid) Updates to grid topology to minimize risk of ignition in HFTDs Remote GridWLDFREquipment / facility failureAggregated | WLDFR | HFTD - Distribution - Tier 2 - 1QU CoRE ¦ 2QU LoRE | Non-Red Flag Warning - Destructive Fires | Equipment / facility failure | Aggregated | 2025 | 1.2656e-06 | 353.5334 | 0.00044744 | 2025 | Mitigation | 0.95 | 45 | 0 | esc | 0.00097009 | 1.2278e-09 | 0.00097009 | 1.2278e-09
[35 empty] | WLDFR | HFTD - Distribution - Tier 3 - 3QU CoRE ¦ 4QU LoRE | 2026 | 0.71299 | 0.00077216 | 0.085397 | 0 | 0.085397 | 0.00077216 | 0.085397 | 0 | 0.085397 | 0.060887 | 0.060887 | 0.00077216 | 0.00055054 | 0.085397 | 0.060887 | 0 | 0 | 0.085397 | 0.060887 | [22 empty] | WLDFR | HFTD - Distribution - Tier 2 - 1QU CoRE ¦ 5QU LoRE | Red Flag Warning - Large Fires | 2026 | 5.5538e-08 | 5.5538e-08 | 5.475 | 0.71896 | 3.0715 | 1.6846 | 0 | 0 | 5.7251e-05 | 3.0407e-07 | 0 | 3.0407e-07 | 3.0407e-07 | 0 | 3.0407e-07 | [22 empty] | 7.3.3.17.5 (Remote Grid) Updates to grid topology to minimize risk of ignition in HFTDs Remote GridWLDFREquipment / facility failureAggregated | WLDFR | HFTD - Distribution - Tier 2 - 1QU CoRE ¦ 2QU LoRE | Non-Red Flag Warning - Destructive Fires | Equipment / facility failure | Aggregated | 2026 | 1.2656e-06 | 353.5334 | 0.00044744 | 2026 | Mitigation | 0.95 | 45 | 0 | esc | 0.00097009 | 1.2278e-09 | 0.00097009 | 1.2278e-09
[35 empty] | WLDFR | HFTD - Distribution - Tier 3 - 3QU CoRE ¦ 4QU LoRE | 2027 | 0.66634 | 0.00077216 | 0.085397 | 0 | 0.085397 | 0.00077216 | 0.085397 | 0 | 0.085397 | 0.056904 | 0.056904 | 0.00077216 | 0.00051452 | 0.085397 | 0.056904 | 0 | 0 | 0.085397 | 0.056904 | [22 empty] | WLDFR | HFTD - Distribution - Tier 2 - 1QU CoRE ¦ 5QU LoRE | Red Flag Warning - Large Fires | 2027 | 5.5538e-08 | 5.5538e-08 | 5.475 | 0.71896 | 3.0715 | 1.6846 | 0 | 0 | 5.7251e-05 | 3.0407e-07 | 0 | 3.0407e-07 | 3.0407e-07 | 0 | 3.0407e-07 | [22 empty] | 7.3.3.17.5 (Remote Grid) Updates to grid topology to minimize risk of ignition in HFTDs Remote GridWLDFREquipment / facility failureAggregated | WLDFR | HFTD - Distribution - Tier 2 - 1QU CoRE ¦ 2QU LoRE | Non-Red Flag Warning - Destructive Fires | Equipment / facility failure | Aggregated | 2027 | 1.2656e-06 | 353.5334 | 0.00044744 | 2027 | Mitigation | 0.95 | 45 | 0 | esc | 0.00097009 | 1.2278e-09 | 0.00097009 | 1.2278e-09
[35 empty] | WLDFR | HFTD - Distribution - Tier 3 - 3QU CoRE ¦ 4QU LoRE | 2028 | 0.62275 | 0.00077216 | 0.089201 | 0 | 0.089201 | 0.00077216 | 0.089201 | 0 | 0.089201 | 0.05555 | 0.05555 | 0.00077216 | 0.00048086 | 0.089201 | 0.05555 | 0 | 0 | 0.089201 | 0.05555 | [22 empty] | WLDFR | HFTD - Distribution - Tier 2 - 1QU CoRE ¦ 5QU LoRE | Red Flag Warning - Large Fires | 2028 | 5.5538e-08 | 5.5538e-08 | 5.777 | 0.74734 | 3.238 | 1.7917 | 0 | 0 | 5.7251e-05 | 3.2084e-07 | 0 | 3.2084e-07 | 3.2084e-07 | 0 | 3.2084e-07 | [22 empty] | 7.3.3.17.5 (Remote Grid) Updates to grid topology to minimize risk of ignition in HFTDs Remote GridWLDFREquipment / facility failureAggregated | WLDFR | HFTD - Distribution - Tier 2 - 1QU CoRE ¦ 2QU LoRE | Non-Red Flag Warning - Destructive Fires | Equipment / facility failure | Aggregated | 2028 | 1.2656e-06 | 353.5334 | 0.00044744 | 2028 | Mitigation | 0.95 | 45 | 0 | esc | 0.00097009 | 1.2278e-09 | 0.00097009 | 1.2278e-09
[35 empty] | WLDFR | HFTD - Distribution - Tier 3 - 3QU CoRE ¦ 4QU LoRE | 2029 | 0.58201 | 0.00077216 | 0.089201 | 0 | 0.089201 | 0.00077216 | 0.089201 | 0 | 0.089201 | 0.051916 | 0.051916 | 0.00077216 | 0.0004494 | 0.089201 | 0.051916 | 0 | 0 | 0.089201 | 0.051916 | [22 empty] | WLDFR | HFTD - Distribution - Tier 2 - 1QU CoRE ¦ 5QU LoRE | Red Flag Warning - Large Fires | 2029 | 5.5538e-08 | 5.5538e-08 | 5.777 | 0.74734 | 3.238 | 1.7917 | 0 | 0 | 5.7251e-05 | 3.2084e-07 | 0 | 3.2084e-07 | 3.2084e-07 | 0 | 3.2084e-07 | [22 empty] | 7.3.3.17.5 (Remote Grid) Updates to grid topology to minimize risk of ignition in HFTDs Remote GridWLDFREquipment / facility failureAggregated | WLDFR | HFTD - Distribution - Tier 2 - 1QU CoRE ¦ 2QU LoRE | Non-Red Flag Warning - Destructive Fires | Equipment / facility failure | Aggregated | 2029 | 1.2656e-06 | 353.5334 | 0.00044744 | 2029 | Mitigation | 0.95 | 45 | 0 | esc | 0.00097009 | 1.2278e-09 | 0.00097009 | 1.2278e-09
[35 empty] | WLDFR | HFTD - Distribution - Tier 3 - 3QU CoRE ¦ 4QU LoRE | 2030 | 0.54393 | 0.00077216 | 0.089201 | 0 | 0.089201 | 0.00077216 | 0.089201 | 0 | 0.089201 | 0.048519 | 0.048519 | 0.00077216 | 0.00042 | 0.089201 | 0.048519 | 0 | 0 | 0.089201 | 0.048519 | [22 empty] | WLDFR | HFTD - Distribution - Tier 2 - 1QU CoRE ¦ 5QU LoRE | Red Flag Warning - Large Fires | 2030 | 5.5538e-08 | 5.5538e-08 | 5.777 | 0.74734 | 3.238 | 1.7917 | 0 | 0 | 5.7251e-05 | 3.2084e-07 | 0 | 3.2084e-07 | 3.2084e-07 | 0 | 3.2084e-07 | [22 empty] | 7.3.3.17.5 (Remote Grid) Updates to grid topology to minimize risk of ignition in HFTDs Remote GridWLDFREquipment / facility failureAggregated | WLDFR | HFTD - Distribution - Tier 2 - 1QU CoRE ¦ 2QU LoRE | Non-Red Flag Warning - Destructive Fires | Equipment / facility failure | Aggregated | 2030 | 1.2656e-06 | 353.5334 | 0.00044744 | 2030 | Mitigation | 0.95 | 45 | 0 | esc | 0.00097009 | 1.2278e-09 | 0.00097009 | 1.2278e-09
[35 empty] | WLDFR | HFTD - Distribution - Tier 3 - 3QU CoRE ¦ 4QU LoRE | 2031 | 0.50835 | 0.00077216 | 0.089201 | 0 | 0.089201 | 0.00077216 | 0.089201 | 0 | 0.089201 | 0.045345 | 0.045345 | 0.00077216 | 0.00039253 | 0.089201 | 0.045345 | 0 | 0 | 0.089201 | 0.045345 | [22 empty] | WLDFR | HFTD - Distribution - Tier 2 - 1QU CoRE ¦ 5QU LoRE | Red Flag Warning - Large Fires | 2031 | 5.5538e-08 | 5.5538e-08 | 5.777 | 0.74734 | 3.238 | 1.7917 | 0 | 0 | 5.7251e-05 | 3.2084e-07 | 0 | 3.2084e-07 | 3.2084e-07 | 0 | 3.2084e-07 | [22 empty] | 7.3.3.17.5 (Remote Grid) Updates to grid topology to minimize risk of ignition in HFTDs Remote GridWLDFREquipment / facility failureAggregated | WLDFR | HFTD - Distribution - Tier 2 - 1QU CoRE ¦ 2QU LoRE | Non-Red Flag Warning - Destructive Fires | Equipment / facility failure | Aggregated | 2031 | 1.2656e-06 | 353.5334 | 0.00044744 | 2031 | Mitigation | 0.95 | 45 | 0 | esc | 0.00097009 | 1.2278e-09 | 0.00097009 | 1.2278e-09
[35 empty] | WLDFR | HFTD - Distribution - Tier 3 - 3QU CoRE ¦ 4QU LoRE | 2032 | 0.47509 | 0.00077216 | 0.089201 | 0 | 0.089201 | 0.00077216 | 0.089201 | 0 | 0.089201 | 0.042379 | 0.042379 | 0.00077216 | 0.00036685 | 0.089201 | 0.042379 | 0 | 0 | 0.089201 | 0.042379 | [22 empty] | WLDFR | HFTD - Distribution - Tier 2 - 1QU CoRE ¦ 5QU LoRE | Red Flag Warning - Large Fires | 2032 | 5.5538e-08 | 5.5538e-08 | 5.777 | 0.74734 | 3.238 | 1.7917 | 0 | 0 | 5.7251e-05 | 3.2084e-07 | 0 | 3.2084e-07 | 3.2084e-07 | 0 | 3.2084e-07 | [22 empty] | 7.3.3.17.5 (Remote Grid) Updates to grid topology to minimize risk of ignition in HFTDs Remote GridWLDFREquipment / facility failureAggregated | WLDFR | HFTD - Distribution - Tier 2 - 1QU CoRE ¦ 2QU LoRE | Non-Red Flag Warning - Destructive Fires | Equipment / facility failure | Aggregated | 2032 | 1.2656e-06 | 353.5334 | 0.00044744 | 2032 | Mitigation | 0.95 | 45 | 0 | esc | 0.00097009 | 1.2278e-09 | 0.00097009 | 1.2278e-09
[35 empty] | WLDFR | HFTD - Distribution - Tier 3 - 3QU CoRE ¦ 4QU LoRE | 2033 | 0.44401 | 0.00077216 | 0.093427 | 0 | 0.093427 | 0.00077216 | 0.093427 | 0 | 0.093427 | 0.041483 | 0.041483 | 0.00077216 | 0.00034285 | 0.093427 | 0.041483 | 0 | 0 | 0.093427 | 0.041483 | [22 empty] | WLDFR | HFTD - Distribution - Tier 2 - 1QU CoRE ¦ 5QU LoRE | Red Flag Warning - Large Fires | 2033 | 5.5538e-08 | 5.5538e-08 | 6.1205 | 0.77885 | 3.4265 | 1.9151 | 0 | 0 | 5.7251e-05 | 3.3992e-07 | 0 | 3.3992e-07 | 3.3992e-07 | 0 | 3.3992e-07 | [22 empty] | 7.3.3.17.5 (Remote Grid) Updates to grid topology to minimize risk of ignition in HFTDs Remote GridWLDFREquipment / facility failureAggregated | WLDFR | HFTD - Distribution - Tier 2 - 1QU CoRE ¦ 2QU LoRE | Non-Red Flag Warning - Destructive Fires | Equipment / facility failure | Aggregated | 2033 | 1.2656e-06 | 353.5334 | 0.00044744 | 2033 | Mitigation | 0.95 | 45 | 0 | esc | 0.00097009 | 1.2278e-09 | 0.00097009 | 1.2278e-09
[35 empty] | WLDFR | HFTD - Distribution - Tier 3 - 3QU CoRE ¦ 4QU LoRE | 2034 | 0.41496 | 0.00077216 | 0.093427 | 0 | 0.093427 | 0.00077216 | 0.093427 | 0 | 0.093427 | 0.038769 | 0.038769 | 0.00077216 | 0.00032042 | 0.093427 | 0.038769 | 0 | 0 | 0.093427 | 0.038769 | [22 empty] | WLDFR | HFTD - Distribution - Tier 2 - 1QU CoRE ¦ 5QU LoRE | Red Flag Warning - Large Fires | 2034 | 5.5538e-08 | 5.5538e-08 | 6.1205 | 0.77885 | 3.4265 | 1.9151 | 0 | 0 | 5.7251e-05 | 3.3992e-07 | 0 | 3.3992e-07 | 3.3992e-07 | 0 | 3.3992e-07 | [22 empty] | 7.3.3.17.5 (Remote Grid) Updates to grid topology to minimize risk of ignition in HFTDs Remote GridWLDFREquipment / facility failureAggregated | WLDFR | HFTD - Distribution - Tier 2 - 1QU CoRE ¦ 2QU LoRE | Non-Red Flag Warning - Destructive Fires | Equipment / facility failure | Aggregated | 2034 | 1.2656e-06 | 353.5334 | 0.00044744 | 2034 | Mitigation | 0.95 | 45 | 0 | esc | 0.00097009 | 1.2278e-09 | 0.00097009 | 1.2278e-09
[35 empty] | WLDFR | HFTD - Distribution - Tier 3 - 3QU CoRE ¦ 4QU LoRE | 2035 | 0.38782 | 0.00077216 | 0.093427 | 0 | 0.093427 | 0.00077216 | 0.093427 | 0 | 0.093427 | 0.036233 | 0.036233 | 0.00077216 | 0.00029946 | 0.093427 | 0.036233 | 0 | 0 | 0.093427 | 0.036233 | [22 empty] | WLDFR | HFTD - Distribution - Tier 2 - 1QU CoRE ¦ 5QU LoRE | Red Flag Warning - Large Fires | 2035 | 5.5538e-08 | 5.5538e-08 | 6.1205 | 0.77885 | 3.4265 | 1.9151 | 0 | 0 | 5.7251e-05 | 3.3992e-07 | 0 | 3.3992e-07 | 3.3992e-07 | 0 | 3.3992e-07 | [22 empty] | 7.3.3.17.5 (Remote Grid) Updates to grid topology to minimize risk of ignition in HFTDs Remote GridWLDFREquipment / facility failureAggregated | WLDFR | HFTD - Distribution - Tier 2 - 1QU CoRE ¦ 2QU LoRE | Non-Red Flag Warning - Destructive Fires | Equipment / facility failure | Aggregated | 2035 | 1.2656e-06 | 353.5334 | 0.00044744 | 2035 | Mitigation | 0.95 | 45 | 0 | esc | 0.00097009 | 1.2278e-09 | 0.00097009 | 1.2278e-09
[35 empty] | WLDFR | HFTD - Distribution - Tier 3 - 3QU CoRE ¦ 4QU LoRE | 2036 | 0.36245 | 0.00077216 | 0.093427 | 0 | 0.093427 | 0.00077216 | 0.093427 | 0 | 0.093427 | 0.033862 | 0.033862 | 0.00077216 | 0.00027987 | 0.093427 | 0.033862 | 0 | 0 | 0.093427 | 0.033862 | [22 empty] | WLDFR | HFTD - Distribution - Tier 2 - 1QU CoRE ¦ 5QU LoRE | Red Flag Warning - Large Fires | 2036 | 5.5538e-08 | 5.5538e-08 | 6.1205 | 0.77885 | 3.4265 | 1.9151 | 0 | 0 | 5.7251e-05 | 3.3992e-07 | 0 | 3.3992e-07 | 3.3992e-07 | 0 | 3.3992e-07 | [22 empty] | 7.3.3.17.5 (Remote Grid) Updates to grid topology to minimize risk of ignition in HFTDs Remote GridWLDFREquipment / facility failureAggregated | WLDFR | HFTD - Distribution - Tier 2 - 1QU CoRE ¦ 2QU LoRE | Non-Red Flag Warning - Destructive Fires | Equipment / facility failure | Aggregated | 2036 | 1.2656e-06 | 353.5334 | 0.00044744 | 2036 | Mitigation | 0.95 | 45 | 0 | esc | 0.00097009 | 1.2278e-09 | 0.00097009 | 1.2278e-09
[35 empty] | WLDFR | HFTD - Distribution - Tier 3 - 3QU CoRE ¦ 4QU LoRE | 2037 | 0.33873 | 0.00077216 | 0.093427 | 0 | 0.093427 | 0.00077216 | 0.093427 | 0 | 0.093427 | 0.031647 | 0.031647 | 0.00077216 | 0.00026156 | 0.093427 | 0.031647 | 0 | 0 | 0.093427 | 0.031647 | [22 empty] | WLDFR | HFTD - Distribution - Tier 2 - 1QU CoRE ¦ 5QU LoRE | Red Flag Warning - Large Fires | 2037 | 5.5538e-08 | 5.5538e-08 | 6.1205 | 0.77885 | 3.4265 | 1.9151 | 0 | 0 | 5.7251e-05 | 3.3992e-07 | 0 | 3.3992e-07 | 3.3992e-07 | 0 | 3.3992e-07 | [22 empty] | 7.3.3.17.5 (Remote Grid) Updates to grid topology to minimize risk of ignition in HFTDs Remote GridWLDFREquipment / facility failureAggregated | WLDFR | HFTD - Distribution - Tier 2 - 1QU CoRE ¦ 2QU LoRE | Non-Red Flag Warning - Destructive Fires | Equipment / facility failure | Aggregated | 2037 | 1.2656e-06 | 353.5334 | 0.00044744 | 2037 | Mitigation | 0.95 | 45 | 0 | esc | 0.00097009 | 1.2278e-09 | 0.00097009 | 1.2278e-09
[35 empty] | WLDFR | HFTD - Distribution - Tier 3 - 3QU CoRE ¦ 4QU LoRE | 2038 | 0.31657 | 0.00077216 | 0.098016 | 0 | 0.098016 | 0.00077216 | 0.098016 | 0 | 0.098016 | 0.031029 | 0.031029 | 0.00077216 | 0.00024445 | 0.098016 | 0.031029 | 0 | 0 | 0.098016 | 0.031029 | [22 empty] | WLDFR | HFTD - Distribution - Tier 2 - 1QU CoRE ¦ 5QU LoRE | Red Flag Warning - Large Fires | 2038 | 5.5538e-08 | 5.5538e-08 | 6.5028 | 0.81304 | 3.6355 | 2.0543 | 0 | 0 | 5.7251e-05 | 3.6115e-07 | 0 | 3.6115e-07 | 3.6115e-07 | 0 | 3.6115e-07 | [22 empty] | 7.3.3.17.5 (Remote Grid) Updates to grid topology to minimize risk of ignition in HFTDs Remote GridWLDFREquipment / facility failureAggregated | WLDFR | HFTD - Distribution - Tier 2 - 1QU CoRE ¦ 2QU LoRE | Non-Red Flag Warning - Destructive Fires | Equipment / facility failure | Aggregated | 2038 | 1.2656e-06 | 353.5334 | 0.00044744 | 2038 | Mitigation | 0.95 | 45 | 0 | esc | 0.00097009 | 1.2278e-09 | 0.00097009 | 1.2278e-09
[35 empty] | WLDFR | HFTD - Distribution - Tier 3 - 3QU CoRE ¦ 4QU LoRE | 2039 | 0.29586 | 0.00077216 | 0.098016 | 0 | 0.098016 | 0.00077216 | 0.098016 | 0 | 0.098016 | 0.028999 | 0.028999 | 0.00077216 | 0.00022845 | 0.098016 | 0.028999 | 0 | 0 | 0.098016 | 0.028999 | [22 empty] | WLDFR | HFTD - Distribution - Tier 2 - 1QU CoRE ¦ 5QU LoRE | Red Flag Warning - Large Fires | 2039 | 5.5538e-08 | 5.5538e-08 | 6.5028 | 0.81304 | 3.6355 | 2.0543 | 0 | 0 | 5.7251e-05 | 3.6115e-07 | 0 | 3.6115e-07 | 3.6115e-07 | 0 | 3.6115e-07 | [22 empty] | 7.3.3.17.5 (Remote Grid) Updates to grid topology to minimize risk of ignition in HFTDs Remote GridWLDFREquipment / facility failureAggregated | WLDFR | HFTD - Distribution - Tier 2 - 1QU CoRE ¦ 2QU LoRE | Non-Red Flag Warning - Destructive Fires | Equipment / facility failure | Aggregated | 2039 | 1.2656e-06 | 353.5334 | 0.00044744 | 2039 | Mitigation | 0.95 | 45 | 0 | esc | 0.00097009 | 1.2278e-09 | 0.00097009 | 1.2278e-09
[35 empty] | WLDFR | HFTD - Distribution - Tier 3 - 3QU CoRE ¦ 4QU LoRE | 2040 | 0.27651 | 0.00077216 | 0.098016 | 0 | 0.098016 | 0.00077216 | 0.098016 | 0 | 0.098016 | 0.027102 | 0.027102 | 0.00077216 | 0.00021351 | 0.098016 | 0.027102 | 0 | 0 | 0.098016 | 0.027102 | [22 empty] | WLDFR | HFTD - Distribution - Tier 2 - 1QU CoRE ¦ 5QU LoRE | Red Flag Warning - Large Fires | 2040 | 5.5538e-08 | 5.5538e-08 | 6.5028 | 0.81304 | 3.6355 | 2.0543 | 0 | 0 | 5.7251e-05 | 3.6115e-07 | 0 | 3.6115e-07 | 3.6115e-07 | 0 | 3.6115e-07 | [22 empty] | 7.3.3.17.5 (Remote Grid) Updates to grid topology to minimize risk of ignition in HFTDs Remote GridWLDFREquipment / facility failureAggregated | WLDFR | HFTD - Distribution - Tier 2 - 1QU CoRE ¦ 2QU LoRE | Non-Red Flag Warning - Destructive Fires | Equipment / facility failure | Aggregated | 2040 | 1.2656e-06 | 353.5334 | 0.00044744 | 2040 | Mitigation | 0.95 | 45 | 0 | esc | 0.00097009 | 1.2278e-09 | 0.00097009 | 1.2278e-09
[35 empty] | WLDFR | HFTD - Distribution - Tier 3 - 3QU CoRE ¦ 4QU LoRE | 2041 | 0.25842 | 0.00077216 | 0.098016 | 0 | 0.098016 | 0.00077216 | 0.098016 | 0 | 0.098016 | 0.025329 | 0.025329 | 0.00077216 | 0.00019954 | 0.098016 | 0.025329 | 0 | 0 | 0.098016 | 0.025329 | [22 empty] | WLDFR | HFTD - Distribution - Tier 2 - 1QU CoRE ¦ 5QU LoRE | Red Flag Warning - Large Fires | 2041 | 5.5538e-08 | 5.5538e-08 | 6.5028 | 0.81304 | 3.6355 | 2.0543 | 0 | 0 | 5.7251e-05 | 3.6115e-07 | 0 | 3.6115e-07 | 3.6115e-07 | 0 | 3.6115e-07 | [22 empty] | 7.3.3.17.5 (Remote Grid) Updates to grid topology to minimize risk of ignition in HFTDs Remote GridWLDFREquipment / facility failureAggregated | WLDFR | HFTD - Distribution - Tier 2 - 1QU CoRE ¦ 2QU LoRE | Non-Red Flag Warning - Destructive Fires | Equipment / facility failure | Aggregated | 2041 | 1.2656e-06 | 353.5334 | 0.00044744 | 2041 | Mitigation | 0.95 | 45 | 0 | esc | 0.00097009 | 1.2278e-09 | 0.00097009 | 1.2278e-09
[35 empty] | WLDFR | HFTD - Distribution - Tier 3 - 3QU CoRE ¦ 4QU LoRE | 2042 | 0.24151 | 0.00077216 | 0.098016 | 0 | 0.098016 | 0.00077216 | 0.098016 | 0 | 0.098016 | 0.023672 | 0.023672 | 0.00077216 | 0.00018649 | 0.098016 | 0.023672 | 0 | 0 | 0.098016 | 0.023672 | [22 empty] | WLDFR | HFTD - Distribution - Tier 2 - 1QU CoRE ¦ 5QU LoRE | Red Flag Warning - Large Fires | 2042 | 5.5538e-08 | 5.5538e-08 | 6.5028 | 0.81304 | 3.6355 | 2.0543 | 0 | 0 | 5.7251e-05 | 3.6115e-07 | 0 | 3.6115e-07 | 3.6115e-07 | 0 | 3.6115e-07 | [22 empty] | 7.3.3.17.5 (Remote Grid) Updates to grid topology to minimize risk of ignition in HFTDs Remote GridWLDFREquipment / facility failureAggregated | WLDFR | HFTD - Distribution - Tier 2 - 1QU CoRE ¦ 2QU LoRE | Non-Red Flag Warning - Destructive Fires | Equipment / facility failure | Aggregated | 2042 | 1.2656e-06 | 353.5334 | 0.00044744 | 2042 | Mitigation | 0.95 | 45 | 0 | esc | 0.00097009 | 1.2278e-09 | 0.00097009 | 1.2278e-09
[35 empty] | WLDFR | HFTD - Distribution - Tier 3 - 3QU CoRE ¦ 4QU LoRE | 2043 | 0.22571 | 0.00077216 | 0.1029 | 0 | 0.1029 | 0.00077216 | 0.1029 | 0 | 0.1029 | 0.023226 | 0.023226 | 0.00077216 | 0.00017429 | 0.1029 | 0.023226 | 0 | 0 | 0.1029 | 0.023226 | [22 empty] | WLDFR | HFTD - Distribution - Tier 2 - 1QU CoRE ¦ 5QU LoRE | Red Flag Warning - Large Fires | 2043 | 5.5538e-08 | 5.5538e-08 | 6.9209 | 0.84944 | 3.8632 | 2.2083 | 0 | 0 | 5.7251e-05 | 3.8438e-07 | 0 | 3.8438e-07 | 3.8438e-07 | 0 | 3.8438e-07 | [22 empty] | 7.3.3.17.5 (Remote Grid) Updates to grid topology to minimize risk of ignition in HFTDs Remote GridWLDFREquipment / facility failureAggregated | WLDFR | HFTD - Distribution - Tier 2 - 1QU CoRE ¦ 2QU LoRE | Non-Red Flag Warning - Destructive Fires | Equipment / facility failure | Aggregated | 2043 | 1.2656e-06 | 353.5334 | 0.00044744 | 2043 | Mitigation | 0.95 | 45 | 0 | esc | 0.00097009 | 1.2278e-09 | 0.00097009 | 1.2278e-09
[35 empty] | WLDFR | HFTD - Distribution - Tier 3 - 3QU CoRE ¦ 4QU LoRE | 2044 | 0.21095 | 0.00077216 | 0.1029 | 0 | 0.1029 | 0.00077216 | 0.1029 | 0 | 0.1029 | 0.021707 | 0.021707 | 0.00077216 | 0.00016288 | 0.1029 | 0.021707 | 0 | 0 | 0.1029 | 0.021707 | [22 empty] | WLDFR | HFTD - Distribution - Tier 2 - 1QU CoRE ¦ 5QU LoRE | Red Flag Warning - Large Fires | 2044 | 5.5538e-08 | 5.5538e-08 | 6.9209 | 0.84944 | 3.8632 | 2.2083 | 0 | 0 | 5.7251e-05 | 3.8438e-07 | 0 | 3.8438e-07 | 3.8438e-07 | 0 | 3.8438e-07 | [22 empty] | 7.3.3.17.5 (Remote Grid) Updates to grid topology to minimize risk of ignition in HFTDs Remote GridWLDFREquipment / facility failureAggregated | WLDFR | HFTD - Distribution - Tier 2 - 1QU CoRE ¦ 2QU LoRE | Non-Red Flag Warning - Destructive Fires | Equipment / facility failure | Aggregated | 2044 | 1.2656e-06 | 353.5334 | 0.00044744 | 2044 | Mitigation | 0.95 | 45 | 0 | esc | 0.00097009 | 1.2278e-09 | 0.00097009 | 1.2278e-09
[35 empty] | WLDFR | HFTD - Distribution - Tier 3 - 3QU CoRE ¦ 4QU LoRE | 2045 | 0.19715 | 0.00077216 | 0.1029 | 0 | 0.1029 | 0.00077216 | 0.1029 | 0 | 0.1029 | 0.020287 | 0.020287 | 0.00077216 | 0.00015223 | 0.1029 | 0.020287 | 0 | 0 | 0.1029 | 0.020287 | [22 empty] | WLDFR | HFTD - Distribution - Tier 2 - 1QU CoRE ¦ 5QU LoRE | Red Flag Warning - Large Fires | 2045 | 5.5538e-08 | 5.5538e-08 | 6.9209 | 0.84944 | 3.8632 | 2.2083 | 0 | 0 | 5.7251e-05 | 3.8438e-07 | 0 | 3.8438e-07 | 3.8438e-07 | 0 | 3.8438e-07 | [22 empty] | 7.3.3.17.5 (Remote Grid) Updates to grid topology to minimize risk of ignition in HFTDs Remote GridWLDFREquipment / facility failureAggregated | WLDFR | HFTD - Distribution - Tier 2 - 1QU CoRE ¦ 2QU LoRE | Non-Red Flag Warning - Destructive Fires | Equipment / facility failure | Aggregated | 2045 | 1.2656e-06 | 353.5334 | 0.00044744 | 2045 | Mitigation | 0.95 | 45 | 0 | esc | 0.00097009 | 1.2278e-09 | 0.00097009 | 1.2278e-09
[35 empty] | WLDFR | HFTD - Distribution - Tier 3 - 3QU CoRE ¦ 4QU LoRE | 2046 | 0.18425 | 0.00077216 | 0.1029 | 0 | 0.1029 | 0.00077216 | 0.1029 | 0 | 0.1029 | 0.01896 | 0.01896 | 0.00077216 | 0.00014227 | 0.1029 | 0.01896 | 0 | 0 | 0.1029 | 0.01896 | [22 empty] | WLDFR | HFTD - Distribution - Tier 2 - 1QU CoRE ¦ 5QU LoRE | Red Flag Warning - Large Fires | 2046 | 5.5538e-08 | 5.5538e-08 | 6.9209 | 0.84944 | 3.8632 | 2.2083 | 0 | 0 | 5.7251e-05 | 3.8438e-07 | 0 | 3.8438e-07 | 3.8438e-07 | 0 | 3.8438e-07 | [22 empty] | 7.3.3.17.5 (Remote Grid) Updates to grid topology to minimize risk of ignition in HFTDs Remote GridWLDFREquipment / facility failureAggregated | WLDFR | HFTD - Distribution - Tier 2 - 1QU CoRE ¦ 2QU LoRE | Non-Red Flag Warning - Destructive Fires | Equipment / facility failure | Aggregated | 2046 | 1.2656e-06 | 353.5334 | 0.00044744 | 2046 | Mitigation | 0.95 | 45 | 0 | esc | 0.00097009 | 1.2278e-09 | 0.00097009 | 1.2278e-09
[35 empty] | WLDFR | HFTD - Distribution - Tier 3 - 3QU CoRE ¦ 4QU LoRE | 2047 | 0.1722 | 0.00077216 | 0.1029 | 0 | 0.1029 | 0.00077216 | 0.1029 | 0 | 0.1029 | 0.017719 | 0.017719 | 0.00077216 | 0.00013296 | 0.1029 | 0.017719 | 0 | 0 | 0.1029 | 0.017719 | [22 empty] | WLDFR | HFTD - Distribution - Tier 2 - 1QU CoRE ¦ 5QU LoRE | Red Flag Warning - Large Fires | 2047 | 5.5538e-08 | 5.5538e-08 | 6.9209 | 0.84944 | 3.8632 | 2.2083 | 0 | 0 | 5.7251e-05 | 3.8438e-07 | 0 | 3.8438e-07 | 3.8438e-07 | 0 | 3.8438e-07 | [22 empty] | 7.3.3.17.5 (Remote Grid) Updates to grid topology to minimize risk of ignition in HFTDs Remote GridWLDFREquipment / facility failureAggregated | WLDFR | HFTD - Distribution - Tier 2 - 1QU CoRE ¦ 2QU LoRE | Non-Red Flag Warning - Destructive Fires | Equipment / facility failure | Aggregated | 2047 | 1.2656e-06 | 353.5334 | 0.00044744 | 2047 | Mitigation | 0.95 | 45 | 0 | esc | 0.00097009 | 1.2278e-09 | 0.00097009 | 1.2278e-09
[35 empty] | WLDFR | HFTD - Distribution - Tier 3 - 3QU CoRE ¦ 4QU LoRE | 2048 | 0.16093 | 0.00077216 | 0.10803 | 0 | 0.10803 | 0.00077216 | 0.10803 | 0 | 0.10803 | 0.017385 | 0.017385 | 0.00077216 | 0.00012426 | 0.10803 | 0.017385 | 0 | 0 | 0.10803 | 0.017385 | [22 empty] | WLDFR | HFTD - Distribution - Tier 2 - 1QU CoRE ¦ 5QU LoRE | Red Flag Warning - Large Fires | 2048 | 5.5538e-08 | 5.5538e-08 | 7.3713 | 0.88759 | 4.1075 | 2.3763 | 0 | 0 | 5.7251e-05 | 4.0939e-07 | 0 | 4.0939e-07 | 4.0939e-07 | 0 | 4.0939e-07 | [22 empty] | 7.3.3.17.5 (Remote Grid) Updates to grid topology to minimize risk of ignition in HFTDs Remote GridWLDFREquipment / facility failureAggregated | WLDFR | HFTD - Distribution - Tier 2 - 1QU CoRE ¦ 2QU LoRE | Non-Red Flag Warning - Destructive Fires | Equipment / facility failure | Aggregated | 2048 | 1.2656e-06 | 353.5334 | 0.00044744 | 2048 | Mitigation | 0.95 | 45 | 0 | esc | 0.00097009 | 1.2278e-09 | 0.00097009 | 1.2278e-09
[35 empty] | WLDFR | HFTD - Distribution - Tier 3 - 3QU CoRE ¦ 4QU LoRE | 2049 | 0.1504 | 0.00077216 | 0.10803 | 0 | 0.10803 | 0.00077216 | 0.10803 | 0 | 0.10803 | 0.016247 | 0.016247 | 0.00077216 | 0.00011613 | 0.10803 | 0.016247 | 0 | 0 | 0.10803 | 0.016247 | [22 empty] | WLDFR | HFTD - Distribution - Tier 2 - 1QU CoRE ¦ 5QU LoRE | Red Flag Warning - Large Fires | 2049 | 5.5538e-08 | 5.5538e-08 | 7.3713 | 0.88759 | 4.1075 | 2.3763 | 0 | 0 | 5.7251e-05 | 4.0939e-07 | 0 | 4.0939e-07 | 4.0939e-07 | 0 | 4.0939e-07 | [22 empty] | 7.3.3.17.5 (Remote Grid) Updates to grid topology to minimize risk of ignition in HFTDs Remote GridWLDFREquipment / facility failureAggregated | WLDFR | HFTD - Distribution - Tier 2 - 1QU CoRE ¦ 2QU LoRE | Non-Red Flag Warning - Destructive Fires | Equipment / facility failure | Aggregated | 2049 | 1.2656e-06 | 353.5334 | 0.00044744 | 2049 | Mitigation | 0.95 | 45 | 0 | esc | 0.00097009 | 1.2278e-09 | 0.00097009 | 1.2278e-09
[35 empty] | WLDFR | HFTD - Distribution - Tier 3 - 3QU CoRE ¦ 4QU LoRE | 2050 | 0.14056 | 0.00077216 | 0.10803 | 0 | 0.10803 | 0.00077216 | 0.10803 | 0 | 0.10803 | 0.015184 | 0.015184 | 0.00077216 | 0.00010854 | 0.10803 | 0.015184 | 0 | 0 | 0.10803 | 0.015184 | [22 empty] | WLDFR | HFTD - Distribution - Tier 2 - 1QU CoRE ¦ 5QU LoRE | Red Flag Warning - Large Fires | 2050 | 5.5538e-08 | 5.5538e-08 | 7.3713 | 0.88759 | 4.1075 | 2.3763 | 0 | 0 | 5.7251e-05 | 4.0939e-07 | 0 | 4.0939e-07 | 4.0939e-07 | 0 | 4.0939e-07 | [22 empty] | 7.3.3.17.5 (Remote Grid) Updates to grid topology to minimize risk of ignition in HFTDs Remote GridWLDFREquipment / facility failureAggregated | WLDFR | HFTD - Distribution - Tier 2 - 1QU CoRE ¦ 2QU LoRE | Non-Red Flag Warning - Destructive Fires | Equipment / facility failure | Aggregated | 2050 | 1.2656e-06 | 353.5334 | 0.00044744 | 2050 | Mitigation | 0.95 | 45 | 0 | esc | 0.00097009 | 1.2278e-09 | 0.00097009 | 1.2278e-09
[35 empty] | WLDFR | HFTD - Distribution - Tier 3 - 3QU CoRE ¦ 4QU LoRE | 2051 | 0.13137 | 0.00077216 | 0.10803 | 0 | 0.10803 | 0.00077216 | 0.10803 | 0 | 0.10803 | 0.014191 | 0.014191 | 0.00077216 | 0.00010144 | 0.10803 | 0.014191 | 0 | 0 | 0.10803 | 0.014191 | [22 empty] | WLDFR | HFTD - Distribution - Tier 2 - 1QU CoRE ¦ 5QU LoRE | Red Flag Warning - Large Fires | 2051 | 5.5538e-08 | 5.5538e-08 | 7.3713 | 0.88759 | 4.1075 | 2.3763 | 0 | 0 | 5.7251e-05 | 4.0939e-07 | 0 | 4.0939e-07 | 4.0939e-07 | 0 | 4.0939e-07 | [22 empty] | 7.3.3.17.5 (Remote Grid) Updates to grid topology to minimize risk of ignition in HFTDs Remote GridWLDFREquipment / facility failureAggregated | WLDFR | HFTD - Distribution - Tier 2 - 1QU CoRE ¦ 2QU LoRE | Non-Red Flag Warning - Destructive Fires | Equipment / facility failure | Aggregated | 2051 | 1.2656e-06 | 353.5334 | 0.00044744 | 2051 | Mitigation | 0.95 | 45 | 0 | esc | 0.00097009 | 1.2278e-09 | 0.00097009 | 1.2278e-09
[35 empty] | WLDFR | HFTD - Distribution - Tier 3 - 3QU CoRE ¦ 4QU LoRE | 2052 | 0.12277 | 0.00077216 | 0.10803 | 0 | 0.10803 | 0.00077216 | 0.10803 | 0 | 0.10803 | 0.013263 | 0.013263 | 0.00077216 | 9.48e-05 | 0.10803 | 0.013263 | 0 | 0 | 0.10803 | 0.013263 | [22 empty] | WLDFR | HFTD - Distribution - Tier 2 - 1QU CoRE ¦ 5QU LoRE | Red Flag Warning - Large Fires | 2052 | 5.5538e-08 | 5.5538e-08 | 7.3713 | 0.88759 | 4.1075 | 2.3763 | 0 | 0 | 5.7251e-05 | 4.0939e-07 | 0 | 4.0939e-07 | 4.0939e-07 | 0 | 4.0939e-07 | [22 empty] | 7.3.3.17.5 (Remote Grid) Updates to grid topology to minimize risk of ignition in HFTDs Remote GridWLDFREquipment / facility failureAggregated | WLDFR | HFTD - Distribution - Tier 2 - 1QU CoRE ¦ 2QU LoRE | Non-Red Flag Warning - Destructive Fires | Equipment / facility failure | Aggregated | 2052 | 1.2656e-06 | 353.5334 | 0.00044744 | 2052 | Mitigation | 0.95 | 45 | 0 | esc | 0.00097009 | 1.2278e-09 | 0.00097009 | 1.2278e-09
[35 empty] | WLDFR | HFTD - Distribution - Tier 3 - 3QU CoRE ¦ 4QU LoRE | 2053 | 0.11474 | 0.00077216 | 0.11332 | 0 | 0.11332 | 0.00077216 | 0.11332 | 0 | 0.11332 | 0.013002 | 0.013002 | 0.00077216 | 8.8598e-05 | 0.11332 | 0.013002 | 0 | 0 | 0.11332 | 0.013002 | [22 empty] | WLDFR | HFTD - Distribution - Tier 2 - 1QU CoRE ¦ 5QU LoRE | Red Flag Warning - Large Fires | 2053 | 5.5538e-08 | 5.5538e-08 | 7.8503 | 0.92702 | 4.3664 | 2.5569 | 0 | 0 | 5.7251e-05 | 4.3599e-07 | 0 | 4.3599e-07 | 4.3599e-07 | 0 | 4.3599e-07 | [22 empty] | 7.3.3.17.5 (Remote Grid) Updates to grid topology to minimize risk of ignition in HFTDs Remote GridWLDFREquipment / facility failureAggregated | WLDFR | HFTD - Distribution - Tier 2 - 1QU CoRE ¦ 2QU LoRE | Non-Red Flag Warning - Destructive Fires | Equipment / facility failure | Aggregated | 2053 | 1.2656e-06 | 353.5334 | 0.00044744 | 2053 | Mitigation | 0.95 | 45 | 0 | esc | 0.00097009 | 1.2278e-09 | 0.00097009 | 1.2278e-09
[35 empty] | WLDFR | HFTD - Distribution - Tier 3 - 3QU CoRE ¦ 4QU LoRE | 2054 | 0.10723 | 0.00077216 | 0.11332 | 0 | 0.11332 | 0.00077216 | 0.11332 | 0 | 0.11332 | 0.012152 | 0.012152 | 0.00077216 | 8.2802e-05 | 0.11332 | 0.012152 | 0 | 0 | 0.11332 | 0.012152 | [22 empty] | WLDFR | HFTD - Distribution - Tier 2 - 1QU CoRE ¦ 5QU LoRE | Red Flag Warning - Large Fires | 2054 | 5.5538e-08 | 5.5538e-08 | 7.8503 | 0.92702 | 4.3664 | 2.5569 | 0 | 0 | 5.7251e-05 | 4.3599e-07 | 0 | 4.3599e-07 | 4.3599e-07 | 0 | 4.3599e-07 | [22 empty] | 7.3.3.17.5 (Remote Grid) Updates to grid topology to minimize risk of ignition in HFTDs Remote GridWLDFREquipment / facility failureAggregated | WLDFR | HFTD - Distribution - Tier 2 - 1QU CoRE ¦ 2QU LoRE | Non-Red Flag Warning - Destructive Fires | Equipment / facility failure | Aggregated | 2054 | 1.2656e-06 | 353.5334 | 0.00044744 | 2054 | Mitigation | 0.95 | 45 | 0 | esc | 0.00097009 | 1.2278e-09 | 0.00097009 | 1.2278e-09
[35 empty] | WLDFR | HFTD - Distribution - Tier 3 - 3QU CoRE ¦ 4QU LoRE | 2055 | 0.10022 | 0.00077216 | 0.11332 | 0 | 0.11332 | 0.00077216 | 0.11332 | 0 | 0.11332 | 0.011357 | 0.011357 | 0.00077216 | 7.7385e-05 | 0.11332 | 0.011357 | 0 | 0 | 0.11332 | 0.011357 | [22 empty] | WLDFR | HFTD - Distribution - Tier 2 - 1QU CoRE ¦ 5QU LoRE | Red Flag Warning - Large Fires | 2055 | 5.5538e-08 | 5.5538e-08 | 7.8503 | 0.92702 | 4.3664 | 2.5569 | 0 | 0 | 5.7251e-05 | 4.3599e-07 | 0 | 4.3599e-07 | 4.3599e-07 | 0 | 4.3599e-07 | [22 empty] | 7.3.3.17.5 (Remote Grid) Updates to grid topology to minimize risk of ignition in HFTDs Remote GridWLDFREquipment / facility failureAggregated | WLDFR | HFTD - Distribution - Tier 2 - 1QU CoRE ¦ 2QU LoRE | Non-Red Flag Warning - Destructive Fires | Equipment / facility failure | Aggregated | 2055 | 1.2656e-06 | 353.5334 | 0.00044744 | 2055 | Mitigation | 0.95 | 45 | 0 | esc | 0.00097009 | 1.2278e-09 | 0.00097009 | 1.2278e-09
[35 empty] | WLDFR | HFTD - Distribution - Tier 3 - 3QU CoRE ¦ 4QU LoRE | 2056 | 0.093663 | 0.00077216 | 0.11332 | 0 | 0.11332 | 0.00077216 | 0.11332 | 0 | 0.11332 | 0.010614 | 0.010614 | 0.00077216 | 7.2323e-05 | 0.11332 | 0.010614 | 0 | 0 | 0.11332 | 0.010614 | [22 empty] | WLDFR | HFTD - Distribution - Tier 2 - 1QU CoRE ¦ 5QU LoRE | Red Flag Warning - Large Fires | 2056 | 5.5538e-08 | 5.5538e-08 | 7.8503 | 0.92702 | 4.3664 | 2.5569 | 0 | 0 | 5.7251e-05 | 4.3599e-07 | 0 | 4.3599e-07 | 4.3599e-07 | 0 | 4.3599e-07 | [22 empty] | 7.3.3.17.5 (Remote Grid) Updates to grid topology to minimize risk of ignition in HFTDs Remote GridWLDFREquipment / facility failureAggregated | WLDFR | HFTD - Distribution - Tier 2 - 1QU CoRE ¦ 2QU LoRE | Non-Red Flag Warning - Destructive Fires | Equipment / facility failure | Aggregated | 2056 | 1.2656e-06 | 353.5334 | 0.00044744 | 2056 | Mitigation | 0.95 | 45 | 0 | esc | 0.00097009 | 1.2278e-09 | 0.00097009 | 1.2278e-09
[35 empty] | WLDFR | HFTD - Distribution - Tier 3 - 3QU CoRE ¦ 4QU LoRE | 2057 | 0.087535 | 0.00077216 | 0.11332 | 0 | 0.11332 | 0.00077216 | 0.11332 | 0 | 0.11332 | 0.0099195 | 0.0099195 | 0.00077216 | 6.7591e-05 | 0.11332 | 0.0099195 | 0 | 0 | 0.11332 | 0.0099195 | [22 empty] | WLDFR | HFTD - Distribution - Tier 2 - 1QU CoRE ¦ 5QU LoRE | Red Flag Warning - Large Fires | 2057 | 5.5538e-08 | 5.5538e-08 | 7.8503 | 0.92702 | 4.3664 | 2.5569 | 0 | 0 | 5.7251e-05 | 4.3599e-07 | 0 | 4.3599e-07 | 4.3599e-07 | 0 | 4.3599e-07 | [22 empty] | 7.3.3.17.5 (Remote Grid) Updates to grid topology to minimize risk of ignition in HFTDs Remote GridWLDFREquipment / facility failureAggregated | WLDFR | HFTD - Distribution - Tier 2 - 1QU CoRE ¦ 2QU LoRE | Non-Red Flag Warning - Destructive Fires | Equipment / facility failure | Aggregated | 2057 | 1.2656e-06 | 353.5334 | 0.00044744 | 2057 | Mitigation | 0.95 | 45 | 0 | esc | 0.00097009 | 1.2278e-09 | 0.00097009 | 1.2278e-09
[35 empty] | WLDFR | HFTD - Distribution - Tier 3 - 3QU CoRE ¦ 4QU LoRE | 2058 | 0.081809 | 0.00077216 | 0.11872 | 0 | 0.11872 | 0.00077216 | 0.11872 | 0 | 0.11872 | 0.0097125 | 0.0097125 | 0.00077216 | 6.3169e-05 | 0.11872 | 0.0097125 | 0 | 0 | 0.11872 | 0.0097125 | [22 empty] | WLDFR | HFTD - Distribution - Tier 2 - 1QU CoRE ¦ 5QU LoRE | Red Flag Warning - Large Fires | 2058 | 5.5538e-08 | 5.5538e-08 | 8.3524 | 0.96727 | 4.6367 | 2.7484 | 0 | 0 | 5.7251e-05 | 4.6387e-07 | 0 | 4.6387e-07 | 4.6387e-07 | 0 | 4.6387e-07 | [22 empty] | 7.3.3.17.5 (Remote Grid) Updates to grid topology to minimize risk of ignition in HFTDs Remote GridWLDFREquipment / facility failureAggregated | WLDFR | HFTD - Distribution - Tier 2 - 1QU CoRE ¦ 2QU LoRE | Non-Red Flag Warning - Destructive Fires | Equipment / facility failure | Aggregated | 2058 | 1.2656e-06 | 353.5334 | 0.00044744 | 2058 | Mitigation | 0.95 | 45 | 0 | esc | 0.00097009 | 1.2278e-09 | 0.00097009 | 1.2278e-09
[35 empty] | WLDFR | HFTD - Distribution - Tier 3 - 3QU CoRE ¦ 4QU LoRE | 2059 | 0.076457 | 0.00077216 | 0.11872 | 0 | 0.11872 | 0.00077216 | 0.11872 | 0 | 0.11872 | 0.0090771 | 0.0090771 | 0.00077216 | 5.9037e-05 | 0.11872 | 0.0090771 | 0 | 0 | 0.11872 | 0.0090771 | [22 empty] | WLDFR | HFTD - Distribution - Tier 2 - 1QU CoRE ¦ 5QU LoRE | Red Flag Warning - Large Fires | 2059 | 5.5538e-08 | 5.5538e-08 | 8.3524 | 0.96727 | 4.6367 | 2.7484 | 0 | 0 | 5.7251e-05 | 4.6387e-07 | 0 | 4.6387e-07 | 4.6387e-07 | 0 | 4.6387e-07 | [22 empty] | 7.3.3.17.5 (Remote Grid) Updates to grid topology to minimize risk of ignition in HFTDs Remote GridWLDFREquipment / facility failureAggregated | WLDFR | HFTD - Distribution - Tier 2 - 1QU CoRE ¦ 2QU LoRE | Non-Red Flag Warning - Destructive Fires | Equipment / facility failure | Aggregated | 2059 | 1.2656e-06 | 353.5334 | 0.00044744 | 2059 | Mitigation | 0.95 | 45 | 0 | esc | 0.00097009 | 1.2278e-09 | 0.00097009 | 1.2278e-09
[35 empty] | WLDFR | HFTD - Distribution - Tier 3 - 3QU CoRE ¦ 4QU LoRE | 2060 | 0.071455 | 0.00077216 | 0.11872 | 0 | 0.11872 | 0.00077216 | 0.11872 | 0 | 0.11872 | 0.0084833 | 0.0084833 | 0.00077216 | 5.5175e-05 | 0.11872 | 0.0084833 | 0 | 0 | 0.11872 | 0.0084833 | [22 empty] | WLDFR | HFTD - Distribution - Tier 2 - 1QU CoRE ¦ 5QU LoRE | Red Flag Warning - Large Fires | 2060 | 5.5538e-08 | 5.5538e-08 | 8.3524 | 0.96727 | 4.6367 | 2.7484 | 0 | 0 | 5.7251e-05 | 4.6387e-07 | 0 | 4.6387e-07 | 4.6387e-07 | 0 | 4.6387e-07 | [22 empty] | 7.3.3.17.5 (Remote Grid) Updates to grid topology to minimize risk of ignition in HFTDs Remote GridWLDFREquipment / facility failureAggregated | WLDFR | HFTD - Distribution - Tier 2 - 1QU CoRE ¦ 2QU LoRE | Non-Red Flag Warning - Destructive Fires | Equipment / facility failure | Aggregated | 2060 | 1.2656e-06 | 353.5334 | 0.00044744 | 2060 | Mitigation | 0.95 | 45 | 0 | esc | 0.00097009 | 1.2278e-09 | 0.00097009 | 1.2278e-09
[35 empty] | WLDFR | HFTD - Distribution - Tier 3 - 3QU CoRE ¦ 4QU LoRE | 2061 | 0.06678 | 0.00077216 | 0.11872 | 0 | 0.11872 | 0.00077216 | 0.11872 | 0 | 0.11872 | 0.0079283 | 0.0079283 | 0.00077216 | 5.1565e-05 | 0.11872 | 0.0079283 | 0 | 0 | 0.11872 | 0.0079283 | [22 empty] | WLDFR | HFTD - Distribution - Tier 2 - 1QU CoRE ¦ 5QU LoRE | Red Flag Warning - Large Fires | 2061 | 5.5538e-08 | 5.5538e-08 | 8.3524 | 0.96727 | 4.6367 | 2.7484 | 0 | 0 | 5.7251e-05 | 4.6387e-07 | 0 | 4.6387e-07 | 4.6387e-07 | 0 | 4.6387e-07 | [22 empty] | 7.3.3.17.5 (Remote Grid) Updates to grid topology to minimize risk of ignition in HFTDs Remote GridWLDFREquipment / facility failureAggregated | WLDFR | HFTD - Distribution - Tier 2 - 1QU CoRE ¦ 2QU LoRE | Non-Red Flag Warning - Destructive Fires | Equipment / facility failure | Aggregated | 2061 | 1.2656e-06 | 353.5334 | 0.00044744 | 2061 | Mitigation | 0.95 | 45 | 0 | esc | 0.00097009 | 1.2278e-09 | 0.00097009 | 1.2278e-09
[35 empty] | WLDFR | HFTD - Distribution - Tier 3 - 3QU CoRE ¦ 4QU LoRE | 2062 | 0.062412 | 0.00077216 | 0.11872 | 0 | 0.11872 | 0.00077216 | 0.11872 | 0 | 0.11872 | 0.0074096 | 0.0074096 | 0.00077216 | 4.8192e-05 | 0.11872 | 0.0074096 | 0 | 0 | 0.11872 | 0.0074096 | [22 empty] | WLDFR | HFTD - Distribution - Tier 2 - 1QU CoRE ¦ 5QU LoRE | Red Flag Warning - Large Fires | 2062 | 5.5538e-08 | 5.5538e-08 | 8.3524 | 0.96727 | 4.6367 | 2.7484 | 0 | 0 | 5.7251e-05 | 4.6387e-07 | 0 | 4.6387e-07 | 4.6387e-07 | 0 | 4.6387e-07 | [22 empty] | 7.3.3.17.5 (Remote Grid) Updates to grid topology to minimize risk of ignition in HFTDs Remote GridWLDFREquipment / facility failureAggregated | WLDFR | HFTD - Distribution - Tier 2 - 1QU CoRE ¦ 2QU LoRE | Non-Red Flag Warning - Destructive Fires | Equipment / facility failure | Aggregated | 2062 | 1.2656e-06 | 353.5334 | 0.00044744 | 2062 | Mitigation | 0.95 | 45 | 0 | esc | 0.00097009 | 1.2278e-09 | 0.00097009 | 1.2278e-09
[35 empty] | WLDFR | HFTD - Distribution - Tier 3 - 3QU CoRE ¦ 4QU LoRE | 2063 | 0.058329 | 0.00077216 | 0.12417 | 0 | 0.12417 | 0.00077216 | 0.12417 | 0 | 0.12417 | 0.0072424 | 0.0072424 | 0.00077216 | 4.5039e-05 | 0.12417 | 0.0072424 | 0 | 0 | 0.12417 | 0.0072424 | [22 empty] | WLDFR | HFTD - Distribution - Tier 2 - 1QU CoRE ¦ 5QU LoRE | Red Flag Warning - Large Fires | 2063 | 5.5538e-08 | 5.5538e-08 | 8.872 | 1.0079 | 4.9153 | 2.9488 | 0 | 0 | 5.7251e-05 | 4.9273e-07 | 0 | 4.9273e-07 | 4.9273e-07 | 0 | 4.9273e-07 | [22 empty] | 7.3.3.17.5 (Remote Grid) Updates to grid topology to minimize risk of ignition in HFTDs Remote GridWLDFREquipment / facility failureAggregated | WLDFR | HFTD - Distribution - Tier 2 - 1QU CoRE ¦ 2QU LoRE | Non-Red Flag Warning - Destructive Fires | Equipment / facility failure | Aggregated | 2063 | 1.2656e-06 | 353.5334 | 0.00044744 | 2063 | Mitigation | 0.95 | 45 | 0 | esc | 0.00097009 | 1.2278e-09 | 0.00097009 | 1.2278e-09
[35 empty] | WLDFR | HFTD - Distribution - Tier 3 - 3QU CoRE ¦ 4QU LoRE | 2064 | 0.054513 | 0.00077216 | 0.12417 | 0 | 0.12417 | 0.00077216 | 0.12417 | 0 | 0.12417 | 0.0067686 | 0.0067686 | 0.00077216 | 4.2092e-05 | 0.12417 | 0.0067686 | 0 | 0 | 0.12417 | 0.0067686 | [22 empty] | WLDFR | HFTD - Distribution - Tier 2 - 1QU CoRE ¦ 5QU LoRE | Red Flag Warning - Large Fires | 2064 | 5.5538e-08 | 5.5538e-08 | 8.872 | 1.0079 | 4.9153 | 2.9488 | 0 | 0 | 5.7251e-05 | 4.9273e-07 | 0 | 4.9273e-07 | 4.9273e-07 | 0 | 4.9273e-07 | [22 empty] | 7.3.3.17.5 (Remote Grid) Updates to grid topology to minimize risk of ignition in HFTDs Remote GridWLDFREquipment / facility failureAggregated | WLDFR | HFTD - Distribution - Tier 2 - 1QU CoRE ¦ 2QU LoRE | Non-Red Flag Warning - Destructive Fires | Equipment / facility failure | Aggregated | 2064 | 1.2656e-06 | 353.5334 | 0.00044744 | 2064 | Mitigation | 0.95 | 45 | 0 | esc | 0.00097009 | 1.2278e-09 | 0.00097009 | 1.2278e-09
[35 empty] | WLDFR | HFTD - Distribution - Tier 3 - 3QU CoRE ¦ 4QU LoRE | 2065 | 0.050946 | 0.00077216 | 0.12417 | 0 | 0.12417 | 0.00077216 | 0.12417 | 0 | 0.12417 | 0.0063258 | 0.0063258 | 0.00077216 | 3.9339e-05 | 0.12417 | 0.0063258 | 0 | 0 | 0.12417 | 0.0063258 | [22 empty] | WLDFR | HFTD - Distribution - Tier 2 - 1QU CoRE ¦ 5QU LoRE | Red Flag Warning - Large Fires | 2065 | 5.5538e-08 | 5.5538e-08 | 8.872 | 1.0079 | 4.9153 | 2.9488 | 0 | 0 | 5.7251e-05 | 4.9273e-07 | 0 | 4.9273e-07 | 4.9273e-07 | 0 | 4.9273e-07 | [22 empty] | 7.3.3.17.5 (Remote Grid) Updates to grid topology to minimize risk of ignition in HFTDs Remote GridWLDFREquipment / facility failureAggregated | WLDFR | HFTD - Distribution - Tier 2 - 1QU CoRE ¦ 2QU LoRE | Non-Red Flag Warning - Destructive Fires | Equipment / facility failure | Aggregated | 2065 | 1.2656e-06 | 353.5334 | 0.00044744 | 2065 | Mitigation | 0.95 | 45 | 0 | esc | 0.00097009 | 1.2278e-09 | 0.00097009 | 1.2278e-09
[35 empty] | WLDFR | HFTD - Distribution - Tier 3 - 3QU CoRE ¦ 4QU LoRE | 2066 | 0.047613 | 0.00077216 | 0.12417 | 0 | 0.12417 | 0.00077216 | 0.12417 | 0 | 0.12417 | 0.0059119 | 0.0059119 | 0.00077216 | 3.6765e-05 | 0.12417 | 0.0059119 | 0 | 0 | 0.12417 | 0.0059119 | [22 empty] | WLDFR | HFTD - Distribution - Tier 2 - 1QU CoRE ¦ 5QU LoRE | Red Flag Warning - Large Fires | 2066 | 5.5538e-08 | 5.5538e-08 | 8.872 | 1.0079 | 4.9153 | 2.9488 | 0 | 0 | 5.7251e-05 | 4.9273e-07 | 0 | 4.9273e-07 | 4.9273e-07 | 0 | 4.9273e-07 | [22 empty] | 7.3.3.17.5 (Remote Grid) Updates to grid topology to minimize risk of ignition in HFTDs Remote GridWLDFREquipment / facility failureAggregated | WLDFR | HFTD - Distribution - Tier 2 - 1QU CoRE ¦ 2QU LoRE | Non-Red Flag Warning - Destructive Fires | Equipment / facility failure | Aggregated | 2066 | 1.2656e-06 | 353.5334 | 0.00044744 | 2066 | Mitigation | 0.95 | 45 | 0 | esc | 0.00097009 | 1.2278e-09 | 0.00097009 | 1.2278e-09
[35 empty] | WLDFR | HFTD - Distribution - Tier 3 - 3QU CoRE ¦ 4QU LoRE | 2067 | 0.044499 | 0 | 0 | 0 | 0 | 0.00077216 | 0.12417 | 0 | 0.12417 | 0 | 0.0055252 | 0 | 0 | 0 | 0 | 0 | 0 | 0 | 0 | [22 empty] | WLDFR | HFTD - Distribution - Tier 2 - 1QU CoRE ¦ 5QU LoRE | Red Flag Warning - Large Fires | 2067 | 0 | 5.5538e-08 | 8.872 | 1.0079 | 4.9153 | 2.9488 | 0 | 0 | 5.7251e-05 | 0 | 0 | 0 | 4.9273e-07 | 0 | 4.9273e-07 | [22 empty] | 7.3.3.17.5 (Remote Grid) Updates to grid topology to minimize risk of ignition in HFTDs Remote GridWLDFREquipment / facility failureAggregated | WLDFR | HFTD - Distribution - Tier 2 - 1QU CoRE ¦ 2QU LoRE | Non-Red Flag Warning - Destructive Fires | Equipment / facility failure | Aggregated | 2067 | 1.2656e-06 | 353.5334 | 0.00044744 | 2067 | Mitigation | 0.95 | 45 | 0 | esc | 0 | 0 | 0.00097009 | 1.2278e-09
[35 empty] | WLDFR | HFTD - Distribution - Tier 3 - 3QU CoRE ¦ 5QU LoRE | 2022 | 0.93458 | 0.00032606 | 0.030349 | 0 | 0.030349 | 0 | 0 | 0 | 0 | 0.028364 | 0 | 0.00032606 | 0.00030473 | 0.030349 | 0.028364 | 0 | 0 | 0.030349 | 0.028364 | [22 empty] | WLDFR | HFTD - Distribution - Tier 2 - 1QU CoRE ¦ 5QU LoRE | Red Flag Warning - Small Fires | 2022 | 2.2906e-07 | 0 | 0.077901 | 0.036425 | 0.0015809 | 0.039895 | 0 | 0 | 0.00024191 | 1.7844e-08 | 0 | 1.7844e-08 | 0 | 0 | 0 | [22 empty] | 7.3.3.17.5 (Remote Grid) Updates to grid topology to minimize risk of ignition in HFTDs Remote GridWLDFRVegetation ContactAggregated | WLDFR | HFTD - Distribution - Tier 2 - 1QU CoRE ¦ 2QU LoRE | Non-Red Flag Warning - Destructive Fires | Vegetation Contact | Aggregated | 2022 | 3.584e-06 | 353.5334 | 0.0012671 | 2022 | Mitigation | 0.95 | 45 | 0 | esc | 0.00097009 | 3.4768e-09 | 0 | 0
[35 empty] | WLDFR | HFTD - Distribution - Tier 3 - 3QU CoRE ¦ 5QU LoRE | 2023 | 0.87344 | 0.00032606 | 0.031461 | 0 | 0.031461 | 0.00032606 | 0.031461 | 0 | 0.031461 | 0.027479 | 0.027479 | 0.00032606 | 0.00028479 | 0.031461 | 0.027479 | 0 | 0 | 0.031461 | 0.027479 | [22 empty] | WLDFR | HFTD - Distribution - Tier 2 - 1QU CoRE ¦ 5QU LoRE | Red Flag Warning - Small Fires | 2023 | 2.2906e-07 | 2.2906e-07 | 0.080408 | 0.03759 | 0.0016314 | 0.041187 | 0 | 0 | 0.00024191 | 1.8418e-08 | 0 | 1.8418e-08 | 1.8418e-08 | 0 | 1.8418e-08 | [22 empty] | 7.3.3.17.5 (Remote Grid) Updates to grid topology to minimize risk of ignition in HFTDs Remote GridWLDFRVegetation ContactAggregated | WLDFR | HFTD - Distribution - Tier 2 - 1QU CoRE ¦ 2QU LoRE | Non-Red Flag Warning - Destructive Fires | Vegetation Contact | Aggregated | 2023 | 3.584e-06 | 353.5334 | 0.0012671 | 2023 | Mitigation | 0.95 | 45 | 0 | esc | 0.00097009 | 3.4768e-09 | 0.00097009 | 3.4768e-09
[35 empty] | WLDFR | HFTD - Distribution - Tier 3 - 3QU CoRE ¦ 5QU LoRE | 2024 | 0.8163 | 0.00032606 | 0.031461 | 0 | 0.031461 | 0.00032606 | 0.031461 | 0 | 0.031461 | 0.025682 | 0.025682 | 0.00032606 | 0.00026616 | 0.031461 | 0.025682 | 0 | 0 | 0.031461 | 0.025682 | [22 empty] | WLDFR | HFTD - Distribution - Tier 2 - 1QU CoRE ¦ 5QU LoRE | Red Flag Warning - Small Fires | 2024 | 2.2906e-07 | 2.2906e-07 | 0.080408 | 0.03759 | 0.0016314 | 0.041187 | 0 | 0 | 0.00024191 | 1.8418e-08 | 0 | 1.8418e-08 | 1.8418e-08 | 0 | 1.8418e-08 | [22 empty] | 7.3.3.17.5 (Remote Grid) Updates to grid topology to minimize risk of ignition in HFTDs Remote GridWLDFRVegetation ContactAggregated | WLDFR | HFTD - Distribution - Tier 2 - 1QU CoRE ¦ 2QU LoRE | Non-Red Flag Warning - Destructive Fires | Vegetation Contact | Aggregated | 2024 | 3.584e-06 | 353.5334 | 0.0012671 | 2024 | Mitigation | 0.95 | 45 | 0 | esc | 0.00097009 | 3.4768e-09 | 0.00097009 | 3.4768e-09
[35 empty] | WLDFR | HFTD - Distribution - Tier 3 - 3QU CoRE ¦ 5QU LoRE | 2025 | 0.7629 | 0.00032606 | 0.031461 | 0 | 0.031461 | 0.00032606 | 0.031461 | 0 | 0.031461 | 0.024002 | 0.024002 | 0.00032606 | 0.00024875 | 0.031461 | 0.024002 | 0 | 0 | 0.031461 | 0.024002 | [22 empty] | WLDFR | HFTD - Distribution - Tier 2 - 1QU CoRE ¦ 5QU LoRE | Red Flag Warning - Small Fires | 2025 | 2.2906e-07 | 2.2906e-07 | 0.080408 | 0.03759 | 0.0016314 | 0.041187 | 0 | 0 | 0.00024191 | 1.8418e-08 | 0 | 1.8418e-08 | 1.8418e-08 | 0 | 1.8418e-08 | [22 empty] | 7.3.3.17.5 (Remote Grid) Updates to grid topology to minimize risk of ignition in HFTDs Remote GridWLDFRVegetation ContactAggregated | WLDFR | HFTD - Distribution - Tier 2 - 1QU CoRE ¦ 2QU LoRE | Non-Red Flag Warning - Destructive Fires | Vegetation Contact | Aggregated | 2025 | 3.584e-06 | 353.5334 | 0.0012671 | 2025 | Mitigation | 0.95 | 45 | 0 | esc | 0.00097009 | 3.4768e-09 | 0.00097009 | 3.4768e-09
[35 empty] | WLDFR | HFTD - Distribution - Tier 3 - 3QU CoRE ¦ 5QU LoRE | 2026 | 0.71299 | 0.00032606 | 0.031461 | 0 | 0.031461 | 0.00032606 | 0.031461 | 0 | 0.031461 | 0.022431 | 0.022431 | 0.00032606 | 0.00023247 | 0.031461 | 0.022431 | 0 | 0 | 0.031461 | 0.022431 | [22 empty] | WLDFR | HFTD - Distribution - Tier 2 - 1QU CoRE ¦ 5QU LoRE | Red Flag Warning - Small Fires | 2026 | 2.2906e-07 | 2.2906e-07 | 0.080408 | 0.03759 | 0.0016314 | 0.041187 | 0 | 0 | 0.00024191 | 1.8418e-08 | 0 | 1.8418e-08 | 1.8418e-08 | 0 | 1.8418e-08 | [22 empty] | 7.3.3.17.5 (Remote Grid) Updates to grid topology to minimize risk of ignition in HFTDs Remote GridWLDFRVegetation ContactAggregated | WLDFR | HFTD - Distribution - Tier 2 - 1QU CoRE ¦ 2QU LoRE | Non-Red Flag Warning - Destructive Fires | Vegetation Contact | Aggregated | 2026 | 3.584e-06 | 353.5334 | 0.0012671 | 2026 | Mitigation | 0.95 | 45 | 0 | esc | 0.00097009 | 3.4768e-09 | 0.00097009 | 3.4768e-09
[35 empty] | WLDFR | HFTD - Distribution - Tier 3 - 3QU CoRE ¦ 5QU LoRE | 2027 | 0.66634 | 0.00032606 | 0.031461 | 0 | 0.031461 | 0.00032606 | 0.031461 | 0 | 0.031461 | 0.020964 | 0.020964 | 0.00032606 | 0.00021727 | 0.031461 | 0.020964 | 0 | 0 | 0.031461 | 0.020964 | [22 empty] | WLDFR | HFTD - Distribution - Tier 2 - 1QU CoRE ¦ 5QU LoRE | Red Flag Warning - Small Fires | 2027 | 2.2906e-07 | 2.2906e-07 | 0.080408 | 0.03759 | 0.0016314 | 0.041187 | 0 | 0 | 0.00024191 | 1.8418e-08 | 0 | 1.8418e-08 | 1.8418e-08 | 0 | 1.8418e-08 | [22 empty] | 7.3.3.17.5 (Remote Grid) Updates to grid topology to minimize risk of ignition in HFTDs Remote GridWLDFRVegetation ContactAggregated | WLDFR | HFTD - Distribution - Tier 2 - 1QU CoRE ¦ 2QU LoRE | Non-Red Flag Warning - Destructive Fires | Vegetation Contact | Aggregated | 2027 | 3.584e-06 | 353.5334 | 0.0012671 | 2027 | Mitigation | 0.95 | 45 | 0 | esc | 0.00097009 | 3.4768e-09 | 0.00097009 | 3.4768e-09
[35 empty] | WLDFR | HFTD - Distribution - Tier 3 - 3QU CoRE ¦ 5QU LoRE | 2028 | 0.62275 | 0.00032606 | 0.032862 | 0 | 0.032862 | 0.00032606 | 0.032862 | 0 | 0.032862 | 0.020465 | 0.020465 | 0.00032606 | 0.00020305 | 0.032862 | 0.020465 | 0 | 0 | 0.032862 | 0.020465 | [22 empty] | WLDFR | HFTD - Distribution - Tier 2 - 1QU CoRE ¦ 5QU LoRE | Red Flag Warning - Small Fires | 2028 | 2.2906e-07 | 2.2906e-07 | 0.083606 | 0.039055 | 0.001695 | 0.042856 | 0 | 0 | 0.00024191 | 1.9151e-08 | 0 | 1.9151e-08 | 1.9151e-08 | 0 | 1.9151e-08 | [22 empty] | 7.3.3.17.5 (Remote Grid) Updates to grid topology to minimize risk of ignition in HFTDs Remote GridWLDFRVegetation ContactAggregated | WLDFR | HFTD - Distribution - Tier 2 - 1QU CoRE ¦ 2QU LoRE | Non-Red Flag Warning - Destructive Fires | Vegetation Contact | Aggregated | 2028 | 3.584e-06 | 353.5334 | 0.0012671 | 2028 | Mitigation | 0.95 | 45 | 0 | esc | 0.00097009 | 3.4768e-09 | 0.00097009 | 3.4768e-09
[35 empty] | WLDFR | HFTD - Distribution - Tier 3 - 3QU CoRE ¦ 5QU LoRE | 2029 | 0.58201 | 0.00032606 | 0.032862 | 0 | 0.032862 | 0.00032606 | 0.032862 | 0 | 0.032862 | 0.019126 | 0.019126 | 0.00032606 | 0.00018977 | 0.032862 | 0.019126 | 0 | 0 | 0.032862 | 0.019126 | [22 empty] | WLDFR | HFTD - Distribution - Tier 2 - 1QU CoRE ¦ 5QU LoRE | Red Flag Warning - Small Fires | 2029 | 2.2906e-07 | 2.2906e-07 | 0.083606 | 0.039055 | 0.001695 | 0.042856 | 0 | 0 | 0.00024191 | 1.9151e-08 | 0 | 1.9151e-08 | 1.9151e-08 | 0 | 1.9151e-08 | [22 empty] | 7.3.3.17.5 (Remote Grid) Updates to grid topology to minimize risk of ignition in HFTDs Remote GridWLDFRVegetation ContactAggregated | WLDFR | HFTD - Distribution - Tier 2 - 1QU CoRE ¦ 2QU LoRE | Non-Red Flag Warning - Destructive Fires | Vegetation Contact | Aggregated | 2029 | 3.584e-06 | 353.5334 | 0.0012671 | 2029 | Mitigation | 0.95 | 45 | 0 | esc | 0.00097009 | 3.4768e-09 | 0.00097009 | 3.4768e-09
[35 empty] | WLDFR | HFTD - Distribution - Tier 3 - 3QU CoRE ¦ 5QU LoRE | 2030 | 0.54393 | 0.00032606 | 0.032862 | 0 | 0.032862 | 0.00032606 | 0.032862 | 0 | 0.032862 | 0.017875 | 0.017875 | 0.00032606 | 0.00017735 | 0.032862 | 0.017875 | 0 | 0 | 0.032862 | 0.017875 | [22 empty] | WLDFR | HFTD - Distribution - Tier 2 - 1QU CoRE ¦ 5QU LoRE | Red Flag Warning - Small Fires | 2030 | 2.2906e-07 | 2.2906e-07 | 0.083606 | 0.039055 | 0.001695 | 0.042856 | 0 | 0 | 0.00024191 | 1.9151e-08 | 0 | 1.9151e-08 | 1.9151e-08 | 0 | 1.9151e-08 | [22 empty] | 7.3.3.17.5 (Remote Grid) Updates to grid topology to minimize risk of ignition in HFTDs Remote GridWLDFRVegetation ContactAggregated | WLDFR | HFTD - Distribution - Tier 2 - 1QU CoRE ¦ 2QU LoRE | Non-Red Flag Warning - Destructive Fires | Vegetation Contact | Aggregated | 2030 | 3.584e-06 | 353.5334 | 0.0012671 | 2030 | Mitigation | 0.95 | 45 | 0 | esc | 0.00097009 | 3.4768e-09 | 0.00097009 | 3.4768e-09
[35 empty] | WLDFR | HFTD - Distribution - Tier 3 - 3QU CoRE ¦ 5QU LoRE | 2031 | 0.50835 | 0.00032606 | 0.032862 | 0 | 0.032862 | 0.00032606 | 0.032862 | 0 | 0.032862 | 0.016706 | 0.016706 | 0.00032606 | 0.00016575 | 0.032862 | 0.016706 | 0 | 0 | 0.032862 | 0.016706 | [22 empty] | WLDFR | HFTD - Distribution - Tier 2 - 1QU CoRE ¦ 5QU LoRE | Red Flag Warning - Small Fires | 2031 | 2.2906e-07 | 2.2906e-07 | 0.083606 | 0.039055 | 0.001695 | 0.042856 | 0 | 0 | 0.00024191 | 1.9151e-08 | 0 | 1.9151e-08 | 1.9151e-08 | 0 | 1.9151e-08 | [22 empty] | 7.3.3.17.5 (Remote Grid) Updates to grid topology to minimize risk of ignition in HFTDs Remote GridWLDFRVegetation ContactAggregated | WLDFR | HFTD - Distribution - Tier 2 - 1QU CoRE ¦ 2QU LoRE | Non-Red Flag Warning - Destructive Fires | Vegetation Contact | Aggregated | 2031 | 3.584e-06 | 353.5334 | 0.0012671 | 2031 | Mitigation | 0.95 | 45 | 0 | esc | 0.00097009 | 3.4768e-09 | 0.00097009 | 3.4768e-09
[35 empty] | WLDFR | HFTD - Distribution - Tier 3 - 3QU CoRE ¦ 5QU LoRE | 2032 | 0.47509 | 0.00032606 | 0.032862 | 0 | 0.032862 | 0.00032606 | 0.032862 | 0 | 0.032862 | 0.015613 | 0.015613 | 0.00032606 | 0.00015491 | 0.032862 | 0.015613 | 0 | 0 | 0.032862 | 0.015613 | [22 empty] | WLDFR | HFTD - Distribution - Tier 2 - 1QU CoRE ¦ 5QU LoRE | Red Flag Warning - Small Fires | 2032 | 2.2906e-07 | 2.2906e-07 | 0.083606 | 0.039055 | 0.001695 | 0.042856 | 0 | 0 | 0.00024191 | 1.9151e-08 | 0 | 1.9151e-08 | 1.9151e-08 | 0 | 1.9151e-08 | [22 empty] | 7.3.3.17.5 (Remote Grid) Updates to grid topology to minimize risk of ignition in HFTDs Remote GridWLDFRVegetation ContactAggregated | WLDFR | HFTD - Distribution - Tier 2 - 1QU CoRE ¦ 2QU LoRE | Non-Red Flag Warning - Destructive Fires | Vegetation Contact | Aggregated | 2032 | 3.584e-06 | 353.5334 | 0.0012671 | 2032 | Mitigation | 0.95 | 45 | 0 | esc | 0.00097009 | 3.4768e-09 | 0.00097009 | 3.4768e-09
[35 empty] | WLDFR | HFTD - Distribution - Tier 3 - 3QU CoRE ¦ 5QU LoRE | 2033 | 0.44401 | 0.00032606 | 0.03442 | 0 | 0.03442 | 0.00032606 | 0.03442 | 0 | 0.03442 | 0.015283 | 0.015283 | 0.00032606 | 0.00014477 | 0.03442 | 0.015283 | 0 | 0 | 0.03442 | 0.015283 | [22 empty] | WLDFR | HFTD - Distribution - Tier 2 - 1QU CoRE ¦ 5QU LoRE | Red Flag Warning - Small Fires | 2033 | 2.2906e-07 | 2.2906e-07 | 0.087211 | 0.040679 | 0.0017655 | 0.044766 | 0 | 0 | 0.00024191 | 1.9976e-08 | 0 | 1.9976e-08 | 1.9976e-08 | 0 | 1.9976e-08 | [22 empty] | 7.3.3.17.5 (Remote Grid) Updates to grid topology to minimize risk of ignition in HFTDs Remote GridWLDFRVegetation ContactAggregated | WLDFR | HFTD - Distribution - Tier 2 - 1QU CoRE ¦ 2QU LoRE | Non-Red Flag Warning - Destructive Fires | Vegetation Contact | Aggregated | 2033 | 3.584e-06 | 353.5334 | 0.0012671 | 2033 | Mitigation | 0.95 | 45 | 0 | esc | 0.00097009 | 3.4768e-09 | 0.00097009 | 3.4768e-09
[35 empty] | WLDFR | HFTD - Distribution - Tier 3 - 3QU CoRE ¦ 5QU LoRE | 2034 | 0.41496 | 0.00032606 | 0.03442 | 0 | 0.03442 | 0.00032606 | 0.03442 | 0 | 0.03442 | 0.014283 | 0.014283 | 0.00032606 | 0.0001353 | 0.03442 | 0.014283 | 0 | 0 | 0.03442 | 0.014283 | [22 empty] | WLDFR | HFTD - Distribution - Tier 2 - 1QU CoRE ¦ 5QU LoRE | Red Flag Warning - Small Fires | 2034 | 2.2906e-07 | 2.2906e-07 | 0.087211 | 0.040679 | 0.0017655 | 0.044766 | 0 | 0 | 0.00024191 | 1.9976e-08 | 0 | 1.9976e-08 | 1.9976e-08 | 0 | 1.9976e-08 | [22 empty] | 7.3.3.17.5 (Remote Grid) Updates to grid topology to minimize risk of ignition in HFTDs Remote GridWLDFRVegetation ContactAggregated | WLDFR | HFTD - Distribution - Tier 2 - 1QU CoRE ¦ 2QU LoRE | Non-Red Flag Warning - Destructive Fires | Vegetation Contact | Aggregated | 2034 | 3.584e-06 | 353.5334 | 0.0012671 | 2034 | Mitigation | 0.95 | 45 | 0 | esc | 0.00097009 | 3.4768e-09 | 0.00097009 | 3.4768e-09
[35 empty] | WLDFR | HFTD - Distribution - Tier 3 - 3QU CoRE ¦ 5QU LoRE | 2035 | 0.38782 | 0.00032606 | 0.03442 | 0 | 0.03442 | 0.00032606 | 0.03442 | 0 | 0.03442 | 0.013349 | 0.013349 | 0.00032606 | 0.00012645 | 0.03442 | 0.013349 | 0 | 0 | 0.03442 | 0.013349 | [22 empty] | WLDFR | HFTD - Distribution - Tier 2 - 1QU CoRE ¦ 5QU LoRE | Red Flag Warning - Small Fires | 2035 | 2.2906e-07 | 2.2906e-07 | 0.087211 | 0.040679 | 0.0017655 | 0.044766 | 0 | 0 | 0.00024191 | 1.9976e-08 | 0 | 1.9976e-08 | 1.9976e-08 | 0 | 1.9976e-08 | [22 empty] | 7.3.3.17.5 (Remote Grid) Updates to grid topology to minimize risk of ignition in HFTDs Remote GridWLDFRVegetation ContactAggregated | WLDFR | HFTD - Distribution - Tier 2 - 1QU CoRE ¦ 2QU LoRE | Non-Red Flag Warning - Destructive Fires | Vegetation Contact | Aggregated | 2035 | 3.584e-06 | 353.5334 | 0.0012671 | 2035 | Mitigation | 0.95 | 45 | 0 | esc | 0.00097009 | 3.4768e-09 | 0.00097009 | 3.4768e-09
[35 empty] | WLDFR | HFTD - Distribution - Tier 3 - 3QU CoRE ¦ 5QU LoRE | 2036 | 0.36245 | 0.00032606 | 0.03442 | 0 | 0.03442 | 0.00032606 | 0.03442 | 0 | 0.03442 | 0.012475 | 0.012475 | 0.00032606 | 0.00011818 | 0.03442 | 0.012475 | 0 | 0 | 0.03442 | 0.012475 | [22 empty] | WLDFR | HFTD - Distribution - Tier 2 - 1QU CoRE ¦ 5QU LoRE | Red Flag Warning - Small Fires | 2036 | 2.2906e-07 | 2.2906e-07 | 0.087211 | 0.040679 | 0.0017655 | 0.044766 | 0 | 0 | 0.00024191 | 1.9976e-08 | 0 | 1.9976e-08 | 1.9976e-08 | 0 | 1.9976e-08 | [22 empty] | 7.3.3.17.5 (Remote Grid) Updates to grid topology to minimize risk of ignition in HFTDs Remote GridWLDFRVegetation ContactAggregated | WLDFR | HFTD - Distribution - Tier 2 - 1QU CoRE ¦ 2QU LoRE | Non-Red Flag Warning - Destructive Fires | Vegetation Contact | Aggregated | 2036 | 3.584e-06 | 353.5334 | 0.0012671 | 2036 | Mitigation | 0.95 | 45 | 0 | esc | 0.00097009 | 3.4768e-09 | 0.00097009 | 3.4768e-09
[35 empty] | WLDFR | HFTD - Distribution - Tier 3 - 3QU CoRE ¦ 5QU LoRE | 2037 | 0.33873 | 0.00032606 | 0.03442 | 0 | 0.03442 | 0.00032606 | 0.03442 | 0 | 0.03442 | 0.011659 | 0.011659 | 0.00032606 | 0.00011045 | 0.03442 | 0.011659 | 0 | 0 | 0.03442 | 0.011659 | [22 empty] | WLDFR | HFTD - Distribution - Tier 2 - 1QU CoRE ¦ 5QU LoRE | Red Flag Warning - Small Fires | 2037 | 2.2906e-07 | 2.2906e-07 | 0.087211 | 0.040679 | 0.0017655 | 0.044766 | 0 | 0 | 0.00024191 | 1.9976e-08 | 0 | 1.9976e-08 | 1.9976e-08 | 0 | 1.9976e-08 | [22 empty] | 7.3.3.17.5 (Remote Grid) Updates to grid topology to minimize risk of ignition in HFTDs Remote GridWLDFRVegetation ContactAggregated | WLDFR | HFTD - Distribution - Tier 2 - 1QU CoRE ¦ 2QU LoRE | Non-Red Flag Warning - Destructive Fires | Vegetation Contact | Aggregated | 2037 | 3.584e-06 | 353.5334 | 0.0012671 | 2037 | Mitigation | 0.95 | 45 | 0 | esc | 0.00097009 | 3.4768e-09 | 0.00097009 | 3.4768e-09
[35 empty] | WLDFR | HFTD - Distribution - Tier 3 - 3QU CoRE ¦ 5QU LoRE | 2038 | 0.31657 | 0.00032606 | 0.03611 | 0 | 0.03611 | 0.00032606 | 0.03611 | 0 | 0.03611 | 0.011431 | 0.011431 | 0.00032606 | 0.00010322 | 0.03611 | 0.011431 | 0 | 0 | 0.03611 | 0.011431 | [22 empty] | WLDFR | HFTD - Distribution - Tier 2 - 1QU CoRE ¦ 5QU LoRE | Red Flag Warning - Small Fires | 2038 | 2.2906e-07 | 2.2906e-07 | 0.091184 | 0.042438 | 0.0018418 | 0.046905 | 0 | 0 | 0.00024191 | 2.0886e-08 | 0 | 2.0886e-08 | 2.0886e-08 | 0 | 2.0886e-08 | [22 empty] | 7.3.3.17.5 (Remote Grid) Updates to grid topology to minimize risk of ignition in HFTDs Remote GridWLDFRVegetation ContactAggregated | WLDFR | HFTD - Distribution - Tier 2 - 1QU CoRE ¦ 2QU LoRE | Non-Red Flag Warning - Destructive Fires | Vegetation Contact | Aggregated | 2038 | 3.584e-06 | 353.5334 | 0.0012671 | 2038 | Mitigation | 0.95 | 45 | 0 | esc | 0.00097009 | 3.4768e-09 | 0.00097009 | 3.4768e-09
[35 empty] | WLDFR | HFTD - Distribution - Tier 3 - 3QU CoRE ¦ 5QU LoRE | 2039 | 0.29586 | 0.00032606 | 0.03611 | 0 | 0.03611 | 0.00032606 | 0.03611 | 0 | 0.03611 | 0.010684 | 0.010684 | 0.00032606 | 9.6469e-05 | 0.03611 | 0.010684 | 0 | 0 | 0.03611 | 0.010684 | [22 empty] | WLDFR | HFTD - Distribution - Tier 2 - 1QU CoRE ¦ 5QU LoRE | Red Flag Warning - Small Fires | 2039 | 2.2906e-07 | 2.2906e-07 | 0.091184 | 0.042438 | 0.0018418 | 0.046905 | 0 | 0 | 0.00024191 | 2.0886e-08 | 0 | 2.0886e-08 | 2.0886e-08 | 0 | 2.0886e-08 | [22 empty] | 7.3.3.17.5 (Remote Grid) Updates to grid topology to minimize risk of ignition in HFTDs Remote GridWLDFRVegetation ContactAggregated | WLDFR | HFTD - Distribution - Tier 2 - 1QU CoRE ¦ 2QU LoRE | Non-Red Flag Warning - Destructive Fires | Vegetation Contact | Aggregated | 2039 | 3.584e-06 | 353.5334 | 0.0012671 | 2039 | Mitigation | 0.95 | 45 | 0 | esc | 0.00097009 | 3.4768e-09 | 0.00097009 | 3.4768e-09
[35 empty] | WLDFR | HFTD - Distribution - Tier 3 - 3QU CoRE ¦ 5QU LoRE | 2040 | 0.27651 | 0.00032606 | 0.03611 | 0 | 0.03611 | 0.00032606 | 0.03611 | 0 | 0.03611 | 0.0099847 | 0.0099847 | 0.00032606 | 9.0158e-05 | 0.03611 | 0.0099847 | 0 | 0 | 0.03611 | 0.0099847 | [22 empty] | WLDFR | HFTD - Distribution - Tier 2 - 1QU CoRE ¦ 5QU LoRE | Red Flag Warning - Small Fires | 2040 | 2.2906e-07 | 2.2906e-07 | 0.091184 | 0.042438 | 0.0018418 | 0.046905 | 0 | 0 | 0.00024191 | 2.0886e-08 | 0 | 2.0886e-08 | 2.0886e-08 | 0 | 2.0886e-08 | [22 empty] | 7.3.3.17.5 (Remote Grid) Updates to grid topology to minimize risk of ignition in HFTDs Remote GridWLDFRVegetation ContactAggregated | WLDFR | HFTD - Distribution - Tier 2 - 1QU CoRE ¦ 2QU LoRE | Non-Red Flag Warning - Destructive Fires | Vegetation Contact | Aggregated | 2040 | 3.584e-06 | 353.5334 | 0.0012671 | 2040 | Mitigation | 0.95 | 45 | 0 | esc | 0.00097009 | 3.4768e-09 | 0.00097009 | 3.4768e-09
[35 empty] | WLDFR | HFTD - Distribution - Tier 3 - 3QU CoRE ¦ 5QU LoRE | 2041 | 0.25842 | 0.00032606 | 0.03611 | 0 | 0.03611 | 0.00032606 | 0.03611 | 0 | 0.03611 | 0.0093315 | 0.0093315 | 0.00032606 | 8.4259e-05 | 0.03611 | 0.0093315 | 0 | 0 | 0.03611 | 0.0093315 | [22 empty] | WLDFR | HFTD - Distribution - Tier 2 - 1QU CoRE ¦ 5QU LoRE | Red Flag Warning - Small Fires | 2041 | 2.2906e-07 | 2.2906e-07 | 0.091184 | 0.042438 | 0.0018418 | 0.046905 | 0 | 0 | 0.00024191 | 2.0886e-08 | 0 | 2.0886e-08 | 2.0886e-08 | 0 | 2.0886e-08 | [22 empty] | 7.3.3.17.5 (Remote Grid) Updates to grid topology to minimize risk of ignition in HFTDs Remote GridWLDFRVegetation ContactAggregated | WLDFR | HFTD - Distribution - Tier 2 - 1QU CoRE ¦ 2QU LoRE | Non-Red Flag Warning - Destructive Fires | Vegetation Contact | Aggregated | 2041 | 3.584e-06 | 353.5334 | 0.0012671 | 2041 | Mitigation | 0.95 | 45 | 0 | esc | 0.00097009 | 3.4768e-09 | 0.00097009 | 3.4768e-09
[35 empty] | WLDFR | HFTD - Distribution - Tier 3 - 3QU CoRE ¦ 5QU LoRE | 2042 | 0.24151 | 0.00032606 | 0.03611 | 0 | 0.03611 | 0.00032606 | 0.03611 | 0 | 0.03611 | 0.008721 | 0.008721 | 0.00032606 | 7.8747e-05 | 0.03611 | 0.008721 | 0 | 0 | 0.03611 | 0.008721 | [22 empty] | WLDFR | HFTD - Distribution - Tier 2 - 1QU CoRE ¦ 5QU LoRE | Red Flag Warning - Small Fires | 2042 | 2.2906e-07 | 2.2906e-07 | 0.091184 | 0.042438 | 0.0018418 | 0.046905 | 0 | 0 | 0.00024191 | 2.0886e-08 | 0 | 2.0886e-08 | 2.0886e-08 | 0 | 2.0886e-08 | [22 empty] | 7.3.3.17.5 (Remote Grid) Updates to grid topology to minimize risk of ignition in HFTDs Remote GridWLDFRVegetation ContactAggregated | WLDFR | HFTD - Distribution - Tier 2 - 1QU CoRE ¦ 2QU LoRE | Non-Red Flag Warning - Destructive Fires | Vegetation Contact | Aggregated | 2042 | 3.584e-06 | 353.5334 | 0.0012671 | 2042 | Mitigation | 0.95 | 45 | 0 | esc | 0.00097009 | 3.4768e-09 | 0.00097009 | 3.4768e-09
[35 empty] | WLDFR | HFTD - Distribution - Tier 3 - 3QU CoRE ¦ 5QU LoRE | 2043 | 0.22571 | 0.00032606 | 0.03791 | 0 | 0.03791 | 0.00032606 | 0.03791 | 0 | 0.03791 | 0.0085569 | 0.0085569 | 0.00032606 | 7.3595e-05 | 0.03791 | 0.0085569 | 0 | 0 | 0.03791 | 0.0085569 | [22 empty] | WLDFR | HFTD - Distribution - Tier 2 - 1QU CoRE ¦ 5QU LoRE | Red Flag Warning - Small Fires | 2043 | 2.2906e-07 | 2.2906e-07 | 0.095486 | 0.044306 | 0.0019228 | 0.049257 | 0 | 0 | 0.00024191 | 2.1872e-08 | 0 | 2.1872e-08 | 2.1872e-08 | 0 | 2.1872e-08 | [22 empty] | 7.3.3.17.5 (Remote Grid) Updates to grid topology to minimize risk of ignition in HFTDs Remote GridWLDFRVegetation ContactAggregated | WLDFR | HFTD - Distribution - Tier 2 - 1QU CoRE ¦ 2QU LoRE | Non-Red Flag Warning - Destructive Fires | Vegetation Contact | Aggregated | 2043 | 3.584e-06 | 353.5334 | 0.0012671 | 2043 | Mitigation | 0.95 | 45 | 0 | esc | 0.00097009 | 3.4768e-09 | 0.00097009 | 3.4768e-09
[35 empty] | WLDFR | HFTD - Distribution - Tier 3 - 3QU CoRE ¦ 5QU LoRE | 2044 | 0.21095 | 0.00032606 | 0.03791 | 0 | 0.03791 | 0.00032606 | 0.03791 | 0 | 0.03791 | 0.0079971 | 0.0079971 | 0.00032606 | 6.8781e-05 | 0.03791 | 0.0079971 | 0 | 0 | 0.03791 | 0.0079971 | [22 empty] | WLDFR | HFTD - Distribution - Tier 2 - 1QU CoRE ¦ 5QU LoRE | Red Flag Warning - Small Fires | 2044 | 2.2906e-07 | 2.2906e-07 | 0.095486 | 0.044306 | 0.0019228 | 0.049257 | 0 | 0 | 0.00024191 | 2.1872e-08 | 0 | 2.1872e-08 | 2.1872e-08 | 0 | 2.1872e-08 | [22 empty] | 7.3.3.17.5 (Remote Grid) Updates to grid topology to minimize risk of ignition in HFTDs Remote GridWLDFRVegetation ContactAggregated | WLDFR | HFTD - Distribution - Tier 2 - 1QU CoRE ¦ 2QU LoRE | Non-Red Flag Warning - Destructive Fires | Vegetation Contact | Aggregated | 2044 | 3.584e-06 | 353.5334 | 0.0012671 | 2044 | Mitigation | 0.95 | 45 | 0 | esc | 0.00097009 | 3.4768e-09 | 0.00097009 | 3.4768e-09
[35 empty] | WLDFR | HFTD - Distribution - Tier 3 - 3QU CoRE ¦ 5QU LoRE | 2045 | 0.19715 | 0.00032606 | 0.03791 | 0 | 0.03791 | 0.00032606 | 0.03791 | 0 | 0.03791 | 0.0074739 | 0.0074739 | 0.00032606 | 6.4281e-05 | 0.03791 | 0.0074739 | 0 | 0 | 0.03791 | 0.0074739 | [22 empty] | WLDFR | HFTD - Distribution - Tier 2 - 1QU CoRE ¦ 5QU LoRE | Red Flag Warning - Small Fires | 2045 | 2.2906e-07 | 2.2906e-07 | 0.095486 | 0.044306 | 0.0019228 | 0.049257 | 0 | 0 | 0.00024191 | 2.1872e-08 | 0 | 2.1872e-08 | 2.1872e-08 | 0 | 2.1872e-08 | [22 empty] | 7.3.3.17.5 (Remote Grid) Updates to grid topology to minimize risk of ignition in HFTDs Remote GridWLDFRVegetation ContactAggregated | WLDFR | HFTD - Distribution - Tier 2 - 1QU CoRE ¦ 2QU LoRE | Non-Red Flag Warning - Destructive Fires | Vegetation Contact | Aggregated | 2045 | 3.584e-06 | 353.5334 | 0.0012671 | 2045 | Mitigation | 0.95 | 45 | 0 | esc | 0.00097009 | 3.4768e-09 | 0.00097009 | 3.4768e-09
[35 empty] | WLDFR | HFTD - Distribution - Tier 3 - 3QU CoRE ¦ 5QU LoRE | 2046 | 0.18425 | 0.00032606 | 0.03791 | 0 | 0.03791 | 0.00032606 | 0.03791 | 0 | 0.03791 | 0.006985 | 0.006985 | 0.00032606 | 6.0076e-05 | 0.03791 | 0.006985 | 0 | 0 | 0.03791 | 0.006985 | [22 empty] | WLDFR | HFTD - Distribution - Tier 2 - 1QU CoRE ¦ 5QU LoRE | Red Flag Warning - Small Fires | 2046 | 2.2906e-07 | 2.2906e-07 | 0.095486 | 0.044306 | 0.0019228 | 0.049257 | 0 | 0 | 0.00024191 | 2.1872e-08 | 0 | 2.1872e-08 | 2.1872e-08 | 0 | 2.1872e-08 | [22 empty] | 7.3.3.17.5 (Remote Grid) Updates to grid topology to minimize risk of ignition in HFTDs Remote GridWLDFRVegetation ContactAggregated | WLDFR | HFTD - Distribution - Tier 2 - 1QU CoRE ¦ 2QU LoRE | Non-Red Flag Warning - Destructive Fires | Vegetation Contact | Aggregated | 2046 | 3.584e-06 | 353.5334 | 0.0012671 | 2046 | Mitigation | 0.95 | 45 | 0 | esc | 0.00097009 | 3.4768e-09 | 0.00097009 | 3.4768e-09
[35 empty] | WLDFR | HFTD - Distribution - Tier 3 - 3QU CoRE ¦ 5QU LoRE | 2047 | 0.1722 | 0.00032606 | 0.03791 | 0 | 0.03791 | 0.00032606 | 0.03791 | 0 | 0.03791 | 0.006528 | 0.006528 | 0.00032606 | 5.6146e-05 | 0.03791 | 0.006528 | 0 | 0 | 0.03791 | 0.006528 | [22 empty] | WLDFR | HFTD - Distribution - Tier 2 - 1QU CoRE ¦ 5QU LoRE | Red Flag Warning - Small Fires | 2047 | 2.2906e-07 | 2.2906e-07 | 0.095486 | 0.044306 | 0.0019228 | 0.049257 | 0 | 0 | 0.00024191 | 2.1872e-08 | 0 | 2.1872e-08 | 2.1872e-08 | 0 | 2.1872e-08 | [22 empty] | 7.3.3.17.5 (Remote Grid) Updates to grid topology to minimize risk of ignition in HFTDs Remote GridWLDFRVegetation ContactAggregated | WLDFR | HFTD - Distribution - Tier 2 - 1QU CoRE ¦ 2QU LoRE | Non-Red Flag Warning - Destructive Fires | Vegetation Contact | Aggregated | 2047 | 3.584e-06 | 353.5334 | 0.0012671 | 2047 | Mitigation | 0.95 | 45 | 0 | esc | 0.00097009 | 3.4768e-09 | 0.00097009 | 3.4768e-09
[35 empty] | WLDFR | HFTD - Distribution - Tier 3 - 3QU CoRE ¦ 5QU LoRE | 2048 | 0.16093 | 0.00032606 | 0.039798 | 0 | 0.039798 | 0.00032606 | 0.039798 | 0 | 0.039798 | 0.0064047 | 0.0064047 | 0.00032606 | 5.2473e-05 | 0.039798 | 0.0064047 | 0 | 0 | 0.039798 | 0.0064047 | [22 empty] | WLDFR | HFTD - Distribution - Tier 2 - 1QU CoRE ¦ 5QU LoRE | Red Flag Warning - Small Fires | 2048 | 2.2906e-07 | 2.2906e-07 | 0.10007 | 0.04626 | 0.0020076 | 0.051804 | 0 | 0 | 0.00024191 | 2.2922e-08 | 0 | 2.2922e-08 | 2.2922e-08 | 0 | 2.2922e-08 | [22 empty] | 7.3.3.17.5 (Remote Grid) Updates to grid topology to minimize risk of ignition in HFTDs Remote GridWLDFRVegetation ContactAggregated | WLDFR | HFTD - Distribution - Tier 2 - 1QU CoRE ¦ 2QU LoRE | Non-Red Flag Warning - Destructive Fires | Vegetation Contact | Aggregated | 2048 | 3.584e-06 | 353.5334 | 0.0012671 | 2048 | Mitigation | 0.95 | 45 | 0 | esc | 0.00097009 | 3.4768e-09 | 0.00097009 | 3.4768e-09
[35 empty] | WLDFR | HFTD - Distribution - Tier 3 - 3QU CoRE ¦ 5QU LoRE | 2049 | 0.1504 | 0.00032606 | 0.039798 | 0 | 0.039798 | 0.00032606 | 0.039798 | 0 | 0.039798 | 0.0059857 | 0.0059857 | 0.00032606 | 4.904e-05 | 0.039798 | 0.0059857 | 0 | 0 | 0.039798 | 0.0059857 | [22 empty] | WLDFR | HFTD - Distribution - Tier 2 - 1QU CoRE ¦ 5QU LoRE | Red Flag Warning - Small Fires | 2049 | 2.2906e-07 | 2.2906e-07 | 0.10007 | 0.04626 | 0.0020076 | 0.051804 | 0 | 0 | 0.00024191 | 2.2922e-08 | 0 | 2.2922e-08 | 2.2922e-08 | 0 | 2.2922e-08 | [22 empty] | 7.3.3.17.5 (Remote Grid) Updates to grid topology to minimize risk of ignition in HFTDs Remote GridWLDFRVegetation ContactAggregated | WLDFR | HFTD - Distribution - Tier 2 - 1QU CoRE ¦ 2QU LoRE | Non-Red Flag Warning - Destructive Fires | Vegetation Contact | Aggregated | 2049 | 3.584e-06 | 353.5334 | 0.0012671 | 2049 | Mitigation | 0.95 | 45 | 0 | esc | 0.00097009 | 3.4768e-09 | 0.00097009 | 3.4768e-09
[35 empty] | WLDFR | HFTD - Distribution - Tier 3 - 3QU CoRE ¦ 5QU LoRE | 2050 | 0.14056 | 0.00032606 | 0.039798 | 0 | 0.039798 | 0.00032606 | 0.039798 | 0 | 0.039798 | 0.0055941 | 0.0055941 | 0.00032606 | 4.5832e-05 | 0.039798 | 0.0055941 | 0 | 0 | 0.039798 | 0.0055941 | [22 empty] | WLDFR | HFTD - Distribution - Tier 2 - 1QU CoRE ¦ 5QU LoRE | Red Flag Warning - Small Fires | 2050 | 2.2906e-07 | 2.2906e-07 | 0.10007 | 0.04626 | 0.0020076 | 0.051804 | 0 | 0 | 0.00024191 | 2.2922e-08 | 0 | 2.2922e-08 | 2.2922e-08 | 0 | 2.2922e-08 | [22 empty] | 7.3.3.17.5 (Remote Grid) Updates to grid topology to minimize risk of ignition in HFTDs Remote GridWLDFRVegetation ContactAggregated | WLDFR | HFTD - Distribution - Tier 2 - 1QU CoRE ¦ 2QU LoRE | Non-Red Flag Warning - Destructive Fires | Vegetation Contact | Aggregated | 2050 | 3.584e-06 | 353.5334 | 0.0012671 | 2050 | Mitigation | 0.95 | 45 | 0 | esc | 0.00097009 | 3.4768e-09 | 0.00097009 | 3.4768e-09
[35 empty] | WLDFR | HFTD - Distribution - Tier 3 - 3QU CoRE ¦ 5QU LoRE | 2051 | 0.13137 | 0.00032606 | 0.039798 | 0 | 0.039798 | 0.00032606 | 0.039798 | 0 | 0.039798 | 0.0052281 | 0.0052281 | 0.00032606 | 4.2833e-05 | 0.039798 | 0.0052281 | 0 | 0 | 0.039798 | 0.0052281 | [22 empty] | WLDFR | HFTD - Distribution - Tier 2 - 1QU CoRE ¦ 5QU LoRE | Red Flag Warning - Small Fires | 2051 | 2.2906e-07 | 2.2906e-07 | 0.10007 | 0.04626 | 0.0020076 | 0.051804 | 0 | 0 | 0.00024191 | 2.2922e-08 | 0 | 2.2922e-08 | 2.2922e-08 | 0 | 2.2922e-08 | [22 empty] | 7.3.3.17.5 (Remote Grid) Updates to grid topology to minimize risk of ignition in HFTDs Remote GridWLDFRVegetation ContactAggregated | WLDFR | HFTD - Distribution - Tier 2 - 1QU CoRE ¦ 2QU LoRE | Non-Red Flag Warning - Destructive Fires | Vegetation Contact | Aggregated | 2051 | 3.584e-06 | 353.5334 | 0.0012671 | 2051 | Mitigation | 0.95 | 45 | 0 | esc | 0.00097009 | 3.4768e-09 | 0.00097009 | 3.4768e-09
[35 empty] | WLDFR | HFTD - Distribution - Tier 3 - 3QU CoRE ¦ 5QU LoRE | 2052 | 0.12277 | 0.00032606 | 0.039798 | 0 | 0.039798 | 0.00032606 | 0.039798 | 0 | 0.039798 | 0.0048861 | 0.0048861 | 0.00032606 | 4.0031e-05 | 0.039798 | 0.0048861 | 0 | 0 | 0.039798 | 0.0048861 | [22 empty] | WLDFR | HFTD - Distribution - Tier 2 - 1QU CoRE ¦ 5QU LoRE | Red Flag Warning - Small Fires | 2052 | 2.2906e-07 | 2.2906e-07 | 0.10007 | 0.04626 | 0.0020076 | 0.051804 | 0 | 0 | 0.00024191 | 2.2922e-08 | 0 | 2.2922e-08 | 2.2922e-08 | 0 | 2.2922e-08 | [22 empty] | 7.3.3.17.5 (Remote Grid) Updates to grid topology to minimize risk of ignition in HFTDs Remote GridWLDFRVegetation ContactAggregated | WLDFR | HFTD - Distribution - Tier 2 - 1QU CoRE ¦ 2QU LoRE | Non-Red Flag Warning - Destructive Fires | Vegetation Contact | Aggregated | 2052 | 3.584e-06 | 353.5334 | 0.0012671 | 2052 | Mitigation | 0.95 | 45 | 0 | esc | 0.00097009 | 3.4768e-09 | 0.00097009 | 3.4768e-09
[35 empty] | WLDFR | HFTD - Distribution - Tier 3 - 3QU CoRE ¦ 5QU LoRE | 2053 | 0.11474 | 0.00032606 | 0.041748 | 0 | 0.041748 | 0.00032606 | 0.041748 | 0 | 0.041748 | 0.0047902 | 0.0047902 | 0.00032606 | 3.7412e-05 | 0.041748 | 0.0047902 | 0 | 0 | 0.041748 | 0.0047902 | [22 empty] | WLDFR | HFTD - Distribution - Tier 2 - 1QU CoRE ¦ 5QU LoRE | Red Flag Warning - Small Fires | 2053 | 2.2906e-07 | 2.2906e-07 | 0.10489 | 0.048274 | 0.002095 | 0.054525 | 0 | 0 | 0.00024191 | 2.4027e-08 | 0 | 2.4027e-08 | 2.4027e-08 | 0 | 2.4027e-08 | [22 empty] | 7.3.3.17.5 (Remote Grid) Updates to grid topology to minimize risk of ignition in HFTDs Remote GridWLDFRVegetation ContactAggregated | WLDFR | HFTD - Distribution - Tier 2 - 1QU CoRE ¦ 2QU LoRE | Non-Red Flag Warning - Destructive Fires | Vegetation Contact | Aggregated | 2053 | 3.584e-06 | 353.5334 | 0.0012671 | 2053 | Mitigation | 0.95 | 45 | 0 | esc | 0.00097009 | 3.4768e-09 | 0.00097009 | 3.4768e-09
[35 empty] | WLDFR | HFTD - Distribution - Tier 3 - 3QU CoRE ¦ 5QU LoRE | 2054 | 0.10723 | 0.00032606 | 0.041748 | 0 | 0.041748 | 0.00032606 | 0.041748 | 0 | 0.041748 | 0.0044769 | 0.0044769 | 0.00032606 | 3.4965e-05 | 0.041748 | 0.0044769 | 0 | 0 | 0.041748 | 0.0044769 | [22 empty] | WLDFR | HFTD - Distribution - Tier 2 - 1QU CoRE ¦ 5QU LoRE | Red Flag Warning - Small Fires | 2054 | 2.2906e-07 | 2.2906e-07 | 0.10489 | 0.048274 | 0.002095 | 0.054525 | 0 | 0 | 0.00024191 | 2.4027e-08 | 0 | 2.4027e-08 | 2.4027e-08 | 0 | 2.4027e-08 | [22 empty] | 7.3.3.17.5 (Remote Grid) Updates to grid topology to minimize risk of ignition in HFTDs Remote GridWLDFRVegetation ContactAggregated | WLDFR | HFTD - Distribution - Tier 2 - 1QU CoRE ¦ 2QU LoRE | Non-Red Flag Warning - Destructive Fires | Vegetation Contact | Aggregated | 2054 | 3.584e-06 | 353.5334 | 0.0012671 | 2054 | Mitigation | 0.95 | 45 | 0 | esc | 0.00097009 | 3.4768e-09 | 0.00097009 | 3.4768e-09
[35 empty] | WLDFR | HFTD - Distribution - Tier 3 - 3QU CoRE ¦ 5QU LoRE | 2055 | 0.10022 | 0.00032606 | 0.041748 | 0 | 0.041748 | 0.00032606 | 0.041748 | 0 | 0.041748 | 0.004184 | 0.004184 | 0.00032606 | 3.2677e-05 | 0.041748 | 0.004184 | 0 | 0 | 0.041748 | 0.004184 | [22 empty] | WLDFR | HFTD - Distribution - Tier 2 - 1QU CoRE ¦ 5QU LoRE | Red Flag Warning - Small Fires | 2055 | 2.2906e-07 | 2.2906e-07 | 0.10489 | 0.048274 | 0.002095 | 0.054525 | 0 | 0 | 0.00024191 | 2.4027e-08 | 0 | 2.4027e-08 | 2.4027e-08 | 0 | 2.4027e-08 | [22 empty] | 7.3.3.17.5 (Remote Grid) Updates to grid topology to minimize risk of ignition in HFTDs Remote GridWLDFRVegetation ContactAggregated | WLDFR | HFTD - Distribution - Tier 2 - 1QU CoRE ¦ 2QU LoRE | Non-Red Flag Warning - Destructive Fires | Vegetation Contact | Aggregated | 2055 | 3.584e-06 | 353.5334 | 0.0012671 | 2055 | Mitigation | 0.95 | 45 | 0 | esc | 0.00097009 | 3.4768e-09 | 0.00097009 | 3.4768e-09
[35 empty] | WLDFR | HFTD - Distribution - Tier 3 - 3QU CoRE ¦ 5QU LoRE | 2056 | 0.093663 | 0.00032606 | 0.041748 | 0 | 0.041748 | 0.00032606 | 0.041748 | 0 | 0.041748 | 0.0039103 | 0.0039103 | 0.00032606 | 3.0539e-05 | 0.041748 | 0.0039103 | 0 | 0 | 0.041748 | 0.0039103 | [22 empty] | WLDFR | HFTD - Distribution - Tier 2 - 1QU CoRE ¦ 5QU LoRE | Red Flag Warning - Small Fires | 2056 | 2.2906e-07 | 2.2906e-07 | 0.10489 | 0.048274 | 0.002095 | 0.054525 | 0 | 0 | 0.00024191 | 2.4027e-08 | 0 | 2.4027e-08 | 2.4027e-08 | 0 | 2.4027e-08 | [22 empty] | 7.3.3.17.5 (Remote Grid) Updates to grid topology to minimize risk of ignition in HFTDs Remote GridWLDFRVegetation ContactAggregated | WLDFR | HFTD - Distribution - Tier 2 - 1QU CoRE ¦ 2QU LoRE | Non-Red Flag Warning - Destructive Fires | Vegetation Contact | Aggregated | 2056 | 3.584e-06 | 353.5334 | 0.0012671 | 2056 | Mitigation | 0.95 | 45 | 0 | esc | 0.00097009 | 3.4768e-09 | 0.00097009 | 3.4768e-09
[35 empty] | WLDFR | HFTD - Distribution - Tier 3 - 3QU CoRE ¦ 5QU LoRE | 2057 | 0.087535 | 0.00032606 | 0.041748 | 0 | 0.041748 | 0.00032606 | 0.041748 | 0 | 0.041748 | 0.0036544 | 0.0036544 | 0.00032606 | 2.8542e-05 | 0.041748 | 0.0036544 | 0 | 0 | 0.041748 | 0.0036544 | [22 empty] | WLDFR | HFTD - Distribution - Tier 2 - 1QU CoRE ¦ 5QU LoRE | Red Flag Warning - Small Fires | 2057 | 2.2906e-07 | 2.2906e-07 | 0.10489 | 0.048274 | 0.002095 | 0.054525 | 0 | 0 | 0.00024191 | 2.4027e-08 | 0 | 2.4027e-08 | 2.4027e-08 | 0 | 2.4027e-08 | [22 empty] | 7.3.3.17.5 (Remote Grid) Updates to grid topology to minimize risk of ignition in HFTDs Remote GridWLDFRVegetation ContactAggregated | WLDFR | HFTD - Distribution - Tier 2 - 1QU CoRE ¦ 2QU LoRE | Non-Red Flag Warning - Destructive Fires | Vegetation Contact | Aggregated | 2057 | 3.584e-06 | 353.5334 | 0.0012671 | 2057 | Mitigation | 0.95 | 45 | 0 | esc | 0.00097009 | 3.4768e-09 | 0.00097009 | 3.4768e-09
[35 empty] | WLDFR | HFTD - Distribution - Tier 3 - 3QU CoRE ¦ 5QU LoRE | 2058 | 0.081809 | 0.00032606 | 0.043738 | 0 | 0.043738 | 0.00032606 | 0.043738 | 0 | 0.043738 | 0.0035782 | 0.0035782 | 0.00032606 | 2.6674e-05 | 0.043738 | 0.0035782 | 0 | 0 | 0.043738 | 0.0035782 | [22 empty] | WLDFR | HFTD - Distribution - Tier 2 - 1QU CoRE ¦ 5QU LoRE | Red Flag Warning - Small Fires | 2058 | 2.2906e-07 | 2.2906e-07 | 0.1099 | 0.050325 | 0.0021839 | 0.057393 | 0 | 0 | 0.00024191 | 2.5174e-08 | 0 | 2.5174e-08 | 2.5174e-08 | 0 | 2.5174e-08 | [22 empty] | 7.3.3.17.5 (Remote Grid) Updates to grid topology to minimize risk of ignition in HFTDs Remote GridWLDFRVegetation ContactAggregated | WLDFR | HFTD - Distribution - Tier 2 - 1QU CoRE ¦ 2QU LoRE | Non-Red Flag Warning - Destructive Fires | Vegetation Contact | Aggregated | 2058 | 3.584e-06 | 353.5334 | 0.0012671 | 2058 | Mitigation | 0.95 | 45 | 0 | esc | 0.00097009 | 3.4768e-09 | 0.00097009 | 3.4768e-09
[35 empty] | WLDFR | HFTD - Distribution - Tier 3 - 3QU CoRE ¦ 5QU LoRE | 2059 | 0.076457 | 0.00032606 | 0.043738 | 0 | 0.043738 | 0.00032606 | 0.043738 | 0 | 0.043738 | 0.0033441 | 0.0033441 | 0.00032606 | 2.4929e-05 | 0.043738 | 0.0033441 | 0 | 0 | 0.043738 | 0.0033441 | [22 empty] | WLDFR | HFTD - Distribution - Tier 2 - 1QU CoRE ¦ 5QU LoRE | Red Flag Warning - Small Fires | 2059 | 2.2906e-07 | 2.2906e-07 | 0.1099 | 0.050325 | 0.0021839 | 0.057393 | 0 | 0 | 0.00024191 | 2.5174e-08 | 0 | 2.5174e-08 | 2.5174e-08 | 0 | 2.5174e-08 | [22 empty] | 7.3.3.17.5 (Remote Grid) Updates to grid topology to minimize risk of ignition in HFTDs Remote GridWLDFRVegetation ContactAggregated | WLDFR | HFTD - Distribution - Tier 2 - 1QU CoRE ¦ 2QU LoRE | Non-Red Flag Warning - Destructive Fires | Vegetation Contact | Aggregated | 2059 | 3.584e-06 | 353.5334 | 0.0012671 | 2059 | Mitigation | 0.95 | 45 | 0 | esc | 0.00097009 | 3.4768e-09 | 0.00097009 | 3.4768e-09
[35 empty] | WLDFR | HFTD - Distribution - Tier 3 - 3QU CoRE ¦ 5QU LoRE | 2060 | 0.071455 | 0.00032606 | 0.043738 | 0 | 0.043738 | 0.00032606 | 0.043738 | 0 | 0.043738 | 0.0031253 | 0.0031253 | 0.00032606 | 2.3298e-05 | 0.043738 | 0.0031253 | 0 | 0 | 0.043738 | 0.0031253 | [22 empty] | WLDFR | HFTD - Distribution - Tier 2 - 1QU CoRE ¦ 5QU LoRE | Red Flag Warning - Small Fires | 2060 | 2.2906e-07 | 2.2906e-07 | 0.1099 | 0.050325 | 0.0021839 | 0.057393 | 0 | 0 | 0.00024191 | 2.5174e-08 | 0 | 2.5174e-08 | 2.5174e-08 | 0 | 2.5174e-08 | [22 empty] | 7.3.3.17.5 (Remote Grid) Updates to grid topology to minimize risk of ignition in HFTDs Remote GridWLDFRVegetation ContactAggregated | WLDFR | HFTD - Distribution - Tier 2 - 1QU CoRE ¦ 2QU LoRE | Non-Red Flag Warning - Destructive Fires | Vegetation Contact | Aggregated | 2060 | 3.584e-06 | 353.5334 | 0.0012671 | 2060 | Mitigation | 0.95 | 45 | 0 | esc | 0.00097009 | 3.4768e-09 | 0.00097009 | 3.4768e-09
[35 empty] | WLDFR | HFTD - Distribution - Tier 3 - 3QU CoRE ¦ 5QU LoRE | 2061 | 0.06678 | 0.00032606 | 0.043738 | 0 | 0.043738 | 0.00032606 | 0.043738 | 0 | 0.043738 | 0.0029209 | 0.0029209 | 0.00032606 | 2.1774e-05 | 0.043738 | 0.0029209 | 0 | 0 | 0.043738 | 0.0029209 | [22 empty] | WLDFR | HFTD - Distribution - Tier 2 - 1QU CoRE ¦ 5QU LoRE | Red Flag Warning - Small Fires | 2061 | 2.2906e-07 | 2.2906e-07 | 0.1099 | 0.050325 | 0.0021839 | 0.057393 | 0 | 0 | 0.00024191 | 2.5174e-08 | 0 | 2.5174e-08 | 2.5174e-08 | 0 | 2.5174e-08 | [22 empty] | 7.3.3.17.5 (Remote Grid) Updates to grid topology to minimize risk of ignition in HFTDs Remote GridWLDFRVegetation ContactAggregated | WLDFR | HFTD - Distribution - Tier 2 - 1QU CoRE ¦ 2QU LoRE | Non-Red Flag Warning - Destructive Fires | Vegetation Contact | Aggregated | 2061 | 3.584e-06 | 353.5334 | 0.0012671 | 2061 | Mitigation | 0.95 | 45 | 0 | esc | 0.00097009 | 3.4768e-09 | 0.00097009 | 3.4768e-09
[35 empty] | WLDFR | HFTD - Distribution - Tier 3 - 3QU CoRE ¦ 5QU LoRE | 2062 | 0.062412 | 0.00032606 | 0.043738 | 0 | 0.043738 | 0.00032606 | 0.043738 | 0 | 0.043738 | 0.0027298 | 0.0027298 | 0.00032606 | 2.035e-05 | 0.043738 | 0.0027298 | 0 | 0 | 0.043738 | 0.0027298 | [22 empty] | WLDFR | HFTD - Distribution - Tier 2 - 1QU CoRE ¦ 5QU LoRE | Red Flag Warning - Small Fires | 2062 | 2.2906e-07 | 2.2906e-07 | 0.1099 | 0.050325 | 0.0021839 | 0.057393 | 0 | 0 | 0.00024191 | 2.5174e-08 | 0 | 2.5174e-08 | 2.5174e-08 | 0 | 2.5174e-08 | [22 empty] | 7.3.3.17.5 (Remote Grid) Updates to grid topology to minimize risk of ignition in HFTDs Remote GridWLDFRVegetation ContactAggregated | WLDFR | HFTD - Distribution - Tier 2 - 1QU CoRE ¦ 2QU LoRE | Non-Red Flag Warning - Destructive Fires | Vegetation Contact | Aggregated | 2062 | 3.584e-06 | 353.5334 | 0.0012671 | 2062 | Mitigation | 0.95 | 45 | 0 | esc | 0.00097009 | 3.4768e-09 | 0.00097009 | 3.4768e-09
[35 empty] | WLDFR | HFTD - Distribution - Tier 3 - 3QU CoRE ¦ 5QU LoRE | 2063 | 0.058329 | 0.00032606 | 0.045744 | 0 | 0.045744 | 0.00032606 | 0.045744 | 0 | 0.045744 | 0.0026682 | 0.0026682 | 0.00032606 | 1.9018e-05 | 0.045744 | 0.0026682 | 0 | 0 | 0.045744 | 0.0026682 | [22 empty] | WLDFR | HFTD - Distribution - Tier 2 - 1QU CoRE ¦ 5QU LoRE | Red Flag Warning - Small Fires | 2063 | 2.2906e-07 | 2.2906e-07 | 0.11504 | 0.052388 | 0.0022734 | 0.060377 | 0 | 0 | 0.00024191 | 2.635e-08 | 0 | 2.635e-08 | 2.635e-08 | 0 | 2.635e-08 | [22 empty] | 7.3.3.17.5 (Remote Grid) Updates to grid topology to minimize risk of ignition in HFTDs Remote GridWLDFRVegetation ContactAggregated | WLDFR | HFTD - Distribution - Tier 2 - 1QU CoRE ¦ 2QU LoRE | Non-Red Flag Warning - Destructive Fires | Vegetation Contact | Aggregated | 2063 | 3.584e-06 | 353.5334 | 0.0012671 | 2063 | Mitigation | 0.95 | 45 | 0 | esc | 0.00097009 | 3.4768e-09 | 0.00097009 | 3.4768e-09
[35 empty] | WLDFR | HFTD - Distribution - Tier 3 - 3QU CoRE ¦ 5QU LoRE | 2064 | 0.054513 | 0.00032606 | 0.045744 | 0 | 0.045744 | 0.00032606 | 0.045744 | 0 | 0.045744 | 0.0024936 | 0.0024936 | 0.00032606 | 1.7774e-05 | 0.045744 | 0.0024936 | 0 | 0 | 0.045744 | 0.0024936 | [22 empty] | WLDFR | HFTD - Distribution - Tier 2 - 1QU CoRE ¦ 5QU LoRE | Red Flag Warning - Small Fires | 2064 | 2.2906e-07 | 2.2906e-07 | 0.11504 | 0.052388 | 0.0022734 | 0.060377 | 0 | 0 | 0.00024191 | 2.635e-08 | 0 | 2.635e-08 | 2.635e-08 | 0 | 2.635e-08 | [22 empty] | 7.3.3.17.5 (Remote Grid) Updates to grid topology to minimize risk of ignition in HFTDs Remote GridWLDFRVegetation ContactAggregated | WLDFR | HFTD - Distribution - Tier 2 - 1QU CoRE ¦ 2QU LoRE | Non-Red Flag Warning - Destructive Fires | Vegetation Contact | Aggregated | 2064 | 3.584e-06 | 353.5334 | 0.0012671 | 2064 | Mitigation | 0.95 | 45 | 0 | esc | 0.00097009 | 3.4768e-09 | 0.00097009 | 3.4768e-09
[35 empty] | WLDFR | HFTD - Distribution - Tier 3 - 3QU CoRE ¦ 5QU LoRE | 2065 | 0.050946 | 0.00032606 | 0.045744 | 0 | 0.045744 | 0.00032606 | 0.045744 | 0 | 0.045744 | 0.0023305 | 0.0023305 | 0.00032606 | 1.6611e-05 | 0.045744 | 0.0023305 | 0 | 0 | 0.045744 | 0.0023305 | [22 empty] | WLDFR | HFTD - Distribution - Tier 2 - 1QU CoRE ¦ 5QU LoRE | Red Flag Warning - Small Fires | 2065 | 2.2906e-07 | 2.2906e-07 | 0.11504 | 0.052388 | 0.0022734 | 0.060377 | 0 | 0 | 0.00024191 | 2.635e-08 | 0 | 2.635e-08 | 2.635e-08 | 0 | 2.635e-08 | [22 empty] | 7.3.3.17.5 (Remote Grid) Updates to grid topology to minimize risk of ignition in HFTDs Remote GridWLDFRVegetation ContactAggregated | WLDFR | HFTD - Distribution - Tier 2 - 1QU CoRE ¦ 2QU LoRE | Non-Red Flag Warning - Destructive Fires | Vegetation Contact | Aggregated | 2065 | 3.584e-06 | 353.5334 | 0.0012671 | 2065 | Mitigation | 0.95 | 45 | 0 | esc | 0.00097009 | 3.4768e-09 | 0.00097009 | 3.4768e-09
[35 empty] | WLDFR | HFTD - Distribution - Tier 3 - 3QU CoRE ¦ 5QU LoRE | 2066 | 0.047613 | 0.00032606 | 0.045744 | 0 | 0.045744 | 0.00032606 | 0.045744 | 0 | 0.045744 | 0.002178 | 0.002178 | 0.00032606 | 1.5525e-05 | 0.045744 | 0.002178 | 0 | 0 | 0.045744 | 0.002178 | [22 empty] | WLDFR | HFTD - Distribution - Tier 2 - 1QU CoRE ¦ 5QU LoRE | Red Flag Warning - Small Fires | 2066 | 2.2906e-07 | 2.2906e-07 | 0.11504 | 0.052388 | 0.0022734 | 0.060377 | 0 | 0 | 0.00024191 | 2.635e-08 | 0 | 2.635e-08 | 2.635e-08 | 0 | 2.635e-08 | [22 empty] | 7.3.3.17.5 (Remote Grid) Updates to grid topology to minimize risk of ignition in HFTDs Remote GridWLDFRVegetation ContactAggregated | WLDFR | HFTD - Distribution - Tier 2 - 1QU CoRE ¦ 2QU LoRE | Non-Red Flag Warning - Destructive Fires | Vegetation Contact | Aggregated | 2066 | 3.584e-06 | 353.5334 | 0.0012671 | 2066 | Mitigation | 0.95 | 45 | 0 | esc | 0.00097009 | 3.4768e-09 | 0.00097009 | 3.4768e-09
[35 empty] | WLDFR | HFTD - Distribution - Tier 3 - 3QU CoRE ¦ 5QU LoRE | 2067 | 0.044499 | 0 | 0 | 0 | 0 | 0.00032606 | 0.045744 | 0 | 0.045744 | 0 | 0.0020355 | 0 | 0 | 0 | 0 | 0 | 0 | 0 | 0 | [22 empty] | WLDFR | HFTD - Distribution - Tier 2 - 1QU CoRE ¦ 5QU LoRE | Red Flag Warning - Small Fires | 2067 | 0 | 2.2906e-07 | 0.11504 | 0.052388 | 0.0022734 | 0.060377 | 0 | 0 | 0.00024191 | 0 | 0 | 0 | 2.635e-08 | 0 | 2.635e-08 | [22 empty] | 7.3.3.17.5 (Remote Grid) Updates to grid topology to minimize risk of ignition in HFTDs Remote GridWLDFRVegetation ContactAggregated | WLDFR | HFTD - Distribution - Tier 2 - 1QU CoRE ¦ 2QU LoRE | Non-Red Flag Warning - Destructive Fires | Vegetation Contact | Aggregated | 2067 | 3.584e-06 | 353.5334 | 0.0012671 | 2067 | Mitigation | 0.95 | 45 | 0 | esc | 0 | 0 | 0.00097009 | 3.4768e-09
[35 empty] | WLDFR | HFTD - Distribution - Tier 3 - 4QU CoRE ¦ 1QU LoRE | 2022 | 0.93458 | 0.004892 | 0.17543 | 0 | 0.17543 | 0 | 0 | 0 | 0 | 0.16395 | 0 | 0.004892 | 0.004572 | 0.17543 | 0.16395 | 0 | 0 | 0.17543 | 0.16395 | [22 empty] | WLDFR | HFTD - Distribution - Tier 2 - 2QU CoRE ¦ 1QU LoRE | Non-Red Flag Warning - Catastrophic Fires | 2022 | 8.4598e-09 | 0 | 14146.1306 | 222.2294 | 8585.7228 | 5338.1784 | 0 | 0 | 1.1993e-05 | 0.00011967 | 0 | 0.00011967 | 0 | 0 | 0 | [22 empty] | 7.3.3.17.5 (Remote Grid) Updates to grid topology to minimize risk of ignition in HFTDs Remote GridWLDFRWire-to-wire contactAggregated | WLDFR | HFTD - Distribution - Tier 2 - 1QU CoRE ¦ 2QU LoRE | Non-Red Flag Warning - Destructive Fires | Wire-to-wire contact | Aggregated | 2022 | 2.583e-06 | 353.5334 | 0.00091319 | 2022 | Mitigation | 0.95 | 45 | 0 | esc | 0.00097009 | 2.5058e-09 | 0 | 0
[35 empty] | WLDFR | HFTD - Distribution - Tier 3 - 4QU CoRE ¦ 1QU LoRE | 2023 | 0.87344 | 0.004892 | 0.18185 | 0 | 0.18185 | 0.004892 | 0.18185 | 0 | 0.18185 | 0.15884 | 0.15884 | 0.004892 | 0.0042729 | 0.18185 | 0.15884 | 0 | 0 | 0.18185 | 0.15884 | [22 empty] | WLDFR | HFTD - Distribution - Tier 2 - 2QU CoRE ¦ 1QU LoRE | Non-Red Flag Warning - Catastrophic Fires | 2023 | 8.4598e-09 | 8.4598e-09 | 14664.6376 | 233.2301 | 8896.516 | 5534.8915 | 0 | 0 | 1.1993e-05 | 0.00012406 | 0 | 0.00012406 | 0.00012406 | 0 | 0.00012406 | [22 empty] | 7.3.3.17.5 (Remote Grid) Updates to grid topology to minimize risk of ignition in HFTDs Remote GridWLDFRWire-to-wire contactAggregated | WLDFR | HFTD - Distribution - Tier 2 - 1QU CoRE ¦ 2QU LoRE | Non-Red Flag Warning - Destructive Fires | Wire-to-wire contact | Aggregated | 2023 | 2.583e-06 | 353.5334 | 0.00091319 | 2023 | Mitigation | 0.95 | 45 | 0 | esc | 0.00097009 | 2.5058e-09 | 0.00097009 | 2.5058e-09
[35 empty] | WLDFR | HFTD - Distribution - Tier 3 - 4QU CoRE ¦ 1QU LoRE | 2024 | 0.8163 | 0.004892 | 0.18185 | 0 | 0.18185 | 0.004892 | 0.18185 | 0 | 0.18185 | 0.14845 | 0.14845 | 0.004892 | 0.0039933 | 0.18185 | 0.14845 | 0 | 0 | 0.18185 | 0.14845 | [22 empty] | WLDFR | HFTD - Distribution - Tier 2 - 2QU CoRE ¦ 1QU LoRE | Non-Red Flag Warning - Catastrophic Fires | 2024 | 8.4598e-09 | 8.4598e-09 | 14664.6376 | 233.2301 | 8896.516 | 5534.8915 | 0 | 0 | 1.1993e-05 | 0.00012406 | 0 | 0.00012406 | 0.00012406 | 0 | 0.00012406 | [22 empty] | 7.3.3.17.5 (Remote Grid) Updates to grid topology to minimize risk of ignition in HFTDs Remote GridWLDFRWire-to-wire contactAggregated | WLDFR | HFTD - Distribution - Tier 2 - 1QU CoRE ¦ 2QU LoRE | Non-Red Flag Warning - Destructive Fires | Wire-to-wire contact | Aggregated | 2024 | 2.583e-06 | 353.5334 | 0.00091319 | 2024 | Mitigation | 0.95 | 45 | 0 | esc | 0.00097009 | 2.5058e-09 | 0.00097009 | 2.5058e-09
[35 empty] | WLDFR | HFTD - Distribution - Tier 3 - 4QU CoRE ¦ 1QU LoRE | 2025 | 0.7629 | 0.004892 | 0.18185 | 0 | 0.18185 | 0.004892 | 0.18185 | 0 | 0.18185 | 0.13874 | 0.13874 | 0.004892 | 0.0037321 | 0.18185 | 0.13874 | 0 | 0 | 0.18185 | 0.13874 | [22 empty] | WLDFR | HFTD - Distribution - Tier 2 - 2QU CoRE ¦ 1QU LoRE | Non-Red Flag Warning - Catastrophic Fires | 2025 | 8.4598e-09 | 8.4598e-09 | 14664.6376 | 233.2301 | 8896.516 | 5534.8915 | 0 | 0 | 1.1993e-05 | 0.00012406 | 0 | 0.00012406 | 0.00012406 | 0 | 0.00012406 | [22 empty] | 7.3.3.17.5 (Remote Grid) Updates to grid topology to minimize risk of ignition in HFTDs Remote GridWLDFRWire-to-wire contactAggregated | WLDFR | HFTD - Distribution - Tier 2 - 1QU CoRE ¦ 2QU LoRE | Non-Red Flag Warning - Destructive Fires | Wire-to-wire contact | Aggregated | 2025 | 2.583e-06 | 353.5334 | 0.00091319 | 2025 | Mitigation | 0.95 | 45 | 0 | esc | 0.00097009 | 2.5058e-09 | 0.00097009 | 2.5058e-09
[35 empty] | WLDFR | HFTD - Distribution - Tier 3 - 4QU CoRE ¦ 1QU LoRE | 2026 | 0.71299 | 0.004892 | 0.18185 | 0 | 0.18185 | 0.004892 | 0.18185 | 0 | 0.18185 | 0.12966 | 0.12966 | 0.004892 | 0.0034879 | 0.18185 | 0.12966 | 0 | 0 | 0.18185 | 0.12966 | [22 empty] | WLDFR | HFTD - Distribution - Tier 2 - 2QU CoRE ¦ 1QU LoRE | Non-Red Flag Warning - Catastrophic Fires | 2026 | 8.4598e-09 | 8.4598e-09 | 14664.6376 | 233.2301 | 8896.516 | 5534.8915 | 0 | 0 | 1.1993e-05 | 0.00012406 | 0 | 0.00012406 | 0.00012406 | 0 | 0.00012406 | [22 empty] | 7.3.3.17.5 (Remote Grid) Updates to grid topology to minimize risk of ignition in HFTDs Remote GridWLDFRWire-to-wire contactAggregated | WLDFR | HFTD - Distribution - Tier 2 - 1QU CoRE ¦ 2QU LoRE | Non-Red Flag Warning - Destructive Fires | Wire-to-wire contact | Aggregated | 2026 | 2.583e-06 | 353.5334 | 0.00091319 | 2026 | Mitigation | 0.95 | 45 | 0 | esc | 0.00097009 | 2.5058e-09 | 0.00097009 | 2.5058e-09
[35 empty] | WLDFR | HFTD - Distribution - Tier 3 - 4QU CoRE ¦ 1QU LoRE | 2027 | 0.66634 | 0.004892 | 0.18185 | 0 | 0.18185 | 0.004892 | 0.18185 | 0 | 0.18185 | 0.12118 | 0.12118 | 0.004892 | 0.0032597 | 0.18185 | 0.12118 | 0 | 0 | 0.18185 | 0.12118 | [22 empty] | WLDFR | HFTD - Distribution - Tier 2 - 2QU CoRE ¦ 1QU LoRE | Non-Red Flag Warning - Catastrophic Fires | 2027 | 8.4598e-09 | 8.4598e-09 | 14664.6376 | 233.2301 | 8896.516 | 5534.8915 | 0 | 0 | 1.1993e-05 | 0.00012406 | 0 | 0.00012406 | 0.00012406 | 0 | 0.00012406 | [22 empty] | 7.3.3.17.5 (Remote Grid) Updates to grid topology to minimize risk of ignition in HFTDs Remote GridWLDFRWire-to-wire contactAggregated | WLDFR | HFTD - Distribution - Tier 2 - 1QU CoRE ¦ 2QU LoRE | Non-Red Flag Warning - Destructive Fires | Wire-to-wire contact | Aggregated | 2027 | 2.583e-06 | 353.5334 | 0.00091319 | 2027 | Mitigation | 0.95 | 45 | 0 | esc | 0.00097009 | 2.5058e-09 | 0.00097009 | 2.5058e-09
[35 empty] | WLDFR | HFTD - Distribution - Tier 3 - 4QU CoRE ¦ 1QU LoRE | 2028 | 0.62275 | 0.004892 | 0.18995 | 0 | 0.18995 | 0.004892 | 0.18995 | 0 | 0.18995 | 0.11829 | 0.11829 | 0.004892 | 0.0030465 | 0.18995 | 0.11829 | 0 | 0 | 0.18995 | 0.11829 | [22 empty] | WLDFR | HFTD - Distribution - Tier 2 - 2QU CoRE ¦ 1QU LoRE | Non-Red Flag Warning - Catastrophic Fires | 2028 | 8.4598e-09 | 8.4598e-09 | 15317.9909 | 247.273 | 9287.6491 | 5783.0689 | 0 | 0 | 1.1993e-05 | 0.00012959 | 0 | 0.00012959 | 0.00012959 | 0 | 0.00012959 | [22 empty] | 7.3.3.17.5 (Remote Grid) Updates to grid topology to minimize risk of ignition in HFTDs Remote GridWLDFRWire-to-wire contactAggregated | WLDFR | HFTD - Distribution - Tier 2 - 1QU CoRE ¦ 2QU LoRE | Non-Red Flag Warning - Destructive Fires | Wire-to-wire contact | Aggregated | 2028 | 2.583e-06 | 353.5334 | 0.00091319 | 2028 | Mitigation | 0.95 | 45 | 0 | esc | 0.00097009 | 2.5058e-09 | 0.00097009 | 2.5058e-09
[35 empty] | WLDFR | HFTD - Distribution - Tier 3 - 4QU CoRE ¦ 1QU LoRE | 2029 | 0.58201 | 0.004892 | 0.18995 | 0 | 0.18995 | 0.004892 | 0.18995 | 0 | 0.18995 | 0.11055 | 0.11055 | 0.004892 | 0.0028472 | 0.18995 | 0.11055 | 0 | 0 | 0.18995 | 0.11055 | [22 empty] | WLDFR | HFTD - Distribution - Tier 2 - 2QU CoRE ¦ 1QU LoRE | Non-Red Flag Warning - Catastrophic Fires | 2029 | 8.4598e-09 | 8.4598e-09 | 15317.9909 | 247.273 | 9287.6491 | 5783.0689 | 0 | 0 | 1.1993e-05 | 0.00012959 | 0 | 0.00012959 | 0.00012959 | 0 | 0.00012959 | [22 empty] | 7.3.3.17.5 (Remote Grid) Updates to grid topology to minimize risk of ignition in HFTDs Remote GridWLDFRWire-to-wire contactAggregated | WLDFR | HFTD - Distribution - Tier 2 - 1QU CoRE ¦ 2QU LoRE | Non-Red Flag Warning - Destructive Fires | Wire-to-wire contact | Aggregated | 2029 | 2.583e-06 | 353.5334 | 0.00091319 | 2029 | Mitigation | 0.95 | 45 | 0 | esc | 0.00097009 | 2.5058e-09 | 0.00097009 | 2.5058e-09
[35 empty] | WLDFR | HFTD - Distribution - Tier 3 - 4QU CoRE ¦ 1QU LoRE | 2030 | 0.54393 | 0.004892 | 0.18995 | 0 | 0.18995 | 0.004892 | 0.18995 | 0 | 0.18995 | 0.10332 | 0.10332 | 0.004892 | 0.0026609 | 0.18995 | 0.10332 | 0 | 0 | 0.18995 | 0.10332 | [22 empty] | WLDFR | HFTD - Distribution - Tier 2 - 2QU CoRE ¦ 1QU LoRE | Non-Red Flag Warning - Catastrophic Fires | 2030 | 8.4598e-09 | 8.4598e-09 | 15317.9909 | 247.273 | 9287.6491 | 5783.0689 | 0 | 0 | 1.1993e-05 | 0.00012959 | 0 | 0.00012959 | 0.00012959 | 0 | 0.00012959 | [22 empty] | 7.3.3.17.5 (Remote Grid) Updates to grid topology to minimize risk of ignition in HFTDs Remote GridWLDFRWire-to-wire contactAggregated | WLDFR | HFTD - Distribution - Tier 2 - 1QU CoRE ¦ 2QU LoRE | Non-Red Flag Warning - Destructive Fires | Wire-to-wire contact | Aggregated | 2030 | 2.583e-06 | 353.5334 | 0.00091319 | 2030 | Mitigation | 0.95 | 45 | 0 | esc | 0.00097009 | 2.5058e-09 | 0.00097009 | 2.5058e-09
[35 empty] | WLDFR | HFTD - Distribution - Tier 3 - 4QU CoRE ¦ 1QU LoRE | 2031 | 0.50835 | 0.004892 | 0.18995 | 0 | 0.18995 | 0.004892 | 0.18995 | 0 | 0.18995 | 0.096563 | 0.096563 | 0.004892 | 0.0024868 | 0.18995 | 0.096563 | 0 | 0 | 0.18995 | 0.096563 | [22 empty] | WLDFR | HFTD - Distribution - Tier 2 - 2QU CoRE ¦ 1QU LoRE | Non-Red Flag Warning - Catastrophic Fires | 2031 | 8.4598e-09 | 8.4598e-09 | 15317.9909 | 247.273 | 9287.6491 | 5783.0689 | 0 | 0 | 1.1993e-05 | 0.00012959 | 0 | 0.00012959 | 0.00012959 | 0 | 0.00012959 | [22 empty] | 7.3.3.17.5 (Remote Grid) Updates to grid topology to minimize risk of ignition in HFTDs Remote GridWLDFRWire-to-wire contactAggregated | WLDFR | HFTD - Distribution - Tier 2 - 1QU CoRE ¦ 2QU LoRE | Non-Red Flag Warning - Destructive Fires | Wire-to-wire contact | Aggregated | 2031 | 2.583e-06 | 353.5334 | 0.00091319 | 2031 | Mitigation | 0.95 | 45 | 0 | esc | 0.00097009 | 2.5058e-09 | 0.00097009 | 2.5058e-09
[35 empty] | WLDFR | HFTD - Distribution - Tier 3 - 4QU CoRE ¦ 1QU LoRE | 2032 | 0.47509 | 0.004892 | 0.18995 | 0 | 0.18995 | 0.004892 | 0.18995 | 0 | 0.18995 | 0.090245 | 0.090245 | 0.004892 | 0.0023242 | 0.18995 | 0.090245 | 0 | 0 | 0.18995 | 0.090245 | [22 empty] | WLDFR | HFTD - Distribution - Tier 2 - 2QU CoRE ¦ 1QU LoRE | Non-Red Flag Warning - Catastrophic Fires | 2032 | 8.4598e-09 | 8.4598e-09 | 15317.9909 | 247.273 | 9287.6491 | 5783.0689 | 0 | 0 | 1.1993e-05 | 0.00012959 | 0 | 0.00012959 | 0.00012959 | 0 | 0.00012959 | [22 empty] | 7.3.3.17.5 (Remote Grid) Updates to grid topology to minimize risk of ignition in HFTDs Remote GridWLDFRWire-to-wire contactAggregated | WLDFR | HFTD - Distribution - Tier 2 - 1QU CoRE ¦ 2QU LoRE | Non-Red Flag Warning - Destructive Fires | Wire-to-wire contact | Aggregated | 2032 | 2.583e-06 | 353.5334 | 0.00091319 | 2032 | Mitigation | 0.95 | 45 | 0 | esc | 0.00097009 | 2.5058e-09 | 0.00097009 | 2.5058e-09
[35 empty] | WLDFR | HFTD - Distribution - Tier 3 - 4QU CoRE ¦ 1QU LoRE | 2033 | 0.44401 | 0.004892 | 0.19895 | 0 | 0.19895 | 0.004892 | 0.19895 | 0 | 0.19895 | 0.088338 | 0.088338 | 0.004892 | 0.0021721 | 0.19895 | 0.088338 | 0 | 0 | 0.19895 | 0.088338 | [22 empty] | WLDFR | HFTD - Distribution - Tier 2 - 2QU CoRE ¦ 1QU LoRE | Non-Red Flag Warning - Catastrophic Fires | 2033 | 8.4598e-09 | 8.4598e-09 | 16044.1264 | 263.1074 | 9721.74 | 6059.2791 | 0 | 0 | 1.1993e-05 | 0.00013573 | 0 | 0.00013573 | 0.00013573 | 0 | 0.00013573 | [22 empty] | 7.3.3.17.5 (Remote Grid) Updates to grid topology to minimize risk of ignition in HFTDs Remote GridWLDFRWire-to-wire contactAggregated | WLDFR | HFTD - Distribution - Tier 2 - 1QU CoRE ¦ 2QU LoRE | Non-Red Flag Warning - Destructive Fires | Wire-to-wire contact | Aggregated | 2033 | 2.583e-06 | 353.5334 | 0.00091319 | 2033 | Mitigation | 0.95 | 45 | 0 | esc | 0.00097009 | 2.5058e-09 | 0.00097009 | 2.5058e-09
[35 empty] | WLDFR | HFTD - Distribution - Tier 3 - 4QU CoRE ¦ 1QU LoRE | 2034 | 0.41496 | 0.004892 | 0.19895 | 0 | 0.19895 | 0.004892 | 0.19895 | 0 | 0.19895 | 0.082559 | 0.082559 | 0.004892 | 0.00203 | 0.19895 | 0.082559 | 0 | 0 | 0.19895 | 0.082559 | [22 empty] | WLDFR | HFTD - Distribution - Tier 2 - 2QU CoRE ¦ 1QU LoRE | Non-Red Flag Warning - Catastrophic Fires | 2034 | 8.4598e-09 | 8.4598e-09 | 16044.1264 | 263.1074 | 9721.74 | 6059.2791 | 0 | 0 | 1.1993e-05 | 0.00013573 | 0 | 0.00013573 | 0.00013573 | 0 | 0.00013573 | [22 empty] | 7.3.3.17.5 (Remote Grid) Updates to grid topology to minimize risk of ignition in HFTDs Remote GridWLDFRWire-to-wire contactAggregated | WLDFR | HFTD - Distribution - Tier 2 - 1QU CoRE ¦ 2QU LoRE | Non-Red Flag Warning - Destructive Fires | Wire-to-wire contact | Aggregated | 2034 | 2.583e-06 | 353.5334 | 0.00091319 | 2034 | Mitigation | 0.95 | 45 | 0 | esc | 0.00097009 | 2.5058e-09 | 0.00097009 | 2.5058e-09
[35 empty] | WLDFR | HFTD - Distribution - Tier 3 - 4QU CoRE ¦ 1QU LoRE | 2035 | 0.38782 | 0.004892 | 0.19895 | 0 | 0.19895 | 0.004892 | 0.19895 | 0 | 0.19895 | 0.077158 | 0.077158 | 0.004892 | 0.0018972 | 0.19895 | 0.077158 | 0 | 0 | 0.19895 | 0.077158 | [22 empty] | WLDFR | HFTD - Distribution - Tier 2 - 2QU CoRE ¦ 1QU LoRE | Non-Red Flag Warning - Catastrophic Fires | 2035 | 8.4598e-09 | 8.4598e-09 | 16044.1264 | 263.1074 | 9721.74 | 6059.2791 | 0 | 0 | 1.1993e-05 | 0.00013573 | 0 | 0.00013573 | 0.00013573 | 0 | 0.00013573 | [22 empty] | 7.3.3.17.5 (Remote Grid) Updates to grid topology to minimize risk of ignition in HFTDs Remote GridWLDFRWire-to-wire contactAggregated | WLDFR | HFTD - Distribution - Tier 2 - 1QU CoRE ¦ 2QU LoRE | Non-Red Flag Warning - Destructive Fires | Wire-to-wire contact | Aggregated | 2035 | 2.583e-06 | 353.5334 | 0.00091319 | 2035 | Mitigation | 0.95 | 45 | 0 | esc | 0.00097009 | 2.5058e-09 | 0.00097009 | 2.5058e-09
[35 empty] | WLDFR | HFTD - Distribution - Tier 3 - 4QU CoRE ¦ 1QU LoRE | 2036 | 0.36245 | 0.004892 | 0.19895 | 0 | 0.19895 | 0.004892 | 0.19895 | 0 | 0.19895 | 0.07211 | 0.07211 | 0.004892 | 0.0017731 | 0.19895 | 0.07211 | 0 | 0 | 0.19895 | 0.07211 | [22 empty] | WLDFR | HFTD - Distribution - Tier 2 - 2QU CoRE ¦ 1QU LoRE | Non-Red Flag Warning - Catastrophic Fires | 2036 | 8.4598e-09 | 8.4598e-09 | 16044.1264 | 263.1074 | 9721.74 | 6059.2791 | 0 | 0 | 1.1993e-05 | 0.00013573 | 0 | 0.00013573 | 0.00013573 | 0 | 0.00013573 | [22 empty] | 7.3.3.17.5 (Remote Grid) Updates to grid topology to minimize risk of ignition in HFTDs Remote GridWLDFRWire-to-wire contactAggregated | WLDFR | HFTD - Distribution - Tier 2 - 1QU CoRE ¦ 2QU LoRE | Non-Red Flag Warning - Destructive Fires | Wire-to-wire contact | Aggregated | 2036 | 2.583e-06 | 353.5334 | 0.00091319 | 2036 | Mitigation | 0.95 | 45 | 0 | esc | 0.00097009 | 2.5058e-09 | 0.00097009 | 2.5058e-09
[35 empty] | WLDFR | HFTD - Distribution - Tier 3 - 4QU CoRE ¦ 1QU LoRE | 2037 | 0.33873 | 0.004892 | 0.19895 | 0 | 0.19895 | 0.004892 | 0.19895 | 0 | 0.19895 | 0.067393 | 0.067393 | 0.004892 | 0.0016571 | 0.19895 | 0.067393 | 0 | 0 | 0.19895 | 0.067393 | [22 empty] | WLDFR | HFTD - Distribution - Tier 2 - 2QU CoRE ¦ 1QU LoRE | Non-Red Flag Warning - Catastrophic Fires | 2037 | 8.4598e-09 | 8.4598e-09 | 16044.1264 | 263.1074 | 9721.74 | 6059.2791 | 0 | 0 | 1.1993e-05 | 0.00013573 | 0 | 0.00013573 | 0.00013573 | 0 | 0.00013573 | [22 empty] | 7.3.3.17.5 (Remote Grid) Updates to grid topology to minimize risk of ignition in HFTDs Remote GridWLDFRWire-to-wire contactAggregated | WLDFR | HFTD - Distribution - Tier 2 - 1QU CoRE ¦ 2QU LoRE | Non-Red Flag Warning - Destructive Fires | Wire-to-wire contact | Aggregated | 2037 | 2.583e-06 | 353.5334 | 0.00091319 | 2037 | Mitigation | 0.95 | 45 | 0 | esc | 0.00097009 | 2.5058e-09 | 0.00097009 | 2.5058e-09
[35 empty] | WLDFR | HFTD - Distribution - Tier 3 - 4QU CoRE ¦ 1QU LoRE | 2038 | 0.31657 | 0.004892 | 0.20872 | 0 | 0.20872 | 0.004892 | 0.20872 | 0 | 0.20872 | 0.066077 | 0.066077 | 0.004892 | 0.0015487 | 0.20872 | 0.066077 | 0 | 0 | 0.20872 | 0.066077 | [22 empty] | WLDFR | HFTD - Distribution - Tier 2 - 2QU CoRE ¦ 1QU LoRE | Non-Red Flag Warning - Catastrophic Fires | 2038 | 8.4598e-09 | 8.4598e-09 | 16832.3912 | 280.5544 | 10192.2718 | 6359.5651 | 0 | 0 | 1.1993e-05 | 0.0001424 | 0 | 0.0001424 | 0.0001424 | 0 | 0.0001424 | [22 empty] | 7.3.3.17.5 (Remote Grid) Updates to grid topology to minimize risk of ignition in HFTDs Remote GridWLDFRWire-to-wire contactAggregated | WLDFR | HFTD - Distribution - Tier 2 - 1QU CoRE ¦ 2QU LoRE | Non-Red Flag Warning - Destructive Fires | Wire-to-wire contact | Aggregated | 2038 | 2.583e-06 | 353.5334 | 0.00091319 | 2038 | Mitigation | 0.95 | 45 | 0 | esc | 0.00097009 | 2.5058e-09 | 0.00097009 | 2.5058e-09
[35 empty] | WLDFR | HFTD - Distribution - Tier 3 - 4QU CoRE ¦ 1QU LoRE | 2039 | 0.29586 | 0.004892 | 0.20872 | 0 | 0.20872 | 0.004892 | 0.20872 | 0 | 0.20872 | 0.061754 | 0.061754 | 0.004892 | 0.0014474 | 0.20872 | 0.061754 | 0 | 0 | 0.20872 | 0.061754 | [22 empty] | WLDFR | HFTD - Distribution - Tier 2 - 2QU CoRE ¦ 1QU LoRE | Non-Red Flag Warning - Catastrophic Fires | 2039 | 8.4598e-09 | 8.4598e-09 | 16832.3912 | 280.5544 | 10192.2718 | 6359.5651 | 0 | 0 | 1.1993e-05 | 0.0001424 | 0 | 0.0001424 | 0.0001424 | 0 | 0.0001424 | [22 empty] | 7.3.3.17.5 (Remote Grid) Updates to grid topology to minimize risk of ignition in HFTDs Remote GridWLDFRWire-to-wire contactAggregated | WLDFR | HFTD - Distribution - Tier 2 - 1QU CoRE ¦ 2QU LoRE | Non-Red Flag Warning - Destructive Fires | Wire-to-wire contact | Aggregated | 2039 | 2.583e-06 | 353.5334 | 0.00091319 | 2039 | Mitigation | 0.95 | 45 | 0 | esc | 0.00097009 | 2.5058e-09 | 0.00097009 | 2.5058e-09
[35 empty] | WLDFR | HFTD - Distribution - Tier 3 - 4QU CoRE ¦ 1QU LoRE | 2040 | 0.27651 | 0.004892 | 0.20872 | 0 | 0.20872 | 0.004892 | 0.20872 | 0 | 0.20872 | 0.057714 | 0.057714 | 0.004892 | 0.0013527 | 0.20872 | 0.057714 | 0 | 0 | 0.20872 | 0.057714 | [22 empty] | WLDFR | HFTD - Distribution - Tier 2 - 2QU CoRE ¦ 1QU LoRE | Non-Red Flag Warning - Catastrophic Fires | 2040 | 8.4598e-09 | 8.4598e-09 | 16832.3912 | 280.5544 | 10192.2718 | 6359.5651 | 0 | 0 | 1.1993e-05 | 0.0001424 | 0 | 0.0001424 | 0.0001424 | 0 | 0.0001424 | [22 empty] | 7.3.3.17.5 (Remote Grid) Updates to grid topology to minimize risk of ignition in HFTDs Remote GridWLDFRWire-to-wire contactAggregated | WLDFR | HFTD - Distribution - Tier 2 - 1QU CoRE ¦ 2QU LoRE | Non-Red Flag Warning - Destructive Fires | Wire-to-wire contact | Aggregated | 2040 | 2.583e-06 | 353.5334 | 0.00091319 | 2040 | Mitigation | 0.95 | 45 | 0 | esc | 0.00097009 | 2.5058e-09 | 0.00097009 | 2.5058e-09
[35 empty] | WLDFR | HFTD - Distribution - Tier 3 - 4QU CoRE ¦ 1QU LoRE | 2041 | 0.25842 | 0.004892 | 0.20872 | 0 | 0.20872 | 0.004892 | 0.20872 | 0 | 0.20872 | 0.053938 | 0.053938 | 0.004892 | 0.0012642 | 0.20872 | 0.053938 | 0 | 0 | 0.20872 | 0.053938 | [22 empty] | WLDFR | HFTD - Distribution - Tier 2 - 2QU CoRE ¦ 1QU LoRE | Non-Red Flag Warning - Catastrophic Fires | 2041 | 8.4598e-09 | 8.4598e-09 | 16832.3912 | 280.5544 | 10192.2718 | 6359.5651 | 0 | 0 | 1.1993e-05 | 0.0001424 | 0 | 0.0001424 | 0.0001424 | 0 | 0.0001424 | [22 empty] | 7.3.3.17.5 (Remote Grid) Updates to grid topology to minimize risk of ignition in HFTDs Remote GridWLDFRWire-to-wire contactAggregated | WLDFR | HFTD - Distribution - Tier 2 - 1QU CoRE ¦ 2QU LoRE | Non-Red Flag Warning - Destructive Fires | Wire-to-wire contact | Aggregated | 2041 | 2.583e-06 | 353.5334 | 0.00091319 | 2041 | Mitigation | 0.95 | 45 | 0 | esc | 0.00097009 | 2.5058e-09 | 0.00097009 | 2.5058e-09
[35 empty] | WLDFR | HFTD - Distribution - Tier 3 - 4QU CoRE ¦ 1QU LoRE | 2042 | 0.24151 | 0.004892 | 0.20872 | 0 | 0.20872 | 0.004892 | 0.20872 | 0 | 0.20872 | 0.05041 | 0.05041 | 0.004892 | 0.0011815 | 0.20872 | 0.05041 | 0 | 0 | 0.20872 | 0.05041 | [22 empty] | WLDFR | HFTD - Distribution - Tier 2 - 2QU CoRE ¦ 1QU LoRE | Non-Red Flag Warning - Catastrophic Fires | 2042 | 8.4598e-09 | 8.4598e-09 | 16832.3912 | 280.5544 | 10192.2718 | 6359.5651 | 0 | 0 | 1.1993e-05 | 0.0001424 | 0 | 0.0001424 | 0.0001424 | 0 | 0.0001424 | [22 empty] | 7.3.3.17.5 (Remote Grid) Updates to grid topology to minimize risk of ignition in HFTDs Remote GridWLDFRWire-to-wire contactAggregated | WLDFR | HFTD - Distribution - Tier 2 - 1QU CoRE ¦ 2QU LoRE | Non-Red Flag Warning - Destructive Fires | Wire-to-wire contact | Aggregated | 2042 | 2.583e-06 | 353.5334 | 0.00091319 | 2042 | Mitigation | 0.95 | 45 | 0 | esc | 0.00097009 | 2.5058e-09 | 0.00097009 | 2.5058e-09
[35 empty] | WLDFR | HFTD - Distribution - Tier 3 - 4QU CoRE ¦ 1QU LoRE | 2043 | 0.22571 | 0.004892 | 0.21913 | 0 | 0.21913 | 0.004892 | 0.21913 | 0 | 0.21913 | 0.049461 | 0.049461 | 0.004892 | 0.0011042 | 0.21913 | 0.049461 | 0 | 0 | 0.21913 | 0.049461 | [22 empty] | WLDFR | HFTD - Distribution - Tier 2 - 2QU CoRE ¦ 1QU LoRE | Non-Red Flag Warning - Catastrophic Fires | 2043 | 8.4598e-09 | 8.4598e-09 | 17672.0852 | 299.42 | 10692.7362 | 6679.929 | 0 | 0 | 1.1993e-05 | 0.0001495 | 0 | 0.0001495 | 0.0001495 | 0 | 0.0001495 | [22 empty] | 7.3.3.17.5 (Remote Grid) Updates to grid topology to minimize risk of ignition in HFTDs Remote GridWLDFRWire-to-wire contactAggregated | WLDFR | HFTD - Distribution - Tier 2 - 1QU CoRE ¦ 2QU LoRE | Non-Red Flag Warning - Destructive Fires | Wire-to-wire contact | Aggregated | 2043 | 2.583e-06 | 353.5334 | 0.00091319 | 2043 | Mitigation | 0.95 | 45 | 0 | esc | 0.00097009 | 2.5058e-09 | 0.00097009 | 2.5058e-09
[35 empty] | WLDFR | HFTD - Distribution - Tier 3 - 4QU CoRE ¦ 1QU LoRE | 2044 | 0.21095 | 0.004892 | 0.21913 | 0 | 0.21913 | 0.004892 | 0.21913 | 0 | 0.21913 | 0.046225 | 0.046225 | 0.004892 | 0.001032 | 0.21913 | 0.046225 | 0 | 0 | 0.21913 | 0.046225 | [22 empty] | WLDFR | HFTD - Distribution - Tier 2 - 2QU CoRE ¦ 1QU LoRE | Non-Red Flag Warning - Catastrophic Fires | 2044 | 8.4598e-09 | 8.4598e-09 | 17672.0852 | 299.42 | 10692.7362 | 6679.929 | 0 | 0 | 1.1993e-05 | 0.0001495 | 0 | 0.0001495 | 0.0001495 | 0 | 0.0001495 | [22 empty] | 7.3.3.17.5 (Remote Grid) Updates to grid topology to minimize risk of ignition in HFTDs Remote GridWLDFRWire-to-wire contactAggregated | WLDFR | HFTD - Distribution - Tier 2 - 1QU CoRE ¦ 2QU LoRE | Non-Red Flag Warning - Destructive Fires | Wire-to-wire contact | Aggregated | 2044 | 2.583e-06 | 353.5334 | 0.00091319 | 2044 | Mitigation | 0.95 | 45 | 0 | esc | 0.00097009 | 2.5058e-09 | 0.00097009 | 2.5058e-09
[35 empty] | WLDFR | HFTD - Distribution - Tier 3 - 4QU CoRE ¦ 1QU LoRE | 2045 | 0.19715 | 0.004892 | 0.21913 | 0 | 0.21913 | 0.004892 | 0.21913 | 0 | 0.21913 | 0.043201 | 0.043201 | 0.004892 | 0.00096444 | 0.21913 | 0.043201 | 0 | 0 | 0.21913 | 0.043201 | [22 empty] | WLDFR | HFTD - Distribution - Tier 2 - 2QU CoRE ¦ 1QU LoRE | Non-Red Flag Warning - Catastrophic Fires | 2045 | 8.4598e-09 | 8.4598e-09 | 17672.0852 | 299.42 | 10692.7362 | 6679.929 | 0 | 0 | 1.1993e-05 | 0.0001495 | 0 | 0.0001495 | 0.0001495 | 0 | 0.0001495 | [22 empty] | 7.3.3.17.5 (Remote Grid) Updates to grid topology to minimize risk of ignition in HFTDs Remote GridWLDFRWire-to-wire contactAggregated | WLDFR | HFTD - Distribution - Tier 2 - 1QU CoRE ¦ 2QU LoRE | Non-Red Flag Warning - Destructive Fires | Wire-to-wire contact | Aggregated | 2045 | 2.583e-06 | 353.5334 | 0.00091319 | 2045 | Mitigation | 0.95 | 45 | 0 | esc | 0.00097009 | 2.5058e-09 | 0.00097009 | 2.5058e-09
[35 empty] | WLDFR | HFTD - Distribution - Tier 3 - 4QU CoRE ¦ 1QU LoRE | 2046 | 0.18425 | 0.004892 | 0.21913 | 0 | 0.21913 | 0.004892 | 0.21913 | 0 | 0.21913 | 0.040375 | 0.040375 | 0.004892 | 0.00090135 | 0.21913 | 0.040375 | 0 | 0 | 0.21913 | 0.040375 | [22 empty] | WLDFR | HFTD - Distribution - Tier 2 - 2QU CoRE ¦ 1QU LoRE | Non-Red Flag Warning - Catastrophic Fires | 2046 | 8.4598e-09 | 8.4598e-09 | 17672.0852 | 299.42 | 10692.7362 | 6679.929 | 0 | 0 | 1.1993e-05 | 0.0001495 | 0 | 0.0001495 | 0.0001495 | 0 | 0.0001495 | [22 empty] | 7.3.3.17.5 (Remote Grid) Updates to grid topology to minimize risk of ignition in HFTDs Remote GridWLDFRWire-to-wire contactAggregated | WLDFR | HFTD - Distribution - Tier 2 - 1QU CoRE ¦ 2QU LoRE | Non-Red Flag Warning - Destructive Fires | Wire-to-wire contact | Aggregated | 2046 | 2.583e-06 | 353.5334 | 0.00091319 | 2046 | Mitigation | 0.95 | 45 | 0 | esc | 0.00097009 | 2.5058e-09 | 0.00097009 | 2.5058e-09
[35 empty] | WLDFR | HFTD - Distribution - Tier 3 - 4QU CoRE ¦ 1QU LoRE | 2047 | 0.1722 | 0.004892 | 0.21913 | 0 | 0.21913 | 0.004892 | 0.21913 | 0 | 0.21913 | 0.037733 | 0.037733 | 0.004892 | 0.00084238 | 0.21913 | 0.037733 | 0 | 0 | 0.21913 | 0.037733 | [22 empty] | WLDFR | HFTD - Distribution - Tier 2 - 2QU CoRE ¦ 1QU LoRE | Non-Red Flag Warning - Catastrophic Fires | 2047 | 8.4598e-09 | 8.4598e-09 | 17672.0852 | 299.42 | 10692.7362 | 6679.929 | 0 | 0 | 1.1993e-05 | 0.0001495 | 0 | 0.0001495 | 0.0001495 | 0 | 0.0001495 | [22 empty] | 7.3.3.17.5 (Remote Grid) Updates to grid topology to minimize risk of ignition in HFTDs Remote GridWLDFRWire-to-wire contactAggregated | WLDFR | HFTD - Distribution - Tier 2 - 1QU CoRE ¦ 2QU LoRE | Non-Red Flag Warning - Destructive Fires | Wire-to-wire contact | Aggregated | 2047 | 2.583e-06 | 353.5334 | 0.00091319 | 2047 | Mitigation | 0.95 | 45 | 0 | esc | 0.00097009 | 2.5058e-09 | 0.00097009 | 2.5058e-09
[35 empty] | WLDFR | HFTD - Distribution - Tier 3 - 4QU CoRE ¦ 1QU LoRE | 2048 | 0.16093 | 0.004892 | 0.23004 | 0 | 0.23004 | 0.004892 | 0.23004 | 0 | 0.23004 | 0.037021 | 0.037021 | 0.004892 | 0.00078727 | 0.23004 | 0.037021 | 0 | 0 | 0.23004 | 0.037021 | [22 empty] | WLDFR | HFTD - Distribution - Tier 2 - 2QU CoRE ¦ 1QU LoRE | Non-Red Flag Warning - Catastrophic Fires | 2048 | 8.4598e-09 | 8.4598e-09 | 18552.3348 | 319.4911 | 11216.5626 | 7016.281 | 0 | 0 | 1.1993e-05 | 0.00015695 | 0 | 0.00015695 | 0.00015695 | 0 | 0.00015695 | [22 empty] | 7.3.3.17.5 (Remote Grid) Updates to grid topology to minimize risk of ignition in HFTDs Remote GridWLDFRWire-to-wire contactAggregated | WLDFR | HFTD - Distribution - Tier 2 - 1QU CoRE ¦ 2QU LoRE | Non-Red Flag Warning - Destructive Fires | Wire-to-wire contact | Aggregated | 2048 | 2.583e-06 | 353.5334 | 0.00091319 | 2048 | Mitigation | 0.95 | 45 | 0 | esc | 0.00097009 | 2.5058e-09 | 0.00097009 | 2.5058e-09
[35 empty] | WLDFR | HFTD - Distribution - Tier 3 - 4QU CoRE ¦ 1QU LoRE | 2049 | 0.1504 | 0.004892 | 0.23004 | 0 | 0.23004 | 0.004892 | 0.23004 | 0 | 0.23004 | 0.034599 | 0.034599 | 0.004892 | 0.00073577 | 0.23004 | 0.034599 | 0 | 0 | 0.23004 | 0.034599 | [22 empty] | WLDFR | HFTD - Distribution - Tier 2 - 2QU CoRE ¦ 1QU LoRE | Non-Red Flag Warning - Catastrophic Fires | 2049 | 8.4598e-09 | 8.4598e-09 | 18552.3348 | 319.4911 | 11216.5626 | 7016.281 | 0 | 0 | 1.1993e-05 | 0.00015695 | 0 | 0.00015695 | 0.00015695 | 0 | 0.00015695 | [22 empty] | 7.3.3.17.5 (Remote Grid) Updates to grid topology to minimize risk of ignition in HFTDs Remote GridWLDFRWire-to-wire contactAggregated | WLDFR | HFTD - Distribution - Tier 2 - 1QU CoRE ¦ 2QU LoRE | Non-Red Flag Warning - Destructive Fires | Wire-to-wire contact | Aggregated | 2049 | 2.583e-06 | 353.5334 | 0.00091319 | 2049 | Mitigation | 0.95 | 45 | 0 | esc | 0.00097009 | 2.5058e-09 | 0.00097009 | 2.5058e-09
[35 empty] | WLDFR | HFTD - Distribution - Tier 3 - 4QU CoRE ¦ 1QU LoRE | 2050 | 0.14056 | 0.004892 | 0.23004 | 0 | 0.23004 | 0.004892 | 0.23004 | 0 | 0.23004 | 0.032335 | 0.032335 | 0.004892 | 0.00068763 | 0.23004 | 0.032335 | 0 | 0 | 0.23004 | 0.032335 | [22 empty] | WLDFR | HFTD - Distribution - Tier 2 - 2QU CoRE ¦ 1QU LoRE | Non-Red Flag Warning - Catastrophic Fires | 2050 | 8.4598e-09 | 8.4598e-09 | 18552.3348 | 319.4911 | 11216.5626 | 7016.281 | 0 | 0 | 1.1993e-05 | 0.00015695 | 0 | 0.00015695 | 0.00015695 | 0 | 0.00015695 | [22 empty] | 7.3.3.17.5 (Remote Grid) Updates to grid topology to minimize risk of ignition in HFTDs Remote GridWLDFRWire-to-wire contactAggregated | WLDFR | HFTD - Distribution - Tier 2 - 1QU CoRE ¦ 2QU LoRE | Non-Red Flag Warning - Destructive Fires | Wire-to-wire contact | Aggregated | 2050 | 2.583e-06 | 353.5334 | 0.00091319 | 2050 | Mitigation | 0.95 | 45 | 0 | esc | 0.00097009 | 2.5058e-09 | 0.00097009 | 2.5058e-09
[35 empty] | WLDFR | HFTD - Distribution - Tier 3 - 4QU CoRE ¦ 1QU LoRE | 2051 | 0.13137 | 0.004892 | 0.23004 | 0 | 0.23004 | 0.004892 | 0.23004 | 0 | 0.23004 | 0.03022 | 0.03022 | 0.004892 | 0.00064265 | 0.23004 | 0.03022 | 0 | 0 | 0.23004 | 0.03022 | [22 empty] | WLDFR | HFTD - Distribution - Tier 2 - 2QU CoRE ¦ 1QU LoRE | Non-Red Flag Warning - Catastrophic Fires | 2051 | 8.4598e-09 | 8.4598e-09 | 18552.3348 | 319.4911 | 11216.5626 | 7016.281 | 0 | 0 | 1.1993e-05 | 0.00015695 | 0 | 0.00015695 | 0.00015695 | 0 | 0.00015695 | [22 empty] | 7.3.3.17.5 (Remote Grid) Updates to grid topology to minimize risk of ignition in HFTDs Remote GridWLDFRWire-to-wire contactAggregated | WLDFR | HFTD - Distribution - Tier 2 - 1QU CoRE ¦ 2QU LoRE | Non-Red Flag Warning - Destructive Fires | Wire-to-wire contact | Aggregated | 2051 | 2.583e-06 | 353.5334 | 0.00091319 | 2051 | Mitigation | 0.95 | 45 | 0 | esc | 0.00097009 | 2.5058e-09 | 0.00097009 | 2.5058e-09
[35 empty] | WLDFR | HFTD - Distribution - Tier 3 - 4QU CoRE ¦ 1QU LoRE | 2052 | 0.12277 | 0.004892 | 0.23004 | 0 | 0.23004 | 0.004892 | 0.23004 | 0 | 0.23004 | 0.028243 | 0.028243 | 0.004892 | 0.00060061 | 0.23004 | 0.028243 | 0 | 0 | 0.23004 | 0.028243 | [22 empty] | WLDFR | HFTD - Distribution - Tier 2 - 2QU CoRE ¦ 1QU LoRE | Non-Red Flag Warning - Catastrophic Fires | 2052 | 8.4598e-09 | 8.4598e-09 | 18552.3348 | 319.4911 | 11216.5626 | 7016.281 | 0 | 0 | 1.1993e-05 | 0.00015695 | 0 | 0.00015695 | 0.00015695 | 0 | 0.00015695 | [22 empty] | 7.3.3.17.5 (Remote Grid) Updates to grid topology to minimize risk of ignition in HFTDs Remote GridWLDFRWire-to-wire contactAggregated | WLDFR | HFTD - Distribution - Tier 2 - 1QU CoRE ¦ 2QU LoRE | Non-Red Flag Warning - Destructive Fires | Wire-to-wire contact | Aggregated | 2052 | 2.583e-06 | 353.5334 | 0.00091319 | 2052 | Mitigation | 0.95 | 45 | 0 | esc | 0.00097009 | 2.5058e-09 | 0.00097009 | 2.5058e-09
[35 empty] | WLDFR | HFTD - Distribution - Tier 3 - 4QU CoRE ¦ 1QU LoRE | 2053 | 0.11474 | 0.004892 | 0.24132 | 0 | 0.24132 | 0.004892 | 0.24132 | 0 | 0.24132 | 0.027689 | 0.027689 | 0.004892 | 0.00056131 | 0.24132 | 0.027689 | 0 | 0 | 0.24132 | 0.027689 | [22 empty] | WLDFR | HFTD - Distribution - Tier 2 - 2QU CoRE ¦ 1QU LoRE | Non-Red Flag Warning - Catastrophic Fires | 2053 | 8.4598e-09 | 8.4598e-09 | 19462.1283 | 340.5356 | 11757.1413 | 7364.4514 | 0 | 0 | 1.1993e-05 | 0.00016465 | 0 | 0.00016465 | 0.00016465 | 0 | 0.00016465 | [22 empty] | 7.3.3.17.5 (Remote Grid) Updates to grid topology to minimize risk of ignition in HFTDs Remote GridWLDFRWire-to-wire contactAggregated | WLDFR | HFTD - Distribution - Tier 2 - 1QU CoRE ¦ 2QU LoRE | Non-Red Flag Warning - Destructive Fires | Wire-to-wire contact | Aggregated | 2053 | 2.583e-06 | 353.5334 | 0.00091319 | 2053 | Mitigation | 0.95 | 45 | 0 | esc | 0.00097009 | 2.5058e-09 | 0.00097009 | 2.5058e-09
[35 empty] | WLDFR | HFTD - Distribution - Tier 3 - 4QU CoRE ¦ 1QU LoRE | 2054 | 0.10723 | 0.004892 | 0.24132 | 0 | 0.24132 | 0.004892 | 0.24132 | 0 | 0.24132 | 0.025878 | 0.025878 | 0.004892 | 0.00052459 | 0.24132 | 0.025878 | 0 | 0 | 0.24132 | 0.025878 | [22 empty] | WLDFR | HFTD - Distribution - Tier 2 - 2QU CoRE ¦ 1QU LoRE | Non-Red Flag Warning - Catastrophic Fires | 2054 | 8.4598e-09 | 8.4598e-09 | 19462.1283 | 340.5356 | 11757.1413 | 7364.4514 | 0 | 0 | 1.1993e-05 | 0.00016465 | 0 | 0.00016465 | 0.00016465 | 0 | 0.00016465 | [22 empty] | 7.3.3.17.5 (Remote Grid) Updates to grid topology to minimize risk of ignition in HFTDs Remote GridWLDFRWire-to-wire contactAggregated | WLDFR | HFTD - Distribution - Tier 2 - 1QU CoRE ¦ 2QU LoRE | Non-Red Flag Warning - Destructive Fires | Wire-to-wire contact | Aggregated | 2054 | 2.583e-06 | 353.5334 | 0.00091319 | 2054 | Mitigation | 0.95 | 45 | 0 | esc | 0.00097009 | 2.5058e-09 | 0.00097009 | 2.5058e-09
[35 empty] | WLDFR | HFTD - Distribution - Tier 3 - 4QU CoRE ¦ 1QU LoRE | 2055 | 0.10022 | 0.004892 | 0.24132 | 0 | 0.24132 | 0.004892 | 0.24132 | 0 | 0.24132 | 0.024185 | 0.024185 | 0.004892 | 0.00049027 | 0.24132 | 0.024185 | 0 | 0 | 0.24132 | 0.024185 | [22 empty] | WLDFR | HFTD - Distribution - Tier 2 - 2QU CoRE ¦ 1QU LoRE | Non-Red Flag Warning - Catastrophic Fires | 2055 | 8.4598e-09 | 8.4598e-09 | 19462.1283 | 340.5356 | 11757.1413 | 7364.4514 | 0 | 0 | 1.1993e-05 | 0.00016465 | 0 | 0.00016465 | 0.00016465 | 0 | 0.00016465 | [22 empty] | 7.3.3.17.5 (Remote Grid) Updates to grid topology to minimize risk of ignition in HFTDs Remote GridWLDFRWire-to-wire contactAggregated | WLDFR | HFTD - Distribution - Tier 2 - 1QU CoRE ¦ 2QU LoRE | Non-Red Flag Warning - Destructive Fires | Wire-to-wire contact | Aggregated | 2055 | 2.583e-06 | 353.5334 | 0.00091319 | 2055 | Mitigation | 0.95 | 45 | 0 | esc | 0.00097009 | 2.5058e-09 | 0.00097009 | 2.5058e-09
[35 empty] | WLDFR | HFTD - Distribution - Tier 3 - 4QU CoRE ¦ 1QU LoRE | 2056 | 0.093663 | 0.004892 | 0.24132 | 0 | 0.24132 | 0.004892 | 0.24132 | 0 | 0.24132 | 0.022602 | 0.022602 | 0.004892 | 0.0004582 | 0.24132 | 0.022602 | 0 | 0 | 0.24132 | 0.022602 | [22 empty] | WLDFR | HFTD - Distribution - Tier 2 - 2QU CoRE ¦ 1QU LoRE | Non-Red Flag Warning - Catastrophic Fires | 2056 | 8.4598e-09 | 8.4598e-09 | 19462.1283 | 340.5356 | 11757.1413 | 7364.4514 | 0 | 0 | 1.1993e-05 | 0.00016465 | 0 | 0.00016465 | 0.00016465 | 0 | 0.00016465 | [22 empty] | 7.3.3.17.5 (Remote Grid) Updates to grid topology to minimize risk of ignition in HFTDs Remote GridWLDFRWire-to-wire contactAggregated | WLDFR | HFTD - Distribution - Tier 2 - 1QU CoRE ¦ 2QU LoRE | Non-Red Flag Warning - Destructive Fires | Wire-to-wire contact | Aggregated | 2056 | 2.583e-06 | 353.5334 | 0.00091319 | 2056 | Mitigation | 0.95 | 45 | 0 | esc | 0.00097009 | 2.5058e-09 | 0.00097009 | 2.5058e-09
[35 empty] | WLDFR | HFTD - Distribution - Tier 3 - 4QU CoRE ¦ 1QU LoRE | 2057 | 0.087535 | 0.004892 | 0.24132 | 0 | 0.24132 | 0.004892 | 0.24132 | 0 | 0.24132 | 0.021124 | 0.021124 | 0.004892 | 0.00042822 | 0.24132 | 0.021124 | 0 | 0 | 0.24132 | 0.021124 | [22 empty] | WLDFR | HFTD - Distribution - Tier 2 - 2QU CoRE ¦ 1QU LoRE | Non-Red Flag Warning - Catastrophic Fires | 2057 | 8.4598e-09 | 8.4598e-09 | 19462.1283 | 340.5356 | 11757.1413 | 7364.4514 | 0 | 0 | 1.1993e-05 | 0.00016465 | 0 | 0.00016465 | 0.00016465 | 0 | 0.00016465 | [22 empty] | 7.3.3.17.5 (Remote Grid) Updates to grid topology to minimize risk of ignition in HFTDs Remote GridWLDFRWire-to-wire contactAggregated | WLDFR | HFTD - Distribution - Tier 2 - 1QU CoRE ¦ 2QU LoRE | Non-Red Flag Warning - Destructive Fires | Wire-to-wire contact | Aggregated | 2057 | 2.583e-06 | 353.5334 | 0.00091319 | 2057 | Mitigation | 0.95 | 45 | 0 | esc | 0.00097009 | 2.5058e-09 | 0.00097009 | 2.5058e-09
[35 empty] | WLDFR | HFTD - Distribution - Tier 3 - 4QU CoRE ¦ 1QU LoRE | 2058 | 0.081809 | 0.004892 | 0.25282 | 0 | 0.25282 | 0.004892 | 0.25282 | 0 | 0.25282 | 0.020683 | 0.020683 | 0.004892 | 0.00040021 | 0.25282 | 0.020683 | 0 | 0 | 0.25282 | 0.020683 | [22 empty] | WLDFR | HFTD - Distribution - Tier 2 - 2QU CoRE ¦ 1QU LoRE | Non-Red Flag Warning - Catastrophic Fires | 2058 | 8.4598e-09 | 8.4598e-09 | 20390.4035 | 362.3049 | 12307.8747 | 7720.2238 | 0 | 0 | 1.1993e-05 | 0.0001725 | 0 | 0.0001725 | 0.0001725 | 0 | 0.0001725 | [22 empty] | 7.3.3.17.5 (Remote Grid) Updates to grid topology to minimize risk of ignition in HFTDs Remote GridWLDFRWire-to-wire contactAggregated | WLDFR | HFTD - Distribution - Tier 2 - 1QU CoRE ¦ 2QU LoRE | Non-Red Flag Warning - Destructive Fires | Wire-to-wire contact | Aggregated | 2058 | 2.583e-06 | 353.5334 | 0.00091319 | 2058 | Mitigation | 0.95 | 45 | 0 | esc | 0.00097009 | 2.5058e-09 | 0.00097009 | 2.5058e-09
[35 empty] | WLDFR | HFTD - Distribution - Tier 3 - 4QU CoRE ¦ 1QU LoRE | 2059 | 0.076457 | 0.004892 | 0.25282 | 0 | 0.25282 | 0.004892 | 0.25282 | 0 | 0.25282 | 0.01933 | 0.01933 | 0.004892 | 0.00037403 | 0.25282 | 0.01933 | 0 | 0 | 0.25282 | 0.01933 | [22 empty] | WLDFR | HFTD - Distribution - Tier 2 - 2QU CoRE ¦ 1QU LoRE | Non-Red Flag Warning - Catastrophic Fires | 2059 | 8.4598e-09 | 8.4598e-09 | 20390.4035 | 362.3049 | 12307.8747 | 7720.2238 | 0 | 0 | 1.1993e-05 | 0.0001725 | 0 | 0.0001725 | 0.0001725 | 0 | 0.0001725 | [22 empty] | 7.3.3.17.5 (Remote Grid) Updates to grid topology to minimize risk of ignition in HFTDs Remote GridWLDFRWire-to-wire contactAggregated | WLDFR | HFTD - Distribution - Tier 2 - 1QU CoRE ¦ 2QU LoRE | Non-Red Flag Warning - Destructive Fires | Wire-to-wire contact | Aggregated | 2059 | 2.583e-06 | 353.5334 | 0.00091319 | 2059 | Mitigation | 0.95 | 45 | 0 | esc | 0.00097009 | 2.5058e-09 | 0.00097009 | 2.5058e-09
[35 empty] | WLDFR | HFTD - Distribution - Tier 3 - 4QU CoRE ¦ 1QU LoRE | 2060 | 0.071455 | 0.004892 | 0.25282 | 0 | 0.25282 | 0.004892 | 0.25282 | 0 | 0.25282 | 0.018065 | 0.018065 | 0.004892 | 0.00034956 | 0.25282 | 0.018065 | 0 | 0 | 0.25282 | 0.018065 | [22 empty] | WLDFR | HFTD - Distribution - Tier 2 - 2QU CoRE ¦ 1QU LoRE | Non-Red Flag Warning - Catastrophic Fires | 2060 | 8.4598e-09 | 8.4598e-09 | 20390.4035 | 362.3049 | 12307.8747 | 7720.2238 | 0 | 0 | 1.1993e-05 | 0.0001725 | 0 | 0.0001725 | 0.0001725 | 0 | 0.0001725 | [22 empty] | 7.3.3.17.5 (Remote Grid) Updates to grid topology to minimize risk of ignition in HFTDs Remote GridWLDFRWire-to-wire contactAggregated | WLDFR | HFTD - Distribution - Tier 2 - 1QU CoRE ¦ 2QU LoRE | Non-Red Flag Warning - Destructive Fires | Wire-to-wire contact | Aggregated | 2060 | 2.583e-06 | 353.5334 | 0.00091319 | 2060 | Mitigation | 0.95 | 45 | 0 | esc | 0.00097009 | 2.5058e-09 | 0.00097009 | 2.5058e-09
[35 empty] | WLDFR | HFTD - Distribution - Tier 3 - 4QU CoRE ¦ 1QU LoRE | 2061 | 0.06678 | 0.004892 | 0.25282 | 0 | 0.25282 | 0.004892 | 0.25282 | 0 | 0.25282 | 0.016884 | 0.016884 | 0.004892 | 0.00032669 | 0.25282 | 0.016884 | 0 | 0 | 0.25282 | 0.016884 | [22 empty] | WLDFR | HFTD - Distribution - Tier 2 - 2QU CoRE ¦ 1QU LoRE | Non-Red Flag Warning - Catastrophic Fires | 2061 | 8.4598e-09 | 8.4598e-09 | 20390.4035 | 362.3049 | 12307.8747 | 7720.2238 | 0 | 0 | 1.1993e-05 | 0.0001725 | 0 | 0.0001725 | 0.0001725 | 0 | 0.0001725 | [22 empty] | 7.3.3.17.5 (Remote Grid) Updates to grid topology to minimize risk of ignition in HFTDs Remote GridWLDFRWire-to-wire contactAggregated | WLDFR | HFTD - Distribution - Tier 2 - 1QU CoRE ¦ 2QU LoRE | Non-Red Flag Warning - Destructive Fires | Wire-to-wire contact | Aggregated | 2061 | 2.583e-06 | 353.5334 | 0.00091319 | 2061 | Mitigation | 0.95 | 45 | 0 | esc | 0.00097009 | 2.5058e-09 | 0.00097009 | 2.5058e-09
[35 empty] | WLDFR | HFTD - Distribution - Tier 3 - 4QU CoRE ¦ 1QU LoRE | 2062 | 0.062412 | 0.004892 | 0.25282 | 0 | 0.25282 | 0.004892 | 0.25282 | 0 | 0.25282 | 0.015779 | 0.015779 | 0.004892 | 0.00030532 | 0.25282 | 0.015779 | 0 | 0 | 0.25282 | 0.015779 | [22 empty] | WLDFR | HFTD - Distribution - Tier 2 - 2QU CoRE ¦ 1QU LoRE | Non-Red Flag Warning - Catastrophic Fires | 2062 | 8.4598e-09 | 8.4598e-09 | 20390.4035 | 362.3049 | 12307.8747 | 7720.2238 | 0 | 0 | 1.1993e-05 | 0.0001725 | 0 | 0.0001725 | 0.0001725 | 0 | 0.0001725 | [22 empty] | 7.3.3.17.5 (Remote Grid) Updates to grid topology to minimize risk of ignition in HFTDs Remote GridWLDFRWire-to-wire contactAggregated | WLDFR | HFTD - Distribution - Tier 2 - 1QU CoRE ¦ 2QU LoRE | Non-Red Flag Warning - Destructive Fires | Wire-to-wire contact | Aggregated | 2062 | 2.583e-06 | 353.5334 | 0.00091319 | 2062 | Mitigation | 0.95 | 45 | 0 | esc | 0.00097009 | 2.5058e-09 | 0.00097009 | 2.5058e-09
[35 empty] | WLDFR | HFTD - Distribution - Tier 3 - 4QU CoRE ¦ 1QU LoRE | 2063 | 0.058329 | 0.004892 | 0.26442 | 0 | 0.26442 | 0.004892 | 0.26442 | 0 | 0.26442 | 0.015423 | 0.015423 | 0.004892 | 0.00028534 | 0.26442 | 0.015423 | 0 | 0 | 0.26442 | 0.015423 | [22 empty] | WLDFR | HFTD - Distribution - Tier 2 - 2QU CoRE ¦ 1QU LoRE | Non-Red Flag Warning - Catastrophic Fires | 2063 | 8.4598e-09 | 8.4598e-09 | 21325.9188 | 384.5316 | 12862.0997 | 8079.2876 | 0 | 0 | 1.1993e-05 | 0.00018041 | 0 | 0.00018041 | 0.00018041 | 0 | 0.00018041 | [22 empty] | 7.3.3.17.5 (Remote Grid) Updates to grid topology to minimize risk of ignition in HFTDs Remote GridWLDFRWire-to-wire contactAggregated | WLDFR | HFTD - Distribution - Tier 2 - 1QU CoRE ¦ 2QU LoRE | Non-Red Flag Warning - Destructive Fires | Wire-to-wire contact | Aggregated | 2063 | 2.583e-06 | 353.5334 | 0.00091319 | 2063 | Mitigation | 0.95 | 45 | 0 | esc | 0.00097009 | 2.5058e-09 | 0.00097009 | 2.5058e-09
[35 empty] | WLDFR | HFTD - Distribution - Tier 3 - 4QU CoRE ¦ 1QU LoRE | 2064 | 0.054513 | 0.004892 | 0.26442 | 0 | 0.26442 | 0.004892 | 0.26442 | 0 | 0.26442 | 0.014414 | 0.014414 | 0.004892 | 0.00026668 | 0.26442 | 0.014414 | 0 | 0 | 0.26442 | 0.014414 | [22 empty] | WLDFR | HFTD - Distribution - Tier 2 - 2QU CoRE ¦ 1QU LoRE | Non-Red Flag Warning - Catastrophic Fires | 2064 | 8.4598e-09 | 8.4598e-09 | 21325.9188 | 384.5316 | 12862.0997 | 8079.2876 | 0 | 0 | 1.1993e-05 | 0.00018041 | 0 | 0.00018041 | 0.00018041 | 0 | 0.00018041 | [22 empty] | 7.3.3.17.5 (Remote Grid) Updates to grid topology to minimize risk of ignition in HFTDs Remote GridWLDFRWire-to-wire contactAggregated | WLDFR | HFTD - Distribution - Tier 2 - 1QU CoRE ¦ 2QU LoRE | Non-Red Flag Warning - Destructive Fires | Wire-to-wire contact | Aggregated | 2064 | 2.583e-06 | 353.5334 | 0.00091319 | 2064 | Mitigation | 0.95 | 45 | 0 | esc | 0.00097009 | 2.5058e-09 | 0.00097009 | 2.5058e-09
[35 empty] | WLDFR | HFTD - Distribution - Tier 3 - 4QU CoRE ¦ 1QU LoRE | 2065 | 0.050946 | 0.004892 | 0.26442 | 0 | 0.26442 | 0.004892 | 0.26442 | 0 | 0.26442 | 0.013471 | 0.013471 | 0.004892 | 0.00024923 | 0.26442 | 0.013471 | 0 | 0 | 0.26442 | 0.013471 | [22 empty] | WLDFR | HFTD - Distribution - Tier 2 - 2QU CoRE ¦ 1QU LoRE | Non-Red Flag Warning - Catastrophic Fires | 2065 | 8.4598e-09 | 8.4598e-09 | 21325.9188 | 384.5316 | 12862.0997 | 8079.2876 | 0 | 0 | 1.1993e-05 | 0.00018041 | 0 | 0.00018041 | 0.00018041 | 0 | 0.00018041 | [22 empty] | 7.3.3.17.5 (Remote Grid) Updates to grid topology to minimize risk of ignition in HFTDs Remote GridWLDFRWire-to-wire contactAggregated | WLDFR | HFTD - Distribution - Tier 2 - 1QU CoRE ¦ 2QU LoRE | Non-Red Flag Warning - Destructive Fires | Wire-to-wire contact | Aggregated | 2065 | 2.583e-06 | 353.5334 | 0.00091319 | 2065 | Mitigation | 0.95 | 45 | 0 | esc | 0.00097009 | 2.5058e-09 | 0.00097009 | 2.5058e-09
[35 empty] | WLDFR | HFTD - Distribution - Tier 3 - 4QU CoRE ¦ 1QU LoRE | 2066 | 0.047613 | 0.004892 | 0.26442 | 0 | 0.26442 | 0.004892 | 0.26442 | 0 | 0.26442 | 0.01259 | 0.01259 | 0.004892 | 0.00023293 | 0.26442 | 0.01259 | 0 | 0 | 0.26442 | 0.01259 | [22 empty] | WLDFR | HFTD - Distribution - Tier 2 - 2QU CoRE ¦ 1QU LoRE | Non-Red Flag Warning - Catastrophic Fires | 2066 | 8.4598e-09 | 8.4598e-09 | 21325.9188 | 384.5316 | 12862.0997 | 8079.2876 | 0 | 0 | 1.1993e-05 | 0.00018041 | 0 | 0.00018041 | 0.00018041 | 0 | 0.00018041 | [22 empty] | 7.3.3.17.5 (Remote Grid) Updates to grid topology to minimize risk of ignition in HFTDs Remote GridWLDFRWire-to-wire contactAggregated | WLDFR | HFTD - Distribution - Tier 2 - 1QU CoRE ¦ 2QU LoRE | Non-Red Flag Warning - Destructive Fires | Wire-to-wire contact | Aggregated | 2066 | 2.583e-06 | 353.5334 | 0.00091319 | 2066 | Mitigation | 0.95 | 45 | 0 | esc | 0.00097009 | 2.5058e-09 | 0.00097009 | 2.5058e-09
[35 empty] | WLDFR | HFTD - Distribution - Tier 3 - 4QU CoRE ¦ 1QU LoRE | 2067 | 0.044499 | 0 | 0 | 0 | 0 | 0.004892 | 0.26442 | 0 | 0.26442 | 0 | 0.011766 | 0 | 0 | 0 | 0 | 0 | 0 | 0 | 0 | [22 empty] | WLDFR | HFTD - Distribution - Tier 2 - 2QU CoRE ¦ 1QU LoRE | Non-Red Flag Warning - Catastrophic Fires | 2067 | 0 | 8.4598e-09 | 21325.9188 | 384.5316 | 12862.0997 | 8079.2876 | 0 | 0 | 1.1993e-05 | 0 | 0 | 0 | 0.00018041 | 0 | 0.00018041 | [22 empty] | 7.3.3.17.5 (Remote Grid) Updates to grid topology to minimize risk of ignition in HFTDs Remote GridWLDFRWire-to-wire contactAggregated | WLDFR | HFTD - Distribution - Tier 2 - 1QU CoRE ¦ 2QU LoRE | Non-Red Flag Warning - Destructive Fires | Wire-to-wire contact | Aggregated | 2067 | 2.583e-06 | 353.5334 | 0.00091319 | 2067 | Mitigation | 0.95 | 45 | 0 | esc | 0 | 0 | 0.00097009 | 2.5058e-09
[35 empty] | WLDFR | HFTD - Distribution - Tier 3 - 4QU CoRE ¦ 2QU LoRE | 2022 | 0.93458 | 0.0032845 | 0.098965 | 0 | 0.098965 | 0 | 0 | 0 | 0 | 0.092491 | 0 | 0.0032845 | 0.0030696 | 0.098965 | 0.092491 | 0 | 0 | 0.098965 | 0.092491 | [22 empty] | WLDFR | HFTD - Distribution - Tier 2 - 2QU CoRE ¦ 1QU LoRE | Non-Red Flag Warning - Destructive Fires | 2022 | 9.4196e-09 | 0 | 8807.9522 | 222.2294 | 8585.7228 | 0 | 0 | 0 | 1.257e-05 | 8.2967e-05 | 0 | 8.2967e-05 | 0 | 0 | 0 | [22 empty] | 7.3.3.17.5 (Remote Grid) Updates to grid topology to minimize risk of ignition in HFTDs Remote GridWLDFRContact from objectAggregated | WLDFR | HFTD - Distribution - Tier 2 - 1QU CoRE ¦ 2QU LoRE | Non-Red Flag Warning - Large Fires | Contact from object | Aggregated | 2022 | 1.8281e-05 | 353.5334 | 0.006463 | 2022 | Mitigation | 0.95 | 45 | 0 | esc | 0.00097009 | 1.7734e-08 | 0 | 0
[35 empty] | WLDFR | HFTD - Distribution - Tier 3 - 4QU CoRE ¦ 2QU LoRE | 2023 | 0.87344 | 0.0032845 | 0.10259 | 0 | 0.10259 | 0.0032845 | 0.10259 | 0 | 0.10259 | 0.089607 | 0.089607 | 0.0032845 | 0.0028688 | 0.10259 | 0.089607 | 0 | 0 | 0.10259 | 0.089607 | [22 empty] | WLDFR | HFTD - Distribution - Tier 2 - 2QU CoRE ¦ 1QU LoRE | Non-Red Flag Warning - Destructive Fires | 2023 | 9.4196e-09 | 9.4196e-09 | 9129.7461 | 233.2301 | 8896.516 | 0 | 0 | 0 | 1.257e-05 | 8.5998e-05 | 0 | 8.5998e-05 | 8.5998e-05 | 0 | 8.5998e-05 | [22 empty] | 7.3.3.17.5 (Remote Grid) Updates to grid topology to minimize risk of ignition in HFTDs Remote GridWLDFRContact from objectAggregated | WLDFR | HFTD - Distribution - Tier 2 - 1QU CoRE ¦ 2QU LoRE | Non-Red Flag Warning - Large Fires | Contact from object | Aggregated | 2023 | 1.8281e-05 | 353.5334 | 0.006463 | 2023 | Mitigation | 0.95 | 45 | 0 | esc | 0.00097009 | 1.7734e-08 | 0.00097009 | 1.7734e-08
[35 empty] | WLDFR | HFTD - Distribution - Tier 3 - 4QU CoRE ¦ 2QU LoRE | 2024 | 0.8163 | 0.0032845 | 0.10259 | 0 | 0.10259 | 0.0032845 | 0.10259 | 0 | 0.10259 | 0.083745 | 0.083745 | 0.0032845 | 0.0026811 | 0.10259 | 0.083745 | 0 | 0 | 0.10259 | 0.083745 | [22 empty] | WLDFR | HFTD - Distribution - Tier 2 - 2QU CoRE ¦ 1QU LoRE | Non-Red Flag Warning - Destructive Fires | 2024 | 9.4196e-09 | 9.4196e-09 | 9129.7461 | 233.2301 | 8896.516 | 0 | 0 | 0 | 1.257e-05 | 8.5998e-05 | 0 | 8.5998e-05 | 8.5998e-05 | 0 | 8.5998e-05 | [22 empty] | 7.3.3.17.5 (Remote Grid) Updates to grid topology to minimize risk of ignition in HFTDs Remote GridWLDFRContact from objectAggregated | WLDFR | HFTD - Distribution - Tier 2 - 1QU CoRE ¦ 2QU LoRE | Non-Red Flag Warning - Large Fires | Contact from object | Aggregated | 2024 | 1.8281e-05 | 353.5334 | 0.006463 | 2024 | Mitigation | 0.95 | 45 | 0 | esc | 0.00097009 | 1.7734e-08 | 0.00097009 | 1.7734e-08
[35 empty] | WLDFR | HFTD - Distribution - Tier 3 - 4QU CoRE ¦ 2QU LoRE | 2025 | 0.7629 | 0.0032845 | 0.10259 | 0 | 0.10259 | 0.0032845 | 0.10259 | 0 | 0.10259 | 0.078266 | 0.078266 | 0.0032845 | 0.0025057 | 0.10259 | 0.078266 | 0 | 0 | 0.10259 | 0.078266 | [22 empty] | WLDFR | HFTD - Distribution - Tier 2 - 2QU CoRE ¦ 1QU LoRE | Non-Red Flag Warning - Destructive Fires | 2025 | 9.4196e-09 | 9.4196e-09 | 9129.7461 | 233.2301 | 8896.516 | 0 | 0 | 0 | 1.257e-05 | 8.5998e-05 | 0 | 8.5998e-05 | 8.5998e-05 | 0 | 8.5998e-05 | [22 empty] | 7.3.3.17.5 (Remote Grid) Updates to grid topology to minimize risk of ignition in HFTDs Remote GridWLDFRContact from objectAggregated | WLDFR | HFTD - Distribution - Tier 2 - 1QU CoRE ¦ 2QU LoRE | Non-Red Flag Warning - Large Fires | Contact from object | Aggregated | 2025 | 1.8281e-05 | 353.5334 | 0.006463 | 2025 | Mitigation | 0.95 | 45 | 0 | esc | 0.00097009 | 1.7734e-08 | 0.00097009 | 1.7734e-08
[35 empty] | WLDFR | HFTD - Distribution - Tier 3 - 4QU CoRE ¦ 2QU LoRE | 2026 | 0.71299 | 0.0032845 | 0.10259 | 0 | 0.10259 | 0.0032845 | 0.10259 | 0 | 0.10259 | 0.073146 | 0.073146 | 0.0032845 | 0.0023418 | 0.10259 | 0.073146 | 0 | 0 | 0.10259 | 0.073146 | [22 empty] | WLDFR | HFTD - Distribution - Tier 2 - 2QU CoRE ¦ 1QU LoRE | Non-Red Flag Warning - Destructive Fires | 2026 | 9.4196e-09 | 9.4196e-09 | 9129.7461 | 233.2301 | 8896.516 | 0 | 0 | 0 | 1.257e-05 | 8.5998e-05 | 0 | 8.5998e-05 | 8.5998e-05 | 0 | 8.5998e-05 | [22 empty] | 7.3.3.17.5 (Remote Grid) Updates to grid topology to minimize risk of ignition in HFTDs Remote GridWLDFRContact from objectAggregated | WLDFR | HFTD - Distribution - Tier 2 - 1QU CoRE ¦ 2QU LoRE | Non-Red Flag Warning - Large Fires | Contact from object | Aggregated | 2026 | 1.8281e-05 | 353.5334 | 0.006463 | 2026 | Mitigation | 0.95 | 45 | 0 | esc | 0.00097009 | 1.7734e-08 | 0.00097009 | 1.7734e-08
[35 empty] | WLDFR | HFTD - Distribution - Tier 3 - 4QU CoRE ¦ 2QU LoRE | 2027 | 0.66634 | 0.0032845 | 0.10259 | 0 | 0.10259 | 0.0032845 | 0.10259 | 0 | 0.10259 | 0.068361 | 0.068361 | 0.0032845 | 0.0021886 | 0.10259 | 0.068361 | 0 | 0 | 0.10259 | 0.068361 | [22 empty] | WLDFR | HFTD - Distribution - Tier 2 - 2QU CoRE ¦ 1QU LoRE | Non-Red Flag Warning - Destructive Fires | 2027 | 9.4196e-09 | 9.4196e-09 | 9129.7461 | 233.2301 | 8896.516 | 0 | 0 | 0 | 1.257e-05 | 8.5998e-05 | 0 | 8.5998e-05 | 8.5998e-05 | 0 | 8.5998e-05 | [22 empty] | 7.3.3.17.5 (Remote Grid) Updates to grid topology to minimize risk of ignition in HFTDs Remote GridWLDFRContact from objectAggregated | WLDFR | HFTD - Distribution - Tier 2 - 1QU CoRE ¦ 2QU LoRE | Non-Red Flag Warning - Large Fires | Contact from object | Aggregated | 2027 | 1.8281e-05 | 353.5334 | 0.006463 | 2027 | Mitigation | 0.95 | 45 | 0 | esc | 0.00097009 | 1.7734e-08 | 0.00097009 | 1.7734e-08
[35 empty] | WLDFR | HFTD - Distribution - Tier 3 - 4QU CoRE ¦ 2QU LoRE | 2028 | 0.62275 | 0.0032845 | 0.10716 | 0 | 0.10716 | 0.0032845 | 0.10716 | 0 | 0.10716 | 0.066734 | 0.066734 | 0.0032845 | 0.0020454 | 0.10716 | 0.066734 | 0 | 0 | 0.10716 | 0.066734 | [22 empty] | WLDFR | HFTD - Distribution - Tier 2 - 2QU CoRE ¦ 1QU LoRE | Non-Red Flag Warning - Destructive Fires | 2028 | 9.4196e-09 | 9.4196e-09 | 9534.9221 | 247.273 | 9287.6491 | 0 | 0 | 0 | 1.257e-05 | 8.9815e-05 | 0 | 8.9815e-05 | 8.9815e-05 | 0 | 8.9815e-05 | [22 empty] | 7.3.3.17.5 (Remote Grid) Updates to grid topology to minimize risk of ignition in HFTDs Remote GridWLDFRContact from objectAggregated | WLDFR | HFTD - Distribution - Tier 2 - 1QU CoRE ¦ 2QU LoRE | Non-Red Flag Warning - Large Fires | Contact from object | Aggregated | 2028 | 1.8281e-05 | 353.5334 | 0.006463 | 2028 | Mitigation | 0.95 | 45 | 0 | esc | 0.00097009 | 1.7734e-08 | 0.00097009 | 1.7734e-08
[35 empty] | WLDFR | HFTD - Distribution - Tier 3 - 4QU CoRE ¦ 2QU LoRE | 2029 | 0.58201 | 0.0032845 | 0.10716 | 0 | 0.10716 | 0.0032845 | 0.10716 | 0 | 0.10716 | 0.062368 | 0.062368 | 0.0032845 | 0.0019116 | 0.10716 | 0.062368 | 0 | 0 | 0.10716 | 0.062368 | [22 empty] | WLDFR | HFTD - Distribution - Tier 2 - 2QU CoRE ¦ 1QU LoRE | Non-Red Flag Warning - Destructive Fires | 2029 | 9.4196e-09 | 9.4196e-09 | 9534.9221 | 247.273 | 9287.6491 | 0 | 0 | 0 | 1.257e-05 | 8.9815e-05 | 0 | 8.9815e-05 | 8.9815e-05 | 0 | 8.9815e-05 | [22 empty] | 7.3.3.17.5 (Remote Grid) Updates to grid topology to minimize risk of ignition in HFTDs Remote GridWLDFRContact from objectAggregated | WLDFR | HFTD - Distribution - Tier 2 - 1QU CoRE ¦ 2QU LoRE | Non-Red Flag Warning - Large Fires | Contact from object | Aggregated | 2029 | 1.8281e-05 | 353.5334 | 0.006463 | 2029 | Mitigation | 0.95 | 45 | 0 | esc | 0.00097009 | 1.7734e-08 | 0.00097009 | 1.7734e-08
[35 empty] | WLDFR | HFTD - Distribution - Tier 3 - 4QU CoRE ¦ 2QU LoRE | 2030 | 0.54393 | 0.0032845 | 0.10716 | 0 | 0.10716 | 0.0032845 | 0.10716 | 0 | 0.10716 | 0.058288 | 0.058288 | 0.0032845 | 0.0017865 | 0.10716 | 0.058288 | 0 | 0 | 0.10716 | 0.058288 | [22 empty] | WLDFR | HFTD - Distribution - Tier 2 - 2QU CoRE ¦ 1QU LoRE | Non-Red Flag Warning - Destructive Fires | 2030 | 9.4196e-09 | 9.4196e-09 | 9534.9221 | 247.273 | 9287.6491 | 0 | 0 | 0 | 1.257e-05 | 8.9815e-05 | 0 | 8.9815e-05 | 8.9815e-05 | 0 | 8.9815e-05 | [22 empty] | 7.3.3.17.5 (Remote Grid) Updates to grid topology to minimize risk of ignition in HFTDs Remote GridWLDFRContact from objectAggregated | WLDFR | HFTD - Distribution - Tier 2 - 1QU CoRE ¦ 2QU LoRE | Non-Red Flag Warning - Large Fires | Contact from object | Aggregated | 2030 | 1.8281e-05 | 353.5334 | 0.006463 | 2030 | Mitigation | 0.95 | 45 | 0 | esc | 0.00097009 | 1.7734e-08 | 0.00097009 | 1.7734e-08
[35 empty] | WLDFR | HFTD - Distribution - Tier 3 - 4QU CoRE ¦ 2QU LoRE | 2031 | 0.50835 | 0.0032845 | 0.10716 | 0 | 0.10716 | 0.0032845 | 0.10716 | 0 | 0.10716 | 0.054474 | 0.054474 | 0.0032845 | 0.0016696 | 0.10716 | 0.054474 | 0 | 0 | 0.10716 | 0.054474 | [22 empty] | WLDFR | HFTD - Distribution - Tier 2 - 2QU CoRE ¦ 1QU LoRE | Non-Red Flag Warning - Destructive Fires | 2031 | 9.4196e-09 | 9.4196e-09 | 9534.9221 | 247.273 | 9287.6491 | 0 | 0 | 0 | 1.257e-05 | 8.9815e-05 | 0 | 8.9815e-05 | 8.9815e-05 | 0 | 8.9815e-05 | [22 empty] | 7.3.3.17.5 (Remote Grid) Updates to grid topology to minimize risk of ignition in HFTDs Remote GridWLDFRContact from objectAggregated | WLDFR | HFTD - Distribution - Tier 2 - 1QU CoRE ¦ 2QU LoRE | Non-Red Flag Warning - Large Fires | Contact from object | Aggregated | 2031 | 1.8281e-05 | 353.5334 | 0.006463 | 2031 | Mitigation | 0.95 | 45 | 0 | esc | 0.00097009 | 1.7734e-08 | 0.00097009 | 1.7734e-08
[35 empty] | WLDFR | HFTD - Distribution - Tier 3 - 4QU CoRE ¦ 2QU LoRE | 2032 | 0.47509 | 0.0032845 | 0.10716 | 0 | 0.10716 | 0.0032845 | 0.10716 | 0 | 0.10716 | 0.050911 | 0.050911 | 0.0032845 | 0.0015604 | 0.10716 | 0.050911 | 0 | 0 | 0.10716 | 0.050911 | [22 empty] | WLDFR | HFTD - Distribution - Tier 2 - 2QU CoRE ¦ 1QU LoRE | Non-Red Flag Warning - Destructive Fires | 2032 | 9.4196e-09 | 9.4196e-09 | 9534.9221 | 247.273 | 9287.6491 | 0 | 0 | 0 | 1.257e-05 | 8.9815e-05 | 0 | 8.9815e-05 | 8.9815e-05 | 0 | 8.9815e-05 | [22 empty] | 7.3.3.17.5 (Remote Grid) Updates to grid topology to minimize risk of ignition in HFTDs Remote GridWLDFRContact from objectAggregated | WLDFR | HFTD - Distribution - Tier 2 - 1QU CoRE ¦ 2QU LoRE | Non-Red Flag Warning - Large Fires | Contact from object | Aggregated | 2032 | 1.8281e-05 | 353.5334 | 0.006463 | 2032 | Mitigation | 0.95 | 45 | 0 | esc | 0.00097009 | 1.7734e-08 | 0.00097009 | 1.7734e-08
[35 empty] | WLDFR | HFTD - Distribution - Tier 3 - 4QU CoRE ¦ 2QU LoRE | 2033 | 0.44401 | 0.0032845 | 0.11224 | 0 | 0.11224 | 0.0032845 | 0.11224 | 0 | 0.11224 | 0.049835 | 0.049835 | 0.0032845 | 0.0014583 | 0.11224 | 0.049835 | 0 | 0 | 0.11224 | 0.049835 | [22 empty] | WLDFR | HFTD - Distribution - Tier 2 - 2QU CoRE ¦ 1QU LoRE | Non-Red Flag Warning - Destructive Fires | 2033 | 9.4196e-09 | 9.4196e-09 | 9984.8474 | 263.1074 | 9721.74 | 0 | 0 | 0 | 1.257e-05 | 9.4053e-05 | 0 | 9.4053e-05 | 9.4053e-05 | 0 | 9.4053e-05 | [22 empty] | 7.3.3.17.5 (Remote Grid) Updates to grid topology to minimize risk of ignition in HFTDs Remote GridWLDFRContact from objectAggregated | WLDFR | HFTD - Distribution - Tier 2 - 1QU CoRE ¦ 2QU LoRE | Non-Red Flag Warning - Large Fires | Contact from object | Aggregated | 2033 | 1.8281e-05 | 353.5334 | 0.006463 | 2033 | Mitigation | 0.95 | 45 | 0 | esc | 0.00097009 | 1.7734e-08 | 0.00097009 | 1.7734e-08
[35 empty] | WLDFR | HFTD - Distribution - Tier 3 - 4QU CoRE ¦ 2QU LoRE | 2034 | 0.41496 | 0.0032845 | 0.11224 | 0 | 0.11224 | 0.0032845 | 0.11224 | 0 | 0.11224 | 0.046574 | 0.046574 | 0.0032845 | 0.0013629 | 0.11224 | 0.046574 | 0 | 0 | 0.11224 | 0.046574 | [22 empty] | WLDFR | HFTD - Distribution - Tier 2 - 2QU CoRE ¦ 1QU LoRE | Non-Red Flag Warning - Destructive Fires | 2034 | 9.4196e-09 | 9.4196e-09 | 9984.8474 | 263.1074 | 9721.74 | 0 | 0 | 0 | 1.257e-05 | 9.4053e-05 | 0 | 9.4053e-05 | 9.4053e-05 | 0 | 9.4053e-05 | [22 empty] | 7.3.3.17.5 (Remote Grid) Updates to grid topology to minimize risk of ignition in HFTDs Remote GridWLDFRContact from objectAggregated | WLDFR | HFTD - Distribution - Tier 2 - 1QU CoRE ¦ 2QU LoRE | Non-Red Flag Warning - Large Fires | Contact from object | Aggregated | 2034 | 1.8281e-05 | 353.5334 | 0.006463 | 2034 | Mitigation | 0.95 | 45 | 0 | esc | 0.00097009 | 1.7734e-08 | 0.00097009 | 1.7734e-08
[35 empty] | WLDFR | HFTD - Distribution - Tier 3 - 4QU CoRE ¦ 2QU LoRE | 2035 | 0.38782 | 0.0032845 | 0.11224 | 0 | 0.11224 | 0.0032845 | 0.11224 | 0 | 0.11224 | 0.043527 | 0.043527 | 0.0032845 | 0.0012738 | 0.11224 | 0.043527 | 0 | 0 | 0.11224 | 0.043527 | [22 empty] | WLDFR | HFTD - Distribution - Tier 2 - 2QU CoRE ¦ 1QU LoRE | Non-Red Flag Warning - Destructive Fires | 2035 | 9.4196e-09 | 9.4196e-09 | 9984.8474 | 263.1074 | 9721.74 | 0 | 0 | 0 | 1.257e-05 | 9.4053e-05 | 0 | 9.4053e-05 | 9.4053e-05 | 0 | 9.4053e-05 | [22 empty] | 7.3.3.17.5 (Remote Grid) Updates to grid topology to minimize risk of ignition in HFTDs Remote GridWLDFRContact from objectAggregated | WLDFR | HFTD - Distribution - Tier 2 - 1QU CoRE ¦ 2QU LoRE | Non-Red Flag Warning - Large Fires | Contact from object | Aggregated | 2035 | 1.8281e-05 | 353.5334 | 0.006463 | 2035 | Mitigation | 0.95 | 45 | 0 | esc | 0.00097009 | 1.7734e-08 | 0.00097009 | 1.7734e-08
[35 empty] | WLDFR | HFTD - Distribution - Tier 3 - 4QU CoRE ¦ 2QU LoRE | 2036 | 0.36245 | 0.0032845 | 0.11224 | 0 | 0.11224 | 0.0032845 | 0.11224 | 0 | 0.11224 | 0.04068 | 0.04068 | 0.0032845 | 0.0011904 | 0.11224 | 0.04068 | 0 | 0 | 0.11224 | 0.04068 | [22 empty] | WLDFR | HFTD - Distribution - Tier 2 - 2QU CoRE ¦ 1QU LoRE | Non-Red Flag Warning - Destructive Fires | 2036 | 9.4196e-09 | 9.4196e-09 | 9984.8474 | 263.1074 | 9721.74 | 0 | 0 | 0 | 1.257e-05 | 9.4053e-05 | 0 | 9.4053e-05 | 9.4053e-05 | 0 | 9.4053e-05 | [22 empty] | 7.3.3.17.5 (Remote Grid) Updates to grid topology to minimize risk of ignition in HFTDs Remote GridWLDFRContact from objectAggregated | WLDFR | HFTD - Distribution - Tier 2 - 1QU CoRE ¦ 2QU LoRE | Non-Red Flag Warning - Large Fires | Contact from object | Aggregated | 2036 | 1.8281e-05 | 353.5334 | 0.006463 | 2036 | Mitigation | 0.95 | 45 | 0 | esc | 0.00097009 | 1.7734e-08 | 0.00097009 | 1.7734e-08
[35 empty] | WLDFR | HFTD - Distribution - Tier 3 - 4QU CoRE ¦ 2QU LoRE | 2037 | 0.33873 | 0.0032845 | 0.11224 | 0 | 0.11224 | 0.0032845 | 0.11224 | 0 | 0.11224 | 0.038019 | 0.038019 | 0.0032845 | 0.0011126 | 0.11224 | 0.038019 | 0 | 0 | 0.11224 | 0.038019 | [22 empty] | WLDFR | HFTD - Distribution - Tier 2 - 2QU CoRE ¦ 1QU LoRE | Non-Red Flag Warning - Destructive Fires | 2037 | 9.4196e-09 | 9.4196e-09 | 9984.8474 | 263.1074 | 9721.74 | 0 | 0 | 0 | 1.257e-05 | 9.4053e-05 | 0 | 9.4053e-05 | 9.4053e-05 | 0 | 9.4053e-05 | [22 empty] | 7.3.3.17.5 (Remote Grid) Updates to grid topology to minimize risk of ignition in HFTDs Remote GridWLDFRContact from objectAggregated | WLDFR | HFTD - Distribution - Tier 2 - 1QU CoRE ¦ 2QU LoRE | Non-Red Flag Warning - Large Fires | Contact from object | Aggregated | 2037 | 1.8281e-05 | 353.5334 | 0.006463 | 2037 | Mitigation | 0.95 | 45 | 0 | esc | 0.00097009 | 1.7734e-08 | 0.00097009 | 1.7734e-08
[35 empty] | WLDFR | HFTD - Distribution - Tier 3 - 4QU CoRE ¦ 2QU LoRE | 2038 | 0.31657 | 0.0032845 | 0.11775 | 0 | 0.11775 | 0.0032845 | 0.11775 | 0 | 0.11775 | 0.037276 | 0.037276 | 0.0032845 | 0.0010398 | 0.11775 | 0.037276 | 0 | 0 | 0.11775 | 0.037276 | [22 empty] | WLDFR | HFTD - Distribution - Tier 2 - 2QU CoRE ¦ 1QU LoRE | Non-Red Flag Warning - Destructive Fires | 2038 | 9.4196e-09 | 9.4196e-09 | 10472.8261 | 280.5544 | 10192.2718 | 0 | 0 | 0 | 1.257e-05 | 9.865e-05 | 0 | 9.865e-05 | 9.865e-05 | 0 | 9.865e-05 | [22 empty] | 7.3.3.17.5 (Remote Grid) Updates to grid topology to minimize risk of ignition in HFTDs Remote GridWLDFRContact from objectAggregated | WLDFR | HFTD - Distribution - Tier 2 - 1QU CoRE ¦ 2QU LoRE | Non-Red Flag Warning - Large Fires | Contact from object | Aggregated | 2038 | 1.8281e-05 | 353.5334 | 0.006463 | 2038 | Mitigation | 0.95 | 45 | 0 | esc | 0.00097009 | 1.7734e-08 | 0.00097009 | 1.7734e-08
[35 empty] | WLDFR | HFTD - Distribution - Tier 3 - 4QU CoRE ¦ 2QU LoRE | 2039 | 0.29586 | 0.0032845 | 0.11775 | 0 | 0.11775 | 0.0032845 | 0.11775 | 0 | 0.11775 | 0.034838 | 0.034838 | 0.0032845 | 0.00097175 | 0.11775 | 0.034838 | 0 | 0 | 0.11775 | 0.034838 | [22 empty] | WLDFR | HFTD - Distribution - Tier 2 - 2QU CoRE ¦ 1QU LoRE | Non-Red Flag Warning - Destructive Fires | 2039 | 9.4196e-09 | 9.4196e-09 | 10472.8261 | 280.5544 | 10192.2718 | 0 | 0 | 0 | 1.257e-05 | 9.865e-05 | 0 | 9.865e-05 | 9.865e-05 | 0 | 9.865e-05 | [22 empty] | 7.3.3.17.5 (Remote Grid) Updates to grid topology to minimize risk of ignition in HFTDs Remote GridWLDFRContact from objectAggregated | WLDFR | HFTD - Distribution - Tier 2 - 1QU CoRE ¦ 2QU LoRE | Non-Red Flag Warning - Large Fires | Contact from object | Aggregated | 2039 | 1.8281e-05 | 353.5334 | 0.006463 | 2039 | Mitigation | 0.95 | 45 | 0 | esc | 0.00097009 | 1.7734e-08 | 0.00097009 | 1.7734e-08
[35 empty] | WLDFR | HFTD - Distribution - Tier 3 - 4QU CoRE ¦ 2QU LoRE | 2040 | 0.27651 | 0.0032845 | 0.11775 | 0 | 0.11775 | 0.0032845 | 0.11775 | 0 | 0.11775 | 0.032559 | 0.032559 | 0.0032845 | 0.00090818 | 0.11775 | 0.032559 | 0 | 0 | 0.11775 | 0.032559 | [22 empty] | WLDFR | HFTD - Distribution - Tier 2 - 2QU CoRE ¦ 1QU LoRE | Non-Red Flag Warning - Destructive Fires | 2040 | 9.4196e-09 | 9.4196e-09 | 10472.8261 | 280.5544 | 10192.2718 | 0 | 0 | 0 | 1.257e-05 | 9.865e-05 | 0 | 9.865e-05 | 9.865e-05 | 0 | 9.865e-05 | [22 empty] | 7.3.3.17.5 (Remote Grid) Updates to grid topology to minimize risk of ignition in HFTDs Remote GridWLDFRContact from objectAggregated | WLDFR | HFTD - Distribution - Tier 2 - 1QU CoRE ¦ 2QU LoRE | Non-Red Flag Warning - Large Fires | Contact from object | Aggregated | 2040 | 1.8281e-05 | 353.5334 | 0.006463 | 2040 | Mitigation | 0.95 | 45 | 0 | esc | 0.00097009 | 1.7734e-08 | 0.00097009 | 1.7734e-08
[35 empty] | WLDFR | HFTD - Distribution - Tier 3 - 4QU CoRE ¦ 2QU LoRE | 2041 | 0.25842 | 0.0032845 | 0.11775 | 0 | 0.11775 | 0.0032845 | 0.11775 | 0 | 0.11775 | 0.030429 | 0.030429 | 0.0032845 | 0.00084876 | 0.11775 | 0.030429 | 0 | 0 | 0.11775 | 0.030429 | [22 empty] | WLDFR | HFTD - Distribution - Tier 2 - 2QU CoRE ¦ 1QU LoRE | Non-Red Flag Warning - Destructive Fires | 2041 | 9.4196e-09 | 9.4196e-09 | 10472.8261 | 280.5544 | 10192.2718 | 0 | 0 | 0 | 1.257e-05 | 9.865e-05 | 0 | 9.865e-05 | 9.865e-05 | 0 | 9.865e-05 | [22 empty] | 7.3.3.17.5 (Remote Grid) Updates to grid topology to minimize risk of ignition in HFTDs Remote GridWLDFRContact from objectAggregated | WLDFR | HFTD - Distribution - Tier 2 - 1QU CoRE ¦ 2QU LoRE | Non-Red Flag Warning - Large Fires | Contact from object | Aggregated | 2041 | 1.8281e-05 | 353.5334 | 0.006463 | 2041 | Mitigation | 0.95 | 45 | 0 | esc | 0.00097009 | 1.7734e-08 | 0.00097009 | 1.7734e-08
[35 empty] | WLDFR | HFTD - Distribution - Tier 3 - 4QU CoRE ¦ 2QU LoRE | 2042 | 0.24151 | 0.0032845 | 0.11775 | 0 | 0.11775 | 0.0032845 | 0.11775 | 0 | 0.11775 | 0.028438 | 0.028438 | 0.0032845 | 0.00079324 | 0.11775 | 0.028438 | 0 | 0 | 0.11775 | 0.028438 | [22 empty] | WLDFR | HFTD - Distribution - Tier 2 - 2QU CoRE ¦ 1QU LoRE | Non-Red Flag Warning - Destructive Fires | 2042 | 9.4196e-09 | 9.4196e-09 | 10472.8261 | 280.5544 | 10192.2718 | 0 | 0 | 0 | 1.257e-05 | 9.865e-05 | 0 | 9.865e-05 | 9.865e-05 | 0 | 9.865e-05 | [22 empty] | 7.3.3.17.5 (Remote Grid) Updates to grid topology to minimize risk of ignition in HFTDs Remote GridWLDFRContact from objectAggregated | WLDFR | HFTD - Distribution - Tier 2 - 1QU CoRE ¦ 2QU LoRE | Non-Red Flag Warning - Large Fires | Contact from object | Aggregated | 2042 | 1.8281e-05 | 353.5334 | 0.006463 | 2042 | Mitigation | 0.95 | 45 | 0 | esc | 0.00097009 | 1.7734e-08 | 0.00097009 | 1.7734e-08
[35 empty] | WLDFR | HFTD - Distribution - Tier 3 - 4QU CoRE ¦ 2QU LoRE | 2043 | 0.22571 | 0.0032845 | 0.12362 | 0 | 0.12362 | 0.0032845 | 0.12362 | 0 | 0.12362 | 0.027903 | 0.027903 | 0.0032845 | 0.00074134 | 0.12362 | 0.027903 | 0 | 0 | 0.12362 | 0.027903 | [22 empty] | WLDFR | HFTD - Distribution - Tier 2 - 2QU CoRE ¦ 1QU LoRE | Non-Red Flag Warning - Destructive Fires | 2043 | 9.4196e-09 | 9.4196e-09 | 10992.1562 | 299.42 | 10692.7362 | 0 | 0 | 0 | 1.257e-05 | 0.00010354 | 0 | 0.00010354 | 0.00010354 | 0 | 0.00010354 | [22 empty] | 7.3.3.17.5 (Remote Grid) Updates to grid topology to minimize risk of ignition in HFTDs Remote GridWLDFRContact from objectAggregated | WLDFR | HFTD - Distribution - Tier 2 - 1QU CoRE ¦ 2QU LoRE | Non-Red Flag Warning - Large Fires | Contact from object | Aggregated | 2043 | 1.8281e-05 | 353.5334 | 0.006463 | 2043 | Mitigation | 0.95 | 45 | 0 | esc | 0.00097009 | 1.7734e-08 | 0.00097009 | 1.7734e-08
[35 empty] | WLDFR | HFTD - Distribution - Tier 3 - 4QU CoRE ¦ 2QU LoRE | 2044 | 0.21095 | 0.0032845 | 0.12362 | 0 | 0.12362 | 0.0032845 | 0.12362 | 0 | 0.12362 | 0.026077 | 0.026077 | 0.0032845 | 0.00069284 | 0.12362 | 0.026077 | 0 | 0 | 0.12362 | 0.026077 | [22 empty] | WLDFR | HFTD - Distribution - Tier 2 - 2QU CoRE ¦ 1QU LoRE | Non-Red Flag Warning - Destructive Fires | 2044 | 9.4196e-09 | 9.4196e-09 | 10992.1562 | 299.42 | 10692.7362 | 0 | 0 | 0 | 1.257e-05 | 0.00010354 | 0 | 0.00010354 | 0.00010354 | 0 | 0.00010354 | [22 empty] | 7.3.3.17.5 (Remote Grid) Updates to grid topology to minimize risk of ignition in HFTDs Remote GridWLDFRContact from objectAggregated | WLDFR | HFTD - Distribution - Tier 2 - 1QU CoRE ¦ 2QU LoRE | Non-Red Flag Warning - Large Fires | Contact from object | Aggregated | 2044 | 1.8281e-05 | 353.5334 | 0.006463 | 2044 | Mitigation | 0.95 | 45 | 0 | esc | 0.00097009 | 1.7734e-08 | 0.00097009 | 1.7734e-08
[35 empty] | WLDFR | HFTD - Distribution - Tier 3 - 4QU CoRE ¦ 2QU LoRE | 2045 | 0.19715 | 0.0032845 | 0.12362 | 0 | 0.12362 | 0.0032845 | 0.12362 | 0 | 0.12362 | 0.024371 | 0.024371 | 0.0032845 | 0.00064752 | 0.12362 | 0.024371 | 0 | 0 | 0.12362 | 0.024371 | [22 empty] | WLDFR | HFTD - Distribution - Tier 2 - 2QU CoRE ¦ 1QU LoRE | Non-Red Flag Warning - Destructive Fires | 2045 | 9.4196e-09 | 9.4196e-09 | 10992.1562 | 299.42 | 10692.7362 | 0 | 0 | 0 | 1.257e-05 | 0.00010354 | 0 | 0.00010354 | 0.00010354 | 0 | 0.00010354 | [22 empty] | 7.3.3.17.5 (Remote Grid) Updates to grid topology to minimize risk of ignition in HFTDs Remote GridWLDFRContact from objectAggregated | WLDFR | HFTD - Distribution - Tier 2 - 1QU CoRE ¦ 2QU LoRE | Non-Red Flag Warning - Large Fires | Contact from object | Aggregated | 2045 | 1.8281e-05 | 353.5334 | 0.006463 | 2045 | Mitigation | 0.95 | 45 | 0 | esc | 0.00097009 | 1.7734e-08 | 0.00097009 | 1.7734e-08
[35 empty] | WLDFR | HFTD - Distribution - Tier 3 - 4QU CoRE ¦ 2QU LoRE | 2046 | 0.18425 | 0.0032845 | 0.12362 | 0 | 0.12362 | 0.0032845 | 0.12362 | 0 | 0.12362 | 0.022777 | 0.022777 | 0.0032845 | 0.00060516 | 0.12362 | 0.022777 | 0 | 0 | 0.12362 | 0.022777 | [22 empty] | WLDFR | HFTD - Distribution - Tier 2 - 2QU CoRE ¦ 1QU LoRE | Non-Red Flag Warning - Destructive Fires | 2046 | 9.4196e-09 | 9.4196e-09 | 10992.1562 | 299.42 | 10692.7362 | 0 | 0 | 0 | 1.257e-05 | 0.00010354 | 0 | 0.00010354 | 0.00010354 | 0 | 0.00010354 | [22 empty] | 7.3.3.17.5 (Remote Grid) Updates to grid topology to minimize risk of ignition in HFTDs Remote GridWLDFRContact from objectAggregated | WLDFR | HFTD - Distribution - Tier 2 - 1QU CoRE ¦ 2QU LoRE | Non-Red Flag Warning - Large Fires | Contact from object | Aggregated | 2046 | 1.8281e-05 | 353.5334 | 0.006463 | 2046 | Mitigation | 0.95 | 45 | 0 | esc | 0.00097009 | 1.7734e-08 | 0.00097009 | 1.7734e-08
[35 empty] | WLDFR | HFTD - Distribution - Tier 3 - 4QU CoRE ¦ 2QU LoRE | 2047 | 0.1722 | 0.0032845 | 0.12362 | 0 | 0.12362 | 0.0032845 | 0.12362 | 0 | 0.12362 | 0.021287 | 0.021287 | 0.0032845 | 0.00056557 | 0.12362 | 0.021287 | 0 | 0 | 0.12362 | 0.021287 | [22 empty] | WLDFR | HFTD - Distribution - Tier 2 - 2QU CoRE ¦ 1QU LoRE | Non-Red Flag Warning - Destructive Fires | 2047 | 9.4196e-09 | 9.4196e-09 | 10992.1562 | 299.42 | 10692.7362 | 0 | 0 | 0 | 1.257e-05 | 0.00010354 | 0 | 0.00010354 | 0.00010354 | 0 | 0.00010354 | [22 empty] | 7.3.3.17.5 (Remote Grid) Updates to grid topology to minimize risk of ignition in HFTDs Remote GridWLDFRContact from objectAggregated | WLDFR | HFTD - Distribution - Tier 2 - 1QU CoRE ¦ 2QU LoRE | Non-Red Flag Warning - Large Fires | Contact from object | Aggregated | 2047 | 1.8281e-05 | 353.5334 | 0.006463 | 2047 | Mitigation | 0.95 | 45 | 0 | esc | 0.00097009 | 1.7734e-08 | 0.00097009 | 1.7734e-08
[35 empty] | WLDFR | HFTD - Distribution - Tier 3 - 4QU CoRE ¦ 2QU LoRE | 2048 | 0.16093 | 0.0032845 | 0.12978 | 0 | 0.12978 | 0.0032845 | 0.12978 | 0 | 0.12978 | 0.020885 | 0.020885 | 0.0032845 | 0.00052857 | 0.12978 | 0.020885 | 0 | 0 | 0.12978 | 0.020885 | [22 empty] | WLDFR | HFTD - Distribution - Tier 2 - 2QU CoRE ¦ 1QU LoRE | Non-Red Flag Warning - Destructive Fires | 2048 | 9.4196e-09 | 9.4196e-09 | 11536.0538 | 319.4911 | 11216.5626 | 0 | 0 | 0 | 1.257e-05 | 0.00010866 | 0 | 0.00010866 | 0.00010866 | 0 | 0.00010866 | [22 empty] | 7.3.3.17.5 (Remote Grid) Updates to grid topology to minimize risk of ignition in HFTDs Remote GridWLDFRContact from objectAggregated | WLDFR | HFTD - Distribution - Tier 2 - 1QU CoRE ¦ 2QU LoRE | Non-Red Flag Warning - Large Fires | Contact from object | Aggregated | 2048 | 1.8281e-05 | 353.5334 | 0.006463 | 2048 | Mitigation | 0.95 | 45 | 0 | esc | 0.00097009 | 1.7734e-08 | 0.00097009 | 1.7734e-08
[35 empty] | WLDFR | HFTD - Distribution - Tier 3 - 4QU CoRE ¦ 2QU LoRE | 2049 | 0.1504 | 0.0032845 | 0.12978 | 0 | 0.12978 | 0.0032845 | 0.12978 | 0 | 0.12978 | 0.019518 | 0.019518 | 0.0032845 | 0.00049399 | 0.12978 | 0.019518 | 0 | 0 | 0.12978 | 0.019518 | [22 empty] | WLDFR | HFTD - Distribution - Tier 2 - 2QU CoRE ¦ 1QU LoRE | Non-Red Flag Warning - Destructive Fires | 2049 | 9.4196e-09 | 9.4196e-09 | 11536.0538 | 319.4911 | 11216.5626 | 0 | 0 | 0 | 1.257e-05 | 0.00010866 | 0 | 0.00010866 | 0.00010866 | 0 | 0.00010866 | [22 empty] | 7.3.3.17.5 (Remote Grid) Updates to grid topology to minimize risk of ignition in HFTDs Remote GridWLDFRContact from objectAggregated | WLDFR | HFTD - Distribution - Tier 2 - 1QU CoRE ¦ 2QU LoRE | Non-Red Flag Warning - Large Fires | Contact from object | Aggregated | 2049 | 1.8281e-05 | 353.5334 | 0.006463 | 2049 | Mitigation | 0.95 | 45 | 0 | esc | 0.00097009 | 1.7734e-08 | 0.00097009 | 1.7734e-08
[35 empty] | WLDFR | HFTD - Distribution - Tier 3 - 4QU CoRE ¦ 2QU LoRE | 2050 | 0.14056 | 0.0032845 | 0.12978 | 0 | 0.12978 | 0.0032845 | 0.12978 | 0 | 0.12978 | 0.018242 | 0.018242 | 0.0032845 | 0.00046167 | 0.12978 | 0.018242 | 0 | 0 | 0.12978 | 0.018242 | [22 empty] | WLDFR | HFTD - Distribution - Tier 2 - 2QU CoRE ¦ 1QU LoRE | Non-Red Flag Warning - Destructive Fires | 2050 | 9.4196e-09 | 9.4196e-09 | 11536.0538 | 319.4911 | 11216.5626 | 0 | 0 | 0 | 1.257e-05 | 0.00010866 | 0 | 0.00010866 | 0.00010866 | 0 | 0.00010866 | [22 empty] | 7.3.3.17.5 (Remote Grid) Updates to grid topology to minimize risk of ignition in HFTDs Remote GridWLDFRContact from objectAggregated | WLDFR | HFTD - Distribution - Tier 2 - 1QU CoRE ¦ 2QU LoRE | Non-Red Flag Warning - Large Fires | Contact from object | Aggregated | 2050 | 1.8281e-05 | 353.5334 | 0.006463 | 2050 | Mitigation | 0.95 | 45 | 0 | esc | 0.00097009 | 1.7734e-08 | 0.00097009 | 1.7734e-08
[35 empty] | WLDFR | HFTD - Distribution - Tier 3 - 4QU CoRE ¦ 2QU LoRE | 2051 | 0.13137 | 0.0032845 | 0.12978 | 0 | 0.12978 | 0.0032845 | 0.12978 | 0 | 0.12978 | 0.017048 | 0.017048 | 0.0032845 | 0.00043147 | 0.12978 | 0.017048 | 0 | 0 | 0.12978 | 0.017048 | [22 empty] | WLDFR | HFTD - Distribution - Tier 2 - 2QU CoRE ¦ 1QU LoRE | Non-Red Flag Warning - Destructive Fires | 2051 | 9.4196e-09 | 9.4196e-09 | 11536.0538 | 319.4911 | 11216.5626 | 0 | 0 | 0 | 1.257e-05 | 0.00010866 | 0 | 0.00010866 | 0.00010866 | 0 | 0.00010866 | [22 empty] | 7.3.3.17.5 (Remote Grid) Updates to grid topology to minimize risk of ignition in HFTDs Remote GridWLDFRContact from objectAggregated | WLDFR | HFTD - Distribution - Tier 2 - 1QU CoRE ¦ 2QU LoRE | Non-Red Flag Warning - Large Fires | Contact from object | Aggregated | 2051 | 1.8281e-05 | 353.5334 | 0.006463 | 2051 | Mitigation | 0.95 | 45 | 0 | esc | 0.00097009 | 1.7734e-08 | 0.00097009 | 1.7734e-08
[35 empty] | WLDFR | HFTD - Distribution - Tier 3 - 4QU CoRE ¦ 2QU LoRE | 2052 | 0.12277 | 0.0032845 | 0.12978 | 0 | 0.12978 | 0.0032845 | 0.12978 | 0 | 0.12978 | 0.015933 | 0.015933 | 0.0032845 | 0.00040324 | 0.12978 | 0.015933 | 0 | 0 | 0.12978 | 0.015933 | [22 empty] | WLDFR | HFTD - Distribution - Tier 2 - 2QU CoRE ¦ 1QU LoRE | Non-Red Flag Warning - Destructive Fires | 2052 | 9.4196e-09 | 9.4196e-09 | 11536.0538 | 319.4911 | 11216.5626 | 0 | 0 | 0 | 1.257e-05 | 0.00010866 | 0 | 0.00010866 | 0.00010866 | 0 | 0.00010866 | [22 empty] | 7.3.3.17.5 (Remote Grid) Updates to grid topology to minimize risk of ignition in HFTDs Remote GridWLDFRContact from objectAggregated | WLDFR | HFTD - Distribution - Tier 2 - 1QU CoRE ¦ 2QU LoRE | Non-Red Flag Warning - Large Fires | Contact from object | Aggregated | 2052 | 1.8281e-05 | 353.5334 | 0.006463 | 2052 | Mitigation | 0.95 | 45 | 0 | esc | 0.00097009 | 1.7734e-08 | 0.00097009 | 1.7734e-08
[35 empty] | WLDFR | HFTD - Distribution - Tier 3 - 4QU CoRE ¦ 2QU LoRE | 2053 | 0.11474 | 0.0032845 | 0.13614 | 0 | 0.13614 | 0.0032845 | 0.13614 | 0 | 0.13614 | 0.01562 | 0.01562 | 0.0032845 | 0.00037686 | 0.13614 | 0.01562 | 0 | 0 | 0.13614 | 0.01562 | [22 empty] | WLDFR | HFTD - Distribution - Tier 2 - 2QU CoRE ¦ 1QU LoRE | Non-Red Flag Warning - Destructive Fires | 2053 | 9.4196e-09 | 9.4196e-09 | 12097.6769 | 340.5356 | 11757.1413 | 0 | 0 | 0 | 1.257e-05 | 0.00011396 | 0 | 0.00011396 | 0.00011396 | 0 | 0.00011396 | [22 empty] | 7.3.3.17.5 (Remote Grid) Updates to grid topology to minimize risk of ignition in HFTDs Remote GridWLDFRContact from objectAggregated | WLDFR | HFTD - Distribution - Tier 2 - 1QU CoRE ¦ 2QU LoRE | Non-Red Flag Warning - Large Fires | Contact from object | Aggregated | 2053 | 1.8281e-05 | 353.5334 | 0.006463 | 2053 | Mitigation | 0.95 | 45 | 0 | esc | 0.00097009 | 1.7734e-08 | 0.00097009 | 1.7734e-08
[35 empty] | WLDFR | HFTD - Distribution - Tier 3 - 4QU CoRE ¦ 2QU LoRE | 2054 | 0.10723 | 0.0032845 | 0.13614 | 0 | 0.13614 | 0.0032845 | 0.13614 | 0 | 0.13614 | 0.014599 | 0.014599 | 0.0032845 | 0.00035221 | 0.13614 | 0.014599 | 0 | 0 | 0.13614 | 0.014599 | [22 empty] | WLDFR | HFTD - Distribution - Tier 2 - 2QU CoRE ¦ 1QU LoRE | Non-Red Flag Warning - Destructive Fires | 2054 | 9.4196e-09 | 9.4196e-09 | 12097.6769 | 340.5356 | 11757.1413 | 0 | 0 | 0 | 1.257e-05 | 0.00011396 | 0 | 0.00011396 | 0.00011396 | 0 | 0.00011396 | [22 empty] | 7.3.3.17.5 (Remote Grid) Updates to grid topology to minimize risk of ignition in HFTDs Remote GridWLDFRContact from objectAggregated | WLDFR | HFTD - Distribution - Tier 2 - 1QU CoRE ¦ 2QU LoRE | Non-Red Flag Warning - Large Fires | Contact from object | Aggregated | 2054 | 1.8281e-05 | 353.5334 | 0.006463 | 2054 | Mitigation | 0.95 | 45 | 0 | esc | 0.00097009 | 1.7734e-08 | 0.00097009 | 1.7734e-08
[35 empty] | WLDFR | HFTD - Distribution - Tier 3 - 4QU CoRE ¦ 2QU LoRE | 2055 | 0.10022 | 0.0032845 | 0.13614 | 0 | 0.13614 | 0.0032845 | 0.13614 | 0 | 0.13614 | 0.013644 | 0.013644 | 0.0032845 | 0.00032917 | 0.13614 | 0.013644 | 0 | 0 | 0.13614 | 0.013644 | [22 empty] | WLDFR | HFTD - Distribution - Tier 2 - 2QU CoRE ¦ 1QU LoRE | Non-Red Flag Warning - Destructive Fires | 2055 | 9.4196e-09 | 9.4196e-09 | 12097.6769 | 340.5356 | 11757.1413 | 0 | 0 | 0 | 1.257e-05 | 0.00011396 | 0 | 0.00011396 | 0.00011396 | 0 | 0.00011396 | [22 empty] | 7.3.3.17.5 (Remote Grid) Updates to grid topology to minimize risk of ignition in HFTDs Remote GridWLDFRContact from objectAggregated | WLDFR | HFTD - Distribution - Tier 2 - 1QU CoRE ¦ 2QU LoRE | Non-Red Flag Warning - Large Fires | Contact from object | Aggregated | 2055 | 1.8281e-05 | 353.5334 | 0.006463 | 2055 | Mitigation | 0.95 | 45 | 0 | esc | 0.00097009 | 1.7734e-08 | 0.00097009 | 1.7734e-08
[35 empty] | WLDFR | HFTD - Distribution - Tier 3 - 4QU CoRE ¦ 2QU LoRE | 2056 | 0.093663 | 0.0032845 | 0.13614 | 0 | 0.13614 | 0.0032845 | 0.13614 | 0 | 0.13614 | 0.012751 | 0.012751 | 0.0032845 | 0.00030763 | 0.13614 | 0.012751 | 0 | 0 | 0.13614 | 0.012751 | [22 empty] | WLDFR | HFTD - Distribution - Tier 2 - 2QU CoRE ¦ 1QU LoRE | Non-Red Flag Warning - Destructive Fires | 2056 | 9.4196e-09 | 9.4196e-09 | 12097.6769 | 340.5356 | 11757.1413 | 0 | 0 | 0 | 1.257e-05 | 0.00011396 | 0 | 0.00011396 | 0.00011396 | 0 | 0.00011396 | [22 empty] | 7.3.3.17.5 (Remote Grid) Updates to grid topology to minimize risk of ignition in HFTDs Remote GridWLDFRContact from objectAggregated | WLDFR | HFTD - Distribution - Tier 2 - 1QU CoRE ¦ 2QU LoRE | Non-Red Flag Warning - Large Fires | Contact from object | Aggregated | 2056 | 1.8281e-05 | 353.5334 | 0.006463 | 2056 | Mitigation | 0.95 | 45 | 0 | esc | 0.00097009 | 1.7734e-08 | 0.00097009 | 1.7734e-08
[35 empty] | WLDFR | HFTD - Distribution - Tier 3 - 4QU CoRE ¦ 2QU LoRE | 2057 | 0.087535 | 0.0032845 | 0.13614 | 0 | 0.13614 | 0.0032845 | 0.13614 | 0 | 0.13614 | 0.011917 | 0.011917 | 0.0032845 | 0.00028751 | 0.13614 | 0.011917 | 0 | 0 | 0.13614 | 0.011917 | [22 empty] | WLDFR | HFTD - Distribution - Tier 2 - 2QU CoRE ¦ 1QU LoRE | Non-Red Flag Warning - Destructive Fires | 2057 | 9.4196e-09 | 9.4196e-09 | 12097.6769 | 340.5356 | 11757.1413 | 0 | 0 | 0 | 1.257e-05 | 0.00011396 | 0 | 0.00011396 | 0.00011396 | 0 | 0.00011396 | [22 empty] | 7.3.3.17.5 (Remote Grid) Updates to grid topology to minimize risk of ignition in HFTDs Remote GridWLDFRContact from objectAggregated | WLDFR | HFTD - Distribution - Tier 2 - 1QU CoRE ¦ 2QU LoRE | Non-Red Flag Warning - Large Fires | Contact from object | Aggregated | 2057 | 1.8281e-05 | 353.5334 | 0.006463 | 2057 | Mitigation | 0.95 | 45 | 0 | esc | 0.00097009 | 1.7734e-08 | 0.00097009 | 1.7734e-08
[35 empty] | WLDFR | HFTD - Distribution - Tier 3 - 4QU CoRE ¦ 2QU LoRE | 2058 | 0.081809 | 0.0032845 | 0.14263 | 0 | 0.14263 | 0.0032845 | 0.14263 | 0 | 0.14263 | 0.011668 | 0.011668 | 0.0032845 | 0.0002687 | 0.14263 | 0.011668 | 0 | 0 | 0.14263 | 0.011668 | [22 empty] | WLDFR | HFTD - Distribution - Tier 2 - 2QU CoRE ¦ 1QU LoRE | Non-Red Flag Warning - Destructive Fires | 2058 | 9.4196e-09 | 9.4196e-09 | 12670.1796 | 362.3049 | 12307.8747 | 0 | 0 | 0 | 1.257e-05 | 0.00011935 | 0 | 0.00011935 | 0.00011935 | 0 | 0.00011935 | [22 empty] | 7.3.3.17.5 (Remote Grid) Updates to grid topology to minimize risk of ignition in HFTDs Remote GridWLDFRContact from objectAggregated | WLDFR | HFTD - Distribution - Tier 2 - 1QU CoRE ¦ 2QU LoRE | Non-Red Flag Warning - Large Fires | Contact from object | Aggregated | 2058 | 1.8281e-05 | 353.5334 | 0.006463 | 2058 | Mitigation | 0.95 | 45 | 0 | esc | 0.00097009 | 1.7734e-08 | 0.00097009 | 1.7734e-08
[35 empty] | WLDFR | HFTD - Distribution - Tier 3 - 4QU CoRE ¦ 2QU LoRE | 2059 | 0.076457 | 0.0032845 | 0.14263 | 0 | 0.14263 | 0.0032845 | 0.14263 | 0 | 0.14263 | 0.010905 | 0.010905 | 0.0032845 | 0.00025112 | 0.14263 | 0.010905 | 0 | 0 | 0.14263 | 0.010905 | [22 empty] | WLDFR | HFTD - Distribution - Tier 2 - 2QU CoRE ¦ 1QU LoRE | Non-Red Flag Warning - Destructive Fires | 2059 | 9.4196e-09 | 9.4196e-09 | 12670.1796 | 362.3049 | 12307.8747 | 0 | 0 | 0 | 1.257e-05 | 0.00011935 | 0 | 0.00011935 | 0.00011935 | 0 | 0.00011935 | [22 empty] | 7.3.3.17.5 (Remote Grid) Updates to grid topology to minimize risk of ignition in HFTDs Remote GridWLDFRContact from objectAggregated | WLDFR | HFTD - Distribution - Tier 2 - 1QU CoRE ¦ 2QU LoRE | Non-Red Flag Warning - Large Fires | Contact from object | Aggregated | 2059 | 1.8281e-05 | 353.5334 | 0.006463 | 2059 | Mitigation | 0.95 | 45 | 0 | esc | 0.00097009 | 1.7734e-08 | 0.00097009 | 1.7734e-08
[35 empty] | WLDFR | HFTD - Distribution - Tier 3 - 4QU CoRE ¦ 2QU LoRE | 2060 | 0.071455 | 0.0032845 | 0.14263 | 0 | 0.14263 | 0.0032845 | 0.14263 | 0 | 0.14263 | 0.010191 | 0.010191 | 0.0032845 | 0.00023469 | 0.14263 | 0.010191 | 0 | 0 | 0.14263 | 0.010191 | [22 empty] | WLDFR | HFTD - Distribution - Tier 2 - 2QU CoRE ¦ 1QU LoRE | Non-Red Flag Warning - Destructive Fires | 2060 | 9.4196e-09 | 9.4196e-09 | 12670.1796 | 362.3049 | 12307.8747 | 0 | 0 | 0 | 1.257e-05 | 0.00011935 | 0 | 0.00011935 | 0.00011935 | 0 | 0.00011935 | [22 empty] | 7.3.3.17.5 (Remote Grid) Updates to grid topology to minimize risk of ignition in HFTDs Remote GridWLDFRContact from objectAggregated | WLDFR | HFTD - Distribution - Tier 2 - 1QU CoRE ¦ 2QU LoRE | Non-Red Flag Warning - Large Fires | Contact from object | Aggregated | 2060 | 1.8281e-05 | 353.5334 | 0.006463 | 2060 | Mitigation | 0.95 | 45 | 0 | esc | 0.00097009 | 1.7734e-08 | 0.00097009 | 1.7734e-08
[35 empty] | WLDFR | HFTD - Distribution - Tier 3 - 4QU CoRE ¦ 2QU LoRE | 2061 | 0.06678 | 0.0032845 | 0.14263 | 0 | 0.14263 | 0.0032845 | 0.14263 | 0 | 0.14263 | 0.0095247 | 0.0095247 | 0.0032845 | 0.00021934 | 0.14263 | 0.0095247 | 0 | 0 | 0.14263 | 0.0095247 | [22 empty] | WLDFR | HFTD - Distribution - Tier 2 - 2QU CoRE ¦ 1QU LoRE | Non-Red Flag Warning - Destructive Fires | 2061 | 9.4196e-09 | 9.4196e-09 | 12670.1796 | 362.3049 | 12307.8747 | 0 | 0 | 0 | 1.257e-05 | 0.00011935 | 0 | 0.00011935 | 0.00011935 | 0 | 0.00011935 | [22 empty] | 7.3.3.17.5 (Remote Grid) Updates to grid topology to minimize risk of ignition in HFTDs Remote GridWLDFRContact from objectAggregated | WLDFR | HFTD - Distribution - Tier 2 - 1QU CoRE ¦ 2QU LoRE | Non-Red Flag Warning - Large Fires | Contact from object | Aggregated | 2061 | 1.8281e-05 | 353.5334 | 0.006463 | 2061 | Mitigation | 0.95 | 45 | 0 | esc | 0.00097009 | 1.7734e-08 | 0.00097009 | 1.7734e-08
[35 empty] | WLDFR | HFTD - Distribution - Tier 3 - 4QU CoRE ¦ 2QU LoRE | 2062 | 0.062412 | 0.0032845 | 0.14263 | 0 | 0.14263 | 0.0032845 | 0.14263 | 0 | 0.14263 | 0.0089016 | 0.0089016 | 0.0032845 | 0.00020499 | 0.14263 | 0.0089016 | 0 | 0 | 0.14263 | 0.0089016 | [22 empty] | WLDFR | HFTD - Distribution - Tier 2 - 2QU CoRE ¦ 1QU LoRE | Non-Red Flag Warning - Destructive Fires | 2062 | 9.4196e-09 | 9.4196e-09 | 12670.1796 | 362.3049 | 12307.8747 | 0 | 0 | 0 | 1.257e-05 | 0.00011935 | 0 | 0.00011935 | 0.00011935 | 0 | 0.00011935 | [22 empty] | 7.3.3.17.5 (Remote Grid) Updates to grid topology to minimize risk of ignition in HFTDs Remote GridWLDFRContact from objectAggregated | WLDFR | HFTD - Distribution - Tier 2 - 1QU CoRE ¦ 2QU LoRE | Non-Red Flag Warning - Large Fires | Contact from object | Aggregated | 2062 | 1.8281e-05 | 353.5334 | 0.006463 | 2062 | Mitigation | 0.95 | 45 | 0 | esc | 0.00097009 | 1.7734e-08 | 0.00097009 | 1.7734e-08
[35 empty] | WLDFR | HFTD - Distribution - Tier 3 - 4QU CoRE ¦ 2QU LoRE | 2063 | 0.058329 | 0.0032845 | 0.14917 | 0 | 0.14917 | 0.0032845 | 0.14917 | 0 | 0.14917 | 0.0087008 | 0.0087008 | 0.0032845 | 0.00019158 | 0.14917 | 0.0087008 | 0 | 0 | 0.14917 | 0.0087008 | [22 empty] | WLDFR | HFTD - Distribution - Tier 2 - 2QU CoRE ¦ 1QU LoRE | Non-Red Flag Warning - Destructive Fires | 2063 | 9.4196e-09 | 9.4196e-09 | 13246.6313 | 384.5316 | 12862.0997 | 0 | 0 | 0 | 1.257e-05 | 0.00012478 | 0 | 0.00012478 | 0.00012478 | 0 | 0.00012478 | [22 empty] | 7.3.3.17.5 (Remote Grid) Updates to grid topology to minimize risk of ignition in HFTDs Remote GridWLDFRContact from objectAggregated | WLDFR | HFTD - Distribution - Tier 2 - 1QU CoRE ¦ 2QU LoRE | Non-Red Flag Warning - Large Fires | Contact from object | Aggregated | 2063 | 1.8281e-05 | 353.5334 | 0.006463 | 2063 | Mitigation | 0.95 | 45 | 0 | esc | 0.00097009 | 1.7734e-08 | 0.00097009 | 1.7734e-08
[35 empty] | WLDFR | HFTD - Distribution - Tier 3 - 4QU CoRE ¦ 2QU LoRE | 2064 | 0.054513 | 0.0032845 | 0.14917 | 0 | 0.14917 | 0.0032845 | 0.14917 | 0 | 0.14917 | 0.0081316 | 0.0081316 | 0.0032845 | 0.00017904 | 0.14917 | 0.0081316 | 0 | 0 | 0.14917 | 0.0081316 | [22 empty] | WLDFR | HFTD - Distribution - Tier 2 - 2QU CoRE ¦ 1QU LoRE | Non-Red Flag Warning - Destructive Fires | 2064 | 9.4196e-09 | 9.4196e-09 | 13246.6313 | 384.5316 | 12862.0997 | 0 | 0 | 0 | 1.257e-05 | 0.00012478 | 0 | 0.00012478 | 0.00012478 | 0 | 0.00012478 | [22 empty] | 7.3.3.17.5 (Remote Grid) Updates to grid topology to minimize risk of ignition in HFTDs Remote GridWLDFRContact from objectAggregated | WLDFR | HFTD - Distribution - Tier 2 - 1QU CoRE ¦ 2QU LoRE | Non-Red Flag Warning - Large Fires | Contact from object | Aggregated | 2064 | 1.8281e-05 | 353.5334 | 0.006463 | 2064 | Mitigation | 0.95 | 45 | 0 | esc | 0.00097009 | 1.7734e-08 | 0.00097009 | 1.7734e-08
[35 empty] | WLDFR | HFTD - Distribution - Tier 3 - 4QU CoRE ¦ 2QU LoRE | 2065 | 0.050946 | 0.0032845 | 0.14917 | 0 | 0.14917 | 0.0032845 | 0.14917 | 0 | 0.14917 | 0.0075996 | 0.0075996 | 0.0032845 | 0.00016733 | 0.14917 | 0.0075996 | 0 | 0 | 0.14917 | 0.0075996 | [22 empty] | WLDFR | HFTD - Distribution - Tier 2 - 2QU CoRE ¦ 1QU LoRE | Non-Red Flag Warning - Destructive Fires | 2065 | 9.4196e-09 | 9.4196e-09 | 13246.6313 | 384.5316 | 12862.0997 | 0 | 0 | 0 | 1.257e-05 | 0.00012478 | 0 | 0.00012478 | 0.00012478 | 0 | 0.00012478 | [22 empty] | 7.3.3.17.5 (Remote Grid) Updates to grid topology to minimize risk of ignition in HFTDs Remote GridWLDFRContact from objectAggregated | WLDFR | HFTD - Distribution - Tier 2 - 1QU CoRE ¦ 2QU LoRE | Non-Red Flag Warning - Large Fires | Contact from object | Aggregated | 2065 | 1.8281e-05 | 353.5334 | 0.006463 | 2065 | Mitigation | 0.95 | 45 | 0 | esc | 0.00097009 | 1.7734e-08 | 0.00097009 | 1.7734e-08
[35 empty] | WLDFR | HFTD - Distribution - Tier 3 - 4QU CoRE ¦ 2QU LoRE | 2066 | 0.047613 | 0.0032845 | 0.14917 | 0 | 0.14917 | 0.0032845 | 0.14917 | 0 | 0.14917 | 0.0071024 | 0.0071024 | 0.0032845 | 0.00015638 | 0.14917 | 0.0071024 | 0 | 0 | 0.14917 | 0.0071024 | [22 empty] | WLDFR | HFTD - Distribution - Tier 2 - 2QU CoRE ¦ 1QU LoRE | Non-Red Flag Warning - Destructive Fires | 2066 | 9.4196e-09 | 9.4196e-09 | 13246.6313 | 384.5316 | 12862.0997 | 0 | 0 | 0 | 1.257e-05 | 0.00012478 | 0 | 0.00012478 | 0.00012478 | 0 | 0.00012478 | [22 empty] | 7.3.3.17.5 (Remote Grid) Updates to grid topology to minimize risk of ignition in HFTDs Remote GridWLDFRContact from objectAggregated | WLDFR | HFTD - Distribution - Tier 2 - 1QU CoRE ¦ 2QU LoRE | Non-Red Flag Warning - Large Fires | Contact from object | Aggregated | 2066 | 1.8281e-05 | 353.5334 | 0.006463 | 2066 | Mitigation | 0.95 | 45 | 0 | esc | 0.00097009 | 1.7734e-08 | 0.00097009 | 1.7734e-08
[35 empty] | WLDFR | HFTD - Distribution - Tier 3 - 4QU CoRE ¦ 2QU LoRE | 2067 | 0.044499 | 0 | 0 | 0 | 0 | 0.0032845 | 0.14917 | 0 | 0.14917 | 0 | 0.0066378 | 0 | 0 | 0 | 0 | 0 | 0 | 0 | 0 | [22 empty] | WLDFR | HFTD - Distribution - Tier 2 - 2QU CoRE ¦ 1QU LoRE | Non-Red Flag Warning - Destructive Fires | 2067 | 0 | 9.4196e-09 | 13246.6313 | 384.5316 | 12862.0997 | 0 | 0 | 0 | 1.257e-05 | 0 | 0 | 0 | 0.00012478 | 0 | 0.00012478 | [22 empty] | 7.3.3.17.5 (Remote Grid) Updates to grid topology to minimize risk of ignition in HFTDs Remote GridWLDFRContact from objectAggregated | WLDFR | HFTD - Distribution - Tier 2 - 1QU CoRE ¦ 2QU LoRE | Non-Red Flag Warning - Large Fires | Contact from object | Aggregated | 2067 | 1.8281e-05 | 353.5334 | 0.006463 | 2067 | Mitigation | 0.95 | 45 | 0 | esc | 0 | 0 | 0.00097009 | 1.7734e-08
[35 empty] | WLDFR | HFTD - Distribution - Tier 3 - 4QU CoRE ¦ 3QU LoRE | 2022 | 0.93458 | 0.0017357 | 0.051149 | 0 | 0.051149 | 0 | 0 | 0 | 0 | 0.047803 | 0 | 0.0017357 | 0.0016222 | 0.051149 | 0.047803 | 0 | 0 | 0.051149 | 0.047803 | [22 empty] | WLDFR | HFTD - Distribution - Tier 2 - 2QU CoRE ¦ 1QU LoRE | Non-Red Flag Warning - Large Fires | 2022 | 5.8336e-08 | 0 | 5.2406 | 0.69642 | 2.942 | 1.6022 | 0 | 0 | 7.8021e-05 | 3.0571e-07 | 0 | 3.0571e-07 | 0 | 0 | 0 | [22 empty] | 7.3.3.17.5 (Remote Grid) Updates to grid topology to minimize risk of ignition in HFTDs Remote GridWLDFRContaminationAggregated | WLDFR | HFTD - Distribution - Tier 2 - 1QU CoRE ¦ 2QU LoRE | Non-Red Flag Warning - Large Fires | Contamination | Aggregated | 2022 | 2.7292e-07 | 353.5334 | 9.6488e-05 | 2022 | Mitigation | 0.95 | 45 | 0 | esc | 0.00097009 | 2.6476e-10 | 0 | 0
[35 empty] | WLDFR | HFTD - Distribution - Tier 3 - 4QU CoRE ¦ 3QU LoRE | 2023 | 0.87344 | 0.0017357 | 0.053023 | 0 | 0.053023 | 0.0017357 | 0.053023 | 0 | 0.053023 | 0.046313 | 0.046313 | 0.0017357 | 0.001516 | 0.053023 | 0.046313 | 0 | 0 | 0.053023 | 0.046313 | [22 empty] | WLDFR | HFTD - Distribution - Tier 2 - 2QU CoRE ¦ 1QU LoRE | Non-Red Flag Warning - Large Fires | 2023 | 5.8336e-08 | 5.8336e-08 | 5.475 | 0.71896 | 3.0715 | 1.6846 | 0 | 0 | 7.8021e-05 | 3.1939e-07 | 0 | 3.1939e-07 | 3.1939e-07 | 0 | 3.1939e-07 | [22 empty] | 7.3.3.17.5 (Remote Grid) Updates to grid topology to minimize risk of ignition in HFTDs Remote GridWLDFRContaminationAggregated | WLDFR | HFTD - Distribution - Tier 2 - 1QU CoRE ¦ 2QU LoRE | Non-Red Flag Warning - Large Fires | Contamination | Aggregated | 2023 | 2.7292e-07 | 353.5334 | 9.6488e-05 | 2023 | Mitigation | 0.95 | 45 | 0 | esc | 0.00097009 | 2.6476e-10 | 0.00097009 | 2.6476e-10
[35 empty] | WLDFR | HFTD - Distribution - Tier 3 - 4QU CoRE ¦ 3QU LoRE | 2024 | 0.8163 | 0.0017357 | 0.053023 | 0 | 0.053023 | 0.0017357 | 0.053023 | 0 | 0.053023 | 0.043283 | 0.043283 | 0.0017357 | 0.0014169 | 0.053023 | 0.043283 | 0 | 0 | 0.053023 | 0.043283 | [22 empty] | WLDFR | HFTD - Distribution - Tier 2 - 2QU CoRE ¦ 1QU LoRE | Non-Red Flag Warning - Large Fires | 2024 | 5.8336e-08 | 5.8336e-08 | 5.475 | 0.71896 | 3.0715 | 1.6846 | 0 | 0 | 7.8021e-05 | 3.1939e-07 | 0 | 3.1939e-07 | 3.1939e-07 | 0 | 3.1939e-07 | [22 empty] | 7.3.3.17.5 (Remote Grid) Updates to grid topology to minimize risk of ignition in HFTDs Remote GridWLDFRContaminationAggregated | WLDFR | HFTD - Distribution - Tier 2 - 1QU CoRE ¦ 2QU LoRE | Non-Red Flag Warning - Large Fires | Contamination | Aggregated | 2024 | 2.7292e-07 | 353.5334 | 9.6488e-05 | 2024 | Mitigation | 0.95 | 45 | 0 | esc | 0.00097009 | 2.6476e-10 | 0.00097009 | 2.6476e-10
[35 empty] | WLDFR | HFTD - Distribution - Tier 3 - 4QU CoRE ¦ 3QU LoRE | 2025 | 0.7629 | 0.0017357 | 0.053023 | 0 | 0.053023 | 0.0017357 | 0.053023 | 0 | 0.053023 | 0.040451 | 0.040451 | 0.0017357 | 0.0013242 | 0.053023 | 0.040451 | 0 | 0 | 0.053023 | 0.040451 | [22 empty] | WLDFR | HFTD - Distribution - Tier 2 - 2QU CoRE ¦ 1QU LoRE | Non-Red Flag Warning - Large Fires | 2025 | 5.8336e-08 | 5.8336e-08 | 5.475 | 0.71896 | 3.0715 | 1.6846 | 0 | 0 | 7.8021e-05 | 3.1939e-07 | 0 | 3.1939e-07 | 3.1939e-07 | 0 | 3.1939e-07 | [22 empty] | 7.3.3.17.5 (Remote Grid) Updates to grid topology to minimize risk of ignition in HFTDs Remote GridWLDFRContaminationAggregated | WLDFR | HFTD - Distribution - Tier 2 - 1QU CoRE ¦ 2QU LoRE | Non-Red Flag Warning - Large Fires | Contamination | Aggregated | 2025 | 2.7292e-07 | 353.5334 | 9.6488e-05 | 2025 | Mitigation | 0.95 | 45 | 0 | esc | 0.00097009 | 2.6476e-10 | 0.00097009 | 2.6476e-10
[35 empty] | WLDFR | HFTD - Distribution - Tier 3 - 4QU CoRE ¦ 3QU LoRE | 2026 | 0.71299 | 0.0017357 | 0.053023 | 0 | 0.053023 | 0.0017357 | 0.053023 | 0 | 0.053023 | 0.037805 | 0.037805 | 0.0017357 | 0.0012375 | 0.053023 | 0.037805 | 0 | 0 | 0.053023 | 0.037805 | [22 empty] | WLDFR | HFTD - Distribution - Tier 2 - 2QU CoRE ¦ 1QU LoRE | Non-Red Flag Warning - Large Fires | 2026 | 5.8336e-08 | 5.8336e-08 | 5.475 | 0.71896 | 3.0715 | 1.6846 | 0 | 0 | 7.8021e-05 | 3.1939e-07 | 0 | 3.1939e-07 | 3.1939e-07 | 0 | 3.1939e-07 | [22 empty] | 7.3.3.17.5 (Remote Grid) Updates to grid topology to minimize risk of ignition in HFTDs Remote GridWLDFRContaminationAggregated | WLDFR | HFTD - Distribution - Tier 2 - 1QU CoRE ¦ 2QU LoRE | Non-Red Flag Warning - Large Fires | Contamination | Aggregated | 2026 | 2.7292e-07 | 353.5334 | 9.6488e-05 | 2026 | Mitigation | 0.95 | 45 | 0 | esc | 0.00097009 | 2.6476e-10 | 0.00097009 | 2.6476e-10
[35 empty] | WLDFR | HFTD - Distribution - Tier 3 - 4QU CoRE ¦ 3QU LoRE | 2027 | 0.66634 | 0.0017357 | 0.053023 | 0 | 0.053023 | 0.0017357 | 0.053023 | 0 | 0.053023 | 0.035332 | 0.035332 | 0.0017357 | 0.0011566 | 0.053023 | 0.035332 | 0 | 0 | 0.053023 | 0.035332 | [22 empty] | WLDFR | HFTD - Distribution - Tier 2 - 2QU CoRE ¦ 1QU LoRE | Non-Red Flag Warning - Large Fires | 2027 | 5.8336e-08 | 5.8336e-08 | 5.475 | 0.71896 | 3.0715 | 1.6846 | 0 | 0 | 7.8021e-05 | 3.1939e-07 | 0 | 3.1939e-07 | 3.1939e-07 | 0 | 3.1939e-07 | [22 empty] | 7.3.3.17.5 (Remote Grid) Updates to grid topology to minimize risk of ignition in HFTDs Remote GridWLDFRContaminationAggregated | WLDFR | HFTD - Distribution - Tier 2 - 1QU CoRE ¦ 2QU LoRE | Non-Red Flag Warning - Large Fires | Contamination | Aggregated | 2027 | 2.7292e-07 | 353.5334 | 9.6488e-05 | 2027 | Mitigation | 0.95 | 45 | 0 | esc | 0.00097009 | 2.6476e-10 | 0.00097009 | 2.6476e-10
[35 empty] | WLDFR | HFTD - Distribution - Tier 3 - 4QU CoRE ¦ 3QU LoRE | 2028 | 0.62275 | 0.0017357 | 0.055385 | 0 | 0.055385 | 0.0017357 | 0.055385 | 0 | 0.055385 | 0.034491 | 0.034491 | 0.0017357 | 0.0010809 | 0.055385 | 0.034491 | 0 | 0 | 0.055385 | 0.034491 | [22 empty] | WLDFR | HFTD - Distribution - Tier 2 - 2QU CoRE ¦ 1QU LoRE | Non-Red Flag Warning - Large Fires | 2028 | 5.8336e-08 | 5.8336e-08 | 5.777 | 0.74734 | 3.238 | 1.7917 | 0 | 0 | 7.8021e-05 | 3.3701e-07 | 0 | 3.3701e-07 | 3.3701e-07 | 0 | 3.3701e-07 | [22 empty] | 7.3.3.17.5 (Remote Grid) Updates to grid topology to minimize risk of ignition in HFTDs Remote GridWLDFRContaminationAggregated | WLDFR | HFTD - Distribution - Tier 2 - 1QU CoRE ¦ 2QU LoRE | Non-Red Flag Warning - Large Fires | Contamination | Aggregated | 2028 | 2.7292e-07 | 353.5334 | 9.6488e-05 | 2028 | Mitigation | 0.95 | 45 | 0 | esc | 0.00097009 | 2.6476e-10 | 0.00097009 | 2.6476e-10
[35 empty] | WLDFR | HFTD - Distribution - Tier 3 - 4QU CoRE ¦ 3QU LoRE | 2029 | 0.58201 | 0.0017357 | 0.055385 | 0 | 0.055385 | 0.0017357 | 0.055385 | 0 | 0.055385 | 0.032234 | 0.032234 | 0.0017357 | 0.0010102 | 0.055385 | 0.032234 | 0 | 0 | 0.055385 | 0.032234 | [22 empty] | WLDFR | HFTD - Distribution - Tier 2 - 2QU CoRE ¦ 1QU LoRE | Non-Red Flag Warning - Large Fires | 2029 | 5.8336e-08 | 5.8336e-08 | 5.777 | 0.74734 | 3.238 | 1.7917 | 0 | 0 | 7.8021e-05 | 3.3701e-07 | 0 | 3.3701e-07 | 3.3701e-07 | 0 | 3.3701e-07 | [22 empty] | 7.3.3.17.5 (Remote Grid) Updates to grid topology to minimize risk of ignition in HFTDs Remote GridWLDFRContaminationAggregated | WLDFR | HFTD - Distribution - Tier 2 - 1QU CoRE ¦ 2QU LoRE | Non-Red Flag Warning - Large Fires | Contamination | Aggregated | 2029 | 2.7292e-07 | 353.5334 | 9.6488e-05 | 2029 | Mitigation | 0.95 | 45 | 0 | esc | 0.00097009 | 2.6476e-10 | 0.00097009 | 2.6476e-10
[35 empty] | WLDFR | HFTD - Distribution - Tier 3 - 4QU CoRE ¦ 3QU LoRE | 2030 | 0.54393 | 0.0017357 | 0.055385 | 0 | 0.055385 | 0.0017357 | 0.055385 | 0 | 0.055385 | 0.030126 | 0.030126 | 0.0017357 | 0.00094411 | 0.055385 | 0.030126 | 0 | 0 | 0.055385 | 0.030126 | [22 empty] | WLDFR | HFTD - Distribution - Tier 2 - 2QU CoRE ¦ 1QU LoRE | Non-Red Flag Warning - Large Fires | 2030 | 5.8336e-08 | 5.8336e-08 | 5.777 | 0.74734 | 3.238 | 1.7917 | 0 | 0 | 7.8021e-05 | 3.3701e-07 | 0 | 3.3701e-07 | 3.3701e-07 | 0 | 3.3701e-07 | [22 empty] | 7.3.3.17.5 (Remote Grid) Updates to grid topology to minimize risk of ignition in HFTDs Remote GridWLDFRContaminationAggregated | WLDFR | HFTD - Distribution - Tier 2 - 1QU CoRE ¦ 2QU LoRE | Non-Red Flag Warning - Large Fires | Contamination | Aggregated | 2030 | 2.7292e-07 | 353.5334 | 9.6488e-05 | 2030 | Mitigation | 0.95 | 45 | 0 | esc | 0.00097009 | 2.6476e-10 | 0.00097009 | 2.6476e-10
[35 empty] | WLDFR | HFTD - Distribution - Tier 3 - 4QU CoRE ¦ 3QU LoRE | 2031 | 0.50835 | 0.0017357 | 0.055385 | 0 | 0.055385 | 0.0017357 | 0.055385 | 0 | 0.055385 | 0.028155 | 0.028155 | 0.0017357 | 0.00088234 | 0.055385 | 0.028155 | 0 | 0 | 0.055385 | 0.028155 | [22 empty] | WLDFR | HFTD - Distribution - Tier 2 - 2QU CoRE ¦ 1QU LoRE | Non-Red Flag Warning - Large Fires | 2031 | 5.8336e-08 | 5.8336e-08 | 5.777 | 0.74734 | 3.238 | 1.7917 | 0 | 0 | 7.8021e-05 | 3.3701e-07 | 0 | 3.3701e-07 | 3.3701e-07 | 0 | 3.3701e-07 | [22 empty] | 7.3.3.17.5 (Remote Grid) Updates to grid topology to minimize risk of ignition in HFTDs Remote GridWLDFRContaminationAggregated | WLDFR | HFTD - Distribution - Tier 2 - 1QU CoRE ¦ 2QU LoRE | Non-Red Flag Warning - Large Fires | Contamination | Aggregated | 2031 | 2.7292e-07 | 353.5334 | 9.6488e-05 | 2031 | Mitigation | 0.95 | 45 | 0 | esc | 0.00097009 | 2.6476e-10 | 0.00097009 | 2.6476e-10
[35 empty] | WLDFR | HFTD - Distribution - Tier 3 - 4QU CoRE ¦ 3QU LoRE | 2032 | 0.47509 | 0.0017357 | 0.055385 | 0 | 0.055385 | 0.0017357 | 0.055385 | 0 | 0.055385 | 0.026313 | 0.026313 | 0.0017357 | 0.00082462 | 0.055385 | 0.026313 | 0 | 0 | 0.055385 | 0.026313 | [22 empty] | WLDFR | HFTD - Distribution - Tier 2 - 2QU CoRE ¦ 1QU LoRE | Non-Red Flag Warning - Large Fires | 2032 | 5.8336e-08 | 5.8336e-08 | 5.777 | 0.74734 | 3.238 | 1.7917 | 0 | 0 | 7.8021e-05 | 3.3701e-07 | 0 | 3.3701e-07 | 3.3701e-07 | 0 | 3.3701e-07 | [22 empty] | 7.3.3.17.5 (Remote Grid) Updates to grid topology to minimize risk of ignition in HFTDs Remote GridWLDFRContaminationAggregated | WLDFR | HFTD - Distribution - Tier 2 - 1QU CoRE ¦ 2QU LoRE | Non-Red Flag Warning - Large Fires | Contamination | Aggregated | 2032 | 2.7292e-07 | 353.5334 | 9.6488e-05 | 2032 | Mitigation | 0.95 | 45 | 0 | esc | 0.00097009 | 2.6476e-10 | 0.00097009 | 2.6476e-10
[35 empty] | WLDFR | HFTD - Distribution - Tier 3 - 4QU CoRE ¦ 3QU LoRE | 2033 | 0.44401 | 0.0017357 | 0.058009 | 0 | 0.058009 | 0.0017357 | 0.058009 | 0 | 0.058009 | 0.025757 | 0.025757 | 0.0017357 | 0.00077067 | 0.058009 | 0.025757 | 0 | 0 | 0.058009 | 0.025757 | [22 empty] | WLDFR | HFTD - Distribution - Tier 2 - 2QU CoRE ¦ 1QU LoRE | Non-Red Flag Warning - Large Fires | 2033 | 5.8336e-08 | 5.8336e-08 | 6.1205 | 0.77885 | 3.4265 | 1.9151 | 0 | 0 | 7.8021e-05 | 3.5705e-07 | 0 | 3.5705e-07 | 3.5705e-07 | 0 | 3.5705e-07 | [22 empty] | 7.3.3.17.5 (Remote Grid) Updates to grid topology to minimize risk of ignition in HFTDs Remote GridWLDFRContaminationAggregated | WLDFR | HFTD - Distribution - Tier 2 - 1QU CoRE ¦ 2QU LoRE | Non-Red Flag Warning - Large Fires | Contamination | Aggregated | 2033 | 2.7292e-07 | 353.5334 | 9.6488e-05 | 2033 | Mitigation | 0.95 | 45 | 0 | esc | 0.00097009 | 2.6476e-10 | 0.00097009 | 2.6476e-10
[35 empty] | WLDFR | HFTD - Distribution - Tier 3 - 4QU CoRE ¦ 3QU LoRE | 2034 | 0.41496 | 0.0017357 | 0.058009 | 0 | 0.058009 | 0.0017357 | 0.058009 | 0 | 0.058009 | 0.024072 | 0.024072 | 0.0017357 | 0.00072026 | 0.058009 | 0.024072 | 0 | 0 | 0.058009 | 0.024072 | [22 empty] | WLDFR | HFTD - Distribution - Tier 2 - 2QU CoRE ¦ 1QU LoRE | Non-Red Flag Warning - Large Fires | 2034 | 5.8336e-08 | 5.8336e-08 | 6.1205 | 0.77885 | 3.4265 | 1.9151 | 0 | 0 | 7.8021e-05 | 3.5705e-07 | 0 | 3.5705e-07 | 3.5705e-07 | 0 | 3.5705e-07 | [22 empty] | 7.3.3.17.5 (Remote Grid) Updates to grid topology to minimize risk of ignition in HFTDs Remote GridWLDFRContaminationAggregated | WLDFR | HFTD - Distribution - Tier 2 - 1QU CoRE ¦ 2QU LoRE | Non-Red Flag Warning - Large Fires | Contamination | Aggregated | 2034 | 2.7292e-07 | 353.5334 | 9.6488e-05 | 2034 | Mitigation | 0.95 | 45 | 0 | esc | 0.00097009 | 2.6476e-10 | 0.00097009 | 2.6476e-10
[35 empty] | WLDFR | HFTD - Distribution - Tier 3 - 4QU CoRE ¦ 3QU LoRE | 2035 | 0.38782 | 0.0017357 | 0.058009 | 0 | 0.058009 | 0.0017357 | 0.058009 | 0 | 0.058009 | 0.022497 | 0.022497 | 0.0017357 | 0.00067314 | 0.058009 | 0.022497 | 0 | 0 | 0.058009 | 0.022497 | [22 empty] | WLDFR | HFTD - Distribution - Tier 2 - 2QU CoRE ¦ 1QU LoRE | Non-Red Flag Warning - Large Fires | 2035 | 5.8336e-08 | 5.8336e-08 | 6.1205 | 0.77885 | 3.4265 | 1.9151 | 0 | 0 | 7.8021e-05 | 3.5705e-07 | 0 | 3.5705e-07 | 3.5705e-07 | 0 | 3.5705e-07 | [22 empty] | 7.3.3.17.5 (Remote Grid) Updates to grid topology to minimize risk of ignition in HFTDs Remote GridWLDFRContaminationAggregated | WLDFR | HFTD - Distribution - Tier 2 - 1QU CoRE ¦ 2QU LoRE | Non-Red Flag Warning - Large Fires | Contamination | Aggregated | 2035 | 2.7292e-07 | 353.5334 | 9.6488e-05 | 2035 | Mitigation | 0.95 | 45 | 0 | esc | 0.00097009 | 2.6476e-10 | 0.00097009 | 2.6476e-10
[35 empty] | WLDFR | HFTD - Distribution - Tier 3 - 4QU CoRE ¦ 3QU LoRE | 2036 | 0.36245 | 0.0017357 | 0.058009 | 0 | 0.058009 | 0.0017357 | 0.058009 | 0 | 0.058009 | 0.021025 | 0.021025 | 0.0017357 | 0.0006291 | 0.058009 | 0.021025 | 0 | 0 | 0.058009 | 0.021025 | [22 empty] | WLDFR | HFTD - Distribution - Tier 2 - 2QU CoRE ¦ 1QU LoRE | Non-Red Flag Warning - Large Fires | 2036 | 5.8336e-08 | 5.8336e-08 | 6.1205 | 0.77885 | 3.4265 | 1.9151 | 0 | 0 | 7.8021e-05 | 3.5705e-07 | 0 | 3.5705e-07 | 3.5705e-07 | 0 | 3.5705e-07 | [22 empty] | 7.3.3.17.5 (Remote Grid) Updates to grid topology to minimize risk of ignition in HFTDs Remote GridWLDFRContaminationAggregated | WLDFR | HFTD - Distribution - Tier 2 - 1QU CoRE ¦ 2QU LoRE | Non-Red Flag Warning - Large Fires | Contamination | Aggregated | 2036 | 2.7292e-07 | 353.5334 | 9.6488e-05 | 2036 | Mitigation | 0.95 | 45 | 0 | esc | 0.00097009 | 2.6476e-10 | 0.00097009 | 2.6476e-10
[35 empty] | WLDFR | HFTD - Distribution - Tier 3 - 4QU CoRE ¦ 3QU LoRE | 2037 | 0.33873 | 0.0017357 | 0.058009 | 0 | 0.058009 | 0.0017357 | 0.058009 | 0 | 0.058009 | 0.01965 | 0.01965 | 0.0017357 | 0.00058794 | 0.058009 | 0.01965 | 0 | 0 | 0.058009 | 0.01965 | [22 empty] | WLDFR | HFTD - Distribution - Tier 2 - 2QU CoRE ¦ 1QU LoRE | Non-Red Flag Warning - Large Fires | 2037 | 5.8336e-08 | 5.8336e-08 | 6.1205 | 0.77885 | 3.4265 | 1.9151 | 0 | 0 | 7.8021e-05 | 3.5705e-07 | 0 | 3.5705e-07 | 3.5705e-07 | 0 | 3.5705e-07 | [22 empty] | 7.3.3.17.5 (Remote Grid) Updates to grid topology to minimize risk of ignition in HFTDs Remote GridWLDFRContaminationAggregated | WLDFR | HFTD - Distribution - Tier 2 - 1QU CoRE ¦ 2QU LoRE | Non-Red Flag Warning - Large Fires | Contamination | Aggregated | 2037 | 2.7292e-07 | 353.5334 | 9.6488e-05 | 2037 | Mitigation | 0.95 | 45 | 0 | esc | 0.00097009 | 2.6476e-10 | 0.00097009 | 2.6476e-10
[35 empty] | WLDFR | HFTD - Distribution - Tier 3 - 4QU CoRE ¦ 3QU LoRE | 2038 | 0.31657 | 0.0017357 | 0.060858 | 0 | 0.060858 | 0.0017357 | 0.060858 | 0 | 0.060858 | 0.019266 | 0.019266 | 0.0017357 | 0.00054948 | 0.060858 | 0.019266 | 0 | 0 | 0.060858 | 0.019266 | [22 empty] | WLDFR | HFTD - Distribution - Tier 2 - 2QU CoRE ¦ 1QU LoRE | Non-Red Flag Warning - Large Fires | 2038 | 5.8336e-08 | 5.8336e-08 | 6.5028 | 0.81304 | 3.6355 | 2.0543 | 0 | 0 | 7.8021e-05 | 3.7935e-07 | 0 | 3.7935e-07 | 3.7935e-07 | 0 | 3.7935e-07 | [22 empty] | 7.3.3.17.5 (Remote Grid) Updates to grid topology to minimize risk of ignition in HFTDs Remote GridWLDFRContaminationAggregated | WLDFR | HFTD - Distribution - Tier 2 - 1QU CoRE ¦ 2QU LoRE | Non-Red Flag Warning - Large Fires | Contamination | Aggregated | 2038 | 2.7292e-07 | 353.5334 | 9.6488e-05 | 2038 | Mitigation | 0.95 | 45 | 0 | esc | 0.00097009 | 2.6476e-10 | 0.00097009 | 2.6476e-10
[35 empty] | WLDFR | HFTD - Distribution - Tier 3 - 4QU CoRE ¦ 3QU LoRE | 2039 | 0.29586 | 0.0017357 | 0.060858 | 0 | 0.060858 | 0.0017357 | 0.060858 | 0 | 0.060858 | 0.018006 | 0.018006 | 0.0017357 | 0.00051353 | 0.060858 | 0.018006 | 0 | 0 | 0.060858 | 0.018006 | [22 empty] | WLDFR | HFTD - Distribution - Tier 2 - 2QU CoRE ¦ 1QU LoRE | Non-Red Flag Warning - Large Fires | 2039 | 5.8336e-08 | 5.8336e-08 | 6.5028 | 0.81304 | 3.6355 | 2.0543 | 0 | 0 | 7.8021e-05 | 3.7935e-07 | 0 | 3.7935e-07 | 3.7935e-07 | 0 | 3.7935e-07 | [22 empty] | 7.3.3.17.5 (Remote Grid) Updates to grid topology to minimize risk of ignition in HFTDs Remote GridWLDFRContaminationAggregated | WLDFR | HFTD - Distribution - Tier 2 - 1QU CoRE ¦ 2QU LoRE | Non-Red Flag Warning - Large Fires | Contamination | Aggregated | 2039 | 2.7292e-07 | 353.5334 | 9.6488e-05 | 2039 | Mitigation | 0.95 | 45 | 0 | esc | 0.00097009 | 2.6476e-10 | 0.00097009 | 2.6476e-10
[35 empty] | WLDFR | HFTD - Distribution - Tier 3 - 4QU CoRE ¦ 3QU LoRE | 2040 | 0.27651 | 0.0017357 | 0.060858 | 0 | 0.060858 | 0.0017357 | 0.060858 | 0 | 0.060858 | 0.016828 | 0.016828 | 0.0017357 | 0.00047994 | 0.060858 | 0.016828 | 0 | 0 | 0.060858 | 0.016828 | [22 empty] | WLDFR | HFTD - Distribution - Tier 2 - 2QU CoRE ¦ 1QU LoRE | Non-Red Flag Warning - Large Fires | 2040 | 5.8336e-08 | 5.8336e-08 | 6.5028 | 0.81304 | 3.6355 | 2.0543 | 0 | 0 | 7.8021e-05 | 3.7935e-07 | 0 | 3.7935e-07 | 3.7935e-07 | 0 | 3.7935e-07 | [22 empty] | 7.3.3.17.5 (Remote Grid) Updates to grid topology to minimize risk of ignition in HFTDs Remote GridWLDFRContaminationAggregated | WLDFR | HFTD - Distribution - Tier 2 - 1QU CoRE ¦ 2QU LoRE | Non-Red Flag Warning - Large Fires | Contamination | Aggregated | 2040 | 2.7292e-07 | 353.5334 | 9.6488e-05 | 2040 | Mitigation | 0.95 | 45 | 0 | esc | 0.00097009 | 2.6476e-10 | 0.00097009 | 2.6476e-10
[35 empty] | WLDFR | HFTD - Distribution - Tier 3 - 4QU CoRE ¦ 3QU LoRE | 2041 | 0.25842 | 0.0017357 | 0.060858 | 0 | 0.060858 | 0.0017357 | 0.060858 | 0 | 0.060858 | 0.015727 | 0.015727 | 0.0017357 | 0.00044854 | 0.060858 | 0.015727 | 0 | 0 | 0.060858 | 0.015727 | [22 empty] | WLDFR | HFTD - Distribution - Tier 2 - 2QU CoRE ¦ 1QU LoRE | Non-Red Flag Warning - Large Fires | 2041 | 5.8336e-08 | 5.8336e-08 | 6.5028 | 0.81304 | 3.6355 | 2.0543 | 0 | 0 | 7.8021e-05 | 3.7935e-07 | 0 | 3.7935e-07 | 3.7935e-07 | 0 | 3.7935e-07 | [22 empty] | 7.3.3.17.5 (Remote Grid) Updates to grid topology to minimize risk of ignition in HFTDs Remote GridWLDFRContaminationAggregated | WLDFR | HFTD - Distribution - Tier 2 - 1QU CoRE ¦ 2QU LoRE | Non-Red Flag Warning - Large Fires | Contamination | Aggregated | 2041 | 2.7292e-07 | 353.5334 | 9.6488e-05 | 2041 | Mitigation | 0.95 | 45 | 0 | esc | 0.00097009 | 2.6476e-10 | 0.00097009 | 2.6476e-10
[35 empty] | WLDFR | HFTD - Distribution - Tier 3 - 4QU CoRE ¦ 3QU LoRE | 2042 | 0.24151 | 0.0017357 | 0.060858 | 0 | 0.060858 | 0.0017357 | 0.060858 | 0 | 0.060858 | 0.014698 | 0.014698 | 0.0017357 | 0.0004192 | 0.060858 | 0.014698 | 0 | 0 | 0.060858 | 0.014698 | [22 empty] | WLDFR | HFTD - Distribution - Tier 2 - 2QU CoRE ¦ 1QU LoRE | Non-Red Flag Warning - Large Fires | 2042 | 5.8336e-08 | 5.8336e-08 | 6.5028 | 0.81304 | 3.6355 | 2.0543 | 0 | 0 | 7.8021e-05 | 3.7935e-07 | 0 | 3.7935e-07 | 3.7935e-07 | 0 | 3.7935e-07 | [22 empty] | 7.3.3.17.5 (Remote Grid) Updates to grid topology to minimize risk of ignition in HFTDs Remote GridWLDFRContaminationAggregated | WLDFR | HFTD - Distribution - Tier 2 - 1QU CoRE ¦ 2QU LoRE | Non-Red Flag Warning - Large Fires | Contamination | Aggregated | 2042 | 2.7292e-07 | 353.5334 | 9.6488e-05 | 2042 | Mitigation | 0.95 | 45 | 0 | esc | 0.00097009 | 2.6476e-10 | 0.00097009 | 2.6476e-10
[35 empty] | WLDFR | HFTD - Distribution - Tier 3 - 4QU CoRE ¦ 3QU LoRE | 2043 | 0.22571 | 0.0017357 | 0.063892 | 0 | 0.063892 | 0.0017357 | 0.063892 | 0 | 0.063892 | 0.014421 | 0.014421 | 0.0017357 | 0.00039177 | 0.063892 | 0.014421 | 0 | 0 | 0.063892 | 0.014421 | [22 empty] | WLDFR | HFTD - Distribution - Tier 2 - 2QU CoRE ¦ 1QU LoRE | Non-Red Flag Warning - Large Fires | 2043 | 5.8336e-08 | 5.8336e-08 | 6.9209 | 0.84944 | 3.8632 | 2.2083 | 0 | 0 | 7.8021e-05 | 4.0374e-07 | 0 | 4.0374e-07 | 4.0374e-07 | 0 | 4.0374e-07 | [22 empty] | 7.3.3.17.5 (Remote Grid) Updates to grid topology to minimize risk of ignition in HFTDs Remote GridWLDFRContaminationAggregated | WLDFR | HFTD - Distribution - Tier 2 - 1QU CoRE ¦ 2QU LoRE | Non-Red Flag Warning - Large Fires | Contamination | Aggregated | 2043 | 2.7292e-07 | 353.5334 | 9.6488e-05 | 2043 | Mitigation | 0.95 | 45 | 0 | esc | 0.00097009 | 2.6476e-10 | 0.00097009 | 2.6476e-10
[35 empty] | WLDFR | HFTD - Distribution - Tier 3 - 4QU CoRE ¦ 3QU LoRE | 2044 | 0.21095 | 0.0017357 | 0.063892 | 0 | 0.063892 | 0.0017357 | 0.063892 | 0 | 0.063892 | 0.013478 | 0.013478 | 0.0017357 | 0.00036614 | 0.063892 | 0.013478 | 0 | 0 | 0.063892 | 0.013478 | [22 empty] | WLDFR | HFTD - Distribution - Tier 2 - 2QU CoRE ¦ 1QU LoRE | Non-Red Flag Warning - Large Fires | 2044 | 5.8336e-08 | 5.8336e-08 | 6.9209 | 0.84944 | 3.8632 | 2.2083 | 0 | 0 | 7.8021e-05 | 4.0374e-07 | 0 | 4.0374e-07 | 4.0374e-07 | 0 | 4.0374e-07 | [22 empty] | 7.3.3.17.5 (Remote Grid) Updates to grid topology to minimize risk of ignition in HFTDs Remote GridWLDFRContaminationAggregated | WLDFR | HFTD - Distribution - Tier 2 - 1QU CoRE ¦ 2QU LoRE | Non-Red Flag Warning - Large Fires | Contamination | Aggregated | 2044 | 2.7292e-07 | 353.5334 | 9.6488e-05 | 2044 | Mitigation | 0.95 | 45 | 0 | esc | 0.00097009 | 2.6476e-10 | 0.00097009 | 2.6476e-10
[35 empty] | WLDFR | HFTD - Distribution - Tier 3 - 4QU CoRE ¦ 3QU LoRE | 2045 | 0.19715 | 0.0017357 | 0.063892 | 0 | 0.063892 | 0.0017357 | 0.063892 | 0 | 0.063892 | 0.012596 | 0.012596 | 0.0017357 | 0.00034219 | 0.063892 | 0.012596 | 0 | 0 | 0.063892 | 0.012596 | [22 empty] | WLDFR | HFTD - Distribution - Tier 2 - 2QU CoRE ¦ 1QU LoRE | Non-Red Flag Warning - Large Fires | 2045 | 5.8336e-08 | 5.8336e-08 | 6.9209 | 0.84944 | 3.8632 | 2.2083 | 0 | 0 | 7.8021e-05 | 4.0374e-07 | 0 | 4.0374e-07 | 4.0374e-07 | 0 | 4.0374e-07 | [22 empty] | 7.3.3.17.5 (Remote Grid) Updates to grid topology to minimize risk of ignition in HFTDs Remote GridWLDFRContaminationAggregated | WLDFR | HFTD - Distribution - Tier 2 - 1QU CoRE ¦ 2QU LoRE | Non-Red Flag Warning - Large Fires | Contamination | Aggregated | 2045 | 2.7292e-07 | 353.5334 | 9.6488e-05 | 2045 | Mitigation | 0.95 | 45 | 0 | esc | 0.00097009 | 2.6476e-10 | 0.00097009 | 2.6476e-10
[35 empty] | WLDFR | HFTD - Distribution - Tier 3 - 4QU CoRE ¦ 3QU LoRE | 2046 | 0.18425 | 0.0017357 | 0.063892 | 0 | 0.063892 | 0.0017357 | 0.063892 | 0 | 0.063892 | 0.011772 | 0.011772 | 0.0017357 | 0.0003198 | 0.063892 | 0.011772 | 0 | 0 | 0.063892 | 0.011772 | [22 empty] | WLDFR | HFTD - Distribution - Tier 2 - 2QU CoRE ¦ 1QU LoRE | Non-Red Flag Warning - Large Fires | 2046 | 5.8336e-08 | 5.8336e-08 | 6.9209 | 0.84944 | 3.8632 | 2.2083 | 0 | 0 | 7.8021e-05 | 4.0374e-07 | 0 | 4.0374e-07 | 4.0374e-07 | 0 | 4.0374e-07 | [22 empty] | 7.3.3.17.5 (Remote Grid) Updates to grid topology to minimize risk of ignition in HFTDs Remote GridWLDFRContaminationAggregated | WLDFR | HFTD - Distribution - Tier 2 - 1QU CoRE ¦ 2QU LoRE | Non-Red Flag Warning - Large Fires | Contamination | Aggregated | 2046 | 2.7292e-07 | 353.5334 | 9.6488e-05 | 2046 | Mitigation | 0.95 | 45 | 0 | esc | 0.00097009 | 2.6476e-10 | 0.00097009 | 2.6476e-10
[35 empty] | WLDFR | HFTD - Distribution - Tier 3 - 4QU CoRE ¦ 3QU LoRE | 2047 | 0.1722 | 0.0017357 | 0.063892 | 0 | 0.063892 | 0.0017357 | 0.063892 | 0 | 0.063892 | 0.011002 | 0.011002 | 0.0017357 | 0.00029888 | 0.063892 | 0.011002 | 0 | 0 | 0.063892 | 0.011002 | [22 empty] | WLDFR | HFTD - Distribution - Tier 2 - 2QU CoRE ¦ 1QU LoRE | Non-Red Flag Warning - Large Fires | 2047 | 5.8336e-08 | 5.8336e-08 | 6.9209 | 0.84944 | 3.8632 | 2.2083 | 0 | 0 | 7.8021e-05 | 4.0374e-07 | 0 | 4.0374e-07 | 4.0374e-07 | 0 | 4.0374e-07 | [22 empty] | 7.3.3.17.5 (Remote Grid) Updates to grid topology to minimize risk of ignition in HFTDs Remote GridWLDFRContaminationAggregated | WLDFR | HFTD - Distribution - Tier 2 - 1QU CoRE ¦ 2QU LoRE | Non-Red Flag Warning - Large Fires | Contamination | Aggregated | 2047 | 2.7292e-07 | 353.5334 | 9.6488e-05 | 2047 | Mitigation | 0.95 | 45 | 0 | esc | 0.00097009 | 2.6476e-10 | 0.00097009 | 2.6476e-10
[35 empty] | WLDFR | HFTD - Distribution - Tier 3 - 4QU CoRE ¦ 3QU LoRE | 2048 | 0.16093 | 0.0017357 | 0.067073 | 0 | 0.067073 | 0.0017357 | 0.067073 | 0 | 0.067073 | 0.010794 | 0.010794 | 0.0017357 | 0.00027933 | 0.067073 | 0.010794 | 0 | 0 | 0.067073 | 0.010794 | [22 empty] | WLDFR | HFTD - Distribution - Tier 2 - 2QU CoRE ¦ 1QU LoRE | Non-Red Flag Warning - Large Fires | 2048 | 5.8336e-08 | 5.8336e-08 | 7.3713 | 0.88759 | 4.1075 | 2.3763 | 0 | 0 | 7.8021e-05 | 4.3002e-07 | 0 | 4.3002e-07 | 4.3002e-07 | 0 | 4.3002e-07 | [22 empty] | 7.3.3.17.5 (Remote Grid) Updates to grid topology to minimize risk of ignition in HFTDs Remote GridWLDFRContaminationAggregated | WLDFR | HFTD - Distribution - Tier 2 - 1QU CoRE ¦ 2QU LoRE | Non-Red Flag Warning - Large Fires | Contamination | Aggregated | 2048 | 2.7292e-07 | 353.5334 | 9.6488e-05 | 2048 | Mitigation | 0.95 | 45 | 0 | esc | 0.00097009 | 2.6476e-10 | 0.00097009 | 2.6476e-10
[35 empty] | WLDFR | HFTD - Distribution - Tier 3 - 4QU CoRE ¦ 3QU LoRE | 2049 | 0.1504 | 0.0017357 | 0.067073 | 0 | 0.067073 | 0.0017357 | 0.067073 | 0 | 0.067073 | 0.010088 | 0.010088 | 0.0017357 | 0.00026105 | 0.067073 | 0.010088 | 0 | 0 | 0.067073 | 0.010088 | [22 empty] | WLDFR | HFTD - Distribution - Tier 2 - 2QU CoRE ¦ 1QU LoRE | Non-Red Flag Warning - Large Fires | 2049 | 5.8336e-08 | 5.8336e-08 | 7.3713 | 0.88759 | 4.1075 | 2.3763 | 0 | 0 | 7.8021e-05 | 4.3002e-07 | 0 | 4.3002e-07 | 4.3002e-07 | 0 | 4.3002e-07 | [22 empty] | 7.3.3.17.5 (Remote Grid) Updates to grid topology to minimize risk of ignition in HFTDs Remote GridWLDFRContaminationAggregated | WLDFR | HFTD - Distribution - Tier 2 - 1QU CoRE ¦ 2QU LoRE | Non-Red Flag Warning - Large Fires | Contamination | Aggregated | 2049 | 2.7292e-07 | 353.5334 | 9.6488e-05 | 2049 | Mitigation | 0.95 | 45 | 0 | esc | 0.00097009 | 2.6476e-10 | 0.00097009 | 2.6476e-10
[35 empty] | WLDFR | HFTD - Distribution - Tier 3 - 4QU CoRE ¦ 3QU LoRE | 2050 | 0.14056 | 0.0017357 | 0.067073 | 0 | 0.067073 | 0.0017357 | 0.067073 | 0 | 0.067073 | 0.009428 | 0.009428 | 0.0017357 | 0.00024398 | 0.067073 | 0.009428 | 0 | 0 | 0.067073 | 0.009428 | [22 empty] | WLDFR | HFTD - Distribution - Tier 2 - 2QU CoRE ¦ 1QU LoRE | Non-Red Flag Warning - Large Fires | 2050 | 5.8336e-08 | 5.8336e-08 | 7.3713 | 0.88759 | 4.1075 | 2.3763 | 0 | 0 | 7.8021e-05 | 4.3002e-07 | 0 | 4.3002e-07 | 4.3002e-07 | 0 | 4.3002e-07 | [22 empty] | 7.3.3.17.5 (Remote Grid) Updates to grid topology to minimize risk of ignition in HFTDs Remote GridWLDFRContaminationAggregated | WLDFR | HFTD - Distribution - Tier 2 - 1QU CoRE ¦ 2QU LoRE | Non-Red Flag Warning - Large Fires | Contamination | Aggregated | 2050 | 2.7292e-07 | 353.5334 | 9.6488e-05 | 2050 | Mitigation | 0.95 | 45 | 0 | esc | 0.00097009 | 2.6476e-10 | 0.00097009 | 2.6476e-10
[35 empty] | WLDFR | HFTD - Distribution - Tier 3 - 4QU CoRE ¦ 3QU LoRE | 2051 | 0.13137 | 0.0017357 | 0.067073 | 0 | 0.067073 | 0.0017357 | 0.067073 | 0 | 0.067073 | 0.0088113 | 0.0088113 | 0.0017357 | 0.00022801 | 0.067073 | 0.0088113 | 0 | 0 | 0.067073 | 0.0088113 | [22 empty] | WLDFR | HFTD - Distribution - Tier 2 - 2QU CoRE ¦ 1QU LoRE | Non-Red Flag Warning - Large Fires | 2051 | 5.8336e-08 | 5.8336e-08 | 7.3713 | 0.88759 | 4.1075 | 2.3763 | 0 | 0 | 7.8021e-05 | 4.3002e-07 | 0 | 4.3002e-07 | 4.3002e-07 | 0 | 4.3002e-07 | [22 empty] | 7.3.3.17.5 (Remote Grid) Updates to grid topology to minimize risk of ignition in HFTDs Remote GridWLDFRContaminationAggregated | WLDFR | HFTD - Distribution - Tier 2 - 1QU CoRE ¦ 2QU LoRE | Non-Red Flag Warning - Large Fires | Contamination | Aggregated | 2051 | 2.7292e-07 | 353.5334 | 9.6488e-05 | 2051 | Mitigation | 0.95 | 45 | 0 | esc | 0.00097009 | 2.6476e-10 | 0.00097009 | 2.6476e-10
[35 empty] | WLDFR | HFTD - Distribution - Tier 3 - 4QU CoRE ¦ 3QU LoRE | 2052 | 0.12277 | 0.0017357 | 0.067073 | 0 | 0.067073 | 0.0017357 | 0.067073 | 0 | 0.067073 | 0.0082348 | 0.0082348 | 0.0017357 | 0.0002131 | 0.067073 | 0.0082348 | 0 | 0 | 0.067073 | 0.0082348 | [22 empty] | WLDFR | HFTD - Distribution - Tier 2 - 2QU CoRE ¦ 1QU LoRE | Non-Red Flag Warning - Large Fires | 2052 | 5.8336e-08 | 5.8336e-08 | 7.3713 | 0.88759 | 4.1075 | 2.3763 | 0 | 0 | 7.8021e-05 | 4.3002e-07 | 0 | 4.3002e-07 | 4.3002e-07 | 0 | 4.3002e-07 | [22 empty] | 7.3.3.17.5 (Remote Grid) Updates to grid topology to minimize risk of ignition in HFTDs Remote GridWLDFRContaminationAggregated | WLDFR | HFTD - Distribution - Tier 2 - 1QU CoRE ¦ 2QU LoRE | Non-Red Flag Warning - Large Fires | Contamination | Aggregated | 2052 | 2.7292e-07 | 353.5334 | 9.6488e-05 | 2052 | Mitigation | 0.95 | 45 | 0 | esc | 0.00097009 | 2.6476e-10 | 0.00097009 | 2.6476e-10
[35 empty] | WLDFR | HFTD - Distribution - Tier 3 - 4QU CoRE ¦ 3QU LoRE | 2053 | 0.11474 | 0.0017357 | 0.070361 | 0 | 0.070361 | 0.0017357 | 0.070361 | 0 | 0.070361 | 0.0080733 | 0.0080733 | 0.0017357 | 0.00019916 | 0.070361 | 0.0080733 | 0 | 0 | 0.070361 | 0.0080733 | [22 empty] | WLDFR | HFTD - Distribution - Tier 2 - 2QU CoRE ¦ 1QU LoRE | Non-Red Flag Warning - Large Fires | 2053 | 5.8336e-08 | 5.8336e-08 | 7.8503 | 0.92702 | 4.3664 | 2.5569 | 0 | 0 | 7.8021e-05 | 4.5796e-07 | 0 | 4.5796e-07 | 4.5796e-07 | 0 | 4.5796e-07 | [22 empty] | 7.3.3.17.5 (Remote Grid) Updates to grid topology to minimize risk of ignition in HFTDs Remote GridWLDFRContaminationAggregated | WLDFR | HFTD - Distribution - Tier 2 - 1QU CoRE ¦ 2QU LoRE | Non-Red Flag Warning - Large Fires | Contamination | Aggregated | 2053 | 2.7292e-07 | 353.5334 | 9.6488e-05 | 2053 | Mitigation | 0.95 | 45 | 0 | esc | 0.00097009 | 2.6476e-10 | 0.00097009 | 2.6476e-10
[35 empty] | WLDFR | HFTD - Distribution - Tier 3 - 4QU CoRE ¦ 3QU LoRE | 2054 | 0.10723 | 0.0017357 | 0.070361 | 0 | 0.070361 | 0.0017357 | 0.070361 | 0 | 0.070361 | 0.0075452 | 0.0075452 | 0.0017357 | 0.00018613 | 0.070361 | 0.0075452 | 0 | 0 | 0.070361 | 0.0075452 | [22 empty] | WLDFR | HFTD - Distribution - Tier 2 - 2QU CoRE ¦ 1QU LoRE | Non-Red Flag Warning - Large Fires | 2054 | 5.8336e-08 | 5.8336e-08 | 7.8503 | 0.92702 | 4.3664 | 2.5569 | 0 | 0 | 7.8021e-05 | 4.5796e-07 | 0 | 4.5796e-07 | 4.5796e-07 | 0 | 4.5796e-07 | [22 empty] | 7.3.3.17.5 (Remote Grid) Updates to grid topology to minimize risk of ignition in HFTDs Remote GridWLDFRContaminationAggregated | WLDFR | HFTD - Distribution - Tier 2 - 1QU CoRE ¦ 2QU LoRE | Non-Red Flag Warning - Large Fires | Contamination | Aggregated | 2054 | 2.7292e-07 | 353.5334 | 9.6488e-05 | 2054 | Mitigation | 0.95 | 45 | 0 | esc | 0.00097009 | 2.6476e-10 | 0.00097009 | 2.6476e-10
[35 empty] | WLDFR | HFTD - Distribution - Tier 3 - 4QU CoRE ¦ 3QU LoRE | 2055 | 0.10022 | 0.0017357 | 0.070361 | 0 | 0.070361 | 0.0017357 | 0.070361 | 0 | 0.070361 | 0.0070516 | 0.0070516 | 0.0017357 | 0.00017395 | 0.070361 | 0.0070516 | 0 | 0 | 0.070361 | 0.0070516 | [22 empty] | WLDFR | HFTD - Distribution - Tier 2 - 2QU CoRE ¦ 1QU LoRE | Non-Red Flag Warning - Large Fires | 2055 | 5.8336e-08 | 5.8336e-08 | 7.8503 | 0.92702 | 4.3664 | 2.5569 | 0 | 0 | 7.8021e-05 | 4.5796e-07 | 0 | 4.5796e-07 | 4.5796e-07 | 0 | 4.5796e-07 | [22 empty] | 7.3.3.17.5 (Remote Grid) Updates to grid topology to minimize risk of ignition in HFTDs Remote GridWLDFRContaminationAggregated | WLDFR | HFTD - Distribution - Tier 2 - 1QU CoRE ¦ 2QU LoRE | Non-Red Flag Warning - Large Fires | Contamination | Aggregated | 2055 | 2.7292e-07 | 353.5334 | 9.6488e-05 | 2055 | Mitigation | 0.95 | 45 | 0 | esc | 0.00097009 | 2.6476e-10 | 0.00097009 | 2.6476e-10
[35 empty] | WLDFR | HFTD - Distribution - Tier 3 - 4QU CoRE ¦ 3QU LoRE | 2056 | 0.093663 | 0.0017357 | 0.070361 | 0 | 0.070361 | 0.0017357 | 0.070361 | 0 | 0.070361 | 0.0065902 | 0.0065902 | 0.0017357 | 0.00016257 | 0.070361 | 0.0065902 | 0 | 0 | 0.070361 | 0.0065902 | [22 empty] | WLDFR | HFTD - Distribution - Tier 2 - 2QU CoRE ¦ 1QU LoRE | Non-Red Flag Warning - Large Fires | 2056 | 5.8336e-08 | 5.8336e-08 | 7.8503 | 0.92702 | 4.3664 | 2.5569 | 0 | 0 | 7.8021e-05 | 4.5796e-07 | 0 | 4.5796e-07 | 4.5796e-07 | 0 | 4.5796e-07 | [22 empty] | 7.3.3.17.5 (Remote Grid) Updates to grid topology to minimize risk of ignition in HFTDs Remote GridWLDFRContaminationAggregated | WLDFR | HFTD - Distribution - Tier 2 - 1QU CoRE ¦ 2QU LoRE | Non-Red Flag Warning - Large Fires | Contamination | Aggregated | 2056 | 2.7292e-07 | 353.5334 | 9.6488e-05 | 2056 | Mitigation | 0.95 | 45 | 0 | esc | 0.00097009 | 2.6476e-10 | 0.00097009 | 2.6476e-10
[35 empty] | WLDFR | HFTD - Distribution - Tier 3 - 4QU CoRE ¦ 3QU LoRE | 2057 | 0.087535 | 0.0017357 | 0.070361 | 0 | 0.070361 | 0.0017357 | 0.070361 | 0 | 0.070361 | 0.0061591 | 0.0061591 | 0.0017357 | 0.00015194 | 0.070361 | 0.0061591 | 0 | 0 | 0.070361 | 0.0061591 | [22 empty] | WLDFR | HFTD - Distribution - Tier 2 - 2QU CoRE ¦ 1QU LoRE | Non-Red Flag Warning - Large Fires | 2057 | 5.8336e-08 | 5.8336e-08 | 7.8503 | 0.92702 | 4.3664 | 2.5569 | 0 | 0 | 7.8021e-05 | 4.5796e-07 | 0 | 4.5796e-07 | 4.5796e-07 | 0 | 4.5796e-07 | [22 empty] | 7.3.3.17.5 (Remote Grid) Updates to grid topology to minimize risk of ignition in HFTDs Remote GridWLDFRContaminationAggregated | WLDFR | HFTD - Distribution - Tier 2 - 1QU CoRE ¦ 2QU LoRE | Non-Red Flag Warning - Large Fires | Contamination | Aggregated | 2057 | 2.7292e-07 | 353.5334 | 9.6488e-05 | 2057 | Mitigation | 0.95 | 45 | 0 | esc | 0.00097009 | 2.6476e-10 | 0.00097009 | 2.6476e-10
[35 empty] | WLDFR | HFTD - Distribution - Tier 3 - 4QU CoRE ¦ 3QU LoRE | 2058 | 0.081809 | 0.0017357 | 0.073716 | 0 | 0.073716 | 0.0017357 | 0.073716 | 0 | 0.073716 | 0.0060306 | 0.0060306 | 0.0017357 | 0.000142 | 0.073716 | 0.0060306 | 0 | 0 | 0.073716 | 0.0060306 | [22 empty] | WLDFR | HFTD - Distribution - Tier 2 - 2QU CoRE ¦ 1QU LoRE | Non-Red Flag Warning - Large Fires | 2058 | 5.8336e-08 | 5.8336e-08 | 8.3524 | 0.96727 | 4.6367 | 2.7484 | 0 | 0 | 7.8021e-05 | 4.8724e-07 | 0 | 4.8724e-07 | 4.8724e-07 | 0 | 4.8724e-07 | [22 empty] | 7.3.3.17.5 (Remote Grid) Updates to grid topology to minimize risk of ignition in HFTDs Remote GridWLDFRContaminationAggregated | WLDFR | HFTD - Distribution - Tier 2 - 1QU CoRE ¦ 2QU LoRE | Non-Red Flag Warning - Large Fires | Contamination | Aggregated | 2058 | 2.7292e-07 | 353.5334 | 9.6488e-05 | 2058 | Mitigation | 0.95 | 45 | 0 | esc | 0.00097009 | 2.6476e-10 | 0.00097009 | 2.6476e-10
[35 empty] | WLDFR | HFTD - Distribution - Tier 3 - 4QU CoRE ¦ 3QU LoRE | 2059 | 0.076457 | 0.0017357 | 0.073716 | 0 | 0.073716 | 0.0017357 | 0.073716 | 0 | 0.073716 | 0.0056361 | 0.0056361 | 0.0017357 | 0.00013271 | 0.073716 | 0.0056361 | 0 | 0 | 0.073716 | 0.0056361 | [22 empty] | WLDFR | HFTD - Distribution - Tier 2 - 2QU CoRE ¦ 1QU LoRE | Non-Red Flag Warning - Large Fires | 2059 | 5.8336e-08 | 5.8336e-08 | 8.3524 | 0.96727 | 4.6367 | 2.7484 | 0 | 0 | 7.8021e-05 | 4.8724e-07 | 0 | 4.8724e-07 | 4.8724e-07 | 0 | 4.8724e-07 | [22 empty] | 7.3.3.17.5 (Remote Grid) Updates to grid topology to minimize risk of ignition in HFTDs Remote GridWLDFRContaminationAggregated | WLDFR | HFTD - Distribution - Tier 2 - 1QU CoRE ¦ 2QU LoRE | Non-Red Flag Warning - Large Fires | Contamination | Aggregated | 2059 | 2.7292e-07 | 353.5334 | 9.6488e-05 | 2059 | Mitigation | 0.95 | 45 | 0 | esc | 0.00097009 | 2.6476e-10 | 0.00097009 | 2.6476e-10
[35 empty] | WLDFR | HFTD - Distribution - Tier 3 - 4QU CoRE ¦ 3QU LoRE | 2060 | 0.071455 | 0.0017357 | 0.073716 | 0 | 0.073716 | 0.0017357 | 0.073716 | 0 | 0.073716 | 0.0052674 | 0.0052674 | 0.0017357 | 0.00012402 | 0.073716 | 0.0052674 | 0 | 0 | 0.073716 | 0.0052674 | [22 empty] | WLDFR | HFTD - Distribution - Tier 2 - 2QU CoRE ¦ 1QU LoRE | Non-Red Flag Warning - Large Fires | 2060 | 5.8336e-08 | 5.8336e-08 | 8.3524 | 0.96727 | 4.6367 | 2.7484 | 0 | 0 | 7.8021e-05 | 4.8724e-07 | 0 | 4.8724e-07 | 4.8724e-07 | 0 | 4.8724e-07 | [22 empty] | 7.3.3.17.5 (Remote Grid) Updates to grid topology to minimize risk of ignition in HFTDs Remote GridWLDFRContaminationAggregated | WLDFR | HFTD - Distribution - Tier 2 - 1QU CoRE ¦ 2QU LoRE | Non-Red Flag Warning - Large Fires | Contamination | Aggregated | 2060 | 2.7292e-07 | 353.5334 | 9.6488e-05 | 2060 | Mitigation | 0.95 | 45 | 0 | esc | 0.00097009 | 2.6476e-10 | 0.00097009 | 2.6476e-10
[35 empty] | WLDFR | HFTD - Distribution - Tier 3 - 4QU CoRE ¦ 3QU LoRE | 2061 | 0.06678 | 0.0017357 | 0.073716 | 0 | 0.073716 | 0.0017357 | 0.073716 | 0 | 0.073716 | 0.0049228 | 0.0049228 | 0.0017357 | 0.00011591 | 0.073716 | 0.0049228 | 0 | 0 | 0.073716 | 0.0049228 | [22 empty] | WLDFR | HFTD - Distribution - Tier 2 - 2QU CoRE ¦ 1QU LoRE | Non-Red Flag Warning - Large Fires | 2061 | 5.8336e-08 | 5.8336e-08 | 8.3524 | 0.96727 | 4.6367 | 2.7484 | 0 | 0 | 7.8021e-05 | 4.8724e-07 | 0 | 4.8724e-07 | 4.8724e-07 | 0 | 4.8724e-07 | [22 empty] | 7.3.3.17.5 (Remote Grid) Updates to grid topology to minimize risk of ignition in HFTDs Remote GridWLDFRContaminationAggregated | WLDFR | HFTD - Distribution - Tier 2 - 1QU CoRE ¦ 2QU LoRE | Non-Red Flag Warning - Large Fires | Contamination | Aggregated | 2061 | 2.7292e-07 | 353.5334 | 9.6488e-05 | 2061 | Mitigation | 0.95 | 45 | 0 | esc | 0.00097009 | 2.6476e-10 | 0.00097009 | 2.6476e-10
[35 empty] | WLDFR | HFTD - Distribution - Tier 3 - 4QU CoRE ¦ 3QU LoRE | 2062 | 0.062412 | 0.0017357 | 0.073716 | 0 | 0.073716 | 0.0017357 | 0.073716 | 0 | 0.073716 | 0.0046007 | 0.0046007 | 0.0017357 | 0.00010833 | 0.073716 | 0.0046007 | 0 | 0 | 0.073716 | 0.0046007 | [22 empty] | WLDFR | HFTD - Distribution - Tier 2 - 2QU CoRE ¦ 1QU LoRE | Non-Red Flag Warning - Large Fires | 2062 | 5.8336e-08 | 5.8336e-08 | 8.3524 | 0.96727 | 4.6367 | 2.7484 | 0 | 0 | 7.8021e-05 | 4.8724e-07 | 0 | 4.8724e-07 | 4.8724e-07 | 0 | 4.8724e-07 | [22 empty] | 7.3.3.17.5 (Remote Grid) Updates to grid topology to minimize risk of ignition in HFTDs Remote GridWLDFRContaminationAggregated | WLDFR | HFTD - Distribution - Tier 2 - 1QU CoRE ¦ 2QU LoRE | Non-Red Flag Warning - Large Fires | Contamination | Aggregated | 2062 | 2.7292e-07 | 353.5334 | 9.6488e-05 | 2062 | Mitigation | 0.95 | 45 | 0 | esc | 0.00097009 | 2.6476e-10 | 0.00097009 | 2.6476e-10
[35 empty] | WLDFR | HFTD - Distribution - Tier 3 - 4QU CoRE ¦ 3QU LoRE | 2063 | 0.058329 | 0.0017357 | 0.077096 | 0 | 0.077096 | 0.0017357 | 0.077096 | 0 | 0.077096 | 0.0044969 | 0.0044969 | 0.0017357 | 0.00010124 | 0.077096 | 0.0044969 | 0 | 0 | 0.077096 | 0.0044969 | [22 empty] | WLDFR | HFTD - Distribution - Tier 2 - 2QU CoRE ¦ 1QU LoRE | Non-Red Flag Warning - Large Fires | 2063 | 5.8336e-08 | 5.8336e-08 | 8.872 | 1.0079 | 4.9153 | 2.9488 | 0 | 0 | 7.8021e-05 | 5.1756e-07 | 0 | 5.1756e-07 | 5.1756e-07 | 0 | 5.1756e-07 | [22 empty] | 7.3.3.17.5 (Remote Grid) Updates to grid topology to minimize risk of ignition in HFTDs Remote GridWLDFRContaminationAggregated | WLDFR | HFTD - Distribution - Tier 2 - 1QU CoRE ¦ 2QU LoRE | Non-Red Flag Warning - Large Fires | Contamination | Aggregated | 2063 | 2.7292e-07 | 353.5334 | 9.6488e-05 | 2063 | Mitigation | 0.95 | 45 | 0 | esc | 0.00097009 | 2.6476e-10 | 0.00097009 | 2.6476e-10
[35 empty] | WLDFR | HFTD - Distribution - Tier 3 - 4QU CoRE ¦ 3QU LoRE | 2064 | 0.054513 | 0.0017357 | 0.077096 | 0 | 0.077096 | 0.0017357 | 0.077096 | 0 | 0.077096 | 0.0042027 | 0.0042027 | 0.0017357 | 9.4618e-05 | 0.077096 | 0.0042027 | 0 | 0 | 0.077096 | 0.0042027 | [22 empty] | WLDFR | HFTD - Distribution - Tier 2 - 2QU CoRE ¦ 1QU LoRE | Non-Red Flag Warning - Large Fires | 2064 | 5.8336e-08 | 5.8336e-08 | 8.872 | 1.0079 | 4.9153 | 2.9488 | 0 | 0 | 7.8021e-05 | 5.1756e-07 | 0 | 5.1756e-07 | 5.1756e-07 | 0 | 5.1756e-07 | [22 empty] | 7.3.3.17.5 (Remote Grid) Updates to grid topology to minimize risk of ignition in HFTDs Remote GridWLDFRContaminationAggregated | WLDFR | HFTD - Distribution - Tier 2 - 1QU CoRE ¦ 2QU LoRE | Non-Red Flag Warning - Large Fires | Contamination | Aggregated | 2064 | 2.7292e-07 | 353.5334 | 9.6488e-05 | 2064 | Mitigation | 0.95 | 45 | 0 | esc | 0.00097009 | 2.6476e-10 | 0.00097009 | 2.6476e-10
[35 empty] | WLDFR | HFTD - Distribution - Tier 3 - 4QU CoRE ¦ 3QU LoRE | 2065 | 0.050946 | 0.0017357 | 0.077096 | 0 | 0.077096 | 0.0017357 | 0.077096 | 0 | 0.077096 | 0.0039278 | 0.0039278 | 0.0017357 | 8.8428e-05 | 0.077096 | 0.0039278 | 0 | 0 | 0.077096 | 0.0039278 | [22 empty] | WLDFR | HFTD - Distribution - Tier 2 - 2QU CoRE ¦ 1QU LoRE | Non-Red Flag Warning - Large Fires | 2065 | 5.8336e-08 | 5.8336e-08 | 8.872 | 1.0079 | 4.9153 | 2.9488 | 0 | 0 | 7.8021e-05 | 5.1756e-07 | 0 | 5.1756e-07 | 5.1756e-07 | 0 | 5.1756e-07 | [22 empty] | 7.3.3.17.5 (Remote Grid) Updates to grid topology to minimize risk of ignition in HFTDs Remote GridWLDFRContaminationAggregated | WLDFR | HFTD - Distribution - Tier 2 - 1QU CoRE ¦ 2QU LoRE | Non-Red Flag Warning - Large Fires | Contamination | Aggregated | 2065 | 2.7292e-07 | 353.5334 | 9.6488e-05 | 2065 | Mitigation | 0.95 | 45 | 0 | esc | 0.00097009 | 2.6476e-10 | 0.00097009 | 2.6476e-10
[35 empty] | WLDFR | HFTD - Distribution - Tier 3 - 4QU CoRE ¦ 3QU LoRE | 2066 | 0.047613 | 0.0017357 | 0.077096 | 0 | 0.077096 | 0.0017357 | 0.077096 | 0 | 0.077096 | 0.0036708 | 0.0036708 | 0.0017357 | 8.2643e-05 | 0.077096 | 0.0036708 | 0 | 0 | 0.077096 | 0.0036708 | [22 empty] | WLDFR | HFTD - Distribution - Tier 2 - 2QU CoRE ¦ 1QU LoRE | Non-Red Flag Warning - Large Fires | 2066 | 5.8336e-08 | 5.8336e-08 | 8.872 | 1.0079 | 4.9153 | 2.9488 | 0 | 0 | 7.8021e-05 | 5.1756e-07 | 0 | 5.1756e-07 | 5.1756e-07 | 0 | 5.1756e-07 | [22 empty] | 7.3.3.17.5 (Remote Grid) Updates to grid topology to minimize risk of ignition in HFTDs Remote GridWLDFRContaminationAggregated | WLDFR | HFTD - Distribution - Tier 2 - 1QU CoRE ¦ 2QU LoRE | Non-Red Flag Warning - Large Fires | Contamination | Aggregated | 2066 | 2.7292e-07 | 353.5334 | 9.6488e-05 | 2066 | Mitigation | 0.95 | 45 | 0 | esc | 0.00097009 | 2.6476e-10 | 0.00097009 | 2.6476e-10
[35 empty] | WLDFR | HFTD - Distribution - Tier 3 - 4QU CoRE ¦ 3QU LoRE | 2067 | 0.044499 | 0 | 0 | 0 | 0 | 0.0017357 | 0.077096 | 0 | 0.077096 | 0 | 0.0034307 | 0 | 0 | 0 | 0 | 0 | 0 | 0 | 0 | [22 empty] | WLDFR | HFTD - Distribution - Tier 2 - 2QU CoRE ¦ 1QU LoRE | Non-Red Flag Warning - Large Fires | 2067 | 0 | 5.8336e-08 | 8.872 | 1.0079 | 4.9153 | 2.9488 | 0 | 0 | 7.8021e-05 | 0 | 0 | 0 | 5.1756e-07 | 0 | 5.1756e-07 | [22 empty] | 7.3.3.17.5 (Remote Grid) Updates to grid topology to minimize risk of ignition in HFTDs Remote GridWLDFRContaminationAggregated | WLDFR | HFTD - Distribution - Tier 2 - 1QU CoRE ¦ 2QU LoRE | Non-Red Flag Warning - Large Fires | Contamination | Aggregated | 2067 | 2.7292e-07 | 353.5334 | 9.6488e-05 | 2067 | Mitigation | 0.95 | 45 | 0 | esc | 0 | 0 | 0.00097009 | 2.6476e-10
[35 empty] | WLDFR | HFTD - Distribution - Tier 3 - 4QU CoRE ¦ 4QU LoRE | 2022 | 0.93458 | 0.00073421 | 0.026799 | 0 | 0.026799 | 0 | 0 | 0 | 0 | 0.025046 | 0 | 0.00073421 | 0.00068618 | 0.026799 | 0.025046 | 0 | 0 | 0.026799 | 0.025046 | [22 empty] | WLDFR | HFTD - Distribution - Tier 2 - 2QU CoRE ¦ 1QU LoRE | Non-Red Flag Warning - Small Fires | 2022 | 7.7681e-06 | 0 | 0.077901 | 0.036425 | 0.0015809 | 0.039895 | 0 | 0 | 0.0092616 | 6.0514e-07 | 0 | 6.0514e-07 | 0 | 0 | 0 | [22 empty] | 7.3.3.17.5 (Remote Grid) Updates to grid topology to minimize risk of ignition in HFTDs Remote GridWLDFREquipment / facility failureAggregated | WLDFR | HFTD - Distribution - Tier 2 - 1QU CoRE ¦ 2QU LoRE | Non-Red Flag Warning - Large Fires | Equipment / facility failure | Aggregated | 2022 | 8.5341e-06 | 353.5334 | 0.0030171 | 2022 | Mitigation | 0.95 | 45 | 0 | esc | 0.00097009 | 8.2788e-09 | 0 | 0
[35 empty] | WLDFR | HFTD - Distribution - Tier 3 - 4QU CoRE ¦ 4QU LoRE | 2023 | 0.87344 | 0.00073421 | 0.027781 | 0 | 0.027781 | 0.00073421 | 0.027781 | 0 | 0.027781 | 0.024265 | 0.024265 | 0.00073421 | 0.00064129 | 0.027781 | 0.024265 | 0 | 0 | 0.027781 | 0.024265 | [22 empty] | WLDFR | HFTD - Distribution - Tier 2 - 2QU CoRE ¦ 1QU LoRE | Non-Red Flag Warning - Small Fires | 2023 | 7.7681e-06 | 7.7681e-06 | 0.080408 | 0.03759 | 0.0016314 | 0.041187 | 0 | 0 | 0.0092616 | 6.2462e-07 | 0 | 6.2462e-07 | 6.2462e-07 | 0 | 6.2462e-07 | [22 empty] | 7.3.3.17.5 (Remote Grid) Updates to grid topology to minimize risk of ignition in HFTDs Remote GridWLDFREquipment / facility failureAggregated | WLDFR | HFTD - Distribution - Tier 2 - 1QU CoRE ¦ 2QU LoRE | Non-Red Flag Warning - Large Fires | Equipment / facility failure | Aggregated | 2023 | 8.5341e-06 | 353.5334 | 0.0030171 | 2023 | Mitigation | 0.95 | 45 | 0 | esc | 0.00097009 | 8.2788e-09 | 0.00097009 | 8.2788e-09
[35 empty] | WLDFR | HFTD - Distribution - Tier 3 - 4QU CoRE ¦ 4QU LoRE | 2024 | 0.8163 | 0.00073421 | 0.027781 | 0 | 0.027781 | 0.00073421 | 0.027781 | 0 | 0.027781 | 0.022678 | 0.022678 | 0.00073421 | 0.00059934 | 0.027781 | 0.022678 | 0 | 0 | 0.027781 | 0.022678 | [22 empty] | WLDFR | HFTD - Distribution - Tier 2 - 2QU CoRE ¦ 1QU LoRE | Non-Red Flag Warning - Small Fires | 2024 | 7.7681e-06 | 7.7681e-06 | 0.080408 | 0.03759 | 0.0016314 | 0.041187 | 0 | 0 | 0.0092616 | 6.2462e-07 | 0 | 6.2462e-07 | 6.2462e-07 | 0 | 6.2462e-07 | [22 empty] | 7.3.3.17.5 (Remote Grid) Updates to grid topology to minimize risk of ignition in HFTDs Remote GridWLDFREquipment / facility failureAggregated | WLDFR | HFTD - Distribution - Tier 2 - 1QU CoRE ¦ 2QU LoRE | Non-Red Flag Warning - Large Fires | Equipment / facility failure | Aggregated | 2024 | 8.5341e-06 | 353.5334 | 0.0030171 | 2024 | Mitigation | 0.95 | 45 | 0 | esc | 0.00097009 | 8.2788e-09 | 0.00097009 | 8.2788e-09
[35 empty] | WLDFR | HFTD - Distribution - Tier 3 - 4QU CoRE ¦ 4QU LoRE | 2025 | 0.7629 | 0.00073421 | 0.027781 | 0 | 0.027781 | 0.00073421 | 0.027781 | 0 | 0.027781 | 0.021194 | 0.021194 | 0.00073421 | 0.00056013 | 0.027781 | 0.021194 | 0 | 0 | 0.027781 | 0.021194 | [22 empty] | WLDFR | HFTD - Distribution - Tier 2 - 2QU CoRE ¦ 1QU LoRE | Non-Red Flag Warning - Small Fires | 2025 | 7.7681e-06 | 7.7681e-06 | 0.080408 | 0.03759 | 0.0016314 | 0.041187 | 0 | 0 | 0.0092616 | 6.2462e-07 | 0 | 6.2462e-07 | 6.2462e-07 | 0 | 6.2462e-07 | [22 empty] | 7.3.3.17.5 (Remote Grid) Updates to grid topology to minimize risk of ignition in HFTDs Remote GridWLDFREquipment / facility failureAggregated | WLDFR | HFTD - Distribution - Tier 2 - 1QU CoRE ¦ 2QU LoRE | Non-Red Flag Warning - Large Fires | Equipment / facility failure | Aggregated | 2025 | 8.5341e-06 | 353.5334 | 0.0030171 | 2025 | Mitigation | 0.95 | 45 | 0 | esc | 0.00097009 | 8.2788e-09 | 0.00097009 | 8.2788e-09
[35 empty] | WLDFR | HFTD - Distribution - Tier 3 - 4QU CoRE ¦ 4QU LoRE | 2026 | 0.71299 | 0.00073421 | 0.027781 | 0 | 0.027781 | 0.00073421 | 0.027781 | 0 | 0.027781 | 0.019808 | 0.019808 | 0.00073421 | 0.00052348 | 0.027781 | 0.019808 | 0 | 0 | 0.027781 | 0.019808 | [22 empty] | WLDFR | HFTD - Distribution - Tier 2 - 2QU CoRE ¦ 1QU LoRE | Non-Red Flag Warning - Small Fires | 2026 | 7.7681e-06 | 7.7681e-06 | 0.080408 | 0.03759 | 0.0016314 | 0.041187 | 0 | 0 | 0.0092616 | 6.2462e-07 | 0 | 6.2462e-07 | 6.2462e-07 | 0 | 6.2462e-07 | [22 empty] | 7.3.3.17.5 (Remote Grid) Updates to grid topology to minimize risk of ignition in HFTDs Remote GridWLDFREquipment / facility failureAggregated | WLDFR | HFTD - Distribution - Tier 2 - 1QU CoRE ¦ 2QU LoRE | Non-Red Flag Warning - Large Fires | Equipment / facility failure | Aggregated | 2026 | 8.5341e-06 | 353.5334 | 0.0030171 | 2026 | Mitigation | 0.95 | 45 | 0 | esc | 0.00097009 | 8.2788e-09 | 0.00097009 | 8.2788e-09
[35 empty] | WLDFR | HFTD - Distribution - Tier 3 - 4QU CoRE ¦ 4QU LoRE | 2027 | 0.66634 | 0.00073421 | 0.027781 | 0 | 0.027781 | 0.00073421 | 0.027781 | 0 | 0.027781 | 0.018512 | 0.018512 | 0.00073421 | 0.00048924 | 0.027781 | 0.018512 | 0 | 0 | 0.027781 | 0.018512 | [22 empty] | WLDFR | HFTD - Distribution - Tier 2 - 2QU CoRE ¦ 1QU LoRE | Non-Red Flag Warning - Small Fires | 2027 | 7.7681e-06 | 7.7681e-06 | 0.080408 | 0.03759 | 0.0016314 | 0.041187 | 0 | 0 | 0.0092616 | 6.2462e-07 | 0 | 6.2462e-07 | 6.2462e-07 | 0 | 6.2462e-07 | [22 empty] | 7.3.3.17.5 (Remote Grid) Updates to grid topology to minimize risk of ignition in HFTDs Remote GridWLDFREquipment / facility failureAggregated | WLDFR | HFTD - Distribution - Tier 2 - 1QU CoRE ¦ 2QU LoRE | Non-Red Flag Warning - Large Fires | Equipment / facility failure | Aggregated | 2027 | 8.5341e-06 | 353.5334 | 0.0030171 | 2027 | Mitigation | 0.95 | 45 | 0 | esc | 0.00097009 | 8.2788e-09 | 0.00097009 | 8.2788e-09
[35 empty] | WLDFR | HFTD - Distribution - Tier 3 - 4QU CoRE ¦ 4QU LoRE | 2028 | 0.62275 | 0.00073421 | 0.029019 | 0 | 0.029019 | 0.00073421 | 0.029019 | 0 | 0.029019 | 0.018071 | 0.018071 | 0.00073421 | 0.00045723 | 0.029019 | 0.018071 | 0 | 0 | 0.029019 | 0.018071 | [22 empty] | WLDFR | HFTD - Distribution - Tier 2 - 2QU CoRE ¦ 1QU LoRE | Non-Red Flag Warning - Small Fires | 2028 | 7.7681e-06 | 7.7681e-06 | 0.083606 | 0.039055 | 0.001695 | 0.042856 | 0 | 0 | 0.0092616 | 6.4947e-07 | 0 | 6.4947e-07 | 6.4947e-07 | 0 | 6.4947e-07 | [22 empty] | 7.3.3.17.5 (Remote Grid) Updates to grid topology to minimize risk of ignition in HFTDs Remote GridWLDFREquipment / facility failureAggregated | WLDFR | HFTD - Distribution - Tier 2 - 1QU CoRE ¦ 2QU LoRE | Non-Red Flag Warning - Large Fires | Equipment / facility failure | Aggregated | 2028 | 8.5341e-06 | 353.5334 | 0.0030171 | 2028 | Mitigation | 0.95 | 45 | 0 | esc | 0.00097009 | 8.2788e-09 | 0.00097009 | 8.2788e-09
[35 empty] | WLDFR | HFTD - Distribution - Tier 3 - 4QU CoRE ¦ 4QU LoRE | 2029 | 0.58201 | 0.00073421 | 0.029019 | 0 | 0.029019 | 0.00073421 | 0.029019 | 0 | 0.029019 | 0.016889 | 0.016889 | 0.00073421 | 0.00042732 | 0.029019 | 0.016889 | 0 | 0 | 0.029019 | 0.016889 | [22 empty] | WLDFR | HFTD - Distribution - Tier 2 - 2QU CoRE ¦ 1QU LoRE | Non-Red Flag Warning - Small Fires | 2029 | 7.7681e-06 | 7.7681e-06 | 0.083606 | 0.039055 | 0.001695 | 0.042856 | 0 | 0 | 0.0092616 | 6.4947e-07 | 0 | 6.4947e-07 | 6.4947e-07 | 0 | 6.4947e-07 | [22 empty] | 7.3.3.17.5 (Remote Grid) Updates to grid topology to minimize risk of ignition in HFTDs Remote GridWLDFREquipment / facility failureAggregated | WLDFR | HFTD - Distribution - Tier 2 - 1QU CoRE ¦ 2QU LoRE | Non-Red Flag Warning - Large Fires | Equipment / facility failure | Aggregated | 2029 | 8.5341e-06 | 353.5334 | 0.0030171 | 2029 | Mitigation | 0.95 | 45 | 0 | esc | 0.00097009 | 8.2788e-09 | 0.00097009 | 8.2788e-09
[35 empty] | WLDFR | HFTD - Distribution - Tier 3 - 4QU CoRE ¦ 4QU LoRE | 2030 | 0.54393 | 0.00073421 | 0.029019 | 0 | 0.029019 | 0.00073421 | 0.029019 | 0 | 0.029019 | 0.015784 | 0.015784 | 0.00073421 | 0.00039936 | 0.029019 | 0.015784 | 0 | 0 | 0.029019 | 0.015784 | [22 empty] | WLDFR | HFTD - Distribution - Tier 2 - 2QU CoRE ¦ 1QU LoRE | Non-Red Flag Warning - Small Fires | 2030 | 7.7681e-06 | 7.7681e-06 | 0.083606 | 0.039055 | 0.001695 | 0.042856 | 0 | 0 | 0.0092616 | 6.4947e-07 | 0 | 6.4947e-07 | 6.4947e-07 | 0 | 6.4947e-07 | [22 empty] | 7.3.3.17.5 (Remote Grid) Updates to grid topology to minimize risk of ignition in HFTDs Remote GridWLDFREquipment / facility failureAggregated | WLDFR | HFTD - Distribution - Tier 2 - 1QU CoRE ¦ 2QU LoRE | Non-Red Flag Warning - Large Fires | Equipment / facility failure | Aggregated | 2030 | 8.5341e-06 | 353.5334 | 0.0030171 | 2030 | Mitigation | 0.95 | 45 | 0 | esc | 0.00097009 | 8.2788e-09 | 0.00097009 | 8.2788e-09
[35 empty] | WLDFR | HFTD - Distribution - Tier 3 - 4QU CoRE ¦ 4QU LoRE | 2031 | 0.50835 | 0.00073421 | 0.029019 | 0 | 0.029019 | 0.00073421 | 0.029019 | 0 | 0.029019 | 0.014752 | 0.014752 | 0.00073421 | 0.00037324 | 0.029019 | 0.014752 | 0 | 0 | 0.029019 | 0.014752 | [22 empty] | WLDFR | HFTD - Distribution - Tier 2 - 2QU CoRE ¦ 1QU LoRE | Non-Red Flag Warning - Small Fires | 2031 | 7.7681e-06 | 7.7681e-06 | 0.083606 | 0.039055 | 0.001695 | 0.042856 | 0 | 0 | 0.0092616 | 6.4947e-07 | 0 | 6.4947e-07 | 6.4947e-07 | 0 | 6.4947e-07 | [22 empty] | 7.3.3.17.5 (Remote Grid) Updates to grid topology to minimize risk of ignition in HFTDs Remote GridWLDFREquipment / facility failureAggregated | WLDFR | HFTD - Distribution - Tier 2 - 1QU CoRE ¦ 2QU LoRE | Non-Red Flag Warning - Large Fires | Equipment / facility failure | Aggregated | 2031 | 8.5341e-06 | 353.5334 | 0.0030171 | 2031 | Mitigation | 0.95 | 45 | 0 | esc | 0.00097009 | 8.2788e-09 | 0.00097009 | 8.2788e-09
[35 empty] | WLDFR | HFTD - Distribution - Tier 3 - 4QU CoRE ¦ 4QU LoRE | 2032 | 0.47509 | 0.00073421 | 0.029019 | 0 | 0.029019 | 0.00073421 | 0.029019 | 0 | 0.029019 | 0.013787 | 0.013787 | 0.00073421 | 0.00034882 | 0.029019 | 0.013787 | 0 | 0 | 0.029019 | 0.013787 | [22 empty] | WLDFR | HFTD - Distribution - Tier 2 - 2QU CoRE ¦ 1QU LoRE | Non-Red Flag Warning - Small Fires | 2032 | 7.7681e-06 | 7.7681e-06 | 0.083606 | 0.039055 | 0.001695 | 0.042856 | 0 | 0 | 0.0092616 | 6.4947e-07 | 0 | 6.4947e-07 | 6.4947e-07 | 0 | 6.4947e-07 | [22 empty] | 7.3.3.17.5 (Remote Grid) Updates to grid topology to minimize risk of ignition in HFTDs Remote GridWLDFREquipment / facility failureAggregated | WLDFR | HFTD - Distribution - Tier 2 - 1QU CoRE ¦ 2QU LoRE | Non-Red Flag Warning - Large Fires | Equipment / facility failure | Aggregated | 2032 | 8.5341e-06 | 353.5334 | 0.0030171 | 2032 | Mitigation | 0.95 | 45 | 0 | esc | 0.00097009 | 8.2788e-09 | 0.00097009 | 8.2788e-09
[35 empty] | WLDFR | HFTD - Distribution - Tier 3 - 4QU CoRE ¦ 4QU LoRE | 2033 | 0.44401 | 0.00073421 | 0.030394 | 0 | 0.030394 | 0.00073421 | 0.030394 | 0 | 0.030394 | 0.013495 | 0.013495 | 0.00073421 | 0.000326 | 0.030394 | 0.013495 | 0 | 0 | 0.030394 | 0.013495 | [22 empty] | WLDFR | HFTD - Distribution - Tier 2 - 2QU CoRE ¦ 1QU LoRE | Non-Red Flag Warning - Small Fires | 2033 | 7.7681e-06 | 7.7681e-06 | 0.087211 | 0.040679 | 0.0017655 | 0.044766 | 0 | 0 | 0.0092616 | 6.7747e-07 | 0 | 6.7747e-07 | 6.7747e-07 | 0 | 6.7747e-07 | [22 empty] | 7.3.3.17.5 (Remote Grid) Updates to grid topology to minimize risk of ignition in HFTDs Remote GridWLDFREquipment / facility failureAggregated | WLDFR | HFTD - Distribution - Tier 2 - 1QU CoRE ¦ 2QU LoRE | Non-Red Flag Warning - Large Fires | Equipment / facility failure | Aggregated | 2033 | 8.5341e-06 | 353.5334 | 0.0030171 | 2033 | Mitigation | 0.95 | 45 | 0 | esc | 0.00097009 | 8.2788e-09 | 0.00097009 | 8.2788e-09
[35 empty] | WLDFR | HFTD - Distribution - Tier 3 - 4QU CoRE ¦ 4QU LoRE | 2034 | 0.41496 | 0.00073421 | 0.030394 | 0 | 0.030394 | 0.00073421 | 0.030394 | 0 | 0.030394 | 0.012612 | 0.012612 | 0.00073421 | 0.00030467 | 0.030394 | 0.012612 | 0 | 0 | 0.030394 | 0.012612 | [22 empty] | WLDFR | HFTD - Distribution - Tier 2 - 2QU CoRE ¦ 1QU LoRE | Non-Red Flag Warning - Small Fires | 2034 | 7.7681e-06 | 7.7681e-06 | 0.087211 | 0.040679 | 0.0017655 | 0.044766 | 0 | 0 | 0.0092616 | 6.7747e-07 | 0 | 6.7747e-07 | 6.7747e-07 | 0 | 6.7747e-07 | [22 empty] | 7.3.3.17.5 (Remote Grid) Updates to grid topology to minimize risk of ignition in HFTDs Remote GridWLDFREquipment / facility failureAggregated | WLDFR | HFTD - Distribution - Tier 2 - 1QU CoRE ¦ 2QU LoRE | Non-Red Flag Warning - Large Fires | Equipment / facility failure | Aggregated | 2034 | 8.5341e-06 | 353.5334 | 0.0030171 | 2034 | Mitigation | 0.95 | 45 | 0 | esc | 0.00097009 | 8.2788e-09 | 0.00097009 | 8.2788e-09
[35 empty] | WLDFR | HFTD - Distribution - Tier 3 - 4QU CoRE ¦ 4QU LoRE | 2035 | 0.38782 | 0.00073421 | 0.030394 | 0 | 0.030394 | 0.00073421 | 0.030394 | 0 | 0.030394 | 0.011787 | 0.011787 | 0.00073421 | 0.00028474 | 0.030394 | 0.011787 | 0 | 0 | 0.030394 | 0.011787 | [22 empty] | WLDFR | HFTD - Distribution - Tier 2 - 2QU CoRE ¦ 1QU LoRE | Non-Red Flag Warning - Small Fires | 2035 | 7.7681e-06 | 7.7681e-06 | 0.087211 | 0.040679 | 0.0017655 | 0.044766 | 0 | 0 | 0.0092616 | 6.7747e-07 | 0 | 6.7747e-07 | 6.7747e-07 | 0 | 6.7747e-07 | [22 empty] | 7.3.3.17.5 (Remote Grid) Updates to grid topology to minimize risk of ignition in HFTDs Remote GridWLDFREquipment / facility failureAggregated | WLDFR | HFTD - Distribution - Tier 2 - 1QU CoRE ¦ 2QU LoRE | Non-Red Flag Warning - Large Fires | Equipment / facility failure | Aggregated | 2035 | 8.5341e-06 | 353.5334 | 0.0030171 | 2035 | Mitigation | 0.95 | 45 | 0 | esc | 0.00097009 | 8.2788e-09 | 0.00097009 | 8.2788e-09
[35 empty] | WLDFR | HFTD - Distribution - Tier 3 - 4QU CoRE ¦ 4QU LoRE | 2036 | 0.36245 | 0.00073421 | 0.030394 | 0 | 0.030394 | 0.00073421 | 0.030394 | 0 | 0.030394 | 0.011016 | 0.011016 | 0.00073421 | 0.00026611 | 0.030394 | 0.011016 | 0 | 0 | 0.030394 | 0.011016 | [22 empty] | WLDFR | HFTD - Distribution - Tier 2 - 2QU CoRE ¦ 1QU LoRE | Non-Red Flag Warning - Small Fires | 2036 | 7.7681e-06 | 7.7681e-06 | 0.087211 | 0.040679 | 0.0017655 | 0.044766 | 0 | 0 | 0.0092616 | 6.7747e-07 | 0 | 6.7747e-07 | 6.7747e-07 | 0 | 6.7747e-07 | [22 empty] | 7.3.3.17.5 (Remote Grid) Updates to grid topology to minimize risk of ignition in HFTDs Remote GridWLDFREquipment / facility failureAggregated | WLDFR | HFTD - Distribution - Tier 2 - 1QU CoRE ¦ 2QU LoRE | Non-Red Flag Warning - Large Fires | Equipment / facility failure | Aggregated | 2036 | 8.5341e-06 | 353.5334 | 0.0030171 | 2036 | Mitigation | 0.95 | 45 | 0 | esc | 0.00097009 | 8.2788e-09 | 0.00097009 | 8.2788e-09
[35 empty] | WLDFR | HFTD - Distribution - Tier 3 - 4QU CoRE ¦ 4QU LoRE | 2037 | 0.33873 | 0.00073421 | 0.030394 | 0 | 0.030394 | 0.00073421 | 0.030394 | 0 | 0.030394 | 0.010295 | 0.010295 | 0.00073421 | 0.0002487 | 0.030394 | 0.010295 | 0 | 0 | 0.030394 | 0.010295 | [22 empty] | WLDFR | HFTD - Distribution - Tier 2 - 2QU CoRE ¦ 1QU LoRE | Non-Red Flag Warning - Small Fires | 2037 | 7.7681e-06 | 7.7681e-06 | 0.087211 | 0.040679 | 0.0017655 | 0.044766 | 0 | 0 | 0.0092616 | 6.7747e-07 | 0 | 6.7747e-07 | 6.7747e-07 | 0 | 6.7747e-07 | [22 empty] | 7.3.3.17.5 (Remote Grid) Updates to grid topology to minimize risk of ignition in HFTDs Remote GridWLDFREquipment / facility failureAggregated | WLDFR | HFTD - Distribution - Tier 2 - 1QU CoRE ¦ 2QU LoRE | Non-Red Flag Warning - Large Fires | Equipment / facility failure | Aggregated | 2037 | 8.5341e-06 | 353.5334 | 0.0030171 | 2037 | Mitigation | 0.95 | 45 | 0 | esc | 0.00097009 | 8.2788e-09 | 0.00097009 | 8.2788e-09
[35 empty] | WLDFR | HFTD - Distribution - Tier 3 - 4QU CoRE ¦ 4QU LoRE | 2038 | 0.31657 | 0.00073421 | 0.031886 | 0 | 0.031886 | 0.00073421 | 0.031886 | 0 | 0.031886 | 0.010094 | 0.010094 | 0.00073421 | 0.00023243 | 0.031886 | 0.010094 | 0 | 0 | 0.031886 | 0.010094 | [22 empty] | WLDFR | HFTD - Distribution - Tier 2 - 2QU CoRE ¦ 1QU LoRE | Non-Red Flag Warning - Small Fires | 2038 | 7.7681e-06 | 7.7681e-06 | 0.091184 | 0.042438 | 0.0018418 | 0.046905 | 0 | 0 | 0.0092616 | 7.0833e-07 | 0 | 7.0833e-07 | 7.0833e-07 | 0 | 7.0833e-07 | [22 empty] | 7.3.3.17.5 (Remote Grid) Updates to grid topology to minimize risk of ignition in HFTDs Remote GridWLDFREquipment / facility failureAggregated | WLDFR | HFTD - Distribution - Tier 2 - 1QU CoRE ¦ 2QU LoRE | Non-Red Flag Warning - Large Fires | Equipment / facility failure | Aggregated | 2038 | 8.5341e-06 | 353.5334 | 0.0030171 | 2038 | Mitigation | 0.95 | 45 | 0 | esc | 0.00097009 | 8.2788e-09 | 0.00097009 | 8.2788e-09
[35 empty] | WLDFR | HFTD - Distribution - Tier 3 - 4QU CoRE ¦ 4QU LoRE | 2039 | 0.29586 | 0.00073421 | 0.031886 | 0 | 0.031886 | 0.00073421 | 0.031886 | 0 | 0.031886 | 0.0094339 | 0.0094339 | 0.00073421 | 0.00021723 | 0.031886 | 0.0094339 | 0 | 0 | 0.031886 | 0.0094339 | [22 empty] | WLDFR | HFTD - Distribution - Tier 2 - 2QU CoRE ¦ 1QU LoRE | Non-Red Flag Warning - Small Fires | 2039 | 7.7681e-06 | 7.7681e-06 | 0.091184 | 0.042438 | 0.0018418 | 0.046905 | 0 | 0 | 0.0092616 | 7.0833e-07 | 0 | 7.0833e-07 | 7.0833e-07 | 0 | 7.0833e-07 | [22 empty] | 7.3.3.17.5 (Remote Grid) Updates to grid topology to minimize risk of ignition in HFTDs Remote GridWLDFREquipment / facility failureAggregated | WLDFR | HFTD - Distribution - Tier 2 - 1QU CoRE ¦ 2QU LoRE | Non-Red Flag Warning - Large Fires | Equipment / facility failure | Aggregated | 2039 | 8.5341e-06 | 353.5334 | 0.0030171 | 2039 | Mitigation | 0.95 | 45 | 0 | esc | 0.00097009 | 8.2788e-09 | 0.00097009 | 8.2788e-09
[35 empty] | WLDFR | HFTD - Distribution - Tier 3 - 4QU CoRE ¦ 4QU LoRE | 2040 | 0.27651 | 0.00073421 | 0.031886 | 0 | 0.031886 | 0.00073421 | 0.031886 | 0 | 0.031886 | 0.0088168 | 0.0088168 | 0.00073421 | 0.00020302 | 0.031886 | 0.0088168 | 0 | 0 | 0.031886 | 0.0088168 | [22 empty] | WLDFR | HFTD - Distribution - Tier 2 - 2QU CoRE ¦ 1QU LoRE | Non-Red Flag Warning - Small Fires | 2040 | 7.7681e-06 | 7.7681e-06 | 0.091184 | 0.042438 | 0.0018418 | 0.046905 | 0 | 0 | 0.0092616 | 7.0833e-07 | 0 | 7.0833e-07 | 7.0833e-07 | 0 | 7.0833e-07 | [22 empty] | 7.3.3.17.5 (Remote Grid) Updates to grid topology to minimize risk of ignition in HFTDs Remote GridWLDFREquipment / facility failureAggregated | WLDFR | HFTD - Distribution - Tier 2 - 1QU CoRE ¦ 2QU LoRE | Non-Red Flag Warning - Large Fires | Equipment / facility failure | Aggregated | 2040 | 8.5341e-06 | 353.5334 | 0.0030171 | 2040 | Mitigation | 0.95 | 45 | 0 | esc | 0.00097009 | 8.2788e-09 | 0.00097009 | 8.2788e-09
[35 empty] | WLDFR | HFTD - Distribution - Tier 3 - 4QU CoRE ¦ 4QU LoRE | 2041 | 0.25842 | 0.00073421 | 0.031886 | 0 | 0.031886 | 0.00073421 | 0.031886 | 0 | 0.031886 | 0.00824 | 0.00824 | 0.00073421 | 0.00018973 | 0.031886 | 0.00824 | 0 | 0 | 0.031886 | 0.00824 | [22 empty] | WLDFR | HFTD - Distribution - Tier 2 - 2QU CoRE ¦ 1QU LoRE | Non-Red Flag Warning - Small Fires | 2041 | 7.7681e-06 | 7.7681e-06 | 0.091184 | 0.042438 | 0.0018418 | 0.046905 | 0 | 0 | 0.0092616 | 7.0833e-07 | 0 | 7.0833e-07 | 7.0833e-07 | 0 | 7.0833e-07 | [22 empty] | 7.3.3.17.5 (Remote Grid) Updates to grid topology to minimize risk of ignition in HFTDs Remote GridWLDFREquipment / facility failureAggregated | WLDFR | HFTD - Distribution - Tier 2 - 1QU CoRE ¦ 2QU LoRE | Non-Red Flag Warning - Large Fires | Equipment / facility failure | Aggregated | 2041 | 8.5341e-06 | 353.5334 | 0.0030171 | 2041 | Mitigation | 0.95 | 45 | 0 | esc | 0.00097009 | 8.2788e-09 | 0.00097009 | 8.2788e-09
[35 empty] | WLDFR | HFTD - Distribution - Tier 3 - 4QU CoRE ¦ 4QU LoRE | 2042 | 0.24151 | 0.00073421 | 0.031886 | 0 | 0.031886 | 0.00073421 | 0.031886 | 0 | 0.031886 | 0.0077009 | 0.0077009 | 0.00073421 | 0.00017732 | 0.031886 | 0.0077009 | 0 | 0 | 0.031886 | 0.0077009 | [22 empty] | WLDFR | HFTD - Distribution - Tier 2 - 2QU CoRE ¦ 1QU LoRE | Non-Red Flag Warning - Small Fires | 2042 | 7.7681e-06 | 7.7681e-06 | 0.091184 | 0.042438 | 0.0018418 | 0.046905 | 0 | 0 | 0.0092616 | 7.0833e-07 | 0 | 7.0833e-07 | 7.0833e-07 | 0 | 7.0833e-07 | [22 empty] | 7.3.3.17.5 (Remote Grid) Updates to grid topology to minimize risk of ignition in HFTDs Remote GridWLDFREquipment / facility failureAggregated | WLDFR | HFTD - Distribution - Tier 2 - 1QU CoRE ¦ 2QU LoRE | Non-Red Flag Warning - Large Fires | Equipment / facility failure | Aggregated | 2042 | 8.5341e-06 | 353.5334 | 0.0030171 | 2042 | Mitigation | 0.95 | 45 | 0 | esc | 0.00097009 | 8.2788e-09 | 0.00097009 | 8.2788e-09
[35 empty] | WLDFR | HFTD - Distribution - Tier 3 - 4QU CoRE ¦ 4QU LoRE | 2043 | 0.22571 | 0.00073421 | 0.033476 | 0 | 0.033476 | 0.00073421 | 0.033476 | 0 | 0.033476 | 0.007556 | 0.007556 | 0.00073421 | 0.00016572 | 0.033476 | 0.007556 | 0 | 0 | 0.033476 | 0.007556 | [22 empty] | WLDFR | HFTD - Distribution - Tier 2 - 2QU CoRE ¦ 1QU LoRE | Non-Red Flag Warning - Small Fires | 2043 | 7.7681e-06 | 7.7681e-06 | 0.095486 | 0.044306 | 0.0019228 | 0.049257 | 0 | 0 | 0.0092616 | 7.4174e-07 | 0 | 7.4174e-07 | 7.4174e-07 | 0 | 7.4174e-07 | [22 empty] | 7.3.3.17.5 (Remote Grid) Updates to grid topology to minimize risk of ignition in HFTDs Remote GridWLDFREquipment / facility failureAggregated | WLDFR | HFTD - Distribution - Tier 2 - 1QU CoRE ¦ 2QU LoRE | Non-Red Flag Warning - Large Fires | Equipment / facility failure | Aggregated | 2043 | 8.5341e-06 | 353.5334 | 0.0030171 | 2043 | Mitigation | 0.95 | 45 | 0 | esc | 0.00097009 | 8.2788e-09 | 0.00097009 | 8.2788e-09
[35 empty] | WLDFR | HFTD - Distribution - Tier 3 - 4QU CoRE ¦ 4QU LoRE | 2044 | 0.21095 | 0.00073421 | 0.033476 | 0 | 0.033476 | 0.00073421 | 0.033476 | 0 | 0.033476 | 0.0070617 | 0.0070617 | 0.00073421 | 0.00015488 | 0.033476 | 0.0070617 | 0 | 0 | 0.033476 | 0.0070617 | [22 empty] | WLDFR | HFTD - Distribution - Tier 2 - 2QU CoRE ¦ 1QU LoRE | Non-Red Flag Warning - Small Fires | 2044 | 7.7681e-06 | 7.7681e-06 | 0.095486 | 0.044306 | 0.0019228 | 0.049257 | 0 | 0 | 0.0092616 | 7.4174e-07 | 0 | 7.4174e-07 | 7.4174e-07 | 0 | 7.4174e-07 | [22 empty] | 7.3.3.17.5 (Remote Grid) Updates to grid topology to minimize risk of ignition in HFTDs Remote GridWLDFREquipment / facility failureAggregated | WLDFR | HFTD - Distribution - Tier 2 - 1QU CoRE ¦ 2QU LoRE | Non-Red Flag Warning - Large Fires | Equipment / facility failure | Aggregated | 2044 | 8.5341e-06 | 353.5334 | 0.0030171 | 2044 | Mitigation | 0.95 | 45 | 0 | esc | 0.00097009 | 8.2788e-09 | 0.00097009 | 8.2788e-09
[35 empty] | WLDFR | HFTD - Distribution - Tier 3 - 4QU CoRE ¦ 4QU LoRE | 2045 | 0.19715 | 0.00073421 | 0.033476 | 0 | 0.033476 | 0.00073421 | 0.033476 | 0 | 0.033476 | 0.0065997 | 0.0065997 | 0.00073421 | 0.00014475 | 0.033476 | 0.0065997 | 0 | 0 | 0.033476 | 0.0065997 | [22 empty] | WLDFR | HFTD - Distribution - Tier 2 - 2QU CoRE ¦ 1QU LoRE | Non-Red Flag Warning - Small Fires | 2045 | 7.7681e-06 | 7.7681e-06 | 0.095486 | 0.044306 | 0.0019228 | 0.049257 | 0 | 0 | 0.0092616 | 7.4174e-07 | 0 | 7.4174e-07 | 7.4174e-07 | 0 | 7.4174e-07 | [22 empty] | 7.3.3.17.5 (Remote Grid) Updates to grid topology to minimize risk of ignition in HFTDs Remote GridWLDFREquipment / facility failureAggregated | WLDFR | HFTD - Distribution - Tier 2 - 1QU CoRE ¦ 2QU LoRE | Non-Red Flag Warning - Large Fires | Equipment / facility failure | Aggregated | 2045 | 8.5341e-06 | 353.5334 | 0.0030171 | 2045 | Mitigation | 0.95 | 45 | 0 | esc | 0.00097009 | 8.2788e-09 | 0.00097009 | 8.2788e-09
[35 empty] | WLDFR | HFTD - Distribution - Tier 3 - 4QU CoRE ¦ 4QU LoRE | 2046 | 0.18425 | 0.00073421 | 0.033476 | 0 | 0.033476 | 0.00073421 | 0.033476 | 0 | 0.033476 | 0.0061679 | 0.0061679 | 0.00073421 | 0.00013528 | 0.033476 | 0.0061679 | 0 | 0 | 0.033476 | 0.0061679 | [22 empty] | WLDFR | HFTD - Distribution - Tier 2 - 2QU CoRE ¦ 1QU LoRE | Non-Red Flag Warning - Small Fires | 2046 | 7.7681e-06 | 7.7681e-06 | 0.095486 | 0.044306 | 0.0019228 | 0.049257 | 0 | 0 | 0.0092616 | 7.4174e-07 | 0 | 7.4174e-07 | 7.4174e-07 | 0 | 7.4174e-07 | [22 empty] | 7.3.3.17.5 (Remote Grid) Updates to grid topology to minimize risk of ignition in HFTDs Remote GridWLDFREquipment / facility failureAggregated | WLDFR | HFTD - Distribution - Tier 2 - 1QU CoRE ¦ 2QU LoRE | Non-Red Flag Warning - Large Fires | Equipment / facility failure | Aggregated | 2046 | 8.5341e-06 | 353.5334 | 0.0030171 | 2046 | Mitigation | 0.95 | 45 | 0 | esc | 0.00097009 | 8.2788e-09 | 0.00097009 | 8.2788e-09
[35 empty] | WLDFR | HFTD - Distribution - Tier 3 - 4QU CoRE ¦ 4QU LoRE | 2047 | 0.1722 | 0.00073421 | 0.033476 | 0 | 0.033476 | 0.00073421 | 0.033476 | 0 | 0.033476 | 0.0057644 | 0.0057644 | 0.00073421 | 0.00012643 | 0.033476 | 0.0057644 | 0 | 0 | 0.033476 | 0.0057644 | [22 empty] | WLDFR | HFTD - Distribution - Tier 2 - 2QU CoRE ¦ 1QU LoRE | Non-Red Flag Warning - Small Fires | 2047 | 7.7681e-06 | 7.7681e-06 | 0.095486 | 0.044306 | 0.0019228 | 0.049257 | 0 | 0 | 0.0092616 | 7.4174e-07 | 0 | 7.4174e-07 | 7.4174e-07 | 0 | 7.4174e-07 | [22 empty] | 7.3.3.17.5 (Remote Grid) Updates to grid topology to minimize risk of ignition in HFTDs Remote GridWLDFREquipment / facility failureAggregated | WLDFR | HFTD - Distribution - Tier 2 - 1QU CoRE ¦ 2QU LoRE | Non-Red Flag Warning - Large Fires | Equipment / facility failure | Aggregated | 2047 | 8.5341e-06 | 353.5334 | 0.0030171 | 2047 | Mitigation | 0.95 | 45 | 0 | esc | 0.00097009 | 8.2788e-09 | 0.00097009 | 8.2788e-09
[35 empty] | WLDFR | HFTD - Distribution - Tier 3 - 4QU CoRE ¦ 4QU LoRE | 2048 | 0.16093 | 0.00073421 | 0.035143 | 0 | 0.035143 | 0.00073421 | 0.035143 | 0 | 0.035143 | 0.0056555 | 0.0056555 | 0.00073421 | 0.00011816 | 0.035143 | 0.0056555 | 0 | 0 | 0.035143 | 0.0056555 | [22 empty] | WLDFR | HFTD - Distribution - Tier 2 - 2QU CoRE ¦ 1QU LoRE | Non-Red Flag Warning - Small Fires | 2048 | 7.7681e-06 | 7.7681e-06 | 0.10007 | 0.04626 | 0.0020076 | 0.051804 | 0 | 0 | 0.0092616 | 7.7737e-07 | 0 | 7.7737e-07 | 7.7737e-07 | 0 | 7.7737e-07 | [22 empty] | 7.3.3.17.5 (Remote Grid) Updates to grid topology to minimize risk of ignition in HFTDs Remote GridWLDFREquipment / facility failureAggregated | WLDFR | HFTD - Distribution - Tier 2 - 1QU CoRE ¦ 2QU LoRE | Non-Red Flag Warning - Large Fires | Equipment / facility failure | Aggregated | 2048 | 8.5341e-06 | 353.5334 | 0.0030171 | 2048 | Mitigation | 0.95 | 45 | 0 | esc | 0.00097009 | 8.2788e-09 | 0.00097009 | 8.2788e-09
[35 empty] | WLDFR | HFTD - Distribution - Tier 3 - 4QU CoRE ¦ 4QU LoRE | 2049 | 0.1504 | 0.00073421 | 0.035143 | 0 | 0.035143 | 0.00073421 | 0.035143 | 0 | 0.035143 | 0.0052855 | 0.0052855 | 0.00073421 | 0.00011043 | 0.035143 | 0.0052855 | 0 | 0 | 0.035143 | 0.0052855 | [22 empty] | WLDFR | HFTD - Distribution - Tier 2 - 2QU CoRE ¦ 1QU LoRE | Non-Red Flag Warning - Small Fires | 2049 | 7.7681e-06 | 7.7681e-06 | 0.10007 | 0.04626 | 0.0020076 | 0.051804 | 0 | 0 | 0.0092616 | 7.7737e-07 | 0 | 7.7737e-07 | 7.7737e-07 | 0 | 7.7737e-07 | [22 empty] | 7.3.3.17.5 (Remote Grid) Updates to grid topology to minimize risk of ignition in HFTDs Remote GridWLDFREquipment / facility failureAggregated | WLDFR | HFTD - Distribution - Tier 2 - 1QU CoRE ¦ 2QU LoRE | Non-Red Flag Warning - Large Fires | Equipment / facility failure | Aggregated | 2049 | 8.5341e-06 | 353.5334 | 0.0030171 | 2049 | Mitigation | 0.95 | 45 | 0 | esc | 0.00097009 | 8.2788e-09 | 0.00097009 | 8.2788e-09
[35 empty] | WLDFR | HFTD - Distribution - Tier 3 - 4QU CoRE ¦ 4QU LoRE | 2050 | 0.14056 | 0.00073421 | 0.035143 | 0 | 0.035143 | 0.00073421 | 0.035143 | 0 | 0.035143 | 0.0049397 | 0.0049397 | 0.00073421 | 0.0001032 | 0.035143 | 0.0049397 | 0 | 0 | 0.035143 | 0.0049397 | [22 empty] | WLDFR | HFTD - Distribution - Tier 2 - 2QU CoRE ¦ 1QU LoRE | Non-Red Flag Warning - Small Fires | 2050 | 7.7681e-06 | 7.7681e-06 | 0.10007 | 0.04626 | 0.0020076 | 0.051804 | 0 | 0 | 0.0092616 | 7.7737e-07 | 0 | 7.7737e-07 | 7.7737e-07 | 0 | 7.7737e-07 | [22 empty] | 7.3.3.17.5 (Remote Grid) Updates to grid topology to minimize risk of ignition in HFTDs Remote GridWLDFREquipment / facility failureAggregated | WLDFR | HFTD - Distribution - Tier 2 - 1QU CoRE ¦ 2QU LoRE | Non-Red Flag Warning - Large Fires | Equipment / facility failure | Aggregated | 2050 | 8.5341e-06 | 353.5334 | 0.0030171 | 2050 | Mitigation | 0.95 | 45 | 0 | esc | 0.00097009 | 8.2788e-09 | 0.00097009 | 8.2788e-09
[35 empty] | WLDFR | HFTD - Distribution - Tier 3 - 4QU CoRE ¦ 4QU LoRE | 2051 | 0.13137 | 0.00073421 | 0.035143 | 0 | 0.035143 | 0.00073421 | 0.035143 | 0 | 0.035143 | 0.0046166 | 0.0046166 | 0.00073421 | 9.6451e-05 | 0.035143 | 0.0046166 | 0 | 0 | 0.035143 | 0.0046166 | [22 empty] | WLDFR | HFTD - Distribution - Tier 2 - 2QU CoRE ¦ 1QU LoRE | Non-Red Flag Warning - Small Fires | 2051 | 7.7681e-06 | 7.7681e-06 | 0.10007 | 0.04626 | 0.0020076 | 0.051804 | 0 | 0 | 0.0092616 | 7.7737e-07 | 0 | 7.7737e-07 | 7.7737e-07 | 0 | 7.7737e-07 | [22 empty] | 7.3.3.17.5 (Remote Grid) Updates to grid topology to minimize risk of ignition in HFTDs Remote GridWLDFREquipment / facility failureAggregated | WLDFR | HFTD - Distribution - Tier 2 - 1QU CoRE ¦ 2QU LoRE | Non-Red Flag Warning - Large Fires | Equipment / facility failure | Aggregated | 2051 | 8.5341e-06 | 353.5334 | 0.0030171 | 2051 | Mitigation | 0.95 | 45 | 0 | esc | 0.00097009 | 8.2788e-09 | 0.00097009 | 8.2788e-09
[35 empty] | WLDFR | HFTD - Distribution - Tier 3 - 4QU CoRE ¦ 4QU LoRE | 2052 | 0.12277 | 0.00073421 | 0.035143 | 0 | 0.035143 | 0.00073421 | 0.035143 | 0 | 0.035143 | 0.0043146 | 0.0043146 | 0.00073421 | 9.0141e-05 | 0.035143 | 0.0043146 | 0 | 0 | 0.035143 | 0.0043146 | [22 empty] | WLDFR | HFTD - Distribution - Tier 2 - 2QU CoRE ¦ 1QU LoRE | Non-Red Flag Warning - Small Fires | 2052 | 7.7681e-06 | 7.7681e-06 | 0.10007 | 0.04626 | 0.0020076 | 0.051804 | 0 | 0 | 0.0092616 | 7.7737e-07 | 0 | 7.7737e-07 | 7.7737e-07 | 0 | 7.7737e-07 | [22 empty] | 7.3.3.17.5 (Remote Grid) Updates to grid topology to minimize risk of ignition in HFTDs Remote GridWLDFREquipment / facility failureAggregated | WLDFR | HFTD - Distribution - Tier 2 - 1QU CoRE ¦ 2QU LoRE | Non-Red Flag Warning - Large Fires | Equipment / facility failure | Aggregated | 2052 | 8.5341e-06 | 353.5334 | 0.0030171 | 2052 | Mitigation | 0.95 | 45 | 0 | esc | 0.00097009 | 8.2788e-09 | 0.00097009 | 8.2788e-09
[35 empty] | WLDFR | HFTD - Distribution - Tier 3 - 4QU CoRE ¦ 4QU LoRE | 2053 | 0.11474 | 0.00073421 | 0.036865 | 0 | 0.036865 | 0.00073421 | 0.036865 | 0 | 0.036865 | 0.0042299 | 0.0042299 | 0.00073421 | 8.4244e-05 | 0.036865 | 0.0042299 | 0 | 0 | 0.036865 | 0.0042299 | [22 empty] | WLDFR | HFTD - Distribution - Tier 2 - 2QU CoRE ¦ 1QU LoRE | Non-Red Flag Warning - Small Fires | 2053 | 7.7681e-06 | 7.7681e-06 | 0.10489 | 0.048274 | 0.002095 | 0.054525 | 0 | 0 | 0.0092616 | 8.1483e-07 | 0 | 8.1483e-07 | 8.1483e-07 | 0 | 8.1483e-07 | [22 empty] | 7.3.3.17.5 (Remote Grid) Updates to grid topology to minimize risk of ignition in HFTDs Remote GridWLDFREquipment / facility failureAggregated | WLDFR | HFTD - Distribution - Tier 2 - 1QU CoRE ¦ 2QU LoRE | Non-Red Flag Warning - Large Fires | Equipment / facility failure | Aggregated | 2053 | 8.5341e-06 | 353.5334 | 0.0030171 | 2053 | Mitigation | 0.95 | 45 | 0 | esc | 0.00097009 | 8.2788e-09 | 0.00097009 | 8.2788e-09
[35 empty] | WLDFR | HFTD - Distribution - Tier 3 - 4QU CoRE ¦ 4QU LoRE | 2054 | 0.10723 | 0.00073421 | 0.036865 | 0 | 0.036865 | 0.00073421 | 0.036865 | 0 | 0.036865 | 0.0039532 | 0.0039532 | 0.00073421 | 7.8733e-05 | 0.036865 | 0.0039532 | 0 | 0 | 0.036865 | 0.0039532 | [22 empty] | WLDFR | HFTD - Distribution - Tier 2 - 2QU CoRE ¦ 1QU LoRE | Non-Red Flag Warning - Small Fires | 2054 | 7.7681e-06 | 7.7681e-06 | 0.10489 | 0.048274 | 0.002095 | 0.054525 | 0 | 0 | 0.0092616 | 8.1483e-07 | 0 | 8.1483e-07 | 8.1483e-07 | 0 | 8.1483e-07 | [22 empty] | 7.3.3.17.5 (Remote Grid) Updates to grid topology to minimize risk of ignition in HFTDs Remote GridWLDFREquipment / facility failureAggregated | WLDFR | HFTD - Distribution - Tier 2 - 1QU CoRE ¦ 2QU LoRE | Non-Red Flag Warning - Large Fires | Equipment / facility failure | Aggregated | 2054 | 8.5341e-06 | 353.5334 | 0.0030171 | 2054 | Mitigation | 0.95 | 45 | 0 | esc | 0.00097009 | 8.2788e-09 | 0.00097009 | 8.2788e-09
[35 empty] | WLDFR | HFTD - Distribution - Tier 3 - 4QU CoRE ¦ 4QU LoRE | 2055 | 0.10022 | 0.00073421 | 0.036865 | 0 | 0.036865 | 0.00073421 | 0.036865 | 0 | 0.036865 | 0.0036946 | 0.0036946 | 0.00073421 | 7.3582e-05 | 0.036865 | 0.0036946 | 0 | 0 | 0.036865 | 0.0036946 | [22 empty] | WLDFR | HFTD - Distribution - Tier 2 - 2QU CoRE ¦ 1QU LoRE | Non-Red Flag Warning - Small Fires | 2055 | 7.7681e-06 | 7.7681e-06 | 0.10489 | 0.048274 | 0.002095 | 0.054525 | 0 | 0 | 0.0092616 | 8.1483e-07 | 0 | 8.1483e-07 | 8.1483e-07 | 0 | 8.1483e-07 | [22 empty] | 7.3.3.17.5 (Remote Grid) Updates to grid topology to minimize risk of ignition in HFTDs Remote GridWLDFREquipment / facility failureAggregated | WLDFR | HFTD - Distribution - Tier 2 - 1QU CoRE ¦ 2QU LoRE | Non-Red Flag Warning - Large Fires | Equipment / facility failure | Aggregated | 2055 | 8.5341e-06 | 353.5334 | 0.0030171 | 2055 | Mitigation | 0.95 | 45 | 0 | esc | 0.00097009 | 8.2788e-09 | 0.00097009 | 8.2788e-09
[35 empty] | WLDFR | HFTD - Distribution - Tier 3 - 4QU CoRE ¦ 4QU LoRE | 2056 | 0.093663 | 0.00073421 | 0.036865 | 0 | 0.036865 | 0.00073421 | 0.036865 | 0 | 0.036865 | 0.0034529 | 0.0034529 | 0.00073421 | 6.8769e-05 | 0.036865 | 0.0034529 | 0 | 0 | 0.036865 | 0.0034529 | [22 empty] | WLDFR | HFTD - Distribution - Tier 2 - 2QU CoRE ¦ 1QU LoRE | Non-Red Flag Warning - Small Fires | 2056 | 7.7681e-06 | 7.7681e-06 | 0.10489 | 0.048274 | 0.002095 | 0.054525 | 0 | 0 | 0.0092616 | 8.1483e-07 | 0 | 8.1483e-07 | 8.1483e-07 | 0 | 8.1483e-07 | [22 empty] | 7.3.3.17.5 (Remote Grid) Updates to grid topology to minimize risk of ignition in HFTDs Remote GridWLDFREquipment / facility failureAggregated | WLDFR | HFTD - Distribution - Tier 2 - 1QU CoRE ¦ 2QU LoRE | Non-Red Flag Warning - Large Fires | Equipment / facility failure | Aggregated | 2056 | 8.5341e-06 | 353.5334 | 0.0030171 | 2056 | Mitigation | 0.95 | 45 | 0 | esc | 0.00097009 | 8.2788e-09 | 0.00097009 | 8.2788e-09
[35 empty] | WLDFR | HFTD - Distribution - Tier 3 - 4QU CoRE ¦ 4QU LoRE | 2057 | 0.087535 | 0.00073421 | 0.036865 | 0 | 0.036865 | 0.00073421 | 0.036865 | 0 | 0.036865 | 0.003227 | 0.003227 | 0.00073421 | 6.427e-05 | 0.036865 | 0.003227 | 0 | 0 | 0.036865 | 0.003227 | [22 empty] | WLDFR | HFTD - Distribution - Tier 2 - 2QU CoRE ¦ 1QU LoRE | Non-Red Flag Warning - Small Fires | 2057 | 7.7681e-06 | 7.7681e-06 | 0.10489 | 0.048274 | 0.002095 | 0.054525 | 0 | 0 | 0.0092616 | 8.1483e-07 | 0 | 8.1483e-07 | 8.1483e-07 | 0 | 8.1483e-07 | [22 empty] | 7.3.3.17.5 (Remote Grid) Updates to grid topology to minimize risk of ignition in HFTDs Remote GridWLDFREquipment / facility failureAggregated | WLDFR | HFTD - Distribution - Tier 2 - 1QU CoRE ¦ 2QU LoRE | Non-Red Flag Warning - Large Fires | Equipment / facility failure | Aggregated | 2057 | 8.5341e-06 | 353.5334 | 0.0030171 | 2057 | Mitigation | 0.95 | 45 | 0 | esc | 0.00097009 | 8.2788e-09 | 0.00097009 | 8.2788e-09
[35 empty] | WLDFR | HFTD - Distribution - Tier 3 - 4QU CoRE ¦ 4QU LoRE | 2058 | 0.081809 | 0.00073421 | 0.038623 | 0 | 0.038623 | 0.00073421 | 0.038623 | 0 | 0.038623 | 0.0031597 | 0.0031597 | 0.00073421 | 6.0065e-05 | 0.038623 | 0.0031597 | 0 | 0 | 0.038623 | 0.0031597 | [22 empty] | WLDFR | HFTD - Distribution - Tier 2 - 2QU CoRE ¦ 1QU LoRE | Non-Red Flag Warning - Small Fires | 2058 | 7.7681e-06 | 7.7681e-06 | 0.1099 | 0.050325 | 0.0021839 | 0.057393 | 0 | 0 | 0.0092616 | 8.5374e-07 | 0 | 8.5374e-07 | 8.5374e-07 | 0 | 8.5374e-07 | [22 empty] | 7.3.3.17.5 (Remote Grid) Updates to grid topology to minimize risk of ignition in HFTDs Remote GridWLDFREquipment / facility failureAggregated | WLDFR | HFTD - Distribution - Tier 2 - 1QU CoRE ¦ 2QU LoRE | Non-Red Flag Warning - Large Fires | Equipment / facility failure | Aggregated | 2058 | 8.5341e-06 | 353.5334 | 0.0030171 | 2058 | Mitigation | 0.95 | 45 | 0 | esc | 0.00097009 | 8.2788e-09 | 0.00097009 | 8.2788e-09
[35 empty] | WLDFR | HFTD - Distribution - Tier 3 - 4QU CoRE ¦ 4QU LoRE | 2059 | 0.076457 | 0.00073421 | 0.038623 | 0 | 0.038623 | 0.00073421 | 0.038623 | 0 | 0.038623 | 0.002953 | 0.002953 | 0.00073421 | 5.6136e-05 | 0.038623 | 0.002953 | 0 | 0 | 0.038623 | 0.002953 | [22 empty] | WLDFR | HFTD - Distribution - Tier 2 - 2QU CoRE ¦ 1QU LoRE | Non-Red Flag Warning - Small Fires | 2059 | 7.7681e-06 | 7.7681e-06 | 0.1099 | 0.050325 | 0.0021839 | 0.057393 | 0 | 0 | 0.0092616 | 8.5374e-07 | 0 | 8.5374e-07 | 8.5374e-07 | 0 | 8.5374e-07 | [22 empty] | 7.3.3.17.5 (Remote Grid) Updates to grid topology to minimize risk of ignition in HFTDs Remote GridWLDFREquipment / facility failureAggregated | WLDFR | HFTD - Distribution - Tier 2 - 1QU CoRE ¦ 2QU LoRE | Non-Red Flag Warning - Large Fires | Equipment / facility failure | Aggregated | 2059 | 8.5341e-06 | 353.5334 | 0.0030171 | 2059 | Mitigation | 0.95 | 45 | 0 | esc | 0.00097009 | 8.2788e-09 | 0.00097009 | 8.2788e-09
[35 empty] | WLDFR | HFTD - Distribution - Tier 3 - 4QU CoRE ¦ 4QU LoRE | 2060 | 0.071455 | 0.00073421 | 0.038623 | 0 | 0.038623 | 0.00073421 | 0.038623 | 0 | 0.038623 | 0.0027598 | 0.0027598 | 0.00073421 | 5.2463e-05 | 0.038623 | 0.0027598 | 0 | 0 | 0.038623 | 0.0027598 | [22 empty] | WLDFR | HFTD - Distribution - Tier 2 - 2QU CoRE ¦ 1QU LoRE | Non-Red Flag Warning - Small Fires | 2060 | 7.7681e-06 | 7.7681e-06 | 0.1099 | 0.050325 | 0.0021839 | 0.057393 | 0 | 0 | 0.0092616 | 8.5374e-07 | 0 | 8.5374e-07 | 8.5374e-07 | 0 | 8.5374e-07 | [22 empty] | 7.3.3.17.5 (Remote Grid) Updates to grid topology to minimize risk of ignition in HFTDs Remote GridWLDFREquipment / facility failureAggregated | WLDFR | HFTD - Distribution - Tier 2 - 1QU CoRE ¦ 2QU LoRE | Non-Red Flag Warning - Large Fires | Equipment / facility failure | Aggregated | 2060 | 8.5341e-06 | 353.5334 | 0.0030171 | 2060 | Mitigation | 0.95 | 45 | 0 | esc | 0.00097009 | 8.2788e-09 | 0.00097009 | 8.2788e-09
[35 empty] | WLDFR | HFTD - Distribution - Tier 3 - 4QU CoRE ¦ 4QU LoRE | 2061 | 0.06678 | 0.00073421 | 0.038623 | 0 | 0.038623 | 0.00073421 | 0.038623 | 0 | 0.038623 | 0.0025792 | 0.0025792 | 0.00073421 | 4.9031e-05 | 0.038623 | 0.0025792 | 0 | 0 | 0.038623 | 0.0025792 | [22 empty] | WLDFR | HFTD - Distribution - Tier 2 - 2QU CoRE ¦ 1QU LoRE | Non-Red Flag Warning - Small Fires | 2061 | 7.7681e-06 | 7.7681e-06 | 0.1099 | 0.050325 | 0.0021839 | 0.057393 | 0 | 0 | 0.0092616 | 8.5374e-07 | 0 | 8.5374e-07 | 8.5374e-07 | 0 | 8.5374e-07 | [22 empty] | 7.3.3.17.5 (Remote Grid) Updates to grid topology to minimize risk of ignition in HFTDs Remote GridWLDFREquipment / facility failureAggregated | WLDFR | HFTD - Distribution - Tier 2 - 1QU CoRE ¦ 2QU LoRE | Non-Red Flag Warning - Large Fires | Equipment / facility failure | Aggregated | 2061 | 8.5341e-06 | 353.5334 | 0.0030171 | 2061 | Mitigation | 0.95 | 45 | 0 | esc | 0.00097009 | 8.2788e-09 | 0.00097009 | 8.2788e-09
[35 empty] | WLDFR | HFTD - Distribution - Tier 3 - 4QU CoRE ¦ 4QU LoRE | 2062 | 0.062412 | 0.00073421 | 0.038623 | 0 | 0.038623 | 0.00073421 | 0.038623 | 0 | 0.038623 | 0.0024105 | 0.0024105 | 0.00073421 | 4.5823e-05 | 0.038623 | 0.0024105 | 0 | 0 | 0.038623 | 0.0024105 | [22 empty] | WLDFR | HFTD - Distribution - Tier 2 - 2QU CoRE ¦ 1QU LoRE | Non-Red Flag Warning - Small Fires | 2062 | 7.7681e-06 | 7.7681e-06 | 0.1099 | 0.050325 | 0.0021839 | 0.057393 | 0 | 0 | 0.0092616 | 8.5374e-07 | 0 | 8.5374e-07 | 8.5374e-07 | 0 | 8.5374e-07 | [22 empty] | 7.3.3.17.5 (Remote Grid) Updates to grid topology to minimize risk of ignition in HFTDs Remote GridWLDFREquipment / facility failureAggregated | WLDFR | HFTD - Distribution - Tier 2 - 1QU CoRE ¦ 2QU LoRE | Non-Red Flag Warning - Large Fires | Equipment / facility failure | Aggregated | 2062 | 8.5341e-06 | 353.5334 | 0.0030171 | 2062 | Mitigation | 0.95 | 45 | 0 | esc | 0.00097009 | 8.2788e-09 | 0.00097009 | 8.2788e-09
[35 empty] | WLDFR | HFTD - Distribution - Tier 3 - 4QU CoRE ¦ 4QU LoRE | 2063 | 0.058329 | 0.00073421 | 0.040394 | 0 | 0.040394 | 0.00073421 | 0.040394 | 0 | 0.040394 | 0.0023561 | 0.0023561 | 0.00073421 | 4.2826e-05 | 0.040394 | 0.0023561 | 0 | 0 | 0.040394 | 0.0023561 | [22 empty] | WLDFR | HFTD - Distribution - Tier 2 - 2QU CoRE ¦ 1QU LoRE | Non-Red Flag Warning - Small Fires | 2063 | 7.7681e-06 | 7.7681e-06 | 0.11504 | 0.052388 | 0.0022734 | 0.060377 | 0 | 0 | 0.0092616 | 8.9363e-07 | 0 | 8.9363e-07 | 8.9363e-07 | 0 | 8.9363e-07 | [22 empty] | 7.3.3.17.5 (Remote Grid) Updates to grid topology to minimize risk of ignition in HFTDs Remote GridWLDFREquipment / facility failureAggregated | WLDFR | HFTD - Distribution - Tier 2 - 1QU CoRE ¦ 2QU LoRE | Non-Red Flag Warning - Large Fires | Equipment / facility failure | Aggregated | 2063 | 8.5341e-06 | 353.5334 | 0.0030171 | 2063 | Mitigation | 0.95 | 45 | 0 | esc | 0.00097009 | 8.2788e-09 | 0.00097009 | 8.2788e-09
[35 empty] | WLDFR | HFTD - Distribution - Tier 3 - 4QU CoRE ¦ 4QU LoRE | 2064 | 0.054513 | 0.00073421 | 0.040394 | 0 | 0.040394 | 0.00073421 | 0.040394 | 0 | 0.040394 | 0.002202 | 0.002202 | 0.00073421 | 4.0024e-05 | 0.040394 | 0.002202 | 0 | 0 | 0.040394 | 0.002202 | [22 empty] | WLDFR | HFTD - Distribution - Tier 2 - 2QU CoRE ¦ 1QU LoRE | Non-Red Flag Warning - Small Fires | 2064 | 7.7681e-06 | 7.7681e-06 | 0.11504 | 0.052388 | 0.0022734 | 0.060377 | 0 | 0 | 0.0092616 | 8.9363e-07 | 0 | 8.9363e-07 | 8.9363e-07 | 0 | 8.9363e-07 | [22 empty] | 7.3.3.17.5 (Remote Grid) Updates to grid topology to minimize risk of ignition in HFTDs Remote GridWLDFREquipment / facility failureAggregated | WLDFR | HFTD - Distribution - Tier 2 - 1QU CoRE ¦ 2QU LoRE | Non-Red Flag Warning - Large Fires | Equipment / facility failure | Aggregated | 2064 | 8.5341e-06 | 353.5334 | 0.0030171 | 2064 | Mitigation | 0.95 | 45 | 0 | esc | 0.00097009 | 8.2788e-09 | 0.00097009 | 8.2788e-09
[35 empty] | WLDFR | HFTD - Distribution - Tier 3 - 4QU CoRE ¦ 4QU LoRE | 2065 | 0.050946 | 0.00073421 | 0.040394 | 0 | 0.040394 | 0.00073421 | 0.040394 | 0 | 0.040394 | 0.0020579 | 0.0020579 | 0.00073421 | 3.7406e-05 | 0.040394 | 0.0020579 | 0 | 0 | 0.040394 | 0.0020579 | [22 empty] | WLDFR | HFTD - Distribution - Tier 2 - 2QU CoRE ¦ 1QU LoRE | Non-Red Flag Warning - Small Fires | 2065 | 7.7681e-06 | 7.7681e-06 | 0.11504 | 0.052388 | 0.0022734 | 0.060377 | 0 | 0 | 0.0092616 | 8.9363e-07 | 0 | 8.9363e-07 | 8.9363e-07 | 0 | 8.9363e-07 | [22 empty] | 7.3.3.17.5 (Remote Grid) Updates to grid topology to minimize risk of ignition in HFTDs Remote GridWLDFREquipment / facility failureAggregated | WLDFR | HFTD - Distribution - Tier 2 - 1QU CoRE ¦ 2QU LoRE | Non-Red Flag Warning - Large Fires | Equipment / facility failure | Aggregated | 2065 | 8.5341e-06 | 353.5334 | 0.0030171 | 2065 | Mitigation | 0.95 | 45 | 0 | esc | 0.00097009 | 8.2788e-09 | 0.00097009 | 8.2788e-09
[35 empty] | WLDFR | HFTD - Distribution - Tier 3 - 4QU CoRE ¦ 4QU LoRE | 2066 | 0.047613 | 0.00073421 | 0.040394 | 0 | 0.040394 | 0.00073421 | 0.040394 | 0 | 0.040394 | 0.0019233 | 0.0019233 | 0.00073421 | 3.4958e-05 | 0.040394 | 0.0019233 | 0 | 0 | 0.040394 | 0.0019233 | [22 empty] | WLDFR | HFTD - Distribution - Tier 2 - 2QU CoRE ¦ 1QU LoRE | Non-Red Flag Warning - Small Fires | 2066 | 7.7681e-06 | 7.7681e-06 | 0.11504 | 0.052388 | 0.0022734 | 0.060377 | 0 | 0 | 0.0092616 | 8.9363e-07 | 0 | 8.9363e-07 | 8.9363e-07 | 0 | 8.9363e-07 | [22 empty] | 7.3.3.17.5 (Remote Grid) Updates to grid topology to minimize risk of ignition in HFTDs Remote GridWLDFREquipment / facility failureAggregated | WLDFR | HFTD - Distribution - Tier 2 - 1QU CoRE ¦ 2QU LoRE | Non-Red Flag Warning - Large Fires | Equipment / facility failure | Aggregated | 2066 | 8.5341e-06 | 353.5334 | 0.0030171 | 2066 | Mitigation | 0.95 | 45 | 0 | esc | 0.00097009 | 8.2788e-09 | 0.00097009 | 8.2788e-09
[35 empty] | WLDFR | HFTD - Distribution - Tier 3 - 4QU CoRE ¦ 4QU LoRE | 2067 | 0.044499 | 0 | 0 | 0 | 0 | 0.00073421 | 0.040394 | 0 | 0.040394 | 0 | 0.0017975 | 0 | 0 | 0 | 0 | 0 | 0 | 0 | 0 | [22 empty] | WLDFR | HFTD - Distribution - Tier 2 - 2QU CoRE ¦ 1QU LoRE | Non-Red Flag Warning - Small Fires | 2067 | 0 | 7.7681e-06 | 0.11504 | 0.052388 | 0.0022734 | 0.060377 | 0 | 0 | 0.0092616 | 0 | 0 | 0 | 8.9363e-07 | 0 | 8.9363e-07 | [22 empty] | 7.3.3.17.5 (Remote Grid) Updates to grid topology to minimize risk of ignition in HFTDs Remote GridWLDFREquipment / facility failureAggregated | WLDFR | HFTD - Distribution - Tier 2 - 1QU CoRE ¦ 2QU LoRE | Non-Red Flag Warning - Large Fires | Equipment / facility failure | Aggregated | 2067 | 8.5341e-06 | 353.5334 | 0.0030171 | 2067 | Mitigation | 0.95 | 45 | 0 | esc | 0 | 0 | 0.00097009 | 8.2788e-09
[35 empty] | WLDFR | HFTD - Distribution - Tier 3 - 4QU CoRE ¦ 5QU LoRE | 2022 | 0.93458 | 0.00029367 | 0.0099592 | 0 | 0.0099592 | 0 | 0 | 0 | 0 | 0.0093077 | 0 | 0.00029367 | 0.00027445 | 0.0099592 | 0.0093077 | 0 | 0 | 0.0099592 | 0.0093077 | [22 empty] | WLDFR | HFTD - Distribution - Tier 2 - 2QU CoRE ¦ 1QU LoRE | Red Flag Warning - Catastrophic Fires | 2022 | 1.2447e-07 | 0 | 14146.1306 | 222.2294 | 8585.7228 | 5338.1784 | 0 | 0 | 0.0001283 | 0.0017607 | 0 | 0.0017607 | 0 | 0 | 0 | [22 empty] | 7.3.3.17.5 (Remote Grid) Updates to grid topology to minimize risk of ignition in HFTDs Remote GridWLDFRVegetation ContactAggregated | WLDFR | HFTD - Distribution - Tier 2 - 1QU CoRE ¦ 2QU LoRE | Non-Red Flag Warning - Large Fires | Vegetation Contact | Aggregated | 2022 | 2.2888e-05 | 353.5334 | 0.0080916 | 2022 | Mitigation | 0.95 | 45 | 0 | esc | 0.00097009 | 2.2203e-08 | 0 | 0
[35 empty] | WLDFR | HFTD - Distribution - Tier 3 - 4QU CoRE ¦ 5QU LoRE | 2023 | 0.87344 | 0.00029367 | 0.010324 | 0 | 0.010324 | 0.00029367 | 0.010324 | 0 | 0.010324 | 0.0090175 | 0.0090175 | 0.00029367 | 0.0002565 | 0.010324 | 0.0090175 | 0 | 0 | 0.010324 | 0.0090175 | [22 empty] | WLDFR | HFTD - Distribution - Tier 2 - 2QU CoRE ¦ 1QU LoRE | Red Flag Warning - Catastrophic Fires | 2023 | 1.2447e-07 | 1.2447e-07 | 14664.6376 | 233.2301 | 8896.516 | 5534.8915 | 0 | 0 | 0.0001283 | 0.0018252 | 0 | 0.0018252 | 0.0018252 | 0 | 0.0018252 | [22 empty] | 7.3.3.17.5 (Remote Grid) Updates to grid topology to minimize risk of ignition in HFTDs Remote GridWLDFRVegetation ContactAggregated | WLDFR | HFTD - Distribution - Tier 2 - 1QU CoRE ¦ 2QU LoRE | Non-Red Flag Warning - Large Fires | Vegetation Contact | Aggregated | 2023 | 2.2888e-05 | 353.5334 | 0.0080916 | 2023 | Mitigation | 0.95 | 45 | 0 | esc | 0.00097009 | 2.2203e-08 | 0.00097009 | 2.2203e-08
[35 empty] | WLDFR | HFTD - Distribution - Tier 3 - 4QU CoRE ¦ 5QU LoRE | 2024 | 0.8163 | 0.00029367 | 0.010324 | 0 | 0.010324 | 0.00029367 | 0.010324 | 0 | 0.010324 | 0.0084275 | 0.0084275 | 0.00029367 | 0.00023972 | 0.010324 | 0.0084275 | 0 | 0 | 0.010324 | 0.0084275 | [22 empty] | WLDFR | HFTD - Distribution - Tier 2 - 2QU CoRE ¦ 1QU LoRE | Red Flag Warning - Catastrophic Fires | 2024 | 1.2447e-07 | 1.2447e-07 | 14664.6376 | 233.2301 | 8896.516 | 5534.8915 | 0 | 0 | 0.0001283 | 0.0018252 | 0 | 0.0018252 | 0.0018252 | 0 | 0.0018252 | [22 empty] | 7.3.3.17.5 (Remote Grid) Updates to grid topology to minimize risk of ignition in HFTDs Remote GridWLDFRVegetation ContactAggregated | WLDFR | HFTD - Distribution - Tier 2 - 1QU CoRE ¦ 2QU LoRE | Non-Red Flag Warning - Large Fires | Vegetation Contact | Aggregated | 2024 | 2.2888e-05 | 353.5334 | 0.0080916 | 2024 | Mitigation | 0.95 | 45 | 0 | esc | 0.00097009 | 2.2203e-08 | 0.00097009 | 2.2203e-08
[35 empty] | WLDFR | HFTD - Distribution - Tier 3 - 4QU CoRE ¦ 5QU LoRE | 2025 | 0.7629 | 0.00029367 | 0.010324 | 0 | 0.010324 | 0.00029367 | 0.010324 | 0 | 0.010324 | 0.0078762 | 0.0078762 | 0.00029367 | 0.00022404 | 0.010324 | 0.0078762 | 0 | 0 | 0.010324 | 0.0078762 | [22 empty] | WLDFR | HFTD - Distribution - Tier 2 - 2QU CoRE ¦ 1QU LoRE | Red Flag Warning - Catastrophic Fires | 2025 | 1.2447e-07 | 1.2447e-07 | 14664.6376 | 233.2301 | 8896.516 | 5534.8915 | 0 | 0 | 0.0001283 | 0.0018252 | 0 | 0.0018252 | 0.0018252 | 0 | 0.0018252 | [22 empty] | 7.3.3.17.5 (Remote Grid) Updates to grid topology to minimize risk of ignition in HFTDs Remote GridWLDFRVegetation ContactAggregated | WLDFR | HFTD - Distribution - Tier 2 - 1QU CoRE ¦ 2QU LoRE | Non-Red Flag Warning - Large Fires | Vegetation Contact | Aggregated | 2025 | 2.2888e-05 | 353.5334 | 0.0080916 | 2025 | Mitigation | 0.95 | 45 | 0 | esc | 0.00097009 | 2.2203e-08 | 0.00097009 | 2.2203e-08
[35 empty] | WLDFR | HFTD - Distribution - Tier 3 - 4QU CoRE ¦ 5QU LoRE | 2026 | 0.71299 | 0.00029367 | 0.010324 | 0 | 0.010324 | 0.00029367 | 0.010324 | 0 | 0.010324 | 0.0073609 | 0.0073609 | 0.00029367 | 0.00020938 | 0.010324 | 0.0073609 | 0 | 0 | 0.010324 | 0.0073609 | [22 empty] | WLDFR | HFTD - Distribution - Tier 2 - 2QU CoRE ¦ 1QU LoRE | Red Flag Warning - Catastrophic Fires | 2026 | 1.2447e-07 | 1.2447e-07 | 14664.6376 | 233.2301 | 8896.516 | 5534.8915 | 0 | 0 | 0.0001283 | 0.0018252 | 0 | 0.0018252 | 0.0018252 | 0 | 0.0018252 | [22 empty] | 7.3.3.17.5 (Remote Grid) Updates to grid topology to minimize risk of ignition in HFTDs Remote GridWLDFRVegetation ContactAggregated | WLDFR | HFTD - Distribution - Tier 2 - 1QU CoRE ¦ 2QU LoRE | Non-Red Flag Warning - Large Fires | Vegetation Contact | Aggregated | 2026 | 2.2888e-05 | 353.5334 | 0.0080916 | 2026 | Mitigation | 0.95 | 45 | 0 | esc | 0.00097009 | 2.2203e-08 | 0.00097009 | 2.2203e-08
[35 empty] | WLDFR | HFTD - Distribution - Tier 3 - 4QU CoRE ¦ 5QU LoRE | 2027 | 0.66634 | 0.00029367 | 0.010324 | 0 | 0.010324 | 0.00029367 | 0.010324 | 0 | 0.010324 | 0.0068794 | 0.0068794 | 0.00029367 | 0.00019568 | 0.010324 | 0.0068794 | 0 | 0 | 0.010324 | 0.0068794 | [22 empty] | WLDFR | HFTD - Distribution - Tier 2 - 2QU CoRE ¦ 1QU LoRE | Red Flag Warning - Catastrophic Fires | 2027 | 1.2447e-07 | 1.2447e-07 | 14664.6376 | 233.2301 | 8896.516 | 5534.8915 | 0 | 0 | 0.0001283 | 0.0018252 | 0 | 0.0018252 | 0.0018252 | 0 | 0.0018252 | [22 empty] | 7.3.3.17.5 (Remote Grid) Updates to grid topology to minimize risk of ignition in HFTDs Remote GridWLDFRVegetation ContactAggregated | WLDFR | HFTD - Distribution - Tier 2 - 1QU CoRE ¦ 2QU LoRE | Non-Red Flag Warning - Large Fires | Vegetation Contact | Aggregated | 2027 | 2.2888e-05 | 353.5334 | 0.0080916 | 2027 | Mitigation | 0.95 | 45 | 0 | esc | 0.00097009 | 2.2203e-08 | 0.00097009 | 2.2203e-08
[35 empty] | WLDFR | HFTD - Distribution - Tier 3 - 4QU CoRE ¦ 5QU LoRE | 2028 | 0.62275 | 0.00029367 | 0.010784 | 0 | 0.010784 | 0.00029367 | 0.010784 | 0 | 0.010784 | 0.0067157 | 0.0067157 | 0.00029367 | 0.00018288 | 0.010784 | 0.0067157 | 0 | 0 | 0.010784 | 0.0067157 | [22 empty] | WLDFR | HFTD - Distribution - Tier 2 - 2QU CoRE ¦ 1QU LoRE | Red Flag Warning - Catastrophic Fires | 2028 | 1.2447e-07 | 1.2447e-07 | 15317.9909 | 247.273 | 9287.6491 | 5783.0689 | 0 | 0 | 0.0001283 | 0.0019066 | 0 | 0.0019066 | 0.0019066 | 0 | 0.0019066 | [22 empty] | 7.3.3.17.5 (Remote Grid) Updates to grid topology to minimize risk of ignition in HFTDs Remote GridWLDFRVegetation ContactAggregated | WLDFR | HFTD - Distribution - Tier 2 - 1QU CoRE ¦ 2QU LoRE | Non-Red Flag Warning - Large Fires | Vegetation Contact | Aggregated | 2028 | 2.2888e-05 | 353.5334 | 0.0080916 | 2028 | Mitigation | 0.95 | 45 | 0 | esc | 0.00097009 | 2.2203e-08 | 0.00097009 | 2.2203e-08
[35 empty] | WLDFR | HFTD - Distribution - Tier 3 - 4QU CoRE ¦ 5QU LoRE | 2029 | 0.58201 | 0.00029367 | 0.010784 | 0 | 0.010784 | 0.00029367 | 0.010784 | 0 | 0.010784 | 0.0062763 | 0.0062763 | 0.00029367 | 0.00017092 | 0.010784 | 0.0062763 | 0 | 0 | 0.010784 | 0.0062763 | [22 empty] | WLDFR | HFTD - Distribution - Tier 2 - 2QU CoRE ¦ 1QU LoRE | Red Flag Warning - Catastrophic Fires | 2029 | 1.2447e-07 | 1.2447e-07 | 15317.9909 | 247.273 | 9287.6491 | 5783.0689 | 0 | 0 | 0.0001283 | 0.0019066 | 0 | 0.0019066 | 0.0019066 | 0 | 0.0019066 | [22 empty] | 7.3.3.17.5 (Remote Grid) Updates to grid topology to minimize risk of ignition in HFTDs Remote GridWLDFRVegetation ContactAggregated | WLDFR | HFTD - Distribution - Tier 2 - 1QU CoRE ¦ 2QU LoRE | Non-Red Flag Warning - Large Fires | Vegetation Contact | Aggregated | 2029 | 2.2888e-05 | 353.5334 | 0.0080916 | 2029 | Mitigation | 0.95 | 45 | 0 | esc | 0.00097009 | 2.2203e-08 | 0.00097009 | 2.2203e-08
[35 empty] | WLDFR | HFTD - Distribution - Tier 3 - 4QU CoRE ¦ 5QU LoRE | 2030 | 0.54393 | 0.00029367 | 0.010784 | 0 | 0.010784 | 0.00029367 | 0.010784 | 0 | 0.010784 | 0.0058657 | 0.0058657 | 0.00029367 | 0.00015974 | 0.010784 | 0.0058657 | 0 | 0 | 0.010784 | 0.0058657 | [22 empty] | WLDFR | HFTD - Distribution - Tier 2 - 2QU CoRE ¦ 1QU LoRE | Red Flag Warning - Catastrophic Fires | 2030 | 1.2447e-07 | 1.2447e-07 | 15317.9909 | 247.273 | 9287.6491 | 5783.0689 | 0 | 0 | 0.0001283 | 0.0019066 | 0 | 0.0019066 | 0.0019066 | 0 | 0.0019066 | [22 empty] | 7.3.3.17.5 (Remote Grid) Updates to grid topology to minimize risk of ignition in HFTDs Remote GridWLDFRVegetation ContactAggregated | WLDFR | HFTD - Distribution - Tier 2 - 1QU CoRE ¦ 2QU LoRE | Non-Red Flag Warning - Large Fires | Vegetation Contact | Aggregated | 2030 | 2.2888e-05 | 353.5334 | 0.0080916 | 2030 | Mitigation | 0.95 | 45 | 0 | esc | 0.00097009 | 2.2203e-08 | 0.00097009 | 2.2203e-08
[35 empty] | WLDFR | HFTD - Distribution - Tier 3 - 4QU CoRE ¦ 5QU LoRE | 2031 | 0.50835 | 0.00029367 | 0.010784 | 0 | 0.010784 | 0.00029367 | 0.010784 | 0 | 0.010784 | 0.005482 | 0.005482 | 0.00029367 | 0.00014929 | 0.010784 | 0.005482 | 0 | 0 | 0.010784 | 0.005482 | [22 empty] | WLDFR | HFTD - Distribution - Tier 2 - 2QU CoRE ¦ 1QU LoRE | Red Flag Warning - Catastrophic Fires | 2031 | 1.2447e-07 | 1.2447e-07 | 15317.9909 | 247.273 | 9287.6491 | 5783.0689 | 0 | 0 | 0.0001283 | 0.0019066 | 0 | 0.0019066 | 0.0019066 | 0 | 0.0019066 | [22 empty] | 7.3.3.17.5 (Remote Grid) Updates to grid topology to minimize risk of ignition in HFTDs Remote GridWLDFRVegetation ContactAggregated | WLDFR | HFTD - Distribution - Tier 2 - 1QU CoRE ¦ 2QU LoRE | Non-Red Flag Warning - Large Fires | Vegetation Contact | Aggregated | 2031 | 2.2888e-05 | 353.5334 | 0.0080916 | 2031 | Mitigation | 0.95 | 45 | 0 | esc | 0.00097009 | 2.2203e-08 | 0.00097009 | 2.2203e-08
[35 empty] | WLDFR | HFTD - Distribution - Tier 3 - 4QU CoRE ¦ 5QU LoRE | 2032 | 0.47509 | 0.00029367 | 0.010784 | 0 | 0.010784 | 0.00029367 | 0.010784 | 0 | 0.010784 | 0.0051234 | 0.0051234 | 0.00029367 | 0.00013952 | 0.010784 | 0.0051234 | 0 | 0 | 0.010784 | 0.0051234 | [22 empty] | WLDFR | HFTD - Distribution - Tier 2 - 2QU CoRE ¦ 1QU LoRE | Red Flag Warning - Catastrophic Fires | 2032 | 1.2447e-07 | 1.2447e-07 | 15317.9909 | 247.273 | 9287.6491 | 5783.0689 | 0 | 0 | 0.0001283 | 0.0019066 | 0 | 0.0019066 | 0.0019066 | 0 | 0.0019066 | [22 empty] | 7.3.3.17.5 (Remote Grid) Updates to grid topology to minimize risk of ignition in HFTDs Remote GridWLDFRVegetation ContactAggregated | WLDFR | HFTD - Distribution - Tier 2 - 1QU CoRE ¦ 2QU LoRE | Non-Red Flag Warning - Large Fires | Vegetation Contact | Aggregated | 2032 | 2.2888e-05 | 353.5334 | 0.0080916 | 2032 | Mitigation | 0.95 | 45 | 0 | esc | 0.00097009 | 2.2203e-08 | 0.00097009 | 2.2203e-08
[35 empty] | WLDFR | HFTD - Distribution - Tier 3 - 4QU CoRE ¦ 5QU LoRE | 2033 | 0.44401 | 0.00029367 | 0.011295 | 0 | 0.011295 | 0.00029367 | 0.011295 | 0 | 0.011295 | 0.0050151 | 0.0050151 | 0.00029367 | 0.00013039 | 0.011295 | 0.0050151 | 0 | 0 | 0.011295 | 0.0050151 | [22 empty] | WLDFR | HFTD - Distribution - Tier 2 - 2QU CoRE ¦ 1QU LoRE | Red Flag Warning - Catastrophic Fires | 2033 | 1.2447e-07 | 1.2447e-07 | 16044.1264 | 263.1074 | 9721.74 | 6059.2791 | 0 | 0 | 0.0001283 | 0.0019969 | 0 | 0.0019969 | 0.0019969 | 0 | 0.0019969 | [22 empty] | 7.3.3.17.5 (Remote Grid) Updates to grid topology to minimize risk of ignition in HFTDs Remote GridWLDFRVegetation ContactAggregated | WLDFR | HFTD - Distribution - Tier 2 - 1QU CoRE ¦ 2QU LoRE | Non-Red Flag Warning - Large Fires | Vegetation Contact | Aggregated | 2033 | 2.2888e-05 | 353.5334 | 0.0080916 | 2033 | Mitigation | 0.95 | 45 | 0 | esc | 0.00097009 | 2.2203e-08 | 0.00097009 | 2.2203e-08
[35 empty] | WLDFR | HFTD - Distribution - Tier 3 - 4QU CoRE ¦ 5QU LoRE | 2034 | 0.41496 | 0.00029367 | 0.011295 | 0 | 0.011295 | 0.00029367 | 0.011295 | 0 | 0.011295 | 0.004687 | 0.004687 | 0.00029367 | 0.00012186 | 0.011295 | 0.004687 | 0 | 0 | 0.011295 | 0.004687 | [22 empty] | WLDFR | HFTD - Distribution - Tier 2 - 2QU CoRE ¦ 1QU LoRE | Red Flag Warning - Catastrophic Fires | 2034 | 1.2447e-07 | 1.2447e-07 | 16044.1264 | 263.1074 | 9721.74 | 6059.2791 | 0 | 0 | 0.0001283 | 0.0019969 | 0 | 0.0019969 | 0.0019969 | 0 | 0.0019969 | [22 empty] | 7.3.3.17.5 (Remote Grid) Updates to grid topology to minimize risk of ignition in HFTDs Remote GridWLDFRVegetation ContactAggregated | WLDFR | HFTD - Distribution - Tier 2 - 1QU CoRE ¦ 2QU LoRE | Non-Red Flag Warning - Large Fires | Vegetation Contact | Aggregated | 2034 | 2.2888e-05 | 353.5334 | 0.0080916 | 2034 | Mitigation | 0.95 | 45 | 0 | esc | 0.00097009 | 2.2203e-08 | 0.00097009 | 2.2203e-08
[35 empty] | WLDFR | HFTD - Distribution - Tier 3 - 4QU CoRE ¦ 5QU LoRE | 2035 | 0.38782 | 0.00029367 | 0.011295 | 0 | 0.011295 | 0.00029367 | 0.011295 | 0 | 0.011295 | 0.0043804 | 0.0043804 | 0.00029367 | 0.00011389 | 0.011295 | 0.0043804 | 0 | 0 | 0.011295 | 0.0043804 | [22 empty] | WLDFR | HFTD - Distribution - Tier 2 - 2QU CoRE ¦ 1QU LoRE | Red Flag Warning - Catastrophic Fires | 2035 | 1.2447e-07 | 1.2447e-07 | 16044.1264 | 263.1074 | 9721.74 | 6059.2791 | 0 | 0 | 0.0001283 | 0.0019969 | 0 | 0.0019969 | 0.0019969 | 0 | 0.0019969 | [22 empty] | 7.3.3.17.5 (Remote Grid) Updates to grid topology to minimize risk of ignition in HFTDs Remote GridWLDFRVegetation ContactAggregated | WLDFR | HFTD - Distribution - Tier 2 - 1QU CoRE ¦ 2QU LoRE | Non-Red Flag Warning - Large Fires | Vegetation Contact | Aggregated | 2035 | 2.2888e-05 | 353.5334 | 0.0080916 | 2035 | Mitigation | 0.95 | 45 | 0 | esc | 0.00097009 | 2.2203e-08 | 0.00097009 | 2.2203e-08
[35 empty] | WLDFR | HFTD - Distribution - Tier 3 - 4QU CoRE ¦ 5QU LoRE | 2036 | 0.36245 | 0.00029367 | 0.011295 | 0 | 0.011295 | 0.00029367 | 0.011295 | 0 | 0.011295 | 0.0040938 | 0.0040938 | 0.00029367 | 0.00010644 | 0.011295 | 0.0040938 | 0 | 0 | 0.011295 | 0.0040938 | [22 empty] | WLDFR | HFTD - Distribution - Tier 2 - 2QU CoRE ¦ 1QU LoRE | Red Flag Warning - Catastrophic Fires | 2036 | 1.2447e-07 | 1.2447e-07 | 16044.1264 | 263.1074 | 9721.74 | 6059.2791 | 0 | 0 | 0.0001283 | 0.0019969 | 0 | 0.0019969 | 0.0019969 | 0 | 0.0019969 | [22 empty] | 7.3.3.17.5 (Remote Grid) Updates to grid topology to minimize risk of ignition in HFTDs Remote GridWLDFRVegetation ContactAggregated | WLDFR | HFTD - Distribution - Tier 2 - 1QU CoRE ¦ 2QU LoRE | Non-Red Flag Warning - Large Fires | Vegetation Contact | Aggregated | 2036 | 2.2888e-05 | 353.5334 | 0.0080916 | 2036 | Mitigation | 0.95 | 45 | 0 | esc | 0.00097009 | 2.2203e-08 | 0.00097009 | 2.2203e-08
[35 empty] | WLDFR | HFTD - Distribution - Tier 3 - 4QU CoRE ¦ 5QU LoRE | 2037 | 0.33873 | 0.00029367 | 0.011295 | 0 | 0.011295 | 0.00029367 | 0.011295 | 0 | 0.011295 | 0.003826 | 0.003826 | 0.00029367 | 9.9475e-05 | 0.011295 | 0.003826 | 0 | 0 | 0.011295 | 0.003826 | [22 empty] | WLDFR | HFTD - Distribution - Tier 2 - 2QU CoRE ¦ 1QU LoRE | Red Flag Warning - Catastrophic Fires | 2037 | 1.2447e-07 | 1.2447e-07 | 16044.1264 | 263.1074 | 9721.74 | 6059.2791 | 0 | 0 | 0.0001283 | 0.0019969 | 0 | 0.0019969 | 0.0019969 | 0 | 0.0019969 | [22 empty] | 7.3.3.17.5 (Remote Grid) Updates to grid topology to minimize risk of ignition in HFTDs Remote GridWLDFRVegetation ContactAggregated | WLDFR | HFTD - Distribution - Tier 2 - 1QU CoRE ¦ 2QU LoRE | Non-Red Flag Warning - Large Fires | Vegetation Contact | Aggregated | 2037 | 2.2888e-05 | 353.5334 | 0.0080916 | 2037 | Mitigation | 0.95 | 45 | 0 | esc | 0.00097009 | 2.2203e-08 | 0.00097009 | 2.2203e-08
[35 empty] | WLDFR | HFTD - Distribution - Tier 3 - 4QU CoRE ¦ 5QU LoRE | 2038 | 0.31657 | 0.00029367 | 0.01185 | 0 | 0.01185 | 0.00029367 | 0.01185 | 0 | 0.01185 | 0.0037513 | 0.0037513 | 0.00029367 | 9.2967e-05 | 0.01185 | 0.0037513 | 0 | 0 | 0.01185 | 0.0037513 | [22 empty] | WLDFR | HFTD - Distribution - Tier 2 - 2QU CoRE ¦ 1QU LoRE | Red Flag Warning - Catastrophic Fires | 2038 | 1.2447e-07 | 1.2447e-07 | 16832.3912 | 280.5544 | 10192.2718 | 6359.5651 | 0 | 0 | 0.0001283 | 0.0020951 | 0 | 0.0020951 | 0.0020951 | 0 | 0.0020951 | [22 empty] | 7.3.3.17.5 (Remote Grid) Updates to grid topology to minimize risk of ignition in HFTDs Remote GridWLDFRVegetation ContactAggregated | WLDFR | HFTD - Distribution - Tier 2 - 1QU CoRE ¦ 2QU LoRE | Non-Red Flag Warning - Large Fires | Vegetation Contact | Aggregated | 2038 | 2.2888e-05 | 353.5334 | 0.0080916 | 2038 | Mitigation | 0.95 | 45 | 0 | esc | 0.00097009 | 2.2203e-08 | 0.00097009 | 2.2203e-08
[35 empty] | WLDFR | HFTD - Distribution - Tier 3 - 4QU CoRE ¦ 5QU LoRE | 2039 | 0.29586 | 0.00029367 | 0.01185 | 0 | 0.01185 | 0.00029367 | 0.01185 | 0 | 0.01185 | 0.0035059 | 0.0035059 | 0.00029367 | 8.6885e-05 | 0.01185 | 0.0035059 | 0 | 0 | 0.01185 | 0.0035059 | [22 empty] | WLDFR | HFTD - Distribution - Tier 2 - 2QU CoRE ¦ 1QU LoRE | Red Flag Warning - Catastrophic Fires | 2039 | 1.2447e-07 | 1.2447e-07 | 16832.3912 | 280.5544 | 10192.2718 | 6359.5651 | 0 | 0 | 0.0001283 | 0.0020951 | 0 | 0.0020951 | 0.0020951 | 0 | 0.0020951 | [22 empty] | 7.3.3.17.5 (Remote Grid) Updates to grid topology to minimize risk of ignition in HFTDs Remote GridWLDFRVegetation ContactAggregated | WLDFR | HFTD - Distribution - Tier 2 - 1QU CoRE ¦ 2QU LoRE | Non-Red Flag Warning - Large Fires | Vegetation Contact | Aggregated | 2039 | 2.2888e-05 | 353.5334 | 0.0080916 | 2039 | Mitigation | 0.95 | 45 | 0 | esc | 0.00097009 | 2.2203e-08 | 0.00097009 | 2.2203e-08
[35 empty] | WLDFR | HFTD - Distribution - Tier 3 - 4QU CoRE ¦ 5QU LoRE | 2040 | 0.27651 | 0.00029367 | 0.01185 | 0 | 0.01185 | 0.00029367 | 0.01185 | 0 | 0.01185 | 0.0032765 | 0.0032765 | 0.00029367 | 8.1201e-05 | 0.01185 | 0.0032765 | 0 | 0 | 0.01185 | 0.0032765 | [22 empty] | WLDFR | HFTD - Distribution - Tier 2 - 2QU CoRE ¦ 1QU LoRE | Red Flag Warning - Catastrophic Fires | 2040 | 1.2447e-07 | 1.2447e-07 | 16832.3912 | 280.5544 | 10192.2718 | 6359.5651 | 0 | 0 | 0.0001283 | 0.0020951 | 0 | 0.0020951 | 0.0020951 | 0 | 0.0020951 | [22 empty] | 7.3.3.17.5 (Remote Grid) Updates to grid topology to minimize risk of ignition in HFTDs Remote GridWLDFRVegetation ContactAggregated | WLDFR | HFTD - Distribution - Tier 2 - 1QU CoRE ¦ 2QU LoRE | Non-Red Flag Warning - Large Fires | Vegetation Contact | Aggregated | 2040 | 2.2888e-05 | 353.5334 | 0.0080916 | 2040 | Mitigation | 0.95 | 45 | 0 | esc | 0.00097009 | 2.2203e-08 | 0.00097009 | 2.2203e-08
[35 empty] | WLDFR | HFTD - Distribution - Tier 3 - 4QU CoRE ¦ 5QU LoRE | 2041 | 0.25842 | 0.00029367 | 0.01185 | 0 | 0.01185 | 0.00029367 | 0.01185 | 0 | 0.01185 | 0.0030622 | 0.0030622 | 0.00029367 | 7.5889e-05 | 0.01185 | 0.0030622 | 0 | 0 | 0.01185 | 0.0030622 | [22 empty] | WLDFR | HFTD - Distribution - Tier 2 - 2QU CoRE ¦ 1QU LoRE | Red Flag Warning - Catastrophic Fires | 2041 | 1.2447e-07 | 1.2447e-07 | 16832.3912 | 280.5544 | 10192.2718 | 6359.5651 | 0 | 0 | 0.0001283 | 0.0020951 | 0 | 0.0020951 | 0.0020951 | 0 | 0.0020951 | [22 empty] | 7.3.3.17.5 (Remote Grid) Updates to grid topology to minimize risk of ignition in HFTDs Remote GridWLDFRVegetation ContactAggregated | WLDFR | HFTD - Distribution - Tier 2 - 1QU CoRE ¦ 2QU LoRE | Non-Red Flag Warning - Large Fires | Vegetation Contact | Aggregated | 2041 | 2.2888e-05 | 353.5334 | 0.0080916 | 2041 | Mitigation | 0.95 | 45 | 0 | esc | 0.00097009 | 2.2203e-08 | 0.00097009 | 2.2203e-08
[35 empty] | WLDFR | HFTD - Distribution - Tier 3 - 4QU CoRE ¦ 5QU LoRE | 2042 | 0.24151 | 0.00029367 | 0.01185 | 0 | 0.01185 | 0.00029367 | 0.01185 | 0 | 0.01185 | 0.0028618 | 0.0028618 | 0.00029367 | 7.0924e-05 | 0.01185 | 0.0028618 | 0 | 0 | 0.01185 | 0.0028618 | [22 empty] | WLDFR | HFTD - Distribution - Tier 2 - 2QU CoRE ¦ 1QU LoRE | Red Flag Warning - Catastrophic Fires | 2042 | 1.2447e-07 | 1.2447e-07 | 16832.3912 | 280.5544 | 10192.2718 | 6359.5651 | 0 | 0 | 0.0001283 | 0.0020951 | 0 | 0.0020951 | 0.0020951 | 0 | 0.0020951 | [22 empty] | 7.3.3.17.5 (Remote Grid) Updates to grid topology to minimize risk of ignition in HFTDs Remote GridWLDFRVegetation ContactAggregated | WLDFR | HFTD - Distribution - Tier 2 - 1QU CoRE ¦ 2QU LoRE | Non-Red Flag Warning - Large Fires | Vegetation Contact | Aggregated | 2042 | 2.2888e-05 | 353.5334 | 0.0080916 | 2042 | Mitigation | 0.95 | 45 | 0 | esc | 0.00097009 | 2.2203e-08 | 0.00097009 | 2.2203e-08
[35 empty] | WLDFR | HFTD - Distribution - Tier 3 - 4QU CoRE ¦ 5QU LoRE | 2043 | 0.22571 | 0.00029367 | 0.012441 | 0 | 0.012441 | 0.00029367 | 0.012441 | 0 | 0.012441 | 0.002808 | 0.002808 | 0.00029367 | 6.6284e-05 | 0.012441 | 0.002808 | 0 | 0 | 0.012441 | 0.002808 | [22 empty] | WLDFR | HFTD - Distribution - Tier 2 - 2QU CoRE ¦ 1QU LoRE | Red Flag Warning - Catastrophic Fires | 2043 | 1.2447e-07 | 1.2447e-07 | 17672.0852 | 299.42 | 10692.7362 | 6679.929 | 0 | 0 | 0.0001283 | 0.0021996 | 0 | 0.0021996 | 0.0021996 | 0 | 0.0021996 | [22 empty] | 7.3.3.17.5 (Remote Grid) Updates to grid topology to minimize risk of ignition in HFTDs Remote GridWLDFRVegetation ContactAggregated | WLDFR | HFTD - Distribution - Tier 2 - 1QU CoRE ¦ 2QU LoRE | Non-Red Flag Warning - Large Fires | Vegetation Contact | Aggregated | 2043 | 2.2888e-05 | 353.5334 | 0.0080916 | 2043 | Mitigation | 0.95 | 45 | 0 | esc | 0.00097009 | 2.2203e-08 | 0.00097009 | 2.2203e-08
[35 empty] | WLDFR | HFTD - Distribution - Tier 3 - 4QU CoRE ¦ 5QU LoRE | 2044 | 0.21095 | 0.00029367 | 0.012441 | 0 | 0.012441 | 0.00029367 | 0.012441 | 0 | 0.012441 | 0.0026243 | 0.0026243 | 0.00029367 | 6.1948e-05 | 0.012441 | 0.0026243 | 0 | 0 | 0.012441 | 0.0026243 | [22 empty] | WLDFR | HFTD - Distribution - Tier 2 - 2QU CoRE ¦ 1QU LoRE | Red Flag Warning - Catastrophic Fires | 2044 | 1.2447e-07 | 1.2447e-07 | 17672.0852 | 299.42 | 10692.7362 | 6679.929 | 0 | 0 | 0.0001283 | 0.0021996 | 0 | 0.0021996 | 0.0021996 | 0 | 0.0021996 | [22 empty] | 7.3.3.17.5 (Remote Grid) Updates to grid topology to minimize risk of ignition in HFTDs Remote GridWLDFRVegetation ContactAggregated | WLDFR | HFTD - Distribution - Tier 2 - 1QU CoRE ¦ 2QU LoRE | Non-Red Flag Warning - Large Fires | Vegetation Contact | Aggregated | 2044 | 2.2888e-05 | 353.5334 | 0.0080916 | 2044 | Mitigation | 0.95 | 45 | 0 | esc | 0.00097009 | 2.2203e-08 | 0.00097009 | 2.2203e-08
[35 empty] | WLDFR | HFTD - Distribution - Tier 3 - 4QU CoRE ¦ 5QU LoRE | 2045 | 0.19715 | 0.00029367 | 0.012441 | 0 | 0.012441 | 0.00029367 | 0.012441 | 0 | 0.012441 | 0.0024526 | 0.0024526 | 0.00029367 | 5.7895e-05 | 0.012441 | 0.0024526 | 0 | 0 | 0.012441 | 0.0024526 | [22 empty] | WLDFR | HFTD - Distribution - Tier 2 - 2QU CoRE ¦ 1QU LoRE | Red Flag Warning - Catastrophic Fires | 2045 | 1.2447e-07 | 1.2447e-07 | 17672.0852 | 299.42 | 10692.7362 | 6679.929 | 0 | 0 | 0.0001283 | 0.0021996 | 0 | 0.0021996 | 0.0021996 | 0 | 0.0021996 | [22 empty] | 7.3.3.17.5 (Remote Grid) Updates to grid topology to minimize risk of ignition in HFTDs Remote GridWLDFRVegetation ContactAggregated | WLDFR | HFTD - Distribution - Tier 2 - 1QU CoRE ¦ 2QU LoRE | Non-Red Flag Warning - Large Fires | Vegetation Contact | Aggregated | 2045 | 2.2888e-05 | 353.5334 | 0.0080916 | 2045 | Mitigation | 0.95 | 45 | 0 | esc | 0.00097009 | 2.2203e-08 | 0.00097009 | 2.2203e-08
[35 empty] | WLDFR | HFTD - Distribution - Tier 3 - 4QU CoRE ¦ 5QU LoRE | 2046 | 0.18425 | 0.00029367 | 0.012441 | 0 | 0.012441 | 0.00029367 | 0.012441 | 0 | 0.012441 | 0.0022922 | 0.0022922 | 0.00029367 | 5.4108e-05 | 0.012441 | 0.0022922 | 0 | 0 | 0.012441 | 0.0022922 | [22 empty] | WLDFR | HFTD - Distribution - Tier 2 - 2QU CoRE ¦ 1QU LoRE | Red Flag Warning - Catastrophic Fires | 2046 | 1.2447e-07 | 1.2447e-07 | 17672.0852 | 299.42 | 10692.7362 | 6679.929 | 0 | 0 | 0.0001283 | 0.0021996 | 0 | 0.0021996 | 0.0021996 | 0 | 0.0021996 | [22 empty] | 7.3.3.17.5 (Remote Grid) Updates to grid topology to minimize risk of ignition in HFTDs Remote GridWLDFRVegetation ContactAggregated | WLDFR | HFTD - Distribution - Tier 2 - 1QU CoRE ¦ 2QU LoRE | Non-Red Flag Warning - Large Fires | Vegetation Contact | Aggregated | 2046 | 2.2888e-05 | 353.5334 | 0.0080916 | 2046 | Mitigation | 0.95 | 45 | 0 | esc | 0.00097009 | 2.2203e-08 | 0.00097009 | 2.2203e-08
[35 empty] | WLDFR | HFTD - Distribution - Tier 3 - 4QU CoRE ¦ 5QU LoRE | 2047 | 0.1722 | 0.00029367 | 0.012441 | 0 | 0.012441 | 0.00029367 | 0.012441 | 0 | 0.012441 | 0.0021422 | 0.0021422 | 0.00029367 | 5.0568e-05 | 0.012441 | 0.0021422 | 0 | 0 | 0.012441 | 0.0021422 | [22 empty] | WLDFR | HFTD - Distribution - Tier 2 - 2QU CoRE ¦ 1QU LoRE | Red Flag Warning - Catastrophic Fires | 2047 | 1.2447e-07 | 1.2447e-07 | 17672.0852 | 299.42 | 10692.7362 | 6679.929 | 0 | 0 | 0.0001283 | 0.0021996 | 0 | 0.0021996 | 0.0021996 | 0 | 0.0021996 | [22 empty] | 7.3.3.17.5 (Remote Grid) Updates to grid topology to minimize risk of ignition in HFTDs Remote GridWLDFRVegetation ContactAggregated | WLDFR | HFTD - Distribution - Tier 2 - 1QU CoRE ¦ 2QU LoRE | Non-Red Flag Warning - Large Fires | Vegetation Contact | Aggregated | 2047 | 2.2888e-05 | 353.5334 | 0.0080916 | 2047 | Mitigation | 0.95 | 45 | 0 | esc | 0.00097009 | 2.2203e-08 | 0.00097009 | 2.2203e-08
[35 empty] | WLDFR | HFTD - Distribution - Tier 3 - 4QU CoRE ¦ 5QU LoRE | 2048 | 0.16093 | 0.00029367 | 0.01306 | 0 | 0.01306 | 0.00029367 | 0.01306 | 0 | 0.01306 | 0.0021017 | 0.0021017 | 0.00029367 | 4.726e-05 | 0.01306 | 0.0021017 | 0 | 0 | 0.01306 | 0.0021017 | [22 empty] | WLDFR | HFTD - Distribution - Tier 2 - 2QU CoRE ¦ 1QU LoRE | Red Flag Warning - Catastrophic Fires | 2048 | 1.2447e-07 | 1.2447e-07 | 18552.3348 | 319.4911 | 11216.5626 | 7016.281 | 0 | 0 | 0.0001283 | 0.0023091 | 0 | 0.0023091 | 0.0023091 | 0 | 0.0023091 | [22 empty] | 7.3.3.17.5 (Remote Grid) Updates to grid topology to minimize risk of ignition in HFTDs Remote GridWLDFRVegetation ContactAggregated | WLDFR | HFTD - Distribution - Tier 2 - 1QU CoRE ¦ 2QU LoRE | Non-Red Flag Warning - Large Fires | Vegetation Contact | Aggregated | 2048 | 2.2888e-05 | 353.5334 | 0.0080916 | 2048 | Mitigation | 0.95 | 45 | 0 | esc | 0.00097009 | 2.2203e-08 | 0.00097009 | 2.2203e-08
[35 empty] | WLDFR | HFTD - Distribution - Tier 3 - 4QU CoRE ¦ 5QU LoRE | 2049 | 0.1504 | 0.00029367 | 0.01306 | 0 | 0.01306 | 0.00029367 | 0.01306 | 0 | 0.01306 | 0.0019642 | 0.0019642 | 0.00029367 | 4.4168e-05 | 0.01306 | 0.0019642 | 0 | 0 | 0.01306 | 0.0019642 | [22 empty] | WLDFR | HFTD - Distribution - Tier 2 - 2QU CoRE ¦ 1QU LoRE | Red Flag Warning - Catastrophic Fires | 2049 | 1.2447e-07 | 1.2447e-07 | 18552.3348 | 319.4911 | 11216.5626 | 7016.281 | 0 | 0 | 0.0001283 | 0.0023091 | 0 | 0.0023091 | 0.0023091 | 0 | 0.0023091 | [22 empty] | 7.3.3.17.5 (Remote Grid) Updates to grid topology to minimize risk of ignition in HFTDs Remote GridWLDFRVegetation ContactAggregated | WLDFR | HFTD - Distribution - Tier 2 - 1QU CoRE ¦ 2QU LoRE | Non-Red Flag Warning - Large Fires | Vegetation Contact | Aggregated | 2049 | 2.2888e-05 | 353.5334 | 0.0080916 | 2049 | Mitigation | 0.95 | 45 | 0 | esc | 0.00097009 | 2.2203e-08 | 0.00097009 | 2.2203e-08
[35 empty] | WLDFR | HFTD - Distribution - Tier 3 - 4QU CoRE ¦ 5QU LoRE | 2050 | 0.14056 | 0.00029367 | 0.01306 | 0 | 0.01306 | 0.00029367 | 0.01306 | 0 | 0.01306 | 0.0018357 | 0.0018357 | 0.00029367 | 4.1279e-05 | 0.01306 | 0.0018357 | 0 | 0 | 0.01306 | 0.0018357 | [22 empty] | WLDFR | HFTD - Distribution - Tier 2 - 2QU CoRE ¦ 1QU LoRE | Red Flag Warning - Catastrophic Fires | 2050 | 1.2447e-07 | 1.2447e-07 | 18552.3348 | 319.4911 | 11216.5626 | 7016.281 | 0 | 0 | 0.0001283 | 0.0023091 | 0 | 0.0023091 | 0.0023091 | 0 | 0.0023091 | [22 empty] | 7.3.3.17.5 (Remote Grid) Updates to grid topology to minimize risk of ignition in HFTDs Remote GridWLDFRVegetation ContactAggregated | WLDFR | HFTD - Distribution - Tier 2 - 1QU CoRE ¦ 2QU LoRE | Non-Red Flag Warning - Large Fires | Vegetation Contact | Aggregated | 2050 | 2.2888e-05 | 353.5334 | 0.0080916 | 2050 | Mitigation | 0.95 | 45 | 0 | esc | 0.00097009 | 2.2203e-08 | 0.00097009 | 2.2203e-08
[35 empty] | WLDFR | HFTD - Distribution - Tier 3 - 4QU CoRE ¦ 5QU LoRE | 2051 | 0.13137 | 0.00029367 | 0.01306 | 0 | 0.01306 | 0.00029367 | 0.01306 | 0 | 0.01306 | 0.0017156 | 0.0017156 | 0.00029367 | 3.8578e-05 | 0.01306 | 0.0017156 | 0 | 0 | 0.01306 | 0.0017156 | [22 empty] | WLDFR | HFTD - Distribution - Tier 2 - 2QU CoRE ¦ 1QU LoRE | Red Flag Warning - Catastrophic Fires | 2051 | 1.2447e-07 | 1.2447e-07 | 18552.3348 | 319.4911 | 11216.5626 | 7016.281 | 0 | 0 | 0.0001283 | 0.0023091 | 0 | 0.0023091 | 0.0023091 | 0 | 0.0023091 | [22 empty] | 7.3.3.17.5 (Remote Grid) Updates to grid topology to minimize risk of ignition in HFTDs Remote GridWLDFRVegetation ContactAggregated | WLDFR | HFTD - Distribution - Tier 2 - 1QU CoRE ¦ 2QU LoRE | Non-Red Flag Warning - Large Fires | Vegetation Contact | Aggregated | 2051 | 2.2888e-05 | 353.5334 | 0.0080916 | 2051 | Mitigation | 0.95 | 45 | 0 | esc | 0.00097009 | 2.2203e-08 | 0.00097009 | 2.2203e-08
[35 empty] | WLDFR | HFTD - Distribution - Tier 3 - 4QU CoRE ¦ 5QU LoRE | 2052 | 0.12277 | 0.00029367 | 0.01306 | 0 | 0.01306 | 0.00029367 | 0.01306 | 0 | 0.01306 | 0.0016034 | 0.0016034 | 0.00029367 | 3.6054e-05 | 0.01306 | 0.0016034 | 0 | 0 | 0.01306 | 0.0016034 | [22 empty] | WLDFR | HFTD - Distribution - Tier 2 - 2QU CoRE ¦ 1QU LoRE | Red Flag Warning - Catastrophic Fires | 2052 | 1.2447e-07 | 1.2447e-07 | 18552.3348 | 319.4911 | 11216.5626 | 7016.281 | 0 | 0 | 0.0001283 | 0.0023091 | 0 | 0.0023091 | 0.0023091 | 0 | 0.0023091 | [22 empty] | 7.3.3.17.5 (Remote Grid) Updates to grid topology to minimize risk of ignition in HFTDs Remote GridWLDFRVegetation ContactAggregated | WLDFR | HFTD - Distribution - Tier 2 - 1QU CoRE ¦ 2QU LoRE | Non-Red Flag Warning - Large Fires | Vegetation Contact | Aggregated | 2052 | 2.2888e-05 | 353.5334 | 0.0080916 | 2052 | Mitigation | 0.95 | 45 | 0 | esc | 0.00097009 | 2.2203e-08 | 0.00097009 | 2.2203e-08
[35 empty] | WLDFR | HFTD - Distribution - Tier 3 - 4QU CoRE ¦ 5QU LoRE | 2053 | 0.11474 | 0.00029367 | 0.0137 | 0 | 0.0137 | 0.00029367 | 0.0137 | 0 | 0.0137 | 0.001572 | 0.001572 | 0.00029367 | 3.3696e-05 | 0.0137 | 0.001572 | 0 | 0 | 0.0137 | 0.001572 | [22 empty] | WLDFR | HFTD - Distribution - Tier 2 - 2QU CoRE ¦ 1QU LoRE | Red Flag Warning - Catastrophic Fires | 2053 | 1.2447e-07 | 1.2447e-07 | 19462.1283 | 340.5356 | 11757.1413 | 7364.4514 | 0 | 0 | 0.0001283 | 0.0024224 | 0 | 0.0024224 | 0.0024224 | 0 | 0.0024224 | [22 empty] | 7.3.3.17.5 (Remote Grid) Updates to grid topology to minimize risk of ignition in HFTDs Remote GridWLDFRVegetation ContactAggregated | WLDFR | HFTD - Distribution - Tier 2 - 1QU CoRE ¦ 2QU LoRE | Non-Red Flag Warning - Large Fires | Vegetation Contact | Aggregated | 2053 | 2.2888e-05 | 353.5334 | 0.0080916 | 2053 | Mitigation | 0.95 | 45 | 0 | esc | 0.00097009 | 2.2203e-08 | 0.00097009 | 2.2203e-08
[35 empty] | WLDFR | HFTD - Distribution - Tier 3 - 4QU CoRE ¦ 5QU LoRE | 2054 | 0.10723 | 0.00029367 | 0.0137 | 0 | 0.0137 | 0.00029367 | 0.0137 | 0 | 0.0137 | 0.0014691 | 0.0014691 | 0.00029367 | 3.1491e-05 | 0.0137 | 0.0014691 | 0 | 0 | 0.0137 | 0.0014691 | [22 empty] | WLDFR | HFTD - Distribution - Tier 2 - 2QU CoRE ¦ 1QU LoRE | Red Flag Warning - Catastrophic Fires | 2054 | 1.2447e-07 | 1.2447e-07 | 19462.1283 | 340.5356 | 11757.1413 | 7364.4514 | 0 | 0 | 0.0001283 | 0.0024224 | 0 | 0.0024224 | 0.0024224 | 0 | 0.0024224 | [22 empty] | 7.3.3.17.5 (Remote Grid) Updates to grid topology to minimize risk of ignition in HFTDs Remote GridWLDFRVegetation ContactAggregated | WLDFR | HFTD - Distribution - Tier 2 - 1QU CoRE ¦ 2QU LoRE | Non-Red Flag Warning - Large Fires | Vegetation Contact | Aggregated | 2054 | 2.2888e-05 | 353.5334 | 0.0080916 | 2054 | Mitigation | 0.95 | 45 | 0 | esc | 0.00097009 | 2.2203e-08 | 0.00097009 | 2.2203e-08
[35 empty] | WLDFR | HFTD - Distribution - Tier 3 - 4QU CoRE ¦ 5QU LoRE | 2055 | 0.10022 | 0.00029367 | 0.0137 | 0 | 0.0137 | 0.00029367 | 0.0137 | 0 | 0.0137 | 0.001373 | 0.001373 | 0.00029367 | 2.9431e-05 | 0.0137 | 0.001373 | 0 | 0 | 0.0137 | 0.001373 | [22 empty] | WLDFR | HFTD - Distribution - Tier 2 - 2QU CoRE ¦ 1QU LoRE | Red Flag Warning - Catastrophic Fires | 2055 | 1.2447e-07 | 1.2447e-07 | 19462.1283 | 340.5356 | 11757.1413 | 7364.4514 | 0 | 0 | 0.0001283 | 0.0024224 | 0 | 0.0024224 | 0.0024224 | 0 | 0.0024224 | [22 empty] | 7.3.3.17.5 (Remote Grid) Updates to grid topology to minimize risk of ignition in HFTDs Remote GridWLDFRVegetation ContactAggregated | WLDFR | HFTD - Distribution - Tier 2 - 1QU CoRE ¦ 2QU LoRE | Non-Red Flag Warning - Large Fires | Vegetation Contact | Aggregated | 2055 | 2.2888e-05 | 353.5334 | 0.0080916 | 2055 | Mitigation | 0.95 | 45 | 0 | esc | 0.00097009 | 2.2203e-08 | 0.00097009 | 2.2203e-08
[35 empty] | WLDFR | HFTD - Distribution - Tier 3 - 4QU CoRE ¦ 5QU LoRE | 2056 | 0.093663 | 0.00029367 | 0.0137 | 0 | 0.0137 | 0.00029367 | 0.0137 | 0 | 0.0137 | 0.0012832 | 0.0012832 | 0.00029367 | 2.7506e-05 | 0.0137 | 0.0012832 | 0 | 0 | 0.0137 | 0.0012832 | [22 empty] | WLDFR | HFTD - Distribution - Tier 2 - 2QU CoRE ¦ 1QU LoRE | Red Flag Warning - Catastrophic Fires | 2056 | 1.2447e-07 | 1.2447e-07 | 19462.1283 | 340.5356 | 11757.1413 | 7364.4514 | 0 | 0 | 0.0001283 | 0.0024224 | 0 | 0.0024224 | 0.0024224 | 0 | 0.0024224 | [22 empty] | 7.3.3.17.5 (Remote Grid) Updates to grid topology to minimize risk of ignition in HFTDs Remote GridWLDFRVegetation ContactAggregated | WLDFR | HFTD - Distribution - Tier 2 - 1QU CoRE ¦ 2QU LoRE | Non-Red Flag Warning - Large Fires | Vegetation Contact | Aggregated | 2056 | 2.2888e-05 | 353.5334 | 0.0080916 | 2056 | Mitigation | 0.95 | 45 | 0 | esc | 0.00097009 | 2.2203e-08 | 0.00097009 | 2.2203e-08
[35 empty] | WLDFR | HFTD - Distribution - Tier 3 - 4QU CoRE ¦ 5QU LoRE | 2057 | 0.087535 | 0.00029367 | 0.0137 | 0 | 0.0137 | 0.00029367 | 0.0137 | 0 | 0.0137 | 0.0011992 | 0.0011992 | 0.00029367 | 2.5706e-05 | 0.0137 | 0.0011992 | 0 | 0 | 0.0137 | 0.0011992 | [22 empty] | WLDFR | HFTD - Distribution - Tier 2 - 2QU CoRE ¦ 1QU LoRE | Red Flag Warning - Catastrophic Fires | 2057 | 1.2447e-07 | 1.2447e-07 | 19462.1283 | 340.5356 | 11757.1413 | 7364.4514 | 0 | 0 | 0.0001283 | 0.0024224 | 0 | 0.0024224 | 0.0024224 | 0 | 0.0024224 | [22 empty] | 7.3.3.17.5 (Remote Grid) Updates to grid topology to minimize risk of ignition in HFTDs Remote GridWLDFRVegetation ContactAggregated | WLDFR | HFTD - Distribution - Tier 2 - 1QU CoRE ¦ 2QU LoRE | Non-Red Flag Warning - Large Fires | Vegetation Contact | Aggregated | 2057 | 2.2888e-05 | 353.5334 | 0.0080916 | 2057 | Mitigation | 0.95 | 45 | 0 | esc | 0.00097009 | 2.2203e-08 | 0.00097009 | 2.2203e-08
[35 empty] | WLDFR | HFTD - Distribution - Tier 3 - 4QU CoRE ¦ 5QU LoRE | 2058 | 0.081809 | 0.00029367 | 0.014353 | 0 | 0.014353 | 0.00029367 | 0.014353 | 0 | 0.014353 | 0.0011742 | 0.0011742 | 0.00029367 | 2.4025e-05 | 0.014353 | 0.0011742 | 0 | 0 | 0.014353 | 0.0011742 | [22 empty] | WLDFR | HFTD - Distribution - Tier 2 - 2QU CoRE ¦ 1QU LoRE | Red Flag Warning - Catastrophic Fires | 2058 | 1.2447e-07 | 1.2447e-07 | 20390.4035 | 362.3049 | 12307.8747 | 7720.2238 | 0 | 0 | 0.0001283 | 0.0025379 | 0 | 0.0025379 | 0.0025379 | 0 | 0.0025379 | [22 empty] | 7.3.3.17.5 (Remote Grid) Updates to grid topology to minimize risk of ignition in HFTDs Remote GridWLDFRVegetation ContactAggregated | WLDFR | HFTD - Distribution - Tier 2 - 1QU CoRE ¦ 2QU LoRE | Non-Red Flag Warning - Large Fires | Vegetation Contact | Aggregated | 2058 | 2.2888e-05 | 353.5334 | 0.0080916 | 2058 | Mitigation | 0.95 | 45 | 0 | esc | 0.00097009 | 2.2203e-08 | 0.00097009 | 2.2203e-08
[35 empty] | WLDFR | HFTD - Distribution - Tier 3 - 4QU CoRE ¦ 5QU LoRE | 2059 | 0.076457 | 0.00029367 | 0.014353 | 0 | 0.014353 | 0.00029367 | 0.014353 | 0 | 0.014353 | 0.0010974 | 0.0010974 | 0.00029367 | 2.2453e-05 | 0.014353 | 0.0010974 | 0 | 0 | 0.014353 | 0.0010974 | [22 empty] | WLDFR | HFTD - Distribution - Tier 2 - 2QU CoRE ¦ 1QU LoRE | Red Flag Warning - Catastrophic Fires | 2059 | 1.2447e-07 | 1.2447e-07 | 20390.4035 | 362.3049 | 12307.8747 | 7720.2238 | 0 | 0 | 0.0001283 | 0.0025379 | 0 | 0.0025379 | 0.0025379 | 0 | 0.0025379 | [22 empty] | 7.3.3.17.5 (Remote Grid) Updates to grid topology to minimize risk of ignition in HFTDs Remote GridWLDFRVegetation ContactAggregated | WLDFR | HFTD - Distribution - Tier 2 - 1QU CoRE ¦ 2QU LoRE | Non-Red Flag Warning - Large Fires | Vegetation Contact | Aggregated | 2059 | 2.2888e-05 | 353.5334 | 0.0080916 | 2059 | Mitigation | 0.95 | 45 | 0 | esc | 0.00097009 | 2.2203e-08 | 0.00097009 | 2.2203e-08
[35 empty] | WLDFR | HFTD - Distribution - Tier 3 - 4QU CoRE ¦ 5QU LoRE | 2060 | 0.071455 | 0.00029367 | 0.014353 | 0 | 0.014353 | 0.00029367 | 0.014353 | 0 | 0.014353 | 0.0010256 | 0.0010256 | 0.00029367 | 2.0984e-05 | 0.014353 | 0.0010256 | 0 | 0 | 0.014353 | 0.0010256 | [22 empty] | WLDFR | HFTD - Distribution - Tier 2 - 2QU CoRE ¦ 1QU LoRE | Red Flag Warning - Catastrophic Fires | 2060 | 1.2447e-07 | 1.2447e-07 | 20390.4035 | 362.3049 | 12307.8747 | 7720.2238 | 0 | 0 | 0.0001283 | 0.0025379 | 0 | 0.0025379 | 0.0025379 | 0 | 0.0025379 | [22 empty] | 7.3.3.17.5 (Remote Grid) Updates to grid topology to minimize risk of ignition in HFTDs Remote GridWLDFRVegetation ContactAggregated | WLDFR | HFTD - Distribution - Tier 2 - 1QU CoRE ¦ 2QU LoRE | Non-Red Flag Warning - Large Fires | Vegetation Contact | Aggregated | 2060 | 2.2888e-05 | 353.5334 | 0.0080916 | 2060 | Mitigation | 0.95 | 45 | 0 | esc | 0.00097009 | 2.2203e-08 | 0.00097009 | 2.2203e-08
[35 empty] | WLDFR | HFTD - Distribution - Tier 3 - 4QU CoRE ¦ 5QU LoRE | 2061 | 0.06678 | 0.00029367 | 0.014353 | 0 | 0.014353 | 0.00029367 | 0.014353 | 0 | 0.014353 | 0.00095852 | 0.00095852 | 0.00029367 | 1.9611e-05 | 0.014353 | 0.00095852 | 0 | 0 | 0.014353 | 0.00095852 | [22 empty] | WLDFR | HFTD - Distribution - Tier 2 - 2QU CoRE ¦ 1QU LoRE | Red Flag Warning - Catastrophic Fires | 2061 | 1.2447e-07 | 1.2447e-07 | 20390.4035 | 362.3049 | 12307.8747 | 7720.2238 | 0 | 0 | 0.0001283 | 0.0025379 | 0 | 0.0025379 | 0.0025379 | 0 | 0.0025379 | [22 empty] | 7.3.3.17.5 (Remote Grid) Updates to grid topology to minimize risk of ignition in HFTDs Remote GridWLDFRVegetation ContactAggregated | WLDFR | HFTD - Distribution - Tier 2 - 1QU CoRE ¦ 2QU LoRE | Non-Red Flag Warning - Large Fires | Vegetation Contact | Aggregated | 2061 | 2.2888e-05 | 353.5334 | 0.0080916 | 2061 | Mitigation | 0.95 | 45 | 0 | esc | 0.00097009 | 2.2203e-08 | 0.00097009 | 2.2203e-08
[35 empty] | WLDFR | HFTD - Distribution - Tier 3 - 4QU CoRE ¦ 5QU LoRE | 2062 | 0.062412 | 0.00029367 | 0.014353 | 0 | 0.014353 | 0.00029367 | 0.014353 | 0 | 0.014353 | 0.00089581 | 0.00089581 | 0.00029367 | 1.8328e-05 | 0.014353 | 0.00089581 | 0 | 0 | 0.014353 | 0.00089581 | [22 empty] | WLDFR | HFTD - Distribution - Tier 2 - 2QU CoRE ¦ 1QU LoRE | Red Flag Warning - Catastrophic Fires | 2062 | 1.2447e-07 | 1.2447e-07 | 20390.4035 | 362.3049 | 12307.8747 | 7720.2238 | 0 | 0 | 0.0001283 | 0.0025379 | 0 | 0.0025379 | 0.0025379 | 0 | 0.0025379 | [22 empty] | 7.3.3.17.5 (Remote Grid) Updates to grid topology to minimize risk of ignition in HFTDs Remote GridWLDFRVegetation ContactAggregated | WLDFR | HFTD - Distribution - Tier 2 - 1QU CoRE ¦ 2QU LoRE | Non-Red Flag Warning - Large Fires | Vegetation Contact | Aggregated | 2062 | 2.2888e-05 | 353.5334 | 0.0080916 | 2062 | Mitigation | 0.95 | 45 | 0 | esc | 0.00097009 | 2.2203e-08 | 0.00097009 | 2.2203e-08
[35 empty] | WLDFR | HFTD - Distribution - Tier 3 - 4QU CoRE ¦ 5QU LoRE | 2063 | 0.058329 | 0.00029367 | 0.015012 | 0 | 0.015012 | 0.00029367 | 0.015012 | 0 | 0.015012 | 0.0008756 | 0.0008756 | 0.00029367 | 1.7129e-05 | 0.015012 | 0.0008756 | 0 | 0 | 0.015012 | 0.0008756 | [22 empty] | WLDFR | HFTD - Distribution - Tier 2 - 2QU CoRE ¦ 1QU LoRE | Red Flag Warning - Catastrophic Fires | 2063 | 1.2447e-07 | 1.2447e-07 | 21325.9188 | 384.5316 | 12862.0997 | 8079.2876 | 0 | 0 | 0.0001283 | 0.0026543 | 0 | 0.0026543 | 0.0026543 | 0 | 0.0026543 | [22 empty] | 7.3.3.17.5 (Remote Grid) Updates to grid topology to minimize risk of ignition in HFTDs Remote GridWLDFRVegetation ContactAggregated | WLDFR | HFTD - Distribution - Tier 2 - 1QU CoRE ¦ 2QU LoRE | Non-Red Flag Warning - Large Fires | Vegetation Contact | Aggregated | 2063 | 2.2888e-05 | 353.5334 | 0.0080916 | 2063 | Mitigation | 0.95 | 45 | 0 | esc | 0.00097009 | 2.2203e-08 | 0.00097009 | 2.2203e-08
[35 empty] | WLDFR | HFTD - Distribution - Tier 3 - 4QU CoRE ¦ 5QU LoRE | 2064 | 0.054513 | 0.00029367 | 0.015012 | 0 | 0.015012 | 0.00029367 | 0.015012 | 0 | 0.015012 | 0.00081832 | 0.00081832 | 0.00029367 | 1.6009e-05 | 0.015012 | 0.00081832 | 0 | 0 | 0.015012 | 0.00081832 | [22 empty] | WLDFR | HFTD - Distribution - Tier 2 - 2QU CoRE ¦ 1QU LoRE | Red Flag Warning - Catastrophic Fires | 2064 | 1.2447e-07 | 1.2447e-07 | 21325.9188 | 384.5316 | 12862.0997 | 8079.2876 | 0 | 0 | 0.0001283 | 0.0026543 | 0 | 0.0026543 | 0.0026543 | 0 | 0.0026543 | [22 empty] | 7.3.3.17.5 (Remote Grid) Updates to grid topology to minimize risk of ignition in HFTDs Remote GridWLDFRVegetation ContactAggregated | WLDFR | HFTD - Distribution - Tier 2 - 1QU CoRE ¦ 2QU LoRE | Non-Red Flag Warning - Large Fires | Vegetation Contact | Aggregated | 2064 | 2.2888e-05 | 353.5334 | 0.0080916 | 2064 | Mitigation | 0.95 | 45 | 0 | esc | 0.00097009 | 2.2203e-08 | 0.00097009 | 2.2203e-08
[35 empty] | WLDFR | HFTD - Distribution - Tier 3 - 4QU CoRE ¦ 5QU LoRE | 2065 | 0.050946 | 0.00029367 | 0.015012 | 0 | 0.015012 | 0.00029367 | 0.015012 | 0 | 0.015012 | 0.00076479 | 0.00076479 | 0.00029367 | 1.4961e-05 | 0.015012 | 0.00076479 | 0 | 0 | 0.015012 | 0.00076479 | [22 empty] | WLDFR | HFTD - Distribution - Tier 2 - 2QU CoRE ¦ 1QU LoRE | Red Flag Warning - Catastrophic Fires | 2065 | 1.2447e-07 | 1.2447e-07 | 21325.9188 | 384.5316 | 12862.0997 | 8079.2876 | 0 | 0 | 0.0001283 | 0.0026543 | 0 | 0.0026543 | 0.0026543 | 0 | 0.0026543 | [22 empty] | 7.3.3.17.5 (Remote Grid) Updates to grid topology to minimize risk of ignition in HFTDs Remote GridWLDFRVegetation ContactAggregated | WLDFR | HFTD - Distribution - Tier 2 - 1QU CoRE ¦ 2QU LoRE | Non-Red Flag Warning - Large Fires | Vegetation Contact | Aggregated | 2065 | 2.2888e-05 | 353.5334 | 0.0080916 | 2065 | Mitigation | 0.95 | 45 | 0 | esc | 0.00097009 | 2.2203e-08 | 0.00097009 | 2.2203e-08
[35 empty] | WLDFR | HFTD - Distribution - Tier 3 - 4QU CoRE ¦ 5QU LoRE | 2066 | 0.047613 | 0.00029367 | 0.015012 | 0 | 0.015012 | 0.00029367 | 0.015012 | 0 | 0.015012 | 0.00071475 | 0.00071475 | 0.00029367 | 1.3982e-05 | 0.015012 | 0.00071475 | 0 | 0 | 0.015012 | 0.00071475 | [22 empty] | WLDFR | HFTD - Distribution - Tier 2 - 2QU CoRE ¦ 1QU LoRE | Red Flag Warning - Catastrophic Fires | 2066 | 1.2447e-07 | 1.2447e-07 | 21325.9188 | 384.5316 | 12862.0997 | 8079.2876 | 0 | 0 | 0.0001283 | 0.0026543 | 0 | 0.0026543 | 0.0026543 | 0 | 0.0026543 | [22 empty] | 7.3.3.17.5 (Remote Grid) Updates to grid topology to minimize risk of ignition in HFTDs Remote GridWLDFRVegetation ContactAggregated | WLDFR | HFTD - Distribution - Tier 2 - 1QU CoRE ¦ 2QU LoRE | Non-Red Flag Warning - Large Fires | Vegetation Contact | Aggregated | 2066 | 2.2888e-05 | 353.5334 | 0.0080916 | 2066 | Mitigation | 0.95 | 45 | 0 | esc | 0.00097009 | 2.2203e-08 | 0.00097009 | 2.2203e-08
[35 empty] | WLDFR | HFTD - Distribution - Tier 3 - 4QU CoRE ¦ 5QU LoRE | 2067 | 0.044499 | 0 | 0 | 0 | 0 | 0.00029367 | 0.015012 | 0 | 0.015012 | 0 | 0.00066799 | 0 | 0 | 0 | 0 | 0 | 0 | 0 | 0 | [22 empty] | WLDFR | HFTD - Distribution - Tier 2 - 2QU CoRE ¦ 1QU LoRE | Red Flag Warning - Catastrophic Fires | 2067 | 0 | 1.2447e-07 | 21325.9188 | 384.5316 | 12862.0997 | 8079.2876 | 0 | 0 | 0.0001283 | 0 | 0 | 0 | 0.0026543 | 0 | 0.0026543 | [22 empty] | 7.3.3.17.5 (Remote Grid) Updates to grid topology to minimize risk of ignition in HFTDs Remote GridWLDFRVegetation ContactAggregated | WLDFR | HFTD - Distribution - Tier 2 - 1QU CoRE ¦ 2QU LoRE | Non-Red Flag Warning - Large Fires | Vegetation Contact | Aggregated | 2067 | 2.2888e-05 | 353.5334 | 0.0080916 | 2067 | Mitigation | 0.95 | 45 | 0 | esc | 0 | 0 | 0.00097009 | 2.2203e-08
[35 empty] | WLDFR | HFTD - Distribution - Tier 3 - 5QU CoRE ¦ 1QU LoRE | 2022 | 0.93458 | 0.013716 | 0.056794 | 0 | 0.056794 | 0 | 0 | 0 | 0 | 0.053078 | 0 | 0.013716 | 0.012819 | 0.056794 | 0.053078 | 0 | 0 | 0.056794 | 0.053078 | [22 empty] | WLDFR | HFTD - Distribution - Tier 2 - 2QU CoRE ¦ 1QU LoRE | Red Flag Warning - Destructive Fires | 2022 | 2.1269e-08 | 0 | 8807.9522 | 222.2294 | 8585.7228 | 0 | 0 | 0 | 2.1924e-05 | 0.00018733 | 0 | 0.00018733 | 0 | 0 | 0 | [22 empty] | 7.3.3.17.5 (Remote Grid) Updates to grid topology to minimize risk of ignition in HFTDs Remote GridWLDFRWire-to-wire contactAggregated | WLDFR | HFTD - Distribution - Tier 2 - 1QU CoRE ¦ 2QU LoRE | Non-Red Flag Warning - Large Fires | Wire-to-wire contact | Aggregated | 2022 | 1.1276e-05 | 353.5334 | 0.0039866 | 2022 | Mitigation | 0.95 | 45 | 0 | esc | 0.00097009 | 1.0939e-08 | 0 | 0
[35 empty] | WLDFR | HFTD - Distribution - Tier 3 - 5QU CoRE ¦ 1QU LoRE | 2023 | 0.87344 | 0.013716 | 0.058874 | 0 | 0.058874 | 0.013716 | 0.058874 | 0 | 0.058874 | 0.051422 | 0.051422 | 0.013716 | 0.01198 | 0.058874 | 0.051422 | 0 | 0 | 0.058874 | 0.051422 | [22 empty] | WLDFR | HFTD - Distribution - Tier 2 - 2QU CoRE ¦ 1QU LoRE | Red Flag Warning - Destructive Fires | 2023 | 2.1269e-08 | 2.1269e-08 | 9129.7461 | 233.2301 | 8896.516 | 0 | 0 | 0 | 2.1924e-05 | 0.00019418 | 0 | 0.00019418 | 0.00019418 | 0 | 0.00019418 | [22 empty] | 7.3.3.17.5 (Remote Grid) Updates to grid topology to minimize risk of ignition in HFTDs Remote GridWLDFRWire-to-wire contactAggregated | WLDFR | HFTD - Distribution - Tier 2 - 1QU CoRE ¦ 2QU LoRE | Non-Red Flag Warning - Large Fires | Wire-to-wire contact | Aggregated | 2023 | 1.1276e-05 | 353.5334 | 0.0039866 | 2023 | Mitigation | 0.95 | 45 | 0 | esc | 0.00097009 | 1.0939e-08 | 0.00097009 | 1.0939e-08
[35 empty] | WLDFR | HFTD - Distribution - Tier 3 - 5QU CoRE ¦ 1QU LoRE | 2024 | 0.8163 | 0.013716 | 0.058874 | 0 | 0.058874 | 0.013716 | 0.058874 | 0 | 0.058874 | 0.048058 | 0.048058 | 0.013716 | 0.011196 | 0.058874 | 0.048058 | 0 | 0 | 0.058874 | 0.048058 | [22 empty] | WLDFR | HFTD - Distribution - Tier 2 - 2QU CoRE ¦ 1QU LoRE | Red Flag Warning - Destructive Fires | 2024 | 2.1269e-08 | 2.1269e-08 | 9129.7461 | 233.2301 | 8896.516 | 0 | 0 | 0 | 2.1924e-05 | 0.00019418 | 0 | 0.00019418 | 0.00019418 | 0 | 0.00019418 | [22 empty] | 7.3.3.17.5 (Remote Grid) Updates to grid topology to minimize risk of ignition in HFTDs Remote GridWLDFRWire-to-wire contactAggregated | WLDFR | HFTD - Distribution - Tier 2 - 1QU CoRE ¦ 2QU LoRE | Non-Red Flag Warning - Large Fires | Wire-to-wire contact | Aggregated | 2024 | 1.1276e-05 | 353.5334 | 0.0039866 | 2024 | Mitigation | 0.95 | 45 | 0 | esc | 0.00097009 | 1.0939e-08 | 0.00097009 | 1.0939e-08
[35 empty] | WLDFR | HFTD - Distribution - Tier 3 - 5QU CoRE ¦ 1QU LoRE | 2025 | 0.7629 | 0.013716 | 0.058874 | 0 | 0.058874 | 0.013716 | 0.058874 | 0 | 0.058874 | 0.044914 | 0.044914 | 0.013716 | 0.010464 | 0.058874 | 0.044914 | 0 | 0 | 0.058874 | 0.044914 | [22 empty] | WLDFR | HFTD - Distribution - Tier 2 - 2QU CoRE ¦ 1QU LoRE | Red Flag Warning - Destructive Fires | 2025 | 2.1269e-08 | 2.1269e-08 | 9129.7461 | 233.2301 | 8896.516 | 0 | 0 | 0 | 2.1924e-05 | 0.00019418 | 0 | 0.00019418 | 0.00019418 | 0 | 0.00019418 | [22 empty] | 7.3.3.17.5 (Remote Grid) Updates to grid topology to minimize risk of ignition in HFTDs Remote GridWLDFRWire-to-wire contactAggregated | WLDFR | HFTD - Distribution - Tier 2 - 1QU CoRE ¦ 2QU LoRE | Non-Red Flag Warning - Large Fires | Wire-to-wire contact | Aggregated | 2025 | 1.1276e-05 | 353.5334 | 0.0039866 | 2025 | Mitigation | 0.95 | 45 | 0 | esc | 0.00097009 | 1.0939e-08 | 0.00097009 | 1.0939e-08
[35 empty] | WLDFR | HFTD - Distribution - Tier 3 - 5QU CoRE ¦ 1QU LoRE | 2026 | 0.71299 | 0.013716 | 0.058874 | 0 | 0.058874 | 0.013716 | 0.058874 | 0 | 0.058874 | 0.041976 | 0.041976 | 0.013716 | 0.0097793 | 0.058874 | 0.041976 | 0 | 0 | 0.058874 | 0.041976 | [22 empty] | WLDFR | HFTD - Distribution - Tier 2 - 2QU CoRE ¦ 1QU LoRE | Red Flag Warning - Destructive Fires | 2026 | 2.1269e-08 | 2.1269e-08 | 9129.7461 | 233.2301 | 8896.516 | 0 | 0 | 0 | 2.1924e-05 | 0.00019418 | 0 | 0.00019418 | 0.00019418 | 0 | 0.00019418 | [22 empty] | 7.3.3.17.5 (Remote Grid) Updates to grid topology to minimize risk of ignition in HFTDs Remote GridWLDFRWire-to-wire contactAggregated | WLDFR | HFTD - Distribution - Tier 2 - 1QU CoRE ¦ 2QU LoRE | Non-Red Flag Warning - Large Fires | Wire-to-wire contact | Aggregated | 2026 | 1.1276e-05 | 353.5334 | 0.0039866 | 2026 | Mitigation | 0.95 | 45 | 0 | esc | 0.00097009 | 1.0939e-08 | 0.00097009 | 1.0939e-08
[35 empty] | WLDFR | HFTD - Distribution - Tier 3 - 5QU CoRE ¦ 1QU LoRE | 2027 | 0.66634 | 0.013716 | 0.058874 | 0 | 0.058874 | 0.013716 | 0.058874 | 0 | 0.058874 | 0.03923 | 0.03923 | 0.013716 | 0.0091396 | 0.058874 | 0.03923 | 0 | 0 | 0.058874 | 0.03923 | [22 empty] | WLDFR | HFTD - Distribution - Tier 2 - 2QU CoRE ¦ 1QU LoRE | Red Flag Warning - Destructive Fires | 2027 | 2.1269e-08 | 2.1269e-08 | 9129.7461 | 233.2301 | 8896.516 | 0 | 0 | 0 | 2.1924e-05 | 0.00019418 | 0 | 0.00019418 | 0.00019418 | 0 | 0.00019418 | [22 empty] | 7.3.3.17.5 (Remote Grid) Updates to grid topology to minimize risk of ignition in HFTDs Remote GridWLDFRWire-to-wire contactAggregated | WLDFR | HFTD - Distribution - Tier 2 - 1QU CoRE ¦ 2QU LoRE | Non-Red Flag Warning - Large Fires | Wire-to-wire contact | Aggregated | 2027 | 1.1276e-05 | 353.5334 | 0.0039866 | 2027 | Mitigation | 0.95 | 45 | 0 | esc | 0.00097009 | 1.0939e-08 | 0.00097009 | 1.0939e-08
[35 empty] | WLDFR | HFTD - Distribution - Tier 3 - 5QU CoRE ¦ 1QU LoRE | 2028 | 0.62275 | 0.013716 | 0.061495 | 0 | 0.061495 | 0.013716 | 0.061495 | 0 | 0.061495 | 0.038296 | 0.038296 | 0.013716 | 0.0085416 | 0.061495 | 0.038296 | 0 | 0 | 0.061495 | 0.038296 | [22 empty] | WLDFR | HFTD - Distribution - Tier 2 - 2QU CoRE ¦ 1QU LoRE | Red Flag Warning - Destructive Fires | 2028 | 2.1269e-08 | 2.1269e-08 | 9534.9221 | 247.273 | 9287.6491 | 0 | 0 | 0 | 2.1924e-05 | 0.00020279 | 0 | 0.00020279 | 0.00020279 | 0 | 0.00020279 | [22 empty] | 7.3.3.17.5 (Remote Grid) Updates to grid topology to minimize risk of ignition in HFTDs Remote GridWLDFRWire-to-wire contactAggregated | WLDFR | HFTD - Distribution - Tier 2 - 1QU CoRE ¦ 2QU LoRE | Non-Red Flag Warning - Large Fires | Wire-to-wire contact | Aggregated | 2028 | 1.1276e-05 | 353.5334 | 0.0039866 | 2028 | Mitigation | 0.95 | 45 | 0 | esc | 0.00097009 | 1.0939e-08 | 0.00097009 | 1.0939e-08
[35 empty] | WLDFR | HFTD - Distribution - Tier 3 - 5QU CoRE ¦ 1QU LoRE | 2029 | 0.58201 | 0.013716 | 0.061495 | 0 | 0.061495 | 0.013716 | 0.061495 | 0 | 0.061495 | 0.035791 | 0.035791 | 0.013716 | 0.0079828 | 0.061495 | 0.035791 | 0 | 0 | 0.061495 | 0.035791 | [22 empty] | WLDFR | HFTD - Distribution - Tier 2 - 2QU CoRE ¦ 1QU LoRE | Red Flag Warning - Destructive Fires | 2029 | 2.1269e-08 | 2.1269e-08 | 9534.9221 | 247.273 | 9287.6491 | 0 | 0 | 0 | 2.1924e-05 | 0.00020279 | 0 | 0.00020279 | 0.00020279 | 0 | 0.00020279 | [22 empty] | 7.3.3.17.5 (Remote Grid) Updates to grid topology to minimize risk of ignition in HFTDs Remote GridWLDFRWire-to-wire contactAggregated | WLDFR | HFTD - Distribution - Tier 2 - 1QU CoRE ¦ 2QU LoRE | Non-Red Flag Warning - Large Fires | Wire-to-wire contact | Aggregated | 2029 | 1.1276e-05 | 353.5334 | 0.0039866 | 2029 | Mitigation | 0.95 | 45 | 0 | esc | 0.00097009 | 1.0939e-08 | 0.00097009 | 1.0939e-08
[35 empty] | WLDFR | HFTD - Distribution - Tier 3 - 5QU CoRE ¦ 1QU LoRE | 2030 | 0.54393 | 0.013716 | 0.061495 | 0 | 0.061495 | 0.013716 | 0.061495 | 0 | 0.061495 | 0.033449 | 0.033449 | 0.013716 | 0.0074606 | 0.061495 | 0.033449 | 0 | 0 | 0.061495 | 0.033449 | [22 empty] | WLDFR | HFTD - Distribution - Tier 2 - 2QU CoRE ¦ 1QU LoRE | Red Flag Warning - Destructive Fires | 2030 | 2.1269e-08 | 2.1269e-08 | 9534.9221 | 247.273 | 9287.6491 | 0 | 0 | 0 | 2.1924e-05 | 0.00020279 | 0 | 0.00020279 | 0.00020279 | 0 | 0.00020279 | [22 empty] | 7.3.3.17.5 (Remote Grid) Updates to grid topology to minimize risk of ignition in HFTDs Remote GridWLDFRWire-to-wire contactAggregated | WLDFR | HFTD - Distribution - Tier 2 - 1QU CoRE ¦ 2QU LoRE | Non-Red Flag Warning - Large Fires | Wire-to-wire contact | Aggregated | 2030 | 1.1276e-05 | 353.5334 | 0.0039866 | 2030 | Mitigation | 0.95 | 45 | 0 | esc | 0.00097009 | 1.0939e-08 | 0.00097009 | 1.0939e-08
[35 empty] | WLDFR | HFTD - Distribution - Tier 3 - 5QU CoRE ¦ 1QU LoRE | 2031 | 0.50835 | 0.013716 | 0.061495 | 0 | 0.061495 | 0.013716 | 0.061495 | 0 | 0.061495 | 0.031261 | 0.031261 | 0.013716 | 0.0069725 | 0.061495 | 0.031261 | 0 | 0 | 0.061495 | 0.031261 | [22 empty] | WLDFR | HFTD - Distribution - Tier 2 - 2QU CoRE ¦ 1QU LoRE | Red Flag Warning - Destructive Fires | 2031 | 2.1269e-08 | 2.1269e-08 | 9534.9221 | 247.273 | 9287.6491 | 0 | 0 | 0 | 2.1924e-05 | 0.00020279 | 0 | 0.00020279 | 0.00020279 | 0 | 0.00020279 | [22 empty] | 7.3.3.17.5 (Remote Grid) Updates to grid topology to minimize risk of ignition in HFTDs Remote GridWLDFRWire-to-wire contactAggregated | WLDFR | HFTD - Distribution - Tier 2 - 1QU CoRE ¦ 2QU LoRE | Non-Red Flag Warning - Large Fires | Wire-to-wire contact | Aggregated | 2031 | 1.1276e-05 | 353.5334 | 0.0039866 | 2031 | Mitigation | 0.95 | 45 | 0 | esc | 0.00097009 | 1.0939e-08 | 0.00097009 | 1.0939e-08
[35 empty] | WLDFR | HFTD - Distribution - Tier 3 - 5QU CoRE ¦ 1QU LoRE | 2032 | 0.47509 | 0.013716 | 0.061495 | 0 | 0.061495 | 0.013716 | 0.061495 | 0 | 0.061495 | 0.029216 | 0.029216 | 0.013716 | 0.0065164 | 0.061495 | 0.029216 | 0 | 0 | 0.061495 | 0.029216 | [22 empty] | WLDFR | HFTD - Distribution - Tier 2 - 2QU CoRE ¦ 1QU LoRE | Red Flag Warning - Destructive Fires | 2032 | 2.1269e-08 | 2.1269e-08 | 9534.9221 | 247.273 | 9287.6491 | 0 | 0 | 0 | 2.1924e-05 | 0.00020279 | 0 | 0.00020279 | 0.00020279 | 0 | 0.00020279 | [22 empty] | 7.3.3.17.5 (Remote Grid) Updates to grid topology to minimize risk of ignition in HFTDs Remote GridWLDFRWire-to-wire contactAggregated | WLDFR | HFTD - Distribution - Tier 2 - 1QU CoRE ¦ 2QU LoRE | Non-Red Flag Warning - Large Fires | Wire-to-wire contact | Aggregated | 2032 | 1.1276e-05 | 353.5334 | 0.0039866 | 2032 | Mitigation | 0.95 | 45 | 0 | esc | 0.00097009 | 1.0939e-08 | 0.00097009 | 1.0939e-08
[35 empty] | WLDFR | HFTD - Distribution - Tier 3 - 5QU CoRE ¦ 1QU LoRE | 2033 | 0.44401 | 0.013716 | 0.06441 | 0 | 0.06441 | 0.013716 | 0.06441 | 0 | 0.06441 | 0.028599 | 0.028599 | 0.013716 | 0.0060901 | 0.06441 | 0.028599 | 0 | 0 | 0.06441 | 0.028599 | [22 empty] | WLDFR | HFTD - Distribution - Tier 2 - 2QU CoRE ¦ 1QU LoRE | Red Flag Warning - Destructive Fires | 2033 | 2.1269e-08 | 2.1269e-08 | 9984.8474 | 263.1074 | 9721.74 | 0 | 0 | 0 | 2.1924e-05 | 0.00021236 | 0 | 0.00021236 | 0.00021236 | 0 | 0.00021236 | [22 empty] | 7.3.3.17.5 (Remote Grid) Updates to grid topology to minimize risk of ignition in HFTDs Remote GridWLDFRWire-to-wire contactAggregated | WLDFR | HFTD - Distribution - Tier 2 - 1QU CoRE ¦ 2QU LoRE | Non-Red Flag Warning - Large Fires | Wire-to-wire contact | Aggregated | 2033 | 1.1276e-05 | 353.5334 | 0.0039866 | 2033 | Mitigation | 0.95 | 45 | 0 | esc | 0.00097009 | 1.0939e-08 | 0.00097009 | 1.0939e-08
[35 empty] | WLDFR | HFTD - Distribution - Tier 3 - 5QU CoRE ¦ 1QU LoRE | 2034 | 0.41496 | 0.013716 | 0.06441 | 0 | 0.06441 | 0.013716 | 0.06441 | 0 | 0.06441 | 0.026728 | 0.026728 | 0.013716 | 0.0056917 | 0.06441 | 0.026728 | 0 | 0 | 0.06441 | 0.026728 | [22 empty] | WLDFR | HFTD - Distribution - Tier 2 - 2QU CoRE ¦ 1QU LoRE | Red Flag Warning - Destructive Fires | 2034 | 2.1269e-08 | 2.1269e-08 | 9984.8474 | 263.1074 | 9721.74 | 0 | 0 | 0 | 2.1924e-05 | 0.00021236 | 0 | 0.00021236 | 0.00021236 | 0 | 0.00021236 | [22 empty] | 7.3.3.17.5 (Remote Grid) Updates to grid topology to minimize risk of ignition in HFTDs Remote GridWLDFRWire-to-wire contactAggregated | WLDFR | HFTD - Distribution - Tier 2 - 1QU CoRE ¦ 2QU LoRE | Non-Red Flag Warning - Large Fires | Wire-to-wire contact | Aggregated | 2034 | 1.1276e-05 | 353.5334 | 0.0039866 | 2034 | Mitigation | 0.95 | 45 | 0 | esc | 0.00097009 | 1.0939e-08 | 0.00097009 | 1.0939e-08
[35 empty] | WLDFR | HFTD - Distribution - Tier 3 - 5QU CoRE ¦ 1QU LoRE | 2035 | 0.38782 | 0.013716 | 0.06441 | 0 | 0.06441 | 0.013716 | 0.06441 | 0 | 0.06441 | 0.024979 | 0.024979 | 0.013716 | 0.0053193 | 0.06441 | 0.024979 | 0 | 0 | 0.06441 | 0.024979 | [22 empty] | WLDFR | HFTD - Distribution - Tier 2 - 2QU CoRE ¦ 1QU LoRE | Red Flag Warning - Destructive Fires | 2035 | 2.1269e-08 | 2.1269e-08 | 9984.8474 | 263.1074 | 9721.74 | 0 | 0 | 0 | 2.1924e-05 | 0.00021236 | 0 | 0.00021236 | 0.00021236 | 0 | 0.00021236 | [22 empty] | 7.3.3.17.5 (Remote Grid) Updates to grid topology to minimize risk of ignition in HFTDs Remote GridWLDFRWire-to-wire contactAggregated | WLDFR | HFTD - Distribution - Tier 2 - 1QU CoRE ¦ 2QU LoRE | Non-Red Flag Warning - Large Fires | Wire-to-wire contact | Aggregated | 2035 | 1.1276e-05 | 353.5334 | 0.0039866 | 2035 | Mitigation | 0.95 | 45 | 0 | esc | 0.00097009 | 1.0939e-08 | 0.00097009 | 1.0939e-08
[35 empty] | WLDFR | HFTD - Distribution - Tier 3 - 5QU CoRE ¦ 1QU LoRE | 2036 | 0.36245 | 0.013716 | 0.06441 | 0 | 0.06441 | 0.013716 | 0.06441 | 0 | 0.06441 | 0.023345 | 0.023345 | 0.013716 | 0.0049713 | 0.06441 | 0.023345 | 0 | 0 | 0.06441 | 0.023345 | [22 empty] | WLDFR | HFTD - Distribution - Tier 2 - 2QU CoRE ¦ 1QU LoRE | Red Flag Warning - Destructive Fires | 2036 | 2.1269e-08 | 2.1269e-08 | 9984.8474 | 263.1074 | 9721.74 | 0 | 0 | 0 | 2.1924e-05 | 0.00021236 | 0 | 0.00021236 | 0.00021236 | 0 | 0.00021236 | [22 empty] | 7.3.3.17.5 (Remote Grid) Updates to grid topology to minimize risk of ignition in HFTDs Remote GridWLDFRWire-to-wire contactAggregated | WLDFR | HFTD - Distribution - Tier 2 - 1QU CoRE ¦ 2QU LoRE | Non-Red Flag Warning - Large Fires | Wire-to-wire contact | Aggregated | 2036 | 1.1276e-05 | 353.5334 | 0.0039866 | 2036 | Mitigation | 0.95 | 45 | 0 | esc | 0.00097009 | 1.0939e-08 | 0.00097009 | 1.0939e-08
[35 empty] | WLDFR | HFTD - Distribution - Tier 3 - 5QU CoRE ¦ 1QU LoRE | 2037 | 0.33873 | 0.013716 | 0.06441 | 0 | 0.06441 | 0.013716 | 0.06441 | 0 | 0.06441 | 0.021818 | 0.021818 | 0.013716 | 0.0046461 | 0.06441 | 0.021818 | 0 | 0 | 0.06441 | 0.021818 | [22 empty] | WLDFR | HFTD - Distribution - Tier 2 - 2QU CoRE ¦ 1QU LoRE | Red Flag Warning - Destructive Fires | 2037 | 2.1269e-08 | 2.1269e-08 | 9984.8474 | 263.1074 | 9721.74 | 0 | 0 | 0 | 2.1924e-05 | 0.00021236 | 0 | 0.00021236 | 0.00021236 | 0 | 0.00021236 | [22 empty] | 7.3.3.17.5 (Remote Grid) Updates to grid topology to minimize risk of ignition in HFTDs Remote GridWLDFRWire-to-wire contactAggregated | WLDFR | HFTD - Distribution - Tier 2 - 1QU CoRE ¦ 2QU LoRE | Non-Red Flag Warning - Large Fires | Wire-to-wire contact | Aggregated | 2037 | 1.1276e-05 | 353.5334 | 0.0039866 | 2037 | Mitigation | 0.95 | 45 | 0 | esc | 0.00097009 | 1.0939e-08 | 0.00097009 | 1.0939e-08
[35 empty] | WLDFR | HFTD - Distribution - Tier 3 - 5QU CoRE ¦ 1QU LoRE | 2038 | 0.31657 | 0.013716 | 0.067575 | 0 | 0.067575 | 0.013716 | 0.067575 | 0 | 0.067575 | 0.021393 | 0.021393 | 0.013716 | 0.0043421 | 0.067575 | 0.021393 | 0 | 0 | 0.067575 | 0.021393 | [22 empty] | WLDFR | HFTD - Distribution - Tier 2 - 2QU CoRE ¦ 1QU LoRE | Red Flag Warning - Destructive Fires | 2038 | 2.1269e-08 | 2.1269e-08 | 10472.8261 | 280.5544 | 10192.2718 | 0 | 0 | 0 | 2.1924e-05 | 0.00022274 | 0 | 0.00022274 | 0.00022274 | 0 | 0.00022274 | [22 empty] | 7.3.3.17.5 (Remote Grid) Updates to grid topology to minimize risk of ignition in HFTDs Remote GridWLDFRWire-to-wire contactAggregated | WLDFR | HFTD - Distribution - Tier 2 - 1QU CoRE ¦ 2QU LoRE | Non-Red Flag Warning - Large Fires | Wire-to-wire contact | Aggregated | 2038 | 1.1276e-05 | 353.5334 | 0.0039866 | 2038 | Mitigation | 0.95 | 45 | 0 | esc | 0.00097009 | 1.0939e-08 | 0.00097009 | 1.0939e-08
[35 empty] | WLDFR | HFTD - Distribution - Tier 3 - 5QU CoRE ¦ 1QU LoRE | 2039 | 0.29586 | 0.013716 | 0.067575 | 0 | 0.067575 | 0.013716 | 0.067575 | 0 | 0.067575 | 0.019993 | 0.019993 | 0.013716 | 0.0040581 | 0.067575 | 0.019993 | 0 | 0 | 0.067575 | 0.019993 | [22 empty] | WLDFR | HFTD - Distribution - Tier 2 - 2QU CoRE ¦ 1QU LoRE | Red Flag Warning - Destructive Fires | 2039 | 2.1269e-08 | 2.1269e-08 | 10472.8261 | 280.5544 | 10192.2718 | 0 | 0 | 0 | 2.1924e-05 | 0.00022274 | 0 | 0.00022274 | 0.00022274 | 0 | 0.00022274 | [22 empty] | 7.3.3.17.5 (Remote Grid) Updates to grid topology to minimize risk of ignition in HFTDs Remote GridWLDFRWire-to-wire contactAggregated | WLDFR | HFTD - Distribution - Tier 2 - 1QU CoRE ¦ 2QU LoRE | Non-Red Flag Warning - Large Fires | Wire-to-wire contact | Aggregated | 2039 | 1.1276e-05 | 353.5334 | 0.0039866 | 2039 | Mitigation | 0.95 | 45 | 0 | esc | 0.00097009 | 1.0939e-08 | 0.00097009 | 1.0939e-08
[35 empty] | WLDFR | HFTD - Distribution - Tier 3 - 5QU CoRE ¦ 1QU LoRE | 2040 | 0.27651 | 0.013716 | 0.067575 | 0 | 0.067575 | 0.013716 | 0.067575 | 0 | 0.067575 | 0.018685 | 0.018685 | 0.013716 | 0.0037926 | 0.067575 | 0.018685 | 0 | 0 | 0.067575 | 0.018685 | [22 empty] | WLDFR | HFTD - Distribution - Tier 2 - 2QU CoRE ¦ 1QU LoRE | Red Flag Warning - Destructive Fires | 2040 | 2.1269e-08 | 2.1269e-08 | 10472.8261 | 280.5544 | 10192.2718 | 0 | 0 | 0 | 2.1924e-05 | 0.00022274 | 0 | 0.00022274 | 0.00022274 | 0 | 0.00022274 | [22 empty] | 7.3.3.17.5 (Remote Grid) Updates to grid topology to minimize risk of ignition in HFTDs Remote GridWLDFRWire-to-wire contactAggregated | WLDFR | HFTD - Distribution - Tier 2 - 1QU CoRE ¦ 2QU LoRE | Non-Red Flag Warning - Large Fires | Wire-to-wire contact | Aggregated | 2040 | 1.1276e-05 | 353.5334 | 0.0039866 | 2040 | Mitigation | 0.95 | 45 | 0 | esc | 0.00097009 | 1.0939e-08 | 0.00097009 | 1.0939e-08
[35 empty] | WLDFR | HFTD - Distribution - Tier 3 - 5QU CoRE ¦ 1QU LoRE | 2041 | 0.25842 | 0.013716 | 0.067575 | 0 | 0.067575 | 0.013716 | 0.067575 | 0 | 0.067575 | 0.017463 | 0.017463 | 0.013716 | 0.0035445 | 0.067575 | 0.017463 | 0 | 0 | 0.067575 | 0.017463 | [22 empty] | WLDFR | HFTD - Distribution - Tier 2 - 2QU CoRE ¦ 1QU LoRE | Red Flag Warning - Destructive Fires | 2041 | 2.1269e-08 | 2.1269e-08 | 10472.8261 | 280.5544 | 10192.2718 | 0 | 0 | 0 | 2.1924e-05 | 0.00022274 | 0 | 0.00022274 | 0.00022274 | 0 | 0.00022274 | [22 empty] | 7.3.3.17.5 (Remote Grid) Updates to grid topology to minimize risk of ignition in HFTDs Remote GridWLDFRWire-to-wire contactAggregated | WLDFR | HFTD - Distribution - Tier 2 - 1QU CoRE ¦ 2QU LoRE | Non-Red Flag Warning - Large Fires | Wire-to-wire contact | Aggregated | 2041 | 1.1276e-05 | 353.5334 | 0.0039866 | 2041 | Mitigation | 0.95 | 45 | 0 | esc | 0.00097009 | 1.0939e-08 | 0.00097009 | 1.0939e-08
[35 empty] | WLDFR | HFTD - Distribution - Tier 3 - 5QU CoRE ¦ 1QU LoRE | 2042 | 0.24151 | 0.013716 | 0.067575 | 0 | 0.067575 | 0.013716 | 0.067575 | 0 | 0.067575 | 0.01632 | 0.01632 | 0.013716 | 0.0033126 | 0.067575 | 0.01632 | 0 | 0 | 0.067575 | 0.01632 | [22 empty] | WLDFR | HFTD - Distribution - Tier 2 - 2QU CoRE ¦ 1QU LoRE | Red Flag Warning - Destructive Fires | 2042 | 2.1269e-08 | 2.1269e-08 | 10472.8261 | 280.5544 | 10192.2718 | 0 | 0 | 0 | 2.1924e-05 | 0.00022274 | 0 | 0.00022274 | 0.00022274 | 0 | 0.00022274 | [22 empty] | 7.3.3.17.5 (Remote Grid) Updates to grid topology to minimize risk of ignition in HFTDs Remote GridWLDFRWire-to-wire contactAggregated | WLDFR | HFTD - Distribution - Tier 2 - 1QU CoRE ¦ 2QU LoRE | Non-Red Flag Warning - Large Fires | Wire-to-wire contact | Aggregated | 2042 | 1.1276e-05 | 353.5334 | 0.0039866 | 2042 | Mitigation | 0.95 | 45 | 0 | esc | 0.00097009 | 1.0939e-08 | 0.00097009 | 1.0939e-08
[35 empty] | WLDFR | HFTD - Distribution - Tier 3 - 5QU CoRE ¦ 1QU LoRE | 2043 | 0.22571 | 0.013716 | 0.070949 | 0 | 0.070949 | 0.013716 | 0.070949 | 0 | 0.070949 | 0.016014 | 0.016014 | 0.013716 | 0.0030959 | 0.070949 | 0.016014 | 0 | 0 | 0.070949 | 0.016014 | [22 empty] | WLDFR | HFTD - Distribution - Tier 2 - 2QU CoRE ¦ 1QU LoRE | Red Flag Warning - Destructive Fires | 2043 | 2.1269e-08 | 2.1269e-08 | 10992.1562 | 299.42 | 10692.7362 | 0 | 0 | 0 | 2.1924e-05 | 0.00023379 | 0 | 0.00023379 | 0.00023379 | 0 | 0.00023379 | [22 empty] | 7.3.3.17.5 (Remote Grid) Updates to grid topology to minimize risk of ignition in HFTDs Remote GridWLDFRWire-to-wire contactAggregated | WLDFR | HFTD - Distribution - Tier 2 - 1QU CoRE ¦ 2QU LoRE | Non-Red Flag Warning - Large Fires | Wire-to-wire contact | Aggregated | 2043 | 1.1276e-05 | 353.5334 | 0.0039866 | 2043 | Mitigation | 0.95 | 45 | 0 | esc | 0.00097009 | 1.0939e-08 | 0.00097009 | 1.0939e-08
[35 empty] | WLDFR | HFTD - Distribution - Tier 3 - 5QU CoRE ¦ 1QU LoRE | 2044 | 0.21095 | 0.013716 | 0.070949 | 0 | 0.070949 | 0.013716 | 0.070949 | 0 | 0.070949 | 0.014966 | 0.014966 | 0.013716 | 0.0028934 | 0.070949 | 0.014966 | 0 | 0 | 0.070949 | 0.014966 | [22 empty] | WLDFR | HFTD - Distribution - Tier 2 - 2QU CoRE ¦ 1QU LoRE | Red Flag Warning - Destructive Fires | 2044 | 2.1269e-08 | 2.1269e-08 | 10992.1562 | 299.42 | 10692.7362 | 0 | 0 | 0 | 2.1924e-05 | 0.00023379 | 0 | 0.00023379 | 0.00023379 | 0 | 0.00023379 | [22 empty] | 7.3.3.17.5 (Remote Grid) Updates to grid topology to minimize risk of ignition in HFTDs Remote GridWLDFRWire-to-wire contactAggregated | WLDFR | HFTD - Distribution - Tier 2 - 1QU CoRE ¦ 2QU LoRE | Non-Red Flag Warning - Large Fires | Wire-to-wire contact | Aggregated | 2044 | 1.1276e-05 | 353.5334 | 0.0039866 | 2044 | Mitigation | 0.95 | 45 | 0 | esc | 0.00097009 | 1.0939e-08 | 0.00097009 | 1.0939e-08
[35 empty] | WLDFR | HFTD - Distribution - Tier 3 - 5QU CoRE ¦ 1QU LoRE | 2045 | 0.19715 | 0.013716 | 0.070949 | 0 | 0.070949 | 0.013716 | 0.070949 | 0 | 0.070949 | 0.013987 | 0.013987 | 0.013716 | 0.0027041 | 0.070949 | 0.013987 | 0 | 0 | 0.070949 | 0.013987 | [22 empty] | WLDFR | HFTD - Distribution - Tier 2 - 2QU CoRE ¦ 1QU LoRE | Red Flag Warning - Destructive Fires | 2045 | 2.1269e-08 | 2.1269e-08 | 10992.1562 | 299.42 | 10692.7362 | 0 | 0 | 0 | 2.1924e-05 | 0.00023379 | 0 | 0.00023379 | 0.00023379 | 0 | 0.00023379 | [22 empty] | 7.3.3.17.5 (Remote Grid) Updates to grid topology to minimize risk of ignition in HFTDs Remote GridWLDFRWire-to-wire contactAggregated | WLDFR | HFTD - Distribution - Tier 2 - 1QU CoRE ¦ 2QU LoRE | Non-Red Flag Warning - Large Fires | Wire-to-wire contact | Aggregated | 2045 | 1.1276e-05 | 353.5334 | 0.0039866 | 2045 | Mitigation | 0.95 | 45 | 0 | esc | 0.00097009 | 1.0939e-08 | 0.00097009 | 1.0939e-08
[35 empty] | WLDFR | HFTD - Distribution - Tier 3 - 5QU CoRE ¦ 1QU LoRE | 2046 | 0.18425 | 0.013716 | 0.070949 | 0 | 0.070949 | 0.013716 | 0.070949 | 0 | 0.070949 | 0.013072 | 0.013072 | 0.013716 | 0.0025272 | 0.070949 | 0.013072 | 0 | 0 | 0.070949 | 0.013072 | [22 empty] | WLDFR | HFTD - Distribution - Tier 2 - 2QU CoRE ¦ 1QU LoRE | Red Flag Warning - Destructive Fires | 2046 | 2.1269e-08 | 2.1269e-08 | 10992.1562 | 299.42 | 10692.7362 | 0 | 0 | 0 | 2.1924e-05 | 0.00023379 | 0 | 0.00023379 | 0.00023379 | 0 | 0.00023379 | [22 empty] | 7.3.3.17.5 (Remote Grid) Updates to grid topology to minimize risk of ignition in HFTDs Remote GridWLDFRWire-to-wire contactAggregated | WLDFR | HFTD - Distribution - Tier 2 - 1QU CoRE ¦ 2QU LoRE | Non-Red Flag Warning - Large Fires | Wire-to-wire contact | Aggregated | 2046 | 1.1276e-05 | 353.5334 | 0.0039866 | 2046 | Mitigation | 0.95 | 45 | 0 | esc | 0.00097009 | 1.0939e-08 | 0.00097009 | 1.0939e-08
[35 empty] | WLDFR | HFTD - Distribution - Tier 3 - 5QU CoRE ¦ 1QU LoRE | 2047 | 0.1722 | 0.013716 | 0.070949 | 0 | 0.070949 | 0.013716 | 0.070949 | 0 | 0.070949 | 0.012217 | 0.012217 | 0.013716 | 0.0023618 | 0.070949 | 0.012217 | 0 | 0 | 0.070949 | 0.012217 | [22 empty] | WLDFR | HFTD - Distribution - Tier 2 - 2QU CoRE ¦ 1QU LoRE | Red Flag Warning - Destructive Fires | 2047 | 2.1269e-08 | 2.1269e-08 | 10992.1562 | 299.42 | 10692.7362 | 0 | 0 | 0 | 2.1924e-05 | 0.00023379 | 0 | 0.00023379 | 0.00023379 | 0 | 0.00023379 | [22 empty] | 7.3.3.17.5 (Remote Grid) Updates to grid topology to minimize risk of ignition in HFTDs Remote GridWLDFRWire-to-wire contactAggregated | WLDFR | HFTD - Distribution - Tier 2 - 1QU CoRE ¦ 2QU LoRE | Non-Red Flag Warning - Large Fires | Wire-to-wire contact | Aggregated | 2047 | 1.1276e-05 | 353.5334 | 0.0039866 | 2047 | Mitigation | 0.95 | 45 | 0 | esc | 0.00097009 | 1.0939e-08 | 0.00097009 | 1.0939e-08
[35 empty] | WLDFR | HFTD - Distribution - Tier 3 - 5QU CoRE ¦ 1QU LoRE | 2048 | 0.16093 | 0.013716 | 0.074487 | 0 | 0.074487 | 0.013716 | 0.074487 | 0 | 0.074487 | 0.011987 | 0.011987 | 0.013716 | 0.0022073 | 0.074487 | 0.011987 | 0 | 0 | 0.074487 | 0.011987 | [22 empty] | WLDFR | HFTD - Distribution - Tier 2 - 2QU CoRE ¦ 1QU LoRE | Red Flag Warning - Destructive Fires | 2048 | 2.1269e-08 | 2.1269e-08 | 11536.0538 | 319.4911 | 11216.5626 | 0 | 0 | 0 | 2.1924e-05 | 0.00024535 | 0 | 0.00024535 | 0.00024535 | 0 | 0.00024535 | [22 empty] | 7.3.3.17.5 (Remote Grid) Updates to grid topology to minimize risk of ignition in HFTDs Remote GridWLDFRWire-to-wire contactAggregated | WLDFR | HFTD - Distribution - Tier 2 - 1QU CoRE ¦ 2QU LoRE | Non-Red Flag Warning - Large Fires | Wire-to-wire contact | Aggregated | 2048 | 1.1276e-05 | 353.5334 | 0.0039866 | 2048 | Mitigation | 0.95 | 45 | 0 | esc | 0.00097009 | 1.0939e-08 | 0.00097009 | 1.0939e-08
[35 empty] | WLDFR | HFTD - Distribution - Tier 3 - 5QU CoRE ¦ 1QU LoRE | 2049 | 0.1504 | 0.013716 | 0.074487 | 0 | 0.074487 | 0.013716 | 0.074487 | 0 | 0.074487 | 0.011203 | 0.011203 | 0.013716 | 0.0020629 | 0.074487 | 0.011203 | 0 | 0 | 0.074487 | 0.011203 | [22 empty] | WLDFR | HFTD - Distribution - Tier 2 - 2QU CoRE ¦ 1QU LoRE | Red Flag Warning - Destructive Fires | 2049 | 2.1269e-08 | 2.1269e-08 | 11536.0538 | 319.4911 | 11216.5626 | 0 | 0 | 0 | 2.1924e-05 | 0.00024535 | 0 | 0.00024535 | 0.00024535 | 0 | 0.00024535 | [22 empty] | 7.3.3.17.5 (Remote Grid) Updates to grid topology to minimize risk of ignition in HFTDs Remote GridWLDFRWire-to-wire contactAggregated | WLDFR | HFTD - Distribution - Tier 2 - 1QU CoRE ¦ 2QU LoRE | Non-Red Flag Warning - Large Fires | Wire-to-wire contact | Aggregated | 2049 | 1.1276e-05 | 353.5334 | 0.0039866 | 2049 | Mitigation | 0.95 | 45 | 0 | esc | 0.00097009 | 1.0939e-08 | 0.00097009 | 1.0939e-08
[35 empty] | WLDFR | HFTD - Distribution - Tier 3 - 5QU CoRE ¦ 1QU LoRE | 2050 | 0.14056 | 0.013716 | 0.074487 | 0 | 0.074487 | 0.013716 | 0.074487 | 0 | 0.074487 | 0.01047 | 0.01047 | 0.013716 | 0.001928 | 0.074487 | 0.01047 | 0 | 0 | 0.074487 | 0.01047 | [22 empty] | WLDFR | HFTD - Distribution - Tier 2 - 2QU CoRE ¦ 1QU LoRE | Red Flag Warning - Destructive Fires | 2050 | 2.1269e-08 | 2.1269e-08 | 11536.0538 | 319.4911 | 11216.5626 | 0 | 0 | 0 | 2.1924e-05 | 0.00024535 | 0 | 0.00024535 | 0.00024535 | 0 | 0.00024535 | [22 empty] | 7.3.3.17.5 (Remote Grid) Updates to grid topology to minimize risk of ignition in HFTDs Remote GridWLDFRWire-to-wire contactAggregated | WLDFR | HFTD - Distribution - Tier 2 - 1QU CoRE ¦ 2QU LoRE | Non-Red Flag Warning - Large Fires | Wire-to-wire contact | Aggregated | 2050 | 1.1276e-05 | 353.5334 | 0.0039866 | 2050 | Mitigation | 0.95 | 45 | 0 | esc | 0.00097009 | 1.0939e-08 | 0.00097009 | 1.0939e-08
[35 empty] | WLDFR | HFTD - Distribution - Tier 3 - 5QU CoRE ¦ 1QU LoRE | 2051 | 0.13137 | 0.013716 | 0.074487 | 0 | 0.074487 | 0.013716 | 0.074487 | 0 | 0.074487 | 0.0097851 | 0.0097851 | 0.013716 | 0.0018018 | 0.074487 | 0.0097851 | 0 | 0 | 0.074487 | 0.0097851 | [22 empty] | WLDFR | HFTD - Distribution - Tier 2 - 2QU CoRE ¦ 1QU LoRE | Red Flag Warning - Destructive Fires | 2051 | 2.1269e-08 | 2.1269e-08 | 11536.0538 | 319.4911 | 11216.5626 | 0 | 0 | 0 | 2.1924e-05 | 0.00024535 | 0 | 0.00024535 | 0.00024535 | 0 | 0.00024535 | [22 empty] | 7.3.3.17.5 (Remote Grid) Updates to grid topology to minimize risk of ignition in HFTDs Remote GridWLDFRWire-to-wire contactAggregated | WLDFR | HFTD - Distribution - Tier 2 - 1QU CoRE ¦ 2QU LoRE | Non-Red Flag Warning - Large Fires | Wire-to-wire contact | Aggregated | 2051 | 1.1276e-05 | 353.5334 | 0.0039866 | 2051 | Mitigation | 0.95 | 45 | 0 | esc | 0.00097009 | 1.0939e-08 | 0.00097009 | 1.0939e-08
[35 empty] | WLDFR | HFTD - Distribution - Tier 3 - 5QU CoRE ¦ 1QU LoRE | 2052 | 0.12277 | 0.013716 | 0.074487 | 0 | 0.074487 | 0.013716 | 0.074487 | 0 | 0.074487 | 0.009145 | 0.009145 | 0.013716 | 0.001684 | 0.074487 | 0.009145 | 0 | 0 | 0.074487 | 0.009145 | [22 empty] | WLDFR | HFTD - Distribution - Tier 2 - 2QU CoRE ¦ 1QU LoRE | Red Flag Warning - Destructive Fires | 2052 | 2.1269e-08 | 2.1269e-08 | 11536.0538 | 319.4911 | 11216.5626 | 0 | 0 | 0 | 2.1924e-05 | 0.00024535 | 0 | 0.00024535 | 0.00024535 | 0 | 0.00024535 | [22 empty] | 7.3.3.17.5 (Remote Grid) Updates to grid topology to minimize risk of ignition in HFTDs Remote GridWLDFRWire-to-wire contactAggregated | WLDFR | HFTD - Distribution - Tier 2 - 1QU CoRE ¦ 2QU LoRE | Non-Red Flag Warning - Large Fires | Wire-to-wire contact | Aggregated | 2052 | 1.1276e-05 | 353.5334 | 0.0039866 | 2052 | Mitigation | 0.95 | 45 | 0 | esc | 0.00097009 | 1.0939e-08 | 0.00097009 | 1.0939e-08
[35 empty] | WLDFR | HFTD - Distribution - Tier 3 - 5QU CoRE ¦ 1QU LoRE | 2053 | 0.11474 | 0.013716 | 0.078145 | 0 | 0.078145 | 0.013716 | 0.078145 | 0 | 0.078145 | 0.0089665 | 0.0089665 | 0.013716 | 0.0015738 | 0.078145 | 0.0089665 | 0 | 0 | 0.078145 | 0.0089665 | [22 empty] | WLDFR | HFTD - Distribution - Tier 2 - 2QU CoRE ¦ 1QU LoRE | Red Flag Warning - Destructive Fires | 2053 | 2.1269e-08 | 2.1269e-08 | 12097.6769 | 340.5356 | 11757.1413 | 0 | 0 | 0 | 2.1924e-05 | 0.0002573 | 0 | 0.0002573 | 0.0002573 | 0 | 0.0002573 | [22 empty] | 7.3.3.17.5 (Remote Grid) Updates to grid topology to minimize risk of ignition in HFTDs Remote GridWLDFRWire-to-wire contactAggregated | WLDFR | HFTD - Distribution - Tier 2 - 1QU CoRE ¦ 2QU LoRE | Non-Red Flag Warning - Large Fires | Wire-to-wire contact | Aggregated | 2053 | 1.1276e-05 | 353.5334 | 0.0039866 | 2053 | Mitigation | 0.95 | 45 | 0 | esc | 0.00097009 | 1.0939e-08 | 0.00097009 | 1.0939e-08
[35 empty] | WLDFR | HFTD - Distribution - Tier 3 - 5QU CoRE ¦ 1QU LoRE | 2054 | 0.10723 | 0.013716 | 0.078145 | 0 | 0.078145 | 0.013716 | 0.078145 | 0 | 0.078145 | 0.0083799 | 0.0083799 | 0.013716 | 0.0014708 | 0.078145 | 0.0083799 | 0 | 0 | 0.078145 | 0.0083799 | [22 empty] | WLDFR | HFTD - Distribution - Tier 2 - 2QU CoRE ¦ 1QU LoRE | Red Flag Warning - Destructive Fires | 2054 | 2.1269e-08 | 2.1269e-08 | 12097.6769 | 340.5356 | 11757.1413 | 0 | 0 | 0 | 2.1924e-05 | 0.0002573 | 0 | 0.0002573 | 0.0002573 | 0 | 0.0002573 | [22 empty] | 7.3.3.17.5 (Remote Grid) Updates to grid topology to minimize risk of ignition in HFTDs Remote GridWLDFRWire-to-wire contactAggregated | WLDFR | HFTD - Distribution - Tier 2 - 1QU CoRE ¦ 2QU LoRE | Non-Red Flag Warning - Large Fires | Wire-to-wire contact | Aggregated | 2054 | 1.1276e-05 | 353.5334 | 0.0039866 | 2054 | Mitigation | 0.95 | 45 | 0 | esc | 0.00097009 | 1.0939e-08 | 0.00097009 | 1.0939e-08
[35 empty] | WLDFR | HFTD - Distribution - Tier 3 - 5QU CoRE ¦ 1QU LoRE | 2055 | 0.10022 | 0.013716 | 0.078145 | 0 | 0.078145 | 0.013716 | 0.078145 | 0 | 0.078145 | 0.0078317 | 0.0078317 | 0.013716 | 0.0013746 | 0.078145 | 0.0078317 | 0 | 0 | 0.078145 | 0.0078317 | [22 empty] | WLDFR | HFTD - Distribution - Tier 2 - 2QU CoRE ¦ 1QU LoRE | Red Flag Warning - Destructive Fires | 2055 | 2.1269e-08 | 2.1269e-08 | 12097.6769 | 340.5356 | 11757.1413 | 0 | 0 | 0 | 2.1924e-05 | 0.0002573 | 0 | 0.0002573 | 0.0002573 | 0 | 0.0002573 | [22 empty] | 7.3.3.17.5 (Remote Grid) Updates to grid topology to minimize risk of ignition in HFTDs Remote GridWLDFRWire-to-wire contactAggregated | WLDFR | HFTD - Distribution - Tier 2 - 1QU CoRE ¦ 2QU LoRE | Non-Red Flag Warning - Large Fires | Wire-to-wire contact | Aggregated | 2055 | 1.1276e-05 | 353.5334 | 0.0039866 | 2055 | Mitigation | 0.95 | 45 | 0 | esc | 0.00097009 | 1.0939e-08 | 0.00097009 | 1.0939e-08
[35 empty] | WLDFR | HFTD - Distribution - Tier 3 - 5QU CoRE ¦ 1QU LoRE | 2056 | 0.093663 | 0.013716 | 0.078145 | 0 | 0.078145 | 0.013716 | 0.078145 | 0 | 0.078145 | 0.0073193 | 0.0073193 | 0.013716 | 0.0012847 | 0.078145 | 0.0073193 | 0 | 0 | 0.078145 | 0.0073193 | [22 empty] | WLDFR | HFTD - Distribution - Tier 2 - 2QU CoRE ¦ 1QU LoRE | Red Flag Warning - Destructive Fires | 2056 | 2.1269e-08 | 2.1269e-08 | 12097.6769 | 340.5356 | 11757.1413 | 0 | 0 | 0 | 2.1924e-05 | 0.0002573 | 0 | 0.0002573 | 0.0002573 | 0 | 0.0002573 | [22 empty] | 7.3.3.17.5 (Remote Grid) Updates to grid topology to minimize risk of ignition in HFTDs Remote GridWLDFRWire-to-wire contactAggregated | WLDFR | HFTD - Distribution - Tier 2 - 1QU CoRE ¦ 2QU LoRE | Non-Red Flag Warning - Large Fires | Wire-to-wire contact | Aggregated | 2056 | 1.1276e-05 | 353.5334 | 0.0039866 | 2056 | Mitigation | 0.95 | 45 | 0 | esc | 0.00097009 | 1.0939e-08 | 0.00097009 | 1.0939e-08
[35 empty] | WLDFR | HFTD - Distribution - Tier 3 - 5QU CoRE ¦ 1QU LoRE | 2057 | 0.087535 | 0.013716 | 0.078145 | 0 | 0.078145 | 0.013716 | 0.078145 | 0 | 0.078145 | 0.0068405 | 0.0068405 | 0.013716 | 0.0012006 | 0.078145 | 0.0068405 | 0 | 0 | 0.078145 | 0.0068405 | [22 empty] | WLDFR | HFTD - Distribution - Tier 2 - 2QU CoRE ¦ 1QU LoRE | Red Flag Warning - Destructive Fires | 2057 | 2.1269e-08 | 2.1269e-08 | 12097.6769 | 340.5356 | 11757.1413 | 0 | 0 | 0 | 2.1924e-05 | 0.0002573 | 0 | 0.0002573 | 0.0002573 | 0 | 0.0002573 | [22 empty] | 7.3.3.17.5 (Remote Grid) Updates to grid topology to minimize risk of ignition in HFTDs Remote GridWLDFRWire-to-wire contactAggregated | WLDFR | HFTD - Distribution - Tier 2 - 1QU CoRE ¦ 2QU LoRE | Non-Red Flag Warning - Large Fires | Wire-to-wire contact | Aggregated | 2057 | 1.1276e-05 | 353.5334 | 0.0039866 | 2057 | Mitigation | 0.95 | 45 | 0 | esc | 0.00097009 | 1.0939e-08 | 0.00097009 | 1.0939e-08
[35 empty] | WLDFR | HFTD - Distribution - Tier 3 - 5QU CoRE ¦ 1QU LoRE | 2058 | 0.081809 | 0.013716 | 0.08188 | 0 | 0.08188 | 0.013716 | 0.08188 | 0 | 0.08188 | 0.0066985 | 0.0066985 | 0.013716 | 0.0011221 | 0.08188 | 0.0066985 | 0 | 0 | 0.08188 | 0.0066985 | [22 empty] | WLDFR | HFTD - Distribution - Tier 2 - 2QU CoRE ¦ 1QU LoRE | Red Flag Warning - Destructive Fires | 2058 | 2.1269e-08 | 2.1269e-08 | 12670.1796 | 362.3049 | 12307.8747 | 0 | 0 | 0 | 2.1924e-05 | 0.00026948 | 0 | 0.00026948 | 0.00026948 | 0 | 0.00026948 | [22 empty] | 7.3.3.17.5 (Remote Grid) Updates to grid topology to minimize risk of ignition in HFTDs Remote GridWLDFRWire-to-wire contactAggregated | WLDFR | HFTD - Distribution - Tier 2 - 1QU CoRE ¦ 2QU LoRE | Non-Red Flag Warning - Large Fires | Wire-to-wire contact | Aggregated | 2058 | 1.1276e-05 | 353.5334 | 0.0039866 | 2058 | Mitigation | 0.95 | 45 | 0 | esc | 0.00097009 | 1.0939e-08 | 0.00097009 | 1.0939e-08
[35 empty] | WLDFR | HFTD - Distribution - Tier 3 - 5QU CoRE ¦ 1QU LoRE | 2059 | 0.076457 | 0.013716 | 0.08188 | 0 | 0.08188 | 0.013716 | 0.08188 | 0 | 0.08188 | 0.0062603 | 0.0062603 | 0.013716 | 0.0010487 | 0.08188 | 0.0062603 | 0 | 0 | 0.08188 | 0.0062603 | [22 empty] | WLDFR | HFTD - Distribution - Tier 2 - 2QU CoRE ¦ 1QU LoRE | Red Flag Warning - Destructive Fires | 2059 | 2.1269e-08 | 2.1269e-08 | 12670.1796 | 362.3049 | 12307.8747 | 0 | 0 | 0 | 2.1924e-05 | 0.00026948 | 0 | 0.00026948 | 0.00026948 | 0 | 0.00026948 | [22 empty] | 7.3.3.17.5 (Remote Grid) Updates to grid topology to minimize risk of ignition in HFTDs Remote GridWLDFRWire-to-wire contactAggregated | WLDFR | HFTD - Distribution - Tier 2 - 1QU CoRE ¦ 2QU LoRE | Non-Red Flag Warning - Large Fires | Wire-to-wire contact | Aggregated | 2059 | 1.1276e-05 | 353.5334 | 0.0039866 | 2059 | Mitigation | 0.95 | 45 | 0 | esc | 0.00097009 | 1.0939e-08 | 0.00097009 | 1.0939e-08
[35 empty] | WLDFR | HFTD - Distribution - Tier 3 - 5QU CoRE ¦ 1QU LoRE | 2060 | 0.071455 | 0.013716 | 0.08188 | 0 | 0.08188 | 0.013716 | 0.08188 | 0 | 0.08188 | 0.0058508 | 0.0058508 | 0.013716 | 0.00098008 | 0.08188 | 0.0058508 | 0 | 0 | 0.08188 | 0.0058508 | [22 empty] | WLDFR | HFTD - Distribution - Tier 2 - 2QU CoRE ¦ 1QU LoRE | Red Flag Warning - Destructive Fires | 2060 | 2.1269e-08 | 2.1269e-08 | 12670.1796 | 362.3049 | 12307.8747 | 0 | 0 | 0 | 2.1924e-05 | 0.00026948 | 0 | 0.00026948 | 0.00026948 | 0 | 0.00026948 | [22 empty] | 7.3.3.17.5 (Remote Grid) Updates to grid topology to minimize risk of ignition in HFTDs Remote GridWLDFRWire-to-wire contactAggregated | WLDFR | HFTD - Distribution - Tier 2 - 1QU CoRE ¦ 2QU LoRE | Non-Red Flag Warning - Large Fires | Wire-to-wire contact | Aggregated | 2060 | 1.1276e-05 | 353.5334 | 0.0039866 | 2060 | Mitigation | 0.95 | 45 | 0 | esc | 0.00097009 | 1.0939e-08 | 0.00097009 | 1.0939e-08
[35 empty] | WLDFR | HFTD - Distribution - Tier 3 - 5QU CoRE ¦ 1QU LoRE | 2061 | 0.06678 | 0.013716 | 0.08188 | 0 | 0.08188 | 0.013716 | 0.08188 | 0 | 0.08188 | 0.005468 | 0.005468 | 0.013716 | 0.00091596 | 0.08188 | 0.005468 | 0 | 0 | 0.08188 | 0.005468 | [22 empty] | WLDFR | HFTD - Distribution - Tier 2 - 2QU CoRE ¦ 1QU LoRE | Red Flag Warning - Destructive Fires | 2061 | 2.1269e-08 | 2.1269e-08 | 12670.1796 | 362.3049 | 12307.8747 | 0 | 0 | 0 | 2.1924e-05 | 0.00026948 | 0 | 0.00026948 | 0.00026948 | 0 | 0.00026948 | [22 empty] | 7.3.3.17.5 (Remote Grid) Updates to grid topology to minimize risk of ignition in HFTDs Remote GridWLDFRWire-to-wire contactAggregated | WLDFR | HFTD - Distribution - Tier 2 - 1QU CoRE ¦ 2QU LoRE | Non-Red Flag Warning - Large Fires | Wire-to-wire contact | Aggregated | 2061 | 1.1276e-05 | 353.5334 | 0.0039866 | 2061 | Mitigation | 0.95 | 45 | 0 | esc | 0.00097009 | 1.0939e-08 | 0.00097009 | 1.0939e-08
[35 empty] | WLDFR | HFTD - Distribution - Tier 3 - 5QU CoRE ¦ 1QU LoRE | 2062 | 0.062412 | 0.013716 | 0.08188 | 0 | 0.08188 | 0.013716 | 0.08188 | 0 | 0.08188 | 0.0051103 | 0.0051103 | 0.013716 | 0.00085604 | 0.08188 | 0.0051103 | 0 | 0 | 0.08188 | 0.0051103 | [22 empty] | WLDFR | HFTD - Distribution - Tier 2 - 2QU CoRE ¦ 1QU LoRE | Red Flag Warning - Destructive Fires | 2062 | 2.1269e-08 | 2.1269e-08 | 12670.1796 | 362.3049 | 12307.8747 | 0 | 0 | 0 | 2.1924e-05 | 0.00026948 | 0 | 0.00026948 | 0.00026948 | 0 | 0.00026948 | [22 empty] | 7.3.3.17.5 (Remote Grid) Updates to grid topology to minimize risk of ignition in HFTDs Remote GridWLDFRWire-to-wire contactAggregated | WLDFR | HFTD - Distribution - Tier 2 - 1QU CoRE ¦ 2QU LoRE | Non-Red Flag Warning - Large Fires | Wire-to-wire contact | Aggregated | 2062 | 1.1276e-05 | 353.5334 | 0.0039866 | 2062 | Mitigation | 0.95 | 45 | 0 | esc | 0.00097009 | 1.0939e-08 | 0.00097009 | 1.0939e-08
[35 empty] | WLDFR | HFTD - Distribution - Tier 3 - 5QU CoRE ¦ 1QU LoRE | 2063 | 0.058329 | 0.013716 | 0.085646 | 0 | 0.085646 | 0.013716 | 0.085646 | 0 | 0.085646 | 0.0049956 | 0.0049956 | 0.013716 | 0.00080004 | 0.085646 | 0.0049956 | 0 | 0 | 0.085646 | 0.0049956 | [22 empty] | WLDFR | HFTD - Distribution - Tier 2 - 2QU CoRE ¦ 1QU LoRE | Red Flag Warning - Destructive Fires | 2063 | 2.1269e-08 | 2.1269e-08 | 13246.6313 | 384.5316 | 12862.0997 | 0 | 0 | 0 | 2.1924e-05 | 0.00028174 | 0 | 0.00028174 | 0.00028174 | 0 | 0.00028174 | [22 empty] | 7.3.3.17.5 (Remote Grid) Updates to grid topology to minimize risk of ignition in HFTDs Remote GridWLDFRWire-to-wire contactAggregated | WLDFR | HFTD - Distribution - Tier 2 - 1QU CoRE ¦ 2QU LoRE | Non-Red Flag Warning - Large Fires | Wire-to-wire contact | Aggregated | 2063 | 1.1276e-05 | 353.5334 | 0.0039866 | 2063 | Mitigation | 0.95 | 45 | 0 | esc | 0.00097009 | 1.0939e-08 | 0.00097009 | 1.0939e-08
[35 empty] | WLDFR | HFTD - Distribution - Tier 3 - 5QU CoRE ¦ 1QU LoRE | 2064 | 0.054513 | 0.013716 | 0.085646 | 0 | 0.085646 | 0.013716 | 0.085646 | 0 | 0.085646 | 0.0046688 | 0.0046688 | 0.013716 | 0.0007477 | 0.085646 | 0.0046688 | 0 | 0 | 0.085646 | 0.0046688 | [22 empty] | WLDFR | HFTD - Distribution - Tier 2 - 2QU CoRE ¦ 1QU LoRE | Red Flag Warning - Destructive Fires | 2064 | 2.1269e-08 | 2.1269e-08 | 13246.6313 | 384.5316 | 12862.0997 | 0 | 0 | 0 | 2.1924e-05 | 0.00028174 | 0 | 0.00028174 | 0.00028174 | 0 | 0.00028174 | [22 empty] | 7.3.3.17.5 (Remote Grid) Updates to grid topology to minimize risk of ignition in HFTDs Remote GridWLDFRWire-to-wire contactAggregated | WLDFR | HFTD - Distribution - Tier 2 - 1QU CoRE ¦ 2QU LoRE | Non-Red Flag Warning - Large Fires | Wire-to-wire contact | Aggregated | 2064 | 1.1276e-05 | 353.5334 | 0.0039866 | 2064 | Mitigation | 0.95 | 45 | 0 | esc | 0.00097009 | 1.0939e-08 | 0.00097009 | 1.0939e-08
[35 empty] | WLDFR | HFTD - Distribution - Tier 3 - 5QU CoRE ¦ 1QU LoRE | 2065 | 0.050946 | 0.013716 | 0.085646 | 0 | 0.085646 | 0.013716 | 0.085646 | 0 | 0.085646 | 0.0043634 | 0.0043634 | 0.013716 | 0.00069878 | 0.085646 | 0.0043634 | 0 | 0 | 0.085646 | 0.0043634 | [22 empty] | WLDFR | HFTD - Distribution - Tier 2 - 2QU CoRE ¦ 1QU LoRE | Red Flag Warning - Destructive Fires | 2065 | 2.1269e-08 | 2.1269e-08 | 13246.6313 | 384.5316 | 12862.0997 | 0 | 0 | 0 | 2.1924e-05 | 0.00028174 | 0 | 0.00028174 | 0.00028174 | 0 | 0.00028174 | [22 empty] | 7.3.3.17.5 (Remote Grid) Updates to grid topology to minimize risk of ignition in HFTDs Remote GridWLDFRWire-to-wire contactAggregated | WLDFR | HFTD - Distribution - Tier 2 - 1QU CoRE ¦ 2QU LoRE | Non-Red Flag Warning - Large Fires | Wire-to-wire contact | Aggregated | 2065 | 1.1276e-05 | 353.5334 | 0.0039866 | 2065 | Mitigation | 0.95 | 45 | 0 | esc | 0.00097009 | 1.0939e-08 | 0.00097009 | 1.0939e-08
[35 empty] | WLDFR | HFTD - Distribution - Tier 3 - 5QU CoRE ¦ 1QU LoRE | 2066 | 0.047613 | 0.013716 | 0.085646 | 0 | 0.085646 | 0.013716 | 0.085646 | 0 | 0.085646 | 0.0040779 | 0.0040779 | 0.013716 | 0.00065307 | 0.085646 | 0.0040779 | 0 | 0 | 0.085646 | 0.0040779 | [22 empty] | WLDFR | HFTD - Distribution - Tier 2 - 2QU CoRE ¦ 1QU LoRE | Red Flag Warning - Destructive Fires | 2066 | 2.1269e-08 | 2.1269e-08 | 13246.6313 | 384.5316 | 12862.0997 | 0 | 0 | 0 | 2.1924e-05 | 0.00028174 | 0 | 0.00028174 | 0.00028174 | 0 | 0.00028174 | [22 empty] | 7.3.3.17.5 (Remote Grid) Updates to grid topology to minimize risk of ignition in HFTDs Remote GridWLDFRWire-to-wire contactAggregated | WLDFR | HFTD - Distribution - Tier 2 - 1QU CoRE ¦ 2QU LoRE | Non-Red Flag Warning - Large Fires | Wire-to-wire contact | Aggregated | 2066 | 1.1276e-05 | 353.5334 | 0.0039866 | 2066 | Mitigation | 0.95 | 45 | 0 | esc | 0.00097009 | 1.0939e-08 | 0.00097009 | 1.0939e-08
[35 empty] | WLDFR | HFTD - Distribution - Tier 3 - 5QU CoRE ¦ 1QU LoRE | 2067 | 0.044499 | 0 | 0 | 0 | 0 | 0.013716 | 0.085646 | 0 | 0.085646 | 0 | 0.0038111 | 0 | 0 | 0 | 0 | 0 | 0 | 0 | 0 | [22 empty] | WLDFR | HFTD - Distribution - Tier 2 - 2QU CoRE ¦ 1QU LoRE | Red Flag Warning - Destructive Fires | 2067 | 0 | 2.1269e-08 | 13246.6313 | 384.5316 | 12862.0997 | 0 | 0 | 0 | 2.1924e-05 | 0 | 0 | 0 | 0.00028174 | 0 | 0.00028174 | [22 empty] | 7.3.3.17.5 (Remote Grid) Updates to grid topology to minimize risk of ignition in HFTDs Remote GridWLDFRWire-to-wire contactAggregated | WLDFR | HFTD - Distribution - Tier 2 - 1QU CoRE ¦ 2QU LoRE | Non-Red Flag Warning - Large Fires | Wire-to-wire contact | Aggregated | 2067 | 1.1276e-05 | 353.5334 | 0.0039866 | 2067 | Mitigation | 0.95 | 45 | 0 | esc | 0 | 0 | 0.00097009 | 1.0939e-08
[35 empty] | WLDFR | HFTD - Distribution - Tier 3 - 5QU CoRE ¦ 2QU LoRE | 2022 | 0.93458 | 0.0030943 | 0.015341 | 0 | 0.015341 | 0 | 0 | 0 | 0 | 0.014337 | 0 | 0.0030943 | 0.0028919 | 0.015341 | 0.014337 | 0 | 0 | 0.015341 | 0.014337 | [22 empty] | WLDFR | HFTD - Distribution - Tier 2 - 2QU CoRE ¦ 1QU LoRE | Red Flag Warning - Large Fires | 2022 | 9.7194e-08 | 0 | 5.2406 | 0.69642 | 2.942 | 1.6022 | 0 | 0 | 0.00010019 | 5.0935e-07 | 0 | 5.0935e-07 | 0 | 0 | 0 | [22 empty] | 7.3.3.17.5 (Remote Grid) Updates to grid topology to minimize risk of ignition in HFTDs Remote GridWLDFRContact from objectAggregated | WLDFR | HFTD - Distribution - Tier 2 - 1QU CoRE ¦ 2QU LoRE | Non-Red Flag Warning - Small Fires | Contact from object | Aggregated | 2022 | 0.0009189 | 353.5334 | 0.32486 | 2022 | Mitigation | 0.95 | 45 | 0 | esc | 0.00097009 | 8.9141e-07 | 0 | 0
[35 empty] | WLDFR | HFTD - Distribution - Tier 3 - 5QU CoRE ¦ 2QU LoRE | 2023 | 0.87344 | 0.0030943 | 0.015902 | 0 | 0.015902 | 0.0030943 | 0.015902 | 0 | 0.015902 | 0.01389 | 0.01389 | 0.0030943 | 0.0027027 | 0.015902 | 0.01389 | 0 | 0 | 0.015902 | 0.01389 | [22 empty] | WLDFR | HFTD - Distribution - Tier 2 - 2QU CoRE ¦ 1QU LoRE | Red Flag Warning - Large Fires | 2023 | 9.7194e-08 | 9.7194e-08 | 5.475 | 0.71896 | 3.0715 | 1.6846 | 0 | 0 | 0.00010019 | 5.3214e-07 | 0 | 5.3214e-07 | 5.3214e-07 | 0 | 5.3214e-07 | [22 empty] | 7.3.3.17.5 (Remote Grid) Updates to grid topology to minimize risk of ignition in HFTDs Remote GridWLDFRContact from objectAggregated | WLDFR | HFTD - Distribution - Tier 2 - 1QU CoRE ¦ 2QU LoRE | Non-Red Flag Warning - Small Fires | Contact from object | Aggregated | 2023 | 0.0009189 | 353.5334 | 0.32486 | 2023 | Mitigation | 0.95 | 45 | 0 | esc | 0.00097009 | 8.9141e-07 | 0.00097009 | 8.9141e-07
[35 empty] | WLDFR | HFTD - Distribution - Tier 3 - 5QU CoRE ¦ 2QU LoRE | 2024 | 0.8163 | 0.0030943 | 0.015902 | 0 | 0.015902 | 0.0030943 | 0.015902 | 0 | 0.015902 | 0.012981 | 0.012981 | 0.0030943 | 0.0025259 | 0.015902 | 0.012981 | 0 | 0 | 0.015902 | 0.012981 | [22 empty] | WLDFR | HFTD - Distribution - Tier 2 - 2QU CoRE ¦ 1QU LoRE | Red Flag Warning - Large Fires | 2024 | 9.7194e-08 | 9.7194e-08 | 5.475 | 0.71896 | 3.0715 | 1.6846 | 0 | 0 | 0.00010019 | 5.3214e-07 | 0 | 5.3214e-07 | 5.3214e-07 | 0 | 5.3214e-07 | [22 empty] | 7.3.3.17.5 (Remote Grid) Updates to grid topology to minimize risk of ignition in HFTDs Remote GridWLDFRContact from objectAggregated | WLDFR | HFTD - Distribution - Tier 2 - 1QU CoRE ¦ 2QU LoRE | Non-Red Flag Warning - Small Fires | Contact from object | Aggregated | 2024 | 0.0009189 | 353.5334 | 0.32486 | 2024 | Mitigation | 0.95 | 45 | 0 | esc | 0.00097009 | 8.9141e-07 | 0.00097009 | 8.9141e-07
[35 empty] | WLDFR | HFTD - Distribution - Tier 3 - 5QU CoRE ¦ 2QU LoRE | 2025 | 0.7629 | 0.0030943 | 0.015902 | 0 | 0.015902 | 0.0030943 | 0.015902 | 0 | 0.015902 | 0.012132 | 0.012132 | 0.0030943 | 0.0023606 | 0.015902 | 0.012132 | 0 | 0 | 0.015902 | 0.012132 | [22 empty] | WLDFR | HFTD - Distribution - Tier 2 - 2QU CoRE ¦ 1QU LoRE | Red Flag Warning - Large Fires | 2025 | 9.7194e-08 | 9.7194e-08 | 5.475 | 0.71896 | 3.0715 | 1.6846 | 0 | 0 | 0.00010019 | 5.3214e-07 | 0 | 5.3214e-07 | 5.3214e-07 | 0 | 5.3214e-07 | [22 empty] | 7.3.3.17.5 (Remote Grid) Updates to grid topology to minimize risk of ignition in HFTDs Remote GridWLDFRContact from objectAggregated | WLDFR | HFTD - Distribution - Tier 2 - 1QU CoRE ¦ 2QU LoRE | Non-Red Flag Warning - Small Fires | Contact from object | Aggregated | 2025 | 0.0009189 | 353.5334 | 0.32486 | 2025 | Mitigation | 0.95 | 45 | 0 | esc | 0.00097009 | 8.9141e-07 | 0.00097009 | 8.9141e-07
[35 empty] | WLDFR | HFTD - Distribution - Tier 3 - 5QU CoRE ¦ 2QU LoRE | 2026 | 0.71299 | 0.0030943 | 0.015902 | 0 | 0.015902 | 0.0030943 | 0.015902 | 0 | 0.015902 | 0.011338 | 0.011338 | 0.0030943 | 0.0022062 | 0.015902 | 0.011338 | 0 | 0 | 0.015902 | 0.011338 | [22 empty] | WLDFR | HFTD - Distribution - Tier 2 - 2QU CoRE ¦ 1QU LoRE | Red Flag Warning - Large Fires | 2026 | 9.7194e-08 | 9.7194e-08 | 5.475 | 0.71896 | 3.0715 | 1.6846 | 0 | 0 | 0.00010019 | 5.3214e-07 | 0 | 5.3214e-07 | 5.3214e-07 | 0 | 5.3214e-07 | [22 empty] | 7.3.3.17.5 (Remote Grid) Updates to grid topology to minimize risk of ignition in HFTDs Remote GridWLDFRContact from objectAggregated | WLDFR | HFTD - Distribution - Tier 2 - 1QU CoRE ¦ 2QU LoRE | Non-Red Flag Warning - Small Fires | Contact from object | Aggregated | 2026 | 0.0009189 | 353.5334 | 0.32486 | 2026 | Mitigation | 0.95 | 45 | 0 | esc | 0.00097009 | 8.9141e-07 | 0.00097009 | 8.9141e-07
[35 empty] | WLDFR | HFTD - Distribution - Tier 3 - 5QU CoRE ¦ 2QU LoRE | 2027 | 0.66634 | 0.0030943 | 0.015902 | 0 | 0.015902 | 0.0030943 | 0.015902 | 0 | 0.015902 | 0.010596 | 0.010596 | 0.0030943 | 0.0020619 | 0.015902 | 0.010596 | 0 | 0 | 0.015902 | 0.010596 | [22 empty] | WLDFR | HFTD - Distribution - Tier 2 - 2QU CoRE ¦ 1QU LoRE | Red Flag Warning - Large Fires | 2027 | 9.7194e-08 | 9.7194e-08 | 5.475 | 0.71896 | 3.0715 | 1.6846 | 0 | 0 | 0.00010019 | 5.3214e-07 | 0 | 5.3214e-07 | 5.3214e-07 | 0 | 5.3214e-07 | [22 empty] | 7.3.3.17.5 (Remote Grid) Updates to grid topology to minimize risk of ignition in HFTDs Remote GridWLDFRContact from objectAggregated | WLDFR | HFTD - Distribution - Tier 2 - 1QU CoRE ¦ 2QU LoRE | Non-Red Flag Warning - Small Fires | Contact from object | Aggregated | 2027 | 0.0009189 | 353.5334 | 0.32486 | 2027 | Mitigation | 0.95 | 45 | 0 | esc | 0.00097009 | 8.9141e-07 | 0.00097009 | 8.9141e-07
[35 empty] | WLDFR | HFTD - Distribution - Tier 3 - 5QU CoRE ¦ 2QU LoRE | 2028 | 0.62275 | 0.0030943 | 0.016611 | 0 | 0.016611 | 0.0030943 | 0.016611 | 0 | 0.016611 | 0.010344 | 0.010344 | 0.0030943 | 0.001927 | 0.016611 | 0.010344 | 0 | 0 | 0.016611 | 0.010344 | [22 empty] | WLDFR | HFTD - Distribution - Tier 2 - 2QU CoRE ¦ 1QU LoRE | Red Flag Warning - Large Fires | 2028 | 9.7194e-08 | 9.7194e-08 | 5.777 | 0.74734 | 3.238 | 1.7917 | 0 | 0 | 0.00010019 | 5.6149e-07 | 0 | 5.6149e-07 | 5.6149e-07 | 0 | 5.6149e-07 | [22 empty] | 7.3.3.17.5 (Remote Grid) Updates to grid topology to minimize risk of ignition in HFTDs Remote GridWLDFRContact from objectAggregated | WLDFR | HFTD - Distribution - Tier 2 - 1QU CoRE ¦ 2QU LoRE | Non-Red Flag Warning - Small Fires | Contact from object | Aggregated | 2028 | 0.0009189 | 353.5334 | 0.32486 | 2028 | Mitigation | 0.95 | 45 | 0 | esc | 0.00097009 | 8.9141e-07 | 0.00097009 | 8.9141e-07
[35 empty] | WLDFR | HFTD - Distribution - Tier 3 - 5QU CoRE ¦ 2QU LoRE | 2029 | 0.58201 | 0.0030943 | 0.016611 | 0 | 0.016611 | 0.0030943 | 0.016611 | 0 | 0.016611 | 0.0096675 | 0.0096675 | 0.0030943 | 0.0018009 | 0.016611 | 0.0096675 | 0 | 0 | 0.016611 | 0.0096675 | [22 empty] | WLDFR | HFTD - Distribution - Tier 2 - 2QU CoRE ¦ 1QU LoRE | Red Flag Warning - Large Fires | 2029 | 9.7194e-08 | 9.7194e-08 | 5.777 | 0.74734 | 3.238 | 1.7917 | 0 | 0 | 0.00010019 | 5.6149e-07 | 0 | 5.6149e-07 | 5.6149e-07 | 0 | 5.6149e-07 | [22 empty] | 7.3.3.17.5 (Remote Grid) Updates to grid topology to minimize risk of ignition in HFTDs Remote GridWLDFRContact from objectAggregated | WLDFR | HFTD - Distribution - Tier 2 - 1QU CoRE ¦ 2QU LoRE | Non-Red Flag Warning - Small Fires | Contact from object | Aggregated | 2029 | 0.0009189 | 353.5334 | 0.32486 | 2029 | Mitigation | 0.95 | 45 | 0 | esc | 0.00097009 | 8.9141e-07 | 0.00097009 | 8.9141e-07
[35 empty] | WLDFR | HFTD - Distribution - Tier 3 - 5QU CoRE ¦ 2QU LoRE | 2030 | 0.54393 | 0.0030943 | 0.016611 | 0 | 0.016611 | 0.0030943 | 0.016611 | 0 | 0.016611 | 0.0090351 | 0.0090351 | 0.0030943 | 0.0016831 | 0.016611 | 0.0090351 | 0 | 0 | 0.016611 | 0.0090351 | [22 empty] | WLDFR | HFTD - Distribution - Tier 2 - 2QU CoRE ¦ 1QU LoRE | Red Flag Warning - Large Fires | 2030 | 9.7194e-08 | 9.7194e-08 | 5.777 | 0.74734 | 3.238 | 1.7917 | 0 | 0 | 0.00010019 | 5.6149e-07 | 0 | 5.6149e-07 | 5.6149e-07 | 0 | 5.6149e-07 | [22 empty] | 7.3.3.17.5 (Remote Grid) Updates to grid topology to minimize risk of ignition in HFTDs Remote GridWLDFRContact from objectAggregated | WLDFR | HFTD - Distribution - Tier 2 - 1QU CoRE ¦ 2QU LoRE | Non-Red Flag Warning - Small Fires | Contact from object | Aggregated | 2030 | 0.0009189 | 353.5334 | 0.32486 | 2030 | Mitigation | 0.95 | 45 | 0 | esc | 0.00097009 | 8.9141e-07 | 0.00097009 | 8.9141e-07
[35 empty] | WLDFR | HFTD - Distribution - Tier 3 - 5QU CoRE ¦ 2QU LoRE | 2031 | 0.50835 | 0.0030943 | 0.016611 | 0 | 0.016611 | 0.0030943 | 0.016611 | 0 | 0.016611 | 0.008444 | 0.008444 | 0.0030943 | 0.001573 | 0.016611 | 0.008444 | 0 | 0 | 0.016611 | 0.008444 | [22 empty] | WLDFR | HFTD - Distribution - Tier 2 - 2QU CoRE ¦ 1QU LoRE | Red Flag Warning - Large Fires | 2031 | 9.7194e-08 | 9.7194e-08 | 5.777 | 0.74734 | 3.238 | 1.7917 | 0 | 0 | 0.00010019 | 5.6149e-07 | 0 | 5.6149e-07 | 5.6149e-07 | 0 | 5.6149e-07 | [22 empty] | 7.3.3.17.5 (Remote Grid) Updates to grid topology to minimize risk of ignition in HFTDs Remote GridWLDFRContact from objectAggregated | WLDFR | HFTD - Distribution - Tier 2 - 1QU CoRE ¦ 2QU LoRE | Non-Red Flag Warning - Small Fires | Contact from object | Aggregated | 2031 | 0.0009189 | 353.5334 | 0.32486 | 2031 | Mitigation | 0.95 | 45 | 0 | esc | 0.00097009 | 8.9141e-07 | 0.00097009 | 8.9141e-07
[35 empty] | WLDFR | HFTD - Distribution - Tier 3 - 5QU CoRE ¦ 2QU LoRE | 2032 | 0.47509 | 0.0030943 | 0.016611 | 0 | 0.016611 | 0.0030943 | 0.016611 | 0 | 0.016611 | 0.0078916 | 0.0078916 | 0.0030943 | 0.0014701 | 0.016611 | 0.0078916 | 0 | 0 | 0.016611 | 0.0078916 | [22 empty] | WLDFR | HFTD - Distribution - Tier 2 - 2QU CoRE ¦ 1QU LoRE | Red Flag Warning - Large Fires | 2032 | 9.7194e-08 | 9.7194e-08 | 5.777 | 0.74734 | 3.238 | 1.7917 | 0 | 0 | 0.00010019 | 5.6149e-07 | 0 | 5.6149e-07 | 5.6149e-07 | 0 | 5.6149e-07 | [22 empty] | 7.3.3.17.5 (Remote Grid) Updates to grid topology to minimize risk of ignition in HFTDs Remote GridWLDFRContact from objectAggregated | WLDFR | HFTD - Distribution - Tier 2 - 1QU CoRE ¦ 2QU LoRE | Non-Red Flag Warning - Small Fires | Contact from object | Aggregated | 2032 | 0.0009189 | 353.5334 | 0.32486 | 2032 | Mitigation | 0.95 | 45 | 0 | esc | 0.00097009 | 8.9141e-07 | 0.00097009 | 8.9141e-07
[35 empty] | WLDFR | HFTD - Distribution - Tier 3 - 5QU CoRE ¦ 2QU LoRE | 2033 | 0.44401 | 0.0030943 | 0.017398 | 0 | 0.017398 | 0.0030943 | 0.017398 | 0 | 0.017398 | 0.0077249 | 0.0077249 | 0.0030943 | 0.0013739 | 0.017398 | 0.0077249 | 0 | 0 | 0.017398 | 0.0077249 | [22 empty] | WLDFR | HFTD - Distribution - Tier 2 - 2QU CoRE ¦ 1QU LoRE | Red Flag Warning - Large Fires | 2033 | 9.7194e-08 | 9.7194e-08 | 6.1205 | 0.77885 | 3.4265 | 1.9151 | 0 | 0 | 0.00010019 | 5.9487e-07 | 0 | 5.9487e-07 | 5.9487e-07 | 0 | 5.9487e-07 | [22 empty] | 7.3.3.17.5 (Remote Grid) Updates to grid topology to minimize risk of ignition in HFTDs Remote GridWLDFRContact from objectAggregated | WLDFR | HFTD - Distribution - Tier 2 - 1QU CoRE ¦ 2QU LoRE | Non-Red Flag Warning - Small Fires | Contact from object | Aggregated | 2033 | 0.0009189 | 353.5334 | 0.32486 | 2033 | Mitigation | 0.95 | 45 | 0 | esc | 0.00097009 | 8.9141e-07 | 0.00097009 | 8.9141e-07
[35 empty] | WLDFR | HFTD - Distribution - Tier 3 - 5QU CoRE ¦ 2QU LoRE | 2034 | 0.41496 | 0.0030943 | 0.017398 | 0 | 0.017398 | 0.0030943 | 0.017398 | 0 | 0.017398 | 0.0072195 | 0.0072195 | 0.0030943 | 0.001284 | 0.017398 | 0.0072195 | 0 | 0 | 0.017398 | 0.0072195 | [22 empty] | WLDFR | HFTD - Distribution - Tier 2 - 2QU CoRE ¦ 1QU LoRE | Red Flag Warning - Large Fires | 2034 | 9.7194e-08 | 9.7194e-08 | 6.1205 | 0.77885 | 3.4265 | 1.9151 | 0 | 0 | 0.00010019 | 5.9487e-07 | 0 | 5.9487e-07 | 5.9487e-07 | 0 | 5.9487e-07 | [22 empty] | 7.3.3.17.5 (Remote Grid) Updates to grid topology to minimize risk of ignition in HFTDs Remote GridWLDFRContact from objectAggregated | WLDFR | HFTD - Distribution - Tier 2 - 1QU CoRE ¦ 2QU LoRE | Non-Red Flag Warning - Small Fires | Contact from object | Aggregated | 2034 | 0.0009189 | 353.5334 | 0.32486 | 2034 | Mitigation | 0.95 | 45 | 0 | esc | 0.00097009 | 8.9141e-07 | 0.00097009 | 8.9141e-07
[35 empty] | WLDFR | HFTD - Distribution - Tier 3 - 5QU CoRE ¦ 2QU LoRE | 2035 | 0.38782 | 0.0030943 | 0.017398 | 0 | 0.017398 | 0.0030943 | 0.017398 | 0 | 0.017398 | 0.0067472 | 0.0067472 | 0.0030943 | 0.0012 | 0.017398 | 0.0067472 | 0 | 0 | 0.017398 | 0.0067472 | [22 empty] | WLDFR | HFTD - Distribution - Tier 2 - 2QU CoRE ¦ 1QU LoRE | Red Flag Warning - Large Fires | 2035 | 9.7194e-08 | 9.7194e-08 | 6.1205 | 0.77885 | 3.4265 | 1.9151 | 0 | 0 | 0.00010019 | 5.9487e-07 | 0 | 5.9487e-07 | 5.9487e-07 | 0 | 5.9487e-07 | [22 empty] | 7.3.3.17.5 (Remote Grid) Updates to grid topology to minimize risk of ignition in HFTDs Remote GridWLDFRContact from objectAggregated | WLDFR | HFTD - Distribution - Tier 2 - 1QU CoRE ¦ 2QU LoRE | Non-Red Flag Warning - Small Fires | Contact from object | Aggregated | 2035 | 0.0009189 | 353.5334 | 0.32486 | 2035 | Mitigation | 0.95 | 45 | 0 | esc | 0.00097009 | 8.9141e-07 | 0.00097009 | 8.9141e-07
[35 empty] | WLDFR | HFTD - Distribution - Tier 3 - 5QU CoRE ¦ 2QU LoRE | 2036 | 0.36245 | 0.0030943 | 0.017398 | 0 | 0.017398 | 0.0030943 | 0.017398 | 0 | 0.017398 | 0.0063058 | 0.0063058 | 0.0030943 | 0.0011215 | 0.017398 | 0.0063058 | 0 | 0 | 0.017398 | 0.0063058 | [22 empty] | WLDFR | HFTD - Distribution - Tier 2 - 2QU CoRE ¦ 1QU LoRE | Red Flag Warning - Large Fires | 2036 | 9.7194e-08 | 9.7194e-08 | 6.1205 | 0.77885 | 3.4265 | 1.9151 | 0 | 0 | 0.00010019 | 5.9487e-07 | 0 | 5.9487e-07 | 5.9487e-07 | 0 | 5.9487e-07 | [22 empty] | 7.3.3.17.5 (Remote Grid) Updates to grid topology to minimize risk of ignition in HFTDs Remote GridWLDFRContact from objectAggregated | WLDFR | HFTD - Distribution - Tier 2 - 1QU CoRE ¦ 2QU LoRE | Non-Red Flag Warning - Small Fires | Contact from object | Aggregated | 2036 | 0.0009189 | 353.5334 | 0.32486 | 2036 | Mitigation | 0.95 | 45 | 0 | esc | 0.00097009 | 8.9141e-07 | 0.00097009 | 8.9141e-07
[35 empty] | WLDFR | HFTD - Distribution - Tier 3 - 5QU CoRE ¦ 2QU LoRE | 2037 | 0.33873 | 0.0030943 | 0.017398 | 0 | 0.017398 | 0.0030943 | 0.017398 | 0 | 0.017398 | 0.0058933 | 0.0058933 | 0.0030943 | 0.0010481 | 0.017398 | 0.0058933 | 0 | 0 | 0.017398 | 0.0058933 | [22 empty] | WLDFR | HFTD - Distribution - Tier 2 - 2QU CoRE ¦ 1QU LoRE | Red Flag Warning - Large Fires | 2037 | 9.7194e-08 | 9.7194e-08 | 6.1205 | 0.77885 | 3.4265 | 1.9151 | 0 | 0 | 0.00010019 | 5.9487e-07 | 0 | 5.9487e-07 | 5.9487e-07 | 0 | 5.9487e-07 | [22 empty] | 7.3.3.17.5 (Remote Grid) Updates to grid topology to minimize risk of ignition in HFTDs Remote GridWLDFRContact from objectAggregated | WLDFR | HFTD - Distribution - Tier 2 - 1QU CoRE ¦ 2QU LoRE | Non-Red Flag Warning - Small Fires | Contact from object | Aggregated | 2037 | 0.0009189 | 353.5334 | 0.32486 | 2037 | Mitigation | 0.95 | 45 | 0 | esc | 0.00097009 | 8.9141e-07 | 0.00097009 | 8.9141e-07
[35 empty] | WLDFR | HFTD - Distribution - Tier 3 - 5QU CoRE ¦ 2QU LoRE | 2038 | 0.31657 | 0.0030943 | 0.018253 | 0 | 0.018253 | 0.0030943 | 0.018253 | 0 | 0.018253 | 0.0057784 | 0.0057784 | 0.0030943 | 0.00097958 | 0.018253 | 0.0057784 | 0 | 0 | 0.018253 | 0.0057784 | [22 empty] | WLDFR | HFTD - Distribution - Tier 2 - 2QU CoRE ¦ 1QU LoRE | Red Flag Warning - Large Fires | 2038 | 9.7194e-08 | 9.7194e-08 | 6.5028 | 0.81304 | 3.6355 | 2.0543 | 0 | 0 | 0.00010019 | 6.3203e-07 | 0 | 6.3203e-07 | 6.3203e-07 | 0 | 6.3203e-07 | [22 empty] | 7.3.3.17.5 (Remote Grid) Updates to grid topology to minimize risk of ignition in HFTDs Remote GridWLDFRContact from objectAggregated | WLDFR | HFTD - Distribution - Tier 2 - 1QU CoRE ¦ 2QU LoRE | Non-Red Flag Warning - Small Fires | Contact from object | Aggregated | 2038 | 0.0009189 | 353.5334 | 0.32486 | 2038 | Mitigation | 0.95 | 45 | 0 | esc | 0.00097009 | 8.9141e-07 | 0.00097009 | 8.9141e-07
[35 empty] | WLDFR | HFTD - Distribution - Tier 3 - 5QU CoRE ¦ 2QU LoRE | 2039 | 0.29586 | 0.0030943 | 0.018253 | 0 | 0.018253 | 0.0030943 | 0.018253 | 0 | 0.018253 | 0.0054004 | 0.0054004 | 0.0030943 | 0.00091549 | 0.018253 | 0.0054004 | 0 | 0 | 0.018253 | 0.0054004 | [22 empty] | WLDFR | HFTD - Distribution - Tier 2 - 2QU CoRE ¦ 1QU LoRE | Red Flag Warning - Large Fires | 2039 | 9.7194e-08 | 9.7194e-08 | 6.5028 | 0.81304 | 3.6355 | 2.0543 | 0 | 0 | 0.00010019 | 6.3203e-07 | 0 | 6.3203e-07 | 6.3203e-07 | 0 | 6.3203e-07 | [22 empty] | 7.3.3.17.5 (Remote Grid) Updates to grid topology to minimize risk of ignition in HFTDs Remote GridWLDFRContact from objectAggregated | WLDFR | HFTD - Distribution - Tier 2 - 1QU CoRE ¦ 2QU LoRE | Non-Red Flag Warning - Small Fires | Contact from object | Aggregated | 2039 | 0.0009189 | 353.5334 | 0.32486 | 2039 | Mitigation | 0.95 | 45 | 0 | esc | 0.00097009 | 8.9141e-07 | 0.00097009 | 8.9141e-07
[35 empty] | WLDFR | HFTD - Distribution - Tier 3 - 5QU CoRE ¦ 2QU LoRE | 2040 | 0.27651 | 0.0030943 | 0.018253 | 0 | 0.018253 | 0.0030943 | 0.018253 | 0 | 0.018253 | 0.0050471 | 0.0050471 | 0.0030943 | 0.0008556 | 0.018253 | 0.0050471 | 0 | 0 | 0.018253 | 0.0050471 | [22 empty] | WLDFR | HFTD - Distribution - Tier 2 - 2QU CoRE ¦ 1QU LoRE | Red Flag Warning - Large Fires | 2040 | 9.7194e-08 | 9.7194e-08 | 6.5028 | 0.81304 | 3.6355 | 2.0543 | 0 | 0 | 0.00010019 | 6.3203e-07 | 0 | 6.3203e-07 | 6.3203e-07 | 0 | 6.3203e-07 | [22 empty] | 7.3.3.17.5 (Remote Grid) Updates to grid topology to minimize risk of ignition in HFTDs Remote GridWLDFRContact from objectAggregated | WLDFR | HFTD - Distribution - Tier 2 - 1QU CoRE ¦ 2QU LoRE | Non-Red Flag Warning - Small Fires | Contact from object | Aggregated | 2040 | 0.0009189 | 353.5334 | 0.32486 | 2040 | Mitigation | 0.95 | 45 | 0 | esc | 0.00097009 | 8.9141e-07 | 0.00097009 | 8.9141e-07
[35 empty] | WLDFR | HFTD - Distribution - Tier 3 - 5QU CoRE ¦ 2QU LoRE | 2041 | 0.25842 | 0.0030943 | 0.018253 | 0 | 0.018253 | 0.0030943 | 0.018253 | 0 | 0.018253 | 0.0047169 | 0.0047169 | 0.0030943 | 0.00079963 | 0.018253 | 0.0047169 | 0 | 0 | 0.018253 | 0.0047169 | [22 empty] | WLDFR | HFTD - Distribution - Tier 2 - 2QU CoRE ¦ 1QU LoRE | Red Flag Warning - Large Fires | 2041 | 9.7194e-08 | 9.7194e-08 | 6.5028 | 0.81304 | 3.6355 | 2.0543 | 0 | 0 | 0.00010019 | 6.3203e-07 | 0 | 6.3203e-07 | 6.3203e-07 | 0 | 6.3203e-07 | [22 empty] | 7.3.3.17.5 (Remote Grid) Updates to grid topology to minimize risk of ignition in HFTDs Remote GridWLDFRContact from objectAggregated | WLDFR | HFTD - Distribution - Tier 2 - 1QU CoRE ¦ 2QU LoRE | Non-Red Flag Warning - Small Fires | Contact from object | Aggregated | 2041 | 0.0009189 | 353.5334 | 0.32486 | 2041 | Mitigation | 0.95 | 45 | 0 | esc | 0.00097009 | 8.9141e-07 | 0.00097009 | 8.9141e-07
[35 empty] | WLDFR | HFTD - Distribution - Tier 3 - 5QU CoRE ¦ 2QU LoRE | 2042 | 0.24151 | 0.0030943 | 0.018253 | 0 | 0.018253 | 0.0030943 | 0.018253 | 0 | 0.018253 | 0.0044083 | 0.0044083 | 0.0030943 | 0.00074731 | 0.018253 | 0.0044083 | 0 | 0 | 0.018253 | 0.0044083 | [22 empty] | WLDFR | HFTD - Distribution - Tier 2 - 2QU CoRE ¦ 1QU LoRE | Red Flag Warning - Large Fires | 2042 | 9.7194e-08 | 9.7194e-08 | 6.5028 | 0.81304 | 3.6355 | 2.0543 | 0 | 0 | 0.00010019 | 6.3203e-07 | 0 | 6.3203e-07 | 6.3203e-07 | 0 | 6.3203e-07 | [22 empty] | 7.3.3.17.5 (Remote Grid) Updates to grid topology to minimize risk of ignition in HFTDs Remote GridWLDFRContact from objectAggregated | WLDFR | HFTD - Distribution - Tier 2 - 1QU CoRE ¦ 2QU LoRE | Non-Red Flag Warning - Small Fires | Contact from object | Aggregated | 2042 | 0.0009189 | 353.5334 | 0.32486 | 2042 | Mitigation | 0.95 | 45 | 0 | esc | 0.00097009 | 8.9141e-07 | 0.00097009 | 8.9141e-07
[35 empty] | WLDFR | HFTD - Distribution - Tier 3 - 5QU CoRE ¦ 2QU LoRE | 2043 | 0.22571 | 0.0030943 | 0.019164 | 0 | 0.019164 | 0.0030943 | 0.019164 | 0 | 0.019164 | 0.0043256 | 0.0043256 | 0.0030943 | 0.00069842 | 0.019164 | 0.0043256 | 0 | 0 | 0.019164 | 0.0043256 | [22 empty] | WLDFR | HFTD - Distribution - Tier 2 - 2QU CoRE ¦ 1QU LoRE | Red Flag Warning - Large Fires | 2043 | 9.7194e-08 | 9.7194e-08 | 6.9209 | 0.84944 | 3.8632 | 2.2083 | 0 | 0 | 0.00010019 | 6.7267e-07 | 0 | 6.7267e-07 | 6.7267e-07 | 0 | 6.7267e-07 | [22 empty] | 7.3.3.17.5 (Remote Grid) Updates to grid topology to minimize risk of ignition in HFTDs Remote GridWLDFRContact from objectAggregated | WLDFR | HFTD - Distribution - Tier 2 - 1QU CoRE ¦ 2QU LoRE | Non-Red Flag Warning - Small Fires | Contact from object | Aggregated | 2043 | 0.0009189 | 353.5334 | 0.32486 | 2043 | Mitigation | 0.95 | 45 | 0 | esc | 0.00097009 | 8.9141e-07 | 0.00097009 | 8.9141e-07
[35 empty] | WLDFR | HFTD - Distribution - Tier 3 - 5QU CoRE ¦ 2QU LoRE | 2044 | 0.21095 | 0.0030943 | 0.019164 | 0 | 0.019164 | 0.0030943 | 0.019164 | 0 | 0.019164 | 0.0040426 | 0.0040426 | 0.0030943 | 0.00065273 | 0.019164 | 0.0040426 | 0 | 0 | 0.019164 | 0.0040426 | [22 empty] | WLDFR | HFTD - Distribution - Tier 2 - 2QU CoRE ¦ 1QU LoRE | Red Flag Warning - Large Fires | 2044 | 9.7194e-08 | 9.7194e-08 | 6.9209 | 0.84944 | 3.8632 | 2.2083 | 0 | 0 | 0.00010019 | 6.7267e-07 | 0 | 6.7267e-07 | 6.7267e-07 | 0 | 6.7267e-07 | [22 empty] | 7.3.3.17.5 (Remote Grid) Updates to grid topology to minimize risk of ignition in HFTDs Remote GridWLDFRContact from objectAggregated | WLDFR | HFTD - Distribution - Tier 2 - 1QU CoRE ¦ 2QU LoRE | Non-Red Flag Warning - Small Fires | Contact from object | Aggregated | 2044 | 0.0009189 | 353.5334 | 0.32486 | 2044 | Mitigation | 0.95 | 45 | 0 | esc | 0.00097009 | 8.9141e-07 | 0.00097009 | 8.9141e-07
[35 empty] | WLDFR | HFTD - Distribution - Tier 3 - 5QU CoRE ¦ 2QU LoRE | 2045 | 0.19715 | 0.0030943 | 0.019164 | 0 | 0.019164 | 0.0030943 | 0.019164 | 0 | 0.019164 | 0.0037781 | 0.0037781 | 0.0030943 | 0.00061003 | 0.019164 | 0.0037781 | 0 | 0 | 0.019164 | 0.0037781 | [22 empty] | WLDFR | HFTD - Distribution - Tier 2 - 2QU CoRE ¦ 1QU LoRE | Red Flag Warning - Large Fires | 2045 | 9.7194e-08 | 9.7194e-08 | 6.9209 | 0.84944 | 3.8632 | 2.2083 | 0 | 0 | 0.00010019 | 6.7267e-07 | 0 | 6.7267e-07 | 6.7267e-07 | 0 | 6.7267e-07 | [22 empty] | 7.3.3.17.5 (Remote Grid) Updates to grid topology to minimize risk of ignition in HFTDs Remote GridWLDFRContact from objectAggregated | WLDFR | HFTD - Distribution - Tier 2 - 1QU CoRE ¦ 2QU LoRE | Non-Red Flag Warning - Small Fires | Contact from object | Aggregated | 2045 | 0.0009189 | 353.5334 | 0.32486 | 2045 | Mitigation | 0.95 | 45 | 0 | esc | 0.00097009 | 8.9141e-07 | 0.00097009 | 8.9141e-07
[35 empty] | WLDFR | HFTD - Distribution - Tier 3 - 5QU CoRE ¦ 2QU LoRE | 2046 | 0.18425 | 0.0030943 | 0.019164 | 0 | 0.019164 | 0.0030943 | 0.019164 | 0 | 0.019164 | 0.0035309 | 0.0035309 | 0.0030943 | 0.00057012 | 0.019164 | 0.0035309 | 0 | 0 | 0.019164 | 0.0035309 | [22 empty] | WLDFR | HFTD - Distribution - Tier 2 - 2QU CoRE ¦ 1QU LoRE | Red Flag Warning - Large Fires | 2046 | 9.7194e-08 | 9.7194e-08 | 6.9209 | 0.84944 | 3.8632 | 2.2083 | 0 | 0 | 0.00010019 | 6.7267e-07 | 0 | 6.7267e-07 | 6.7267e-07 | 0 | 6.7267e-07 | [22 empty] | 7.3.3.17.5 (Remote Grid) Updates to grid topology to minimize risk of ignition in HFTDs Remote GridWLDFRContact from objectAggregated | WLDFR | HFTD - Distribution - Tier 2 - 1QU CoRE ¦ 2QU LoRE | Non-Red Flag Warning - Small Fires | Contact from object | Aggregated | 2046 | 0.0009189 | 353.5334 | 0.32486 | 2046 | Mitigation | 0.95 | 45 | 0 | esc | 0.00097009 | 8.9141e-07 | 0.00097009 | 8.9141e-07
[35 empty] | WLDFR | HFTD - Distribution - Tier 3 - 5QU CoRE ¦ 2QU LoRE | 2047 | 0.1722 | 0.0030943 | 0.019164 | 0 | 0.019164 | 0.0030943 | 0.019164 | 0 | 0.019164 | 0.0032999 | 0.0032999 | 0.0030943 | 0.00053282 | 0.019164 | 0.0032999 | 0 | 0 | 0.019164 | 0.0032999 | [22 empty] | WLDFR | HFTD - Distribution - Tier 2 - 2QU CoRE ¦ 1QU LoRE | Red Flag Warning - Large Fires | 2047 | 9.7194e-08 | 9.7194e-08 | 6.9209 | 0.84944 | 3.8632 | 2.2083 | 0 | 0 | 0.00010019 | 6.7267e-07 | 0 | 6.7267e-07 | 6.7267e-07 | 0 | 6.7267e-07 | [22 empty] | 7.3.3.17.5 (Remote Grid) Updates to grid topology to minimize risk of ignition in HFTDs Remote GridWLDFRContact from objectAggregated | WLDFR | HFTD - Distribution - Tier 2 - 1QU CoRE ¦ 2QU LoRE | Non-Red Flag Warning - Small Fires | Contact from object | Aggregated | 2047 | 0.0009189 | 353.5334 | 0.32486 | 2047 | Mitigation | 0.95 | 45 | 0 | esc | 0.00097009 | 8.9141e-07 | 0.00097009 | 8.9141e-07
[35 empty] | WLDFR | HFTD - Distribution - Tier 3 - 5QU CoRE ¦ 2QU LoRE | 2048 | 0.16093 | 0.0030943 | 0.020119 | 0 | 0.020119 | 0.0030943 | 0.020119 | 0 | 0.020119 | 0.0032378 | 0.0032378 | 0.0030943 | 0.00049797 | 0.020119 | 0.0032378 | 0 | 0 | 0.020119 | 0.0032378 | [22 empty] | WLDFR | HFTD - Distribution - Tier 2 - 2QU CoRE ¦ 1QU LoRE | Red Flag Warning - Large Fires | 2048 | 9.7194e-08 | 9.7194e-08 | 7.3713 | 0.88759 | 4.1075 | 2.3763 | 0 | 0 | 0.00010019 | 7.1645e-07 | 0 | 7.1645e-07 | 7.1645e-07 | 0 | 7.1645e-07 | [22 empty] | 7.3.3.17.5 (Remote Grid) Updates to grid topology to minimize risk of ignition in HFTDs Remote GridWLDFRContact from objectAggregated | WLDFR | HFTD - Distribution - Tier 2 - 1QU CoRE ¦ 2QU LoRE | Non-Red Flag Warning - Small Fires | Contact from object | Aggregated | 2048 | 0.0009189 | 353.5334 | 0.32486 | 2048 | Mitigation | 0.95 | 45 | 0 | esc | 0.00097009 | 8.9141e-07 | 0.00097009 | 8.9141e-07
[35 empty] | WLDFR | HFTD - Distribution - Tier 3 - 5QU CoRE ¦ 2QU LoRE | 2049 | 0.1504 | 0.0030943 | 0.020119 | 0 | 0.020119 | 0.0030943 | 0.020119 | 0 | 0.020119 | 0.003026 | 0.003026 | 0.0030943 | 0.00046539 | 0.020119 | 0.003026 | 0 | 0 | 0.020119 | 0.003026 | [22 empty] | WLDFR | HFTD - Distribution - Tier 2 - 2QU CoRE ¦ 1QU LoRE | Red Flag Warning - Large Fires | 2049 | 9.7194e-08 | 9.7194e-08 | 7.3713 | 0.88759 | 4.1075 | 2.3763 | 0 | 0 | 0.00010019 | 7.1645e-07 | 0 | 7.1645e-07 | 7.1645e-07 | 0 | 7.1645e-07 | [22 empty] | 7.3.3.17.5 (Remote Grid) Updates to grid topology to minimize risk of ignition in HFTDs Remote GridWLDFRContact from objectAggregated | WLDFR | HFTD - Distribution - Tier 2 - 1QU CoRE ¦ 2QU LoRE | Non-Red Flag Warning - Small Fires | Contact from object | Aggregated | 2049 | 0.0009189 | 353.5334 | 0.32486 | 2049 | Mitigation | 0.95 | 45 | 0 | esc | 0.00097009 | 8.9141e-07 | 0.00097009 | 8.9141e-07
[35 empty] | WLDFR | HFTD - Distribution - Tier 3 - 5QU CoRE ¦ 2QU LoRE | 2050 | 0.14056 | 0.0030943 | 0.020119 | 0 | 0.020119 | 0.0030943 | 0.020119 | 0 | 0.020119 | 0.002828 | 0.002828 | 0.0030943 | 0.00043494 | 0.020119 | 0.002828 | 0 | 0 | 0.020119 | 0.002828 | [22 empty] | WLDFR | HFTD - Distribution - Tier 2 - 2QU CoRE ¦ 1QU LoRE | Red Flag Warning - Large Fires | 2050 | 9.7194e-08 | 9.7194e-08 | 7.3713 | 0.88759 | 4.1075 | 2.3763 | 0 | 0 | 0.00010019 | 7.1645e-07 | 0 | 7.1645e-07 | 7.1645e-07 | 0 | 7.1645e-07 | [22 empty] | 7.3.3.17.5 (Remote Grid) Updates to grid topology to minimize risk of ignition in HFTDs Remote GridWLDFRContact from objectAggregated | WLDFR | HFTD - Distribution - Tier 2 - 1QU CoRE ¦ 2QU LoRE | Non-Red Flag Warning - Small Fires | Contact from object | Aggregated | 2050 | 0.0009189 | 353.5334 | 0.32486 | 2050 | Mitigation | 0.95 | 45 | 0 | esc | 0.00097009 | 8.9141e-07 | 0.00097009 | 8.9141e-07
[35 empty] | WLDFR | HFTD - Distribution - Tier 3 - 5QU CoRE ¦ 2QU LoRE | 2051 | 0.13137 | 0.0030943 | 0.020119 | 0 | 0.020119 | 0.0030943 | 0.020119 | 0 | 0.020119 | 0.002643 | 0.002643 | 0.0030943 | 0.00040649 | 0.020119 | 0.002643 | 0 | 0 | 0.020119 | 0.002643 | [22 empty] | WLDFR | HFTD - Distribution - Tier 2 - 2QU CoRE ¦ 1QU LoRE | Red Flag Warning - Large Fires | 2051 | 9.7194e-08 | 9.7194e-08 | 7.3713 | 0.88759 | 4.1075 | 2.3763 | 0 | 0 | 0.00010019 | 7.1645e-07 | 0 | 7.1645e-07 | 7.1645e-07 | 0 | 7.1645e-07 | [22 empty] | 7.3.3.17.5 (Remote Grid) Updates to grid topology to minimize risk of ignition in HFTDs Remote GridWLDFRContact from objectAggregated | WLDFR | HFTD - Distribution - Tier 2 - 1QU CoRE ¦ 2QU LoRE | Non-Red Flag Warning - Small Fires | Contact from object | Aggregated | 2051 | 0.0009189 | 353.5334 | 0.32486 | 2051 | Mitigation | 0.95 | 45 | 0 | esc | 0.00097009 | 8.9141e-07 | 0.00097009 | 8.9141e-07
[35 empty] | WLDFR | HFTD - Distribution - Tier 3 - 5QU CoRE ¦ 2QU LoRE | 2052 | 0.12277 | 0.0030943 | 0.020119 | 0 | 0.020119 | 0.0030943 | 0.020119 | 0 | 0.020119 | 0.0024701 | 0.0024701 | 0.0030943 | 0.0003799 | 0.020119 | 0.0024701 | 0 | 0 | 0.020119 | 0.0024701 | [22 empty] | WLDFR | HFTD - Distribution - Tier 2 - 2QU CoRE ¦ 1QU LoRE | Red Flag Warning - Large Fires | 2052 | 9.7194e-08 | 9.7194e-08 | 7.3713 | 0.88759 | 4.1075 | 2.3763 | 0 | 0 | 0.00010019 | 7.1645e-07 | 0 | 7.1645e-07 | 7.1645e-07 | 0 | 7.1645e-07 | [22 empty] | 7.3.3.17.5 (Remote Grid) Updates to grid topology to minimize risk of ignition in HFTDs Remote GridWLDFRContact from objectAggregated | WLDFR | HFTD - Distribution - Tier 2 - 1QU CoRE ¦ 2QU LoRE | Non-Red Flag Warning - Small Fires | Contact from object | Aggregated | 2052 | 0.0009189 | 353.5334 | 0.32486 | 2052 | Mitigation | 0.95 | 45 | 0 | esc | 0.00097009 | 8.9141e-07 | 0.00097009 | 8.9141e-07
[35 empty] | WLDFR | HFTD - Distribution - Tier 3 - 5QU CoRE ¦ 2QU LoRE | 2053 | 0.11474 | 0.0030943 | 0.021107 | 0 | 0.021107 | 0.0030943 | 0.021107 | 0 | 0.021107 | 0.0024219 | 0.0024219 | 0.0030943 | 0.00035504 | 0.021107 | 0.0024219 | 0 | 0 | 0.021107 | 0.0024219 | [22 empty] | WLDFR | HFTD - Distribution - Tier 2 - 2QU CoRE ¦ 1QU LoRE | Red Flag Warning - Large Fires | 2053 | 9.7194e-08 | 9.7194e-08 | 7.8503 | 0.92702 | 4.3664 | 2.5569 | 0 | 0 | 0.00010019 | 7.63e-07 | 0 | 7.63e-07 | 7.63e-07 | 0 | 7.63e-07 | [22 empty] | 7.3.3.17.5 (Remote Grid) Updates to grid topology to minimize risk of ignition in HFTDs Remote GridWLDFRContact from objectAggregated | WLDFR | HFTD - Distribution - Tier 2 - 1QU CoRE ¦ 2QU LoRE | Non-Red Flag Warning - Small Fires | Contact from object | Aggregated | 2053 | 0.0009189 | 353.5334 | 0.32486 | 2053 | Mitigation | 0.95 | 45 | 0 | esc | 0.00097009 | 8.9141e-07 | 0.00097009 | 8.9141e-07
[35 empty] | WLDFR | HFTD - Distribution - Tier 3 - 5QU CoRE ¦ 2QU LoRE | 2054 | 0.10723 | 0.0030943 | 0.021107 | 0 | 0.021107 | 0.0030943 | 0.021107 | 0 | 0.021107 | 0.0022634 | 0.0022634 | 0.0030943 | 0.00033182 | 0.021107 | 0.0022634 | 0 | 0 | 0.021107 | 0.0022634 | [22 empty] | WLDFR | HFTD - Distribution - Tier 2 - 2QU CoRE ¦ 1QU LoRE | Red Flag Warning - Large Fires | 2054 | 9.7194e-08 | 9.7194e-08 | 7.8503 | 0.92702 | 4.3664 | 2.5569 | 0 | 0 | 0.00010019 | 7.63e-07 | 0 | 7.63e-07 | 7.63e-07 | 0 | 7.63e-07 | [22 empty] | 7.3.3.17.5 (Remote Grid) Updates to grid topology to minimize risk of ignition in HFTDs Remote GridWLDFRContact from objectAggregated | WLDFR | HFTD - Distribution - Tier 2 - 1QU CoRE ¦ 2QU LoRE | Non-Red Flag Warning - Small Fires | Contact from object | Aggregated | 2054 | 0.0009189 | 353.5334 | 0.32486 | 2054 | Mitigation | 0.95 | 45 | 0 | esc | 0.00097009 | 8.9141e-07 | 0.00097009 | 8.9141e-07
[35 empty] | WLDFR | HFTD - Distribution - Tier 3 - 5QU CoRE ¦ 2QU LoRE | 2055 | 0.10022 | 0.0030943 | 0.021107 | 0 | 0.021107 | 0.0030943 | 0.021107 | 0 | 0.021107 | 0.0021154 | 0.0021154 | 0.0030943 | 0.00031011 | 0.021107 | 0.0021154 | 0 | 0 | 0.021107 | 0.0021154 | [22 empty] | WLDFR | HFTD - Distribution - Tier 2 - 2QU CoRE ¦ 1QU LoRE | Red Flag Warning - Large Fires | 2055 | 9.7194e-08 | 9.7194e-08 | 7.8503 | 0.92702 | 4.3664 | 2.5569 | 0 | 0 | 0.00010019 | 7.63e-07 | 0 | 7.63e-07 | 7.63e-07 | 0 | 7.63e-07 | [22 empty] | 7.3.3.17.5 (Remote Grid) Updates to grid topology to minimize risk of ignition in HFTDs Remote GridWLDFRContact from objectAggregated | WLDFR | HFTD - Distribution - Tier 2 - 1QU CoRE ¦ 2QU LoRE | Non-Red Flag Warning - Small Fires | Contact from object | Aggregated | 2055 | 0.0009189 | 353.5334 | 0.32486 | 2055 | Mitigation | 0.95 | 45 | 0 | esc | 0.00097009 | 8.9141e-07 | 0.00097009 | 8.9141e-07
[35 empty] | WLDFR | HFTD - Distribution - Tier 3 - 5QU CoRE ¦ 2QU LoRE | 2056 | 0.093663 | 0.0030943 | 0.021107 | 0 | 0.021107 | 0.0030943 | 0.021107 | 0 | 0.021107 | 0.001977 | 0.001977 | 0.0030943 | 0.00028982 | 0.021107 | 0.001977 | 0 | 0 | 0.021107 | 0.001977 | [22 empty] | WLDFR | HFTD - Distribution - Tier 2 - 2QU CoRE ¦ 1QU LoRE | Red Flag Warning - Large Fires | 2056 | 9.7194e-08 | 9.7194e-08 | 7.8503 | 0.92702 | 4.3664 | 2.5569 | 0 | 0 | 0.00010019 | 7.63e-07 | 0 | 7.63e-07 | 7.63e-07 | 0 | 7.63e-07 | [22 empty] | 7.3.3.17.5 (Remote Grid) Updates to grid topology to minimize risk of ignition in HFTDs Remote GridWLDFRContact from objectAggregated | WLDFR | HFTD - Distribution - Tier 2 - 1QU CoRE ¦ 2QU LoRE | Non-Red Flag Warning - Small Fires | Contact from object | Aggregated | 2056 | 0.0009189 | 353.5334 | 0.32486 | 2056 | Mitigation | 0.95 | 45 | 0 | esc | 0.00097009 | 8.9141e-07 | 0.00097009 | 8.9141e-07
[35 empty] | WLDFR | HFTD - Distribution - Tier 3 - 5QU CoRE ¦ 2QU LoRE | 2057 | 0.087535 | 0.0030943 | 0.021107 | 0 | 0.021107 | 0.0030943 | 0.021107 | 0 | 0.021107 | 0.0018476 | 0.0018476 | 0.0030943 | 0.00027086 | 0.021107 | 0.0018476 | 0 | 0 | 0.021107 | 0.0018476 | [22 empty] | WLDFR | HFTD - Distribution - Tier 2 - 2QU CoRE ¦ 1QU LoRE | Red Flag Warning - Large Fires | 2057 | 9.7194e-08 | 9.7194e-08 | 7.8503 | 0.92702 | 4.3664 | 2.5569 | 0 | 0 | 0.00010019 | 7.63e-07 | 0 | 7.63e-07 | 7.63e-07 | 0 | 7.63e-07 | [22 empty] | 7.3.3.17.5 (Remote Grid) Updates to grid topology to minimize risk of ignition in HFTDs Remote GridWLDFRContact from objectAggregated | WLDFR | HFTD - Distribution - Tier 2 - 1QU CoRE ¦ 2QU LoRE | Non-Red Flag Warning - Small Fires | Contact from object | Aggregated | 2057 | 0.0009189 | 353.5334 | 0.32486 | 2057 | Mitigation | 0.95 | 45 | 0 | esc | 0.00097009 | 8.9141e-07 | 0.00097009 | 8.9141e-07
[35 empty] | WLDFR | HFTD - Distribution - Tier 3 - 5QU CoRE ¦ 2QU LoRE | 2058 | 0.081809 | 0.0030943 | 0.022116 | 0 | 0.022116 | 0.0030943 | 0.022116 | 0 | 0.022116 | 0.0018093 | 0.0018093 | 0.0030943 | 0.00025314 | 0.022116 | 0.0018093 | 0 | 0 | 0.022116 | 0.0018093 | [22 empty] | WLDFR | HFTD - Distribution - Tier 2 - 2QU CoRE ¦ 1QU LoRE | Red Flag Warning - Large Fires | 2058 | 9.7194e-08 | 9.7194e-08 | 8.3524 | 0.96727 | 4.6367 | 2.7484 | 0 | 0 | 0.00010019 | 8.118e-07 | 0 | 8.118e-07 | 8.118e-07 | 0 | 8.118e-07 | [22 empty] | 7.3.3.17.5 (Remote Grid) Updates to grid topology to minimize risk of ignition in HFTDs Remote GridWLDFRContact from objectAggregated | WLDFR | HFTD - Distribution - Tier 2 - 1QU CoRE ¦ 2QU LoRE | Non-Red Flag Warning - Small Fires | Contact from object | Aggregated | 2058 | 0.0009189 | 353.5334 | 0.32486 | 2058 | Mitigation | 0.95 | 45 | 0 | esc | 0.00097009 | 8.9141e-07 | 0.00097009 | 8.9141e-07
[35 empty] | WLDFR | HFTD - Distribution - Tier 3 - 5QU CoRE ¦ 2QU LoRE | 2059 | 0.076457 | 0.0030943 | 0.022116 | 0 | 0.022116 | 0.0030943 | 0.022116 | 0 | 0.022116 | 0.0016909 | 0.0016909 | 0.0030943 | 0.00023658 | 0.022116 | 0.0016909 | 0 | 0 | 0.022116 | 0.0016909 | [22 empty] | WLDFR | HFTD - Distribution - Tier 2 - 2QU CoRE ¦ 1QU LoRE | Red Flag Warning - Large Fires | 2059 | 9.7194e-08 | 9.7194e-08 | 8.3524 | 0.96727 | 4.6367 | 2.7484 | 0 | 0 | 0.00010019 | 8.118e-07 | 0 | 8.118e-07 | 8.118e-07 | 0 | 8.118e-07 | [22 empty] | 7.3.3.17.5 (Remote Grid) Updates to grid topology to minimize risk of ignition in HFTDs Remote GridWLDFRContact from objectAggregated | WLDFR | HFTD - Distribution - Tier 2 - 1QU CoRE ¦ 2QU LoRE | Non-Red Flag Warning - Small Fires | Contact from object | Aggregated | 2059 | 0.0009189 | 353.5334 | 0.32486 | 2059 | Mitigation | 0.95 | 45 | 0 | esc | 0.00097009 | 8.9141e-07 | 0.00097009 | 8.9141e-07
[35 empty] | WLDFR | HFTD - Distribution - Tier 3 - 5QU CoRE ¦ 2QU LoRE | 2060 | 0.071455 | 0.0030943 | 0.022116 | 0 | 0.022116 | 0.0030943 | 0.022116 | 0 | 0.022116 | 0.0015803 | 0.0015803 | 0.0030943 | 0.0002211 | 0.022116 | 0.0015803 | 0 | 0 | 0.022116 | 0.0015803 | [22 empty] | WLDFR | HFTD - Distribution - Tier 2 - 2QU CoRE ¦ 1QU LoRE | Red Flag Warning - Large Fires | 2060 | 9.7194e-08 | 9.7194e-08 | 8.3524 | 0.96727 | 4.6367 | 2.7484 | 0 | 0 | 0.00010019 | 8.118e-07 | 0 | 8.118e-07 | 8.118e-07 | 0 | 8.118e-07 | [22 empty] | 7.3.3.17.5 (Remote Grid) Updates to grid topology to minimize risk of ignition in HFTDs Remote GridWLDFRContact from objectAggregated | WLDFR | HFTD - Distribution - Tier 2 - 1QU CoRE ¦ 2QU LoRE | Non-Red Flag Warning - Small Fires | Contact from object | Aggregated | 2060 | 0.0009189 | 353.5334 | 0.32486 | 2060 | Mitigation | 0.95 | 45 | 0 | esc | 0.00097009 | 8.9141e-07 | 0.00097009 | 8.9141e-07
[35 empty] | WLDFR | HFTD - Distribution - Tier 3 - 5QU CoRE ¦ 2QU LoRE | 2061 | 0.06678 | 0.0030943 | 0.022116 | 0 | 0.022116 | 0.0030943 | 0.022116 | 0 | 0.022116 | 0.0014769 | 0.0014769 | 0.0030943 | 0.00020664 | 0.022116 | 0.0014769 | 0 | 0 | 0.022116 | 0.0014769 | [22 empty] | WLDFR | HFTD - Distribution - Tier 2 - 2QU CoRE ¦ 1QU LoRE | Red Flag Warning - Large Fires | 2061 | 9.7194e-08 | 9.7194e-08 | 8.3524 | 0.96727 | 4.6367 | 2.7484 | 0 | 0 | 0.00010019 | 8.118e-07 | 0 | 8.118e-07 | 8.118e-07 | 0 | 8.118e-07 | [22 empty] | 7.3.3.17.5 (Remote Grid) Updates to grid topology to minimize risk of ignition in HFTDs Remote GridWLDFRContact from objectAggregated | WLDFR | HFTD - Distribution - Tier 2 - 1QU CoRE ¦ 2QU LoRE | Non-Red Flag Warning - Small Fires | Contact from object | Aggregated | 2061 | 0.0009189 | 353.5334 | 0.32486 | 2061 | Mitigation | 0.95 | 45 | 0 | esc | 0.00097009 | 8.9141e-07 | 0.00097009 | 8.9141e-07
[35 empty] | WLDFR | HFTD - Distribution - Tier 3 - 5QU CoRE ¦ 2QU LoRE | 2062 | 0.062412 | 0.0030943 | 0.022116 | 0 | 0.022116 | 0.0030943 | 0.022116 | 0 | 0.022116 | 0.0013803 | 0.0013803 | 0.0030943 | 0.00019312 | 0.022116 | 0.0013803 | 0 | 0 | 0.022116 | 0.0013803 | [22 empty] | WLDFR | HFTD - Distribution - Tier 2 - 2QU CoRE ¦ 1QU LoRE | Red Flag Warning - Large Fires | 2062 | 9.7194e-08 | 9.7194e-08 | 8.3524 | 0.96727 | 4.6367 | 2.7484 | 0 | 0 | 0.00010019 | 8.118e-07 | 0 | 8.118e-07 | 8.118e-07 | 0 | 8.118e-07 | [22 empty] | 7.3.3.17.5 (Remote Grid) Updates to grid topology to minimize risk of ignition in HFTDs Remote GridWLDFRContact from objectAggregated | WLDFR | HFTD - Distribution - Tier 2 - 1QU CoRE ¦ 2QU LoRE | Non-Red Flag Warning - Small Fires | Contact from object | Aggregated | 2062 | 0.0009189 | 353.5334 | 0.32486 | 2062 | Mitigation | 0.95 | 45 | 0 | esc | 0.00097009 | 8.9141e-07 | 0.00097009 | 8.9141e-07
[35 empty] | WLDFR | HFTD - Distribution - Tier 3 - 5QU CoRE ¦ 2QU LoRE | 2063 | 0.058329 | 0.0030943 | 0.023133 | 0 | 0.023133 | 0.0030943 | 0.023133 | 0 | 0.023133 | 0.0013493 | 0.0013493 | 0.0030943 | 0.00018049 | 0.023133 | 0.0013493 | 0 | 0 | 0.023133 | 0.0013493 | [22 empty] | WLDFR | HFTD - Distribution - Tier 2 - 2QU CoRE ¦ 1QU LoRE | Red Flag Warning - Large Fires | 2063 | 9.7194e-08 | 9.7194e-08 | 8.872 | 1.0079 | 4.9153 | 2.9488 | 0 | 0 | 0.00010019 | 8.623e-07 | 0 | 8.623e-07 | 8.623e-07 | 0 | 8.623e-07 | [22 empty] | 7.3.3.17.5 (Remote Grid) Updates to grid topology to minimize risk of ignition in HFTDs Remote GridWLDFRContact from objectAggregated | WLDFR | HFTD - Distribution - Tier 2 - 1QU CoRE ¦ 2QU LoRE | Non-Red Flag Warning - Small Fires | Contact from object | Aggregated | 2063 | 0.0009189 | 353.5334 | 0.32486 | 2063 | Mitigation | 0.95 | 45 | 0 | esc | 0.00097009 | 8.9141e-07 | 0.00097009 | 8.9141e-07
[35 empty] | WLDFR | HFTD - Distribution - Tier 3 - 5QU CoRE ¦ 2QU LoRE | 2064 | 0.054513 | 0.0030943 | 0.023133 | 0 | 0.023133 | 0.0030943 | 0.023133 | 0 | 0.023133 | 0.001261 | 0.001261 | 0.0030943 | 0.00016868 | 0.023133 | 0.001261 | 0 | 0 | 0.023133 | 0.001261 | [22 empty] | WLDFR | HFTD - Distribution - Tier 2 - 2QU CoRE ¦ 1QU LoRE | Red Flag Warning - Large Fires | 2064 | 9.7194e-08 | 9.7194e-08 | 8.872 | 1.0079 | 4.9153 | 2.9488 | 0 | 0 | 0.00010019 | 8.623e-07 | 0 | 8.623e-07 | 8.623e-07 | 0 | 8.623e-07 | [22 empty] | 7.3.3.17.5 (Remote Grid) Updates to grid topology to minimize risk of ignition in HFTDs Remote GridWLDFRContact from objectAggregated | WLDFR | HFTD - Distribution - Tier 2 - 1QU CoRE ¦ 2QU LoRE | Non-Red Flag Warning - Small Fires | Contact from object | Aggregated | 2064 | 0.0009189 | 353.5334 | 0.32486 | 2064 | Mitigation | 0.95 | 45 | 0 | esc | 0.00097009 | 8.9141e-07 | 0.00097009 | 8.9141e-07
[35 empty] | WLDFR | HFTD - Distribution - Tier 3 - 5QU CoRE ¦ 2QU LoRE | 2065 | 0.050946 | 0.0030943 | 0.023133 | 0 | 0.023133 | 0.0030943 | 0.023133 | 0 | 0.023133 | 0.0011785 | 0.0011785 | 0.0030943 | 0.00015764 | 0.023133 | 0.0011785 | 0 | 0 | 0.023133 | 0.0011785 | [22 empty] | WLDFR | HFTD - Distribution - Tier 2 - 2QU CoRE ¦ 1QU LoRE | Red Flag Warning - Large Fires | 2065 | 9.7194e-08 | 9.7194e-08 | 8.872 | 1.0079 | 4.9153 | 2.9488 | 0 | 0 | 0.00010019 | 8.623e-07 | 0 | 8.623e-07 | 8.623e-07 | 0 | 8.623e-07 | [22 empty] | 7.3.3.17.5 (Remote Grid) Updates to grid topology to minimize risk of ignition in HFTDs Remote GridWLDFRContact from objectAggregated | WLDFR | HFTD - Distribution - Tier 2 - 1QU CoRE ¦ 2QU LoRE | Non-Red Flag Warning - Small Fires | Contact from object | Aggregated | 2065 | 0.0009189 | 353.5334 | 0.32486 | 2065 | Mitigation | 0.95 | 45 | 0 | esc | 0.00097009 | 8.9141e-07 | 0.00097009 | 8.9141e-07
[35 empty] | WLDFR | HFTD - Distribution - Tier 3 - 5QU CoRE ¦ 2QU LoRE | 2066 | 0.047613 | 0.0030943 | 0.023133 | 0 | 0.023133 | 0.0030943 | 0.023133 | 0 | 0.023133 | 0.0011014 | 0.0011014 | 0.0030943 | 0.00014733 | 0.023133 | 0.0011014 | 0 | 0 | 0.023133 | 0.0011014 | [22 empty] | WLDFR | HFTD - Distribution - Tier 2 - 2QU CoRE ¦ 1QU LoRE | Red Flag Warning - Large Fires | 2066 | 9.7194e-08 | 9.7194e-08 | 8.872 | 1.0079 | 4.9153 | 2.9488 | 0 | 0 | 0.00010019 | 8.623e-07 | 0 | 8.623e-07 | 8.623e-07 | 0 | 8.623e-07 | [22 empty] | 7.3.3.17.5 (Remote Grid) Updates to grid topology to minimize risk of ignition in HFTDs Remote GridWLDFRContact from objectAggregated | WLDFR | HFTD - Distribution - Tier 2 - 1QU CoRE ¦ 2QU LoRE | Non-Red Flag Warning - Small Fires | Contact from object | Aggregated | 2066 | 0.0009189 | 353.5334 | 0.32486 | 2066 | Mitigation | 0.95 | 45 | 0 | esc | 0.00097009 | 8.9141e-07 | 0.00097009 | 8.9141e-07
[35 empty] | WLDFR | HFTD - Distribution - Tier 3 - 5QU CoRE ¦ 2QU LoRE | 2067 | 0.044499 | 0 | 0 | 0 | 0 | 0.0030943 | 0.023133 | 0 | 0.023133 | 0 | 0.0010294 | 0 | 0 | 0 | 0 | 0 | 0 | 0 | 0 | [22 empty] | WLDFR | HFTD - Distribution - Tier 2 - 2QU CoRE ¦ 1QU LoRE | Red Flag Warning - Large Fires | 2067 | 0 | 9.7194e-08 | 8.872 | 1.0079 | 4.9153 | 2.9488 | 0 | 0 | 0.00010019 | 0 | 0 | 0 | 8.623e-07 | 0 | 8.623e-07 | [22 empty] | 7.3.3.17.5 (Remote Grid) Updates to grid topology to minimize risk of ignition in HFTDs Remote GridWLDFRContact from objectAggregated | WLDFR | HFTD - Distribution - Tier 2 - 1QU CoRE ¦ 2QU LoRE | Non-Red Flag Warning - Small Fires | Contact from object | Aggregated | 2067 | 0.0009189 | 353.5334 | 0.32486 | 2067 | Mitigation | 0.95 | 45 | 0 | esc | 0 | 0 | 0.00097009 | 8.9141e-07
[35 empty] | WLDFR | HFTD - Distribution - Tier 3 - 5QU CoRE ¦ 3QU LoRE | 2022 | 0.93458 | 0.00087415 | 0.0059635 | 0 | 0.0059635 | 0 | 0 | 0 | 0 | 0.0055734 | 0 | 0.00087415 | 0.00081696 | 0.0059635 | 0.0055734 | 0 | 0 | 0.0059635 | 0.0055734 | [22 empty] | WLDFR | HFTD - Distribution - Tier 2 - 2QU CoRE ¦ 1QU LoRE | Red Flag Warning - Small Fires | 2022 | 8.9289e-07 | 0 | 0.077901 | 0.036425 | 0.0015809 | 0.039895 | 0 | 0 | 0.0009664 | 6.9557e-08 | 0 | 6.9557e-08 | 0 | 0 | 0 | [22 empty] | 7.3.3.17.5 (Remote Grid) Updates to grid topology to minimize risk of ignition in HFTDs Remote GridWLDFRContaminationAggregated | WLDFR | HFTD - Distribution - Tier 2 - 1QU CoRE ¦ 2QU LoRE | Non-Red Flag Warning - Small Fires | Contamination | Aggregated | 2022 | 1.424e-05 | 353.5334 | 0.0050344 | 2022 | Mitigation | 0.95 | 45 | 0 | esc | 0.00097009 | 1.3814e-08 | 0 | 0
[35 empty] | WLDFR | HFTD - Distribution - Tier 3 - 5QU CoRE ¦ 3QU LoRE | 2023 | 0.87344 | 0.00087415 | 0.006182 | 0 | 0.006182 | 0.00087415 | 0.006182 | 0 | 0.006182 | 0.0053996 | 0.0053996 | 0.00087415 | 0.00076352 | 0.006182 | 0.0053996 | 0 | 0 | 0.006182 | 0.0053996 | [22 empty] | WLDFR | HFTD - Distribution - Tier 2 - 2QU CoRE ¦ 1QU LoRE | Red Flag Warning - Small Fires | 2023 | 8.9289e-07 | 8.9289e-07 | 0.080408 | 0.03759 | 0.0016314 | 0.041187 | 0 | 0 | 0.0009664 | 7.1796e-08 | 0 | 7.1796e-08 | 7.1796e-08 | 0 | 7.1796e-08 | [22 empty] | 7.3.3.17.5 (Remote Grid) Updates to grid topology to minimize risk of ignition in HFTDs Remote GridWLDFRContaminationAggregated | WLDFR | HFTD - Distribution - Tier 2 - 1QU CoRE ¦ 2QU LoRE | Non-Red Flag Warning - Small Fires | Contamination | Aggregated | 2023 | 1.424e-05 | 353.5334 | 0.0050344 | 2023 | Mitigation | 0.95 | 45 | 0 | esc | 0.00097009 | 1.3814e-08 | 0.00097009 | 1.3814e-08
[35 empty] | WLDFR | HFTD - Distribution - Tier 3 - 5QU CoRE ¦ 3QU LoRE | 2024 | 0.8163 | 0.00087415 | 0.006182 | 0 | 0.006182 | 0.00087415 | 0.006182 | 0 | 0.006182 | 0.0050463 | 0.0050463 | 0.00087415 | 0.00071357 | 0.006182 | 0.0050463 | 0 | 0 | 0.006182 | 0.0050463 | [22 empty] | WLDFR | HFTD - Distribution - Tier 2 - 2QU CoRE ¦ 1QU LoRE | Red Flag Warning - Small Fires | 2024 | 8.9289e-07 | 8.9289e-07 | 0.080408 | 0.03759 | 0.0016314 | 0.041187 | 0 | 0 | 0.0009664 | 7.1796e-08 | 0 | 7.1796e-08 | 7.1796e-08 | 0 | 7.1796e-08 | [22 empty] | 7.3.3.17.5 (Remote Grid) Updates to grid topology to minimize risk of ignition in HFTDs Remote GridWLDFRContaminationAggregated | WLDFR | HFTD - Distribution - Tier 2 - 1QU CoRE ¦ 2QU LoRE | Non-Red Flag Warning - Small Fires | Contamination | Aggregated | 2024 | 1.424e-05 | 353.5334 | 0.0050344 | 2024 | Mitigation | 0.95 | 45 | 0 | esc | 0.00097009 | 1.3814e-08 | 0.00097009 | 1.3814e-08
[35 empty] | WLDFR | HFTD - Distribution - Tier 3 - 5QU CoRE ¦ 3QU LoRE | 2025 | 0.7629 | 0.00087415 | 0.006182 | 0 | 0.006182 | 0.00087415 | 0.006182 | 0 | 0.006182 | 0.0047162 | 0.0047162 | 0.00087415 | 0.00066688 | 0.006182 | 0.0047162 | 0 | 0 | 0.006182 | 0.0047162 | [22 empty] | WLDFR | HFTD - Distribution - Tier 2 - 2QU CoRE ¦ 1QU LoRE | Red Flag Warning - Small Fires | 2025 | 8.9289e-07 | 8.9289e-07 | 0.080408 | 0.03759 | 0.0016314 | 0.041187 | 0 | 0 | 0.0009664 | 7.1796e-08 | 0 | 7.1796e-08 | 7.1796e-08 | 0 | 7.1796e-08 | [22 empty] | 7.3.3.17.5 (Remote Grid) Updates to grid topology to minimize risk of ignition in HFTDs Remote GridWLDFRContaminationAggregated | WLDFR | HFTD - Distribution - Tier 2 - 1QU CoRE ¦ 2QU LoRE | Non-Red Flag Warning - Small Fires | Contamination | Aggregated | 2025 | 1.424e-05 | 353.5334 | 0.0050344 | 2025 | Mitigation | 0.95 | 45 | 0 | esc | 0.00097009 | 1.3814e-08 | 0.00097009 | 1.3814e-08
[35 empty] | WLDFR | HFTD - Distribution - Tier 3 - 5QU CoRE ¦ 3QU LoRE | 2026 | 0.71299 | 0.00087415 | 0.006182 | 0 | 0.006182 | 0.00087415 | 0.006182 | 0 | 0.006182 | 0.0044077 | 0.0044077 | 0.00087415 | 0.00062326 | 0.006182 | 0.0044077 | 0 | 0 | 0.006182 | 0.0044077 | [22 empty] | WLDFR | HFTD - Distribution - Tier 2 - 2QU CoRE ¦ 1QU LoRE | Red Flag Warning - Small Fires | 2026 | 8.9289e-07 | 8.9289e-07 | 0.080408 | 0.03759 | 0.0016314 | 0.041187 | 0 | 0 | 0.0009664 | 7.1796e-08 | 0 | 7.1796e-08 | 7.1796e-08 | 0 | 7.1796e-08 | [22 empty] | 7.3.3.17.5 (Remote Grid) Updates to grid topology to minimize risk of ignition in HFTDs Remote GridWLDFRContaminationAggregated | WLDFR | HFTD - Distribution - Tier 2 - 1QU CoRE ¦ 2QU LoRE | Non-Red Flag Warning - Small Fires | Contamination | Aggregated | 2026 | 1.424e-05 | 353.5334 | 0.0050344 | 2026 | Mitigation | 0.95 | 45 | 0 | esc | 0.00097009 | 1.3814e-08 | 0.00097009 | 1.3814e-08
[35 empty] | WLDFR | HFTD - Distribution - Tier 3 - 5QU CoRE ¦ 3QU LoRE | 2027 | 0.66634 | 0.00087415 | 0.006182 | 0 | 0.006182 | 0.00087415 | 0.006182 | 0 | 0.006182 | 0.0041193 | 0.0041193 | 0.00087415 | 0.00058248 | 0.006182 | 0.0041193 | 0 | 0 | 0.006182 | 0.0041193 | [22 empty] | WLDFR | HFTD - Distribution - Tier 2 - 2QU CoRE ¦ 1QU LoRE | Red Flag Warning - Small Fires | 2027 | 8.9289e-07 | 8.9289e-07 | 0.080408 | 0.03759 | 0.0016314 | 0.041187 | 0 | 0 | 0.0009664 | 7.1796e-08 | 0 | 7.1796e-08 | 7.1796e-08 | 0 | 7.1796e-08 | [22 empty] | 7.3.3.17.5 (Remote Grid) Updates to grid topology to minimize risk of ignition in HFTDs Remote GridWLDFRContaminationAggregated | WLDFR | HFTD - Distribution - Tier 2 - 1QU CoRE ¦ 2QU LoRE | Non-Red Flag Warning - Small Fires | Contamination | Aggregated | 2027 | 1.424e-05 | 353.5334 | 0.0050344 | 2027 | Mitigation | 0.95 | 45 | 0 | esc | 0.00097009 | 1.3814e-08 | 0.00097009 | 1.3814e-08
[35 empty] | WLDFR | HFTD - Distribution - Tier 3 - 5QU CoRE ¦ 3QU LoRE | 2028 | 0.62275 | 0.00087415 | 0.0064573 | 0 | 0.0064573 | 0.00087415 | 0.0064573 | 0 | 0.0064573 | 0.0040213 | 0.0040213 | 0.00087415 | 0.00054438 | 0.0064573 | 0.0040213 | 0 | 0 | 0.0064573 | 0.0040213 | [22 empty] | WLDFR | HFTD - Distribution - Tier 2 - 2QU CoRE ¦ 1QU LoRE | Red Flag Warning - Small Fires | 2028 | 8.9289e-07 | 8.9289e-07 | 0.083606 | 0.039055 | 0.001695 | 0.042856 | 0 | 0 | 0.0009664 | 7.4651e-08 | 0 | 7.4651e-08 | 7.4651e-08 | 0 | 7.4651e-08 | [22 empty] | 7.3.3.17.5 (Remote Grid) Updates to grid topology to minimize risk of ignition in HFTDs Remote GridWLDFRContaminationAggregated | WLDFR | HFTD - Distribution - Tier 2 - 1QU CoRE ¦ 2QU LoRE | Non-Red Flag Warning - Small Fires | Contamination | Aggregated | 2028 | 1.424e-05 | 353.5334 | 0.0050344 | 2028 | Mitigation | 0.95 | 45 | 0 | esc | 0.00097009 | 1.3814e-08 | 0.00097009 | 1.3814e-08
[35 empty] | WLDFR | HFTD - Distribution - Tier 3 - 5QU CoRE ¦ 3QU LoRE | 2029 | 0.58201 | 0.00087415 | 0.0064573 | 0 | 0.0064573 | 0.00087415 | 0.0064573 | 0 | 0.0064573 | 0.0037582 | 0.0037582 | 0.00087415 | 0.00050876 | 0.0064573 | 0.0037582 | 0 | 0 | 0.0064573 | 0.0037582 | [22 empty] | WLDFR | HFTD - Distribution - Tier 2 - 2QU CoRE ¦ 1QU LoRE | Red Flag Warning - Small Fires | 2029 | 8.9289e-07 | 8.9289e-07 | 0.083606 | 0.039055 | 0.001695 | 0.042856 | 0 | 0 | 0.0009664 | 7.4651e-08 | 0 | 7.4651e-08 | 7.4651e-08 | 0 | 7.4651e-08 | [22 empty] | 7.3.3.17.5 (Remote Grid) Updates to grid topology to minimize risk of ignition in HFTDs Remote GridWLDFRContaminationAggregated | WLDFR | HFTD - Distribution - Tier 2 - 1QU CoRE ¦ 2QU LoRE | Non-Red Flag Warning - Small Fires | Contamination | Aggregated | 2029 | 1.424e-05 | 353.5334 | 0.0050344 | 2029 | Mitigation | 0.95 | 45 | 0 | esc | 0.00097009 | 1.3814e-08 | 0.00097009 | 1.3814e-08
[35 empty] | WLDFR | HFTD - Distribution - Tier 3 - 5QU CoRE ¦ 3QU LoRE | 2030 | 0.54393 | 0.00087415 | 0.0064573 | 0 | 0.0064573 | 0.00087415 | 0.0064573 | 0 | 0.0064573 | 0.0035123 | 0.0035123 | 0.00087415 | 0.00047548 | 0.0064573 | 0.0035123 | 0 | 0 | 0.0064573 | 0.0035123 | [22 empty] | WLDFR | HFTD - Distribution - Tier 2 - 2QU CoRE ¦ 1QU LoRE | Red Flag Warning - Small Fires | 2030 | 8.9289e-07 | 8.9289e-07 | 0.083606 | 0.039055 | 0.001695 | 0.042856 | 0 | 0 | 0.0009664 | 7.4651e-08 | 0 | 7.4651e-08 | 7.4651e-08 | 0 | 7.4651e-08 | [22 empty] | 7.3.3.17.5 (Remote Grid) Updates to grid topology to minimize risk of ignition in HFTDs Remote GridWLDFRContaminationAggregated | WLDFR | HFTD - Distribution - Tier 2 - 1QU CoRE ¦ 2QU LoRE | Non-Red Flag Warning - Small Fires | Contamination | Aggregated | 2030 | 1.424e-05 | 353.5334 | 0.0050344 | 2030 | Mitigation | 0.95 | 45 | 0 | esc | 0.00097009 | 1.3814e-08 | 0.00097009 | 1.3814e-08
[35 empty] | WLDFR | HFTD - Distribution - Tier 3 - 5QU CoRE ¦ 3QU LoRE | 2031 | 0.50835 | 0.00087415 | 0.0064573 | 0 | 0.0064573 | 0.00087415 | 0.0064573 | 0 | 0.0064573 | 0.0032825 | 0.0032825 | 0.00087415 | 0.00044437 | 0.0064573 | 0.0032825 | 0 | 0 | 0.0064573 | 0.0032825 | [22 empty] | WLDFR | HFTD - Distribution - Tier 2 - 2QU CoRE ¦ 1QU LoRE | Red Flag Warning - Small Fires | 2031 | 8.9289e-07 | 8.9289e-07 | 0.083606 | 0.039055 | 0.001695 | 0.042856 | 0 | 0 | 0.0009664 | 7.4651e-08 | 0 | 7.4651e-08 | 7.4651e-08 | 0 | 7.4651e-08 | [22 empty] | 7.3.3.17.5 (Remote Grid) Updates to grid topology to minimize risk of ignition in HFTDs Remote GridWLDFRContaminationAggregated | WLDFR | HFTD - Distribution - Tier 2 - 1QU CoRE ¦ 2QU LoRE | Non-Red Flag Warning - Small Fires | Contamination | Aggregated | 2031 | 1.424e-05 | 353.5334 | 0.0050344 | 2031 | Mitigation | 0.95 | 45 | 0 | esc | 0.00097009 | 1.3814e-08 | 0.00097009 | 1.3814e-08
[35 empty] | WLDFR | HFTD - Distribution - Tier 3 - 5QU CoRE ¦ 3QU LoRE | 2032 | 0.47509 | 0.00087415 | 0.0064573 | 0 | 0.0064573 | 0.00087415 | 0.0064573 | 0 | 0.0064573 | 0.0030678 | 0.0030678 | 0.00087415 | 0.0004153 | 0.0064573 | 0.0030678 | 0 | 0 | 0.0064573 | 0.0030678 | [22 empty] | WLDFR | HFTD - Distribution - Tier 2 - 2QU CoRE ¦ 1QU LoRE | Red Flag Warning - Small Fires | 2032 | 8.9289e-07 | 8.9289e-07 | 0.083606 | 0.039055 | 0.001695 | 0.042856 | 0 | 0 | 0.0009664 | 7.4651e-08 | 0 | 7.4651e-08 | 7.4651e-08 | 0 | 7.4651e-08 | [22 empty] | 7.3.3.17.5 (Remote Grid) Updates to grid topology to minimize risk of ignition in HFTDs Remote GridWLDFRContaminationAggregated | WLDFR | HFTD - Distribution - Tier 2 - 1QU CoRE ¦ 2QU LoRE | Non-Red Flag Warning - Small Fires | Contamination | Aggregated | 2032 | 1.424e-05 | 353.5334 | 0.0050344 | 2032 | Mitigation | 0.95 | 45 | 0 | esc | 0.00097009 | 1.3814e-08 | 0.00097009 | 1.3814e-08
[35 empty] | WLDFR | HFTD - Distribution - Tier 3 - 5QU CoRE ¦ 3QU LoRE | 2033 | 0.44401 | 0.00087415 | 0.0067633 | 0 | 0.0067633 | 0.00087415 | 0.0067633 | 0 | 0.0067633 | 0.003003 | 0.003003 | 0.00087415 | 0.00038813 | 0.0067633 | 0.003003 | 0 | 0 | 0.0067633 | 0.003003 | [22 empty] | WLDFR | HFTD - Distribution - Tier 2 - 2QU CoRE ¦ 1QU LoRE | Red Flag Warning - Small Fires | 2033 | 8.9289e-07 | 8.9289e-07 | 0.087211 | 0.040679 | 0.0017655 | 0.044766 | 0 | 0 | 0.0009664 | 7.787e-08 | 0 | 7.787e-08 | 7.787e-08 | 0 | 7.787e-08 | [22 empty] | 7.3.3.17.5 (Remote Grid) Updates to grid topology to minimize risk of ignition in HFTDs Remote GridWLDFRContaminationAggregated | WLDFR | HFTD - Distribution - Tier 2 - 1QU CoRE ¦ 2QU LoRE | Non-Red Flag Warning - Small Fires | Contamination | Aggregated | 2033 | 1.424e-05 | 353.5334 | 0.0050344 | 2033 | Mitigation | 0.95 | 45 | 0 | esc | 0.00097009 | 1.3814e-08 | 0.00097009 | 1.3814e-08
[35 empty] | WLDFR | HFTD - Distribution - Tier 3 - 5QU CoRE ¦ 3QU LoRE | 2034 | 0.41496 | 0.00087415 | 0.0067633 | 0 | 0.0067633 | 0.00087415 | 0.0067633 | 0 | 0.0067633 | 0.0028065 | 0.0028065 | 0.00087415 | 0.00036274 | 0.0067633 | 0.0028065 | 0 | 0 | 0.0067633 | 0.0028065 | [22 empty] | WLDFR | HFTD - Distribution - Tier 2 - 2QU CoRE ¦ 1QU LoRE | Red Flag Warning - Small Fires | 2034 | 8.9289e-07 | 8.9289e-07 | 0.087211 | 0.040679 | 0.0017655 | 0.044766 | 0 | 0 | 0.0009664 | 7.787e-08 | 0 | 7.787e-08 | 7.787e-08 | 0 | 7.787e-08 | [22 empty] | 7.3.3.17.5 (Remote Grid) Updates to grid topology to minimize risk of ignition in HFTDs Remote GridWLDFRContaminationAggregated | WLDFR | HFTD - Distribution - Tier 2 - 1QU CoRE ¦ 2QU LoRE | Non-Red Flag Warning - Small Fires | Contamination | Aggregated | 2034 | 1.424e-05 | 353.5334 | 0.0050344 | 2034 | Mitigation | 0.95 | 45 | 0 | esc | 0.00097009 | 1.3814e-08 | 0.00097009 | 1.3814e-08
[35 empty] | WLDFR | HFTD - Distribution - Tier 3 - 5QU CoRE ¦ 3QU LoRE | 2035 | 0.38782 | 0.00087415 | 0.0067633 | 0 | 0.0067633 | 0.00087415 | 0.0067633 | 0 | 0.0067633 | 0.0026229 | 0.0026229 | 0.00087415 | 0.00033901 | 0.0067633 | 0.0026229 | 0 | 0 | 0.0067633 | 0.0026229 | [22 empty] | WLDFR | HFTD - Distribution - Tier 2 - 2QU CoRE ¦ 1QU LoRE | Red Flag Warning - Small Fires | 2035 | 8.9289e-07 | 8.9289e-07 | 0.087211 | 0.040679 | 0.0017655 | 0.044766 | 0 | 0 | 0.0009664 | 7.787e-08 | 0 | 7.787e-08 | 7.787e-08 | 0 | 7.787e-08 | [22 empty] | 7.3.3.17.5 (Remote Grid) Updates to grid topology to minimize risk of ignition in HFTDs Remote GridWLDFRContaminationAggregated | WLDFR | HFTD - Distribution - Tier 2 - 1QU CoRE ¦ 2QU LoRE | Non-Red Flag Warning - Small Fires | Contamination | Aggregated | 2035 | 1.424e-05 | 353.5334 | 0.0050344 | 2035 | Mitigation | 0.95 | 45 | 0 | esc | 0.00097009 | 1.3814e-08 | 0.00097009 | 1.3814e-08
[35 empty] | WLDFR | HFTD - Distribution - Tier 3 - 5QU CoRE ¦ 3QU LoRE | 2036 | 0.36245 | 0.00087415 | 0.0067633 | 0 | 0.0067633 | 0.00087415 | 0.0067633 | 0 | 0.0067633 | 0.0024513 | 0.0024513 | 0.00087415 | 0.00031683 | 0.0067633 | 0.0024513 | 0 | 0 | 0.0067633 | 0.0024513 | [22 empty] | WLDFR | HFTD - Distribution - Tier 2 - 2QU CoRE ¦ 1QU LoRE | Red Flag Warning - Small Fires | 2036 | 8.9289e-07 | 8.9289e-07 | 0.087211 | 0.040679 | 0.0017655 | 0.044766 | 0 | 0 | 0.0009664 | 7.787e-08 | 0 | 7.787e-08 | 7.787e-08 | 0 | 7.787e-08 | [22 empty] | 7.3.3.17.5 (Remote Grid) Updates to grid topology to minimize risk of ignition in HFTDs Remote GridWLDFRContaminationAggregated | WLDFR | HFTD - Distribution - Tier 2 - 1QU CoRE ¦ 2QU LoRE | Non-Red Flag Warning - Small Fires | Contamination | Aggregated | 2036 | 1.424e-05 | 353.5334 | 0.0050344 | 2036 | Mitigation | 0.95 | 45 | 0 | esc | 0.00097009 | 1.3814e-08 | 0.00097009 | 1.3814e-08
[35 empty] | WLDFR | HFTD - Distribution - Tier 3 - 5QU CoRE ¦ 3QU LoRE | 2037 | 0.33873 | 0.00087415 | 0.0067633 | 0 | 0.0067633 | 0.00087415 | 0.0067633 | 0 | 0.0067633 | 0.002291 | 0.002291 | 0.00087415 | 0.0002961 | 0.0067633 | 0.002291 | 0 | 0 | 0.0067633 | 0.002291 | [22 empty] | WLDFR | HFTD - Distribution - Tier 2 - 2QU CoRE ¦ 1QU LoRE | Red Flag Warning - Small Fires | 2037 | 8.9289e-07 | 8.9289e-07 | 0.087211 | 0.040679 | 0.0017655 | 0.044766 | 0 | 0 | 0.0009664 | 7.787e-08 | 0 | 7.787e-08 | 7.787e-08 | 0 | 7.787e-08 | [22 empty] | 7.3.3.17.5 (Remote Grid) Updates to grid topology to minimize risk of ignition in HFTDs Remote GridWLDFRContaminationAggregated | WLDFR | HFTD - Distribution - Tier 2 - 1QU CoRE ¦ 2QU LoRE | Non-Red Flag Warning - Small Fires | Contamination | Aggregated | 2037 | 1.424e-05 | 353.5334 | 0.0050344 | 2037 | Mitigation | 0.95 | 45 | 0 | esc | 0.00097009 | 1.3814e-08 | 0.00097009 | 1.3814e-08
[35 empty] | WLDFR | HFTD - Distribution - Tier 3 - 5QU CoRE ¦ 3QU LoRE | 2038 | 0.31657 | 0.00087415 | 0.0070956 | 0 | 0.0070956 | 0.00087415 | 0.0070956 | 0 | 0.0070956 | 0.0022463 | 0.0022463 | 0.00087415 | 0.00027673 | 0.0070956 | 0.0022463 | 0 | 0 | 0.0070956 | 0.0022463 | [22 empty] | WLDFR | HFTD - Distribution - Tier 2 - 2QU CoRE ¦ 1QU LoRE | Red Flag Warning - Small Fires | 2038 | 8.9289e-07 | 8.9289e-07 | 0.091184 | 0.042438 | 0.0018418 | 0.046905 | 0 | 0 | 0.0009664 | 8.1417e-08 | 0 | 8.1417e-08 | 8.1417e-08 | 0 | 8.1417e-08 | [22 empty] | 7.3.3.17.5 (Remote Grid) Updates to grid topology to minimize risk of ignition in HFTDs Remote GridWLDFRContaminationAggregated | WLDFR | HFTD - Distribution - Tier 2 - 1QU CoRE ¦ 2QU LoRE | Non-Red Flag Warning - Small Fires | Contamination | Aggregated | 2038 | 1.424e-05 | 353.5334 | 0.0050344 | 2038 | Mitigation | 0.95 | 45 | 0 | esc | 0.00097009 | 1.3814e-08 | 0.00097009 | 1.3814e-08
[35 empty] | WLDFR | HFTD - Distribution - Tier 3 - 5QU CoRE ¦ 3QU LoRE | 2039 | 0.29586 | 0.00087415 | 0.0070956 | 0 | 0.0070956 | 0.00087415 | 0.0070956 | 0 | 0.0070956 | 0.0020993 | 0.0020993 | 0.00087415 | 0.00025863 | 0.0070956 | 0.0020993 | 0 | 0 | 0.0070956 | 0.0020993 | [22 empty] | WLDFR | HFTD - Distribution - Tier 2 - 2QU CoRE ¦ 1QU LoRE | Red Flag Warning - Small Fires | 2039 | 8.9289e-07 | 8.9289e-07 | 0.091184 | 0.042438 | 0.0018418 | 0.046905 | 0 | 0 | 0.0009664 | 8.1417e-08 | 0 | 8.1417e-08 | 8.1417e-08 | 0 | 8.1417e-08 | [22 empty] | 7.3.3.17.5 (Remote Grid) Updates to grid topology to minimize risk of ignition in HFTDs Remote GridWLDFRContaminationAggregated | WLDFR | HFTD - Distribution - Tier 2 - 1QU CoRE ¦ 2QU LoRE | Non-Red Flag Warning - Small Fires | Contamination | Aggregated | 2039 | 1.424e-05 | 353.5334 | 0.0050344 | 2039 | Mitigation | 0.95 | 45 | 0 | esc | 0.00097009 | 1.3814e-08 | 0.00097009 | 1.3814e-08
[35 empty] | WLDFR | HFTD - Distribution - Tier 3 - 5QU CoRE ¦ 3QU LoRE | 2040 | 0.27651 | 0.00087415 | 0.0070956 | 0 | 0.0070956 | 0.00087415 | 0.0070956 | 0 | 0.0070956 | 0.001962 | 0.001962 | 0.00087415 | 0.00024171 | 0.0070956 | 0.001962 | 0 | 0 | 0.0070956 | 0.001962 | [22 empty] | WLDFR | HFTD - Distribution - Tier 2 - 2QU CoRE ¦ 1QU LoRE | Red Flag Warning - Small Fires | 2040 | 8.9289e-07 | 8.9289e-07 | 0.091184 | 0.042438 | 0.0018418 | 0.046905 | 0 | 0 | 0.0009664 | 8.1417e-08 | 0 | 8.1417e-08 | 8.1417e-08 | 0 | 8.1417e-08 | [22 empty] | 7.3.3.17.5 (Remote Grid) Updates to grid topology to minimize risk of ignition in HFTDs Remote GridWLDFRContaminationAggregated | WLDFR | HFTD - Distribution - Tier 2 - 1QU CoRE ¦ 2QU LoRE | Non-Red Flag Warning - Small Fires | Contamination | Aggregated | 2040 | 1.424e-05 | 353.5334 | 0.0050344 | 2040 | Mitigation | 0.95 | 45 | 0 | esc | 0.00097009 | 1.3814e-08 | 0.00097009 | 1.3814e-08
[35 empty] | WLDFR | HFTD - Distribution - Tier 3 - 5QU CoRE ¦ 3QU LoRE | 2041 | 0.25842 | 0.00087415 | 0.0070956 | 0 | 0.0070956 | 0.00087415 | 0.0070956 | 0 | 0.0070956 | 0.0018336 | 0.0018336 | 0.00087415 | 0.0002259 | 0.0070956 | 0.0018336 | 0 | 0 | 0.0070956 | 0.0018336 | [22 empty] | WLDFR | HFTD - Distribution - Tier 2 - 2QU CoRE ¦ 1QU LoRE | Red Flag Warning - Small Fires | 2041 | 8.9289e-07 | 8.9289e-07 | 0.091184 | 0.042438 | 0.0018418 | 0.046905 | 0 | 0 | 0.0009664 | 8.1417e-08 | 0 | 8.1417e-08 | 8.1417e-08 | 0 | 8.1417e-08 | [22 empty] | 7.3.3.17.5 (Remote Grid) Updates to grid topology to minimize risk of ignition in HFTDs Remote GridWLDFRContaminationAggregated | WLDFR | HFTD - Distribution - Tier 2 - 1QU CoRE ¦ 2QU LoRE | Non-Red Flag Warning - Small Fires | Contamination | Aggregated | 2041 | 1.424e-05 | 353.5334 | 0.0050344 | 2041 | Mitigation | 0.95 | 45 | 0 | esc | 0.00097009 | 1.3814e-08 | 0.00097009 | 1.3814e-08
[35 empty] | WLDFR | HFTD - Distribution - Tier 3 - 5QU CoRE ¦ 3QU LoRE | 2042 | 0.24151 | 0.00087415 | 0.0070956 | 0 | 0.0070956 | 0.00087415 | 0.0070956 | 0 | 0.0070956 | 0.0017137 | 0.0017137 | 0.00087415 | 0.00021112 | 0.0070956 | 0.0017137 | 0 | 0 | 0.0070956 | 0.0017137 | [22 empty] | WLDFR | HFTD - Distribution - Tier 2 - 2QU CoRE ¦ 1QU LoRE | Red Flag Warning - Small Fires | 2042 | 8.9289e-07 | 8.9289e-07 | 0.091184 | 0.042438 | 0.0018418 | 0.046905 | 0 | 0 | 0.0009664 | 8.1417e-08 | 0 | 8.1417e-08 | 8.1417e-08 | 0 | 8.1417e-08 | [22 empty] | 7.3.3.17.5 (Remote Grid) Updates to grid topology to minimize risk of ignition in HFTDs Remote GridWLDFRContaminationAggregated | WLDFR | HFTD - Distribution - Tier 2 - 1QU CoRE ¦ 2QU LoRE | Non-Red Flag Warning - Small Fires | Contamination | Aggregated | 2042 | 1.424e-05 | 353.5334 | 0.0050344 | 2042 | Mitigation | 0.95 | 45 | 0 | esc | 0.00097009 | 1.3814e-08 | 0.00097009 | 1.3814e-08
[35 empty] | WLDFR | HFTD - Distribution - Tier 3 - 5QU CoRE ¦ 3QU LoRE | 2043 | 0.22571 | 0.00087415 | 0.0074496 | 0 | 0.0074496 | 0.00087415 | 0.0074496 | 0 | 0.0074496 | 0.0016815 | 0.0016815 | 0.00087415 | 0.00019731 | 0.0074496 | 0.0016815 | 0 | 0 | 0.0074496 | 0.0016815 | [22 empty] | WLDFR | HFTD - Distribution - Tier 2 - 2QU CoRE ¦ 1QU LoRE | Red Flag Warning - Small Fires | 2043 | 8.9289e-07 | 8.9289e-07 | 0.095486 | 0.044306 | 0.0019228 | 0.049257 | 0 | 0 | 0.0009664 | 8.5258e-08 | 0 | 8.5258e-08 | 8.5258e-08 | 0 | 8.5258e-08 | [22 empty] | 7.3.3.17.5 (Remote Grid) Updates to grid topology to minimize risk of ignition in HFTDs Remote GridWLDFRContaminationAggregated | WLDFR | HFTD - Distribution - Tier 2 - 1QU CoRE ¦ 2QU LoRE | Non-Red Flag Warning - Small Fires | Contamination | Aggregated | 2043 | 1.424e-05 | 353.5334 | 0.0050344 | 2043 | Mitigation | 0.95 | 45 | 0 | esc | 0.00097009 | 1.3814e-08 | 0.00097009 | 1.3814e-08
[35 empty] | WLDFR | HFTD - Distribution - Tier 3 - 5QU CoRE ¦ 3QU LoRE | 2044 | 0.21095 | 0.00087415 | 0.0074496 | 0 | 0.0074496 | 0.00087415 | 0.0074496 | 0 | 0.0074496 | 0.0015715 | 0.0015715 | 0.00087415 | 0.0001844 | 0.0074496 | 0.0015715 | 0 | 0 | 0.0074496 | 0.0015715 | [22 empty] | WLDFR | HFTD - Distribution - Tier 2 - 2QU CoRE ¦ 1QU LoRE | Red Flag Warning - Small Fires | 2044 | 8.9289e-07 | 8.9289e-07 | 0.095486 | 0.044306 | 0.0019228 | 0.049257 | 0 | 0 | 0.0009664 | 8.5258e-08 | 0 | 8.5258e-08 | 8.5258e-08 | 0 | 8.5258e-08 | [22 empty] | 7.3.3.17.5 (Remote Grid) Updates to grid topology to minimize risk of ignition in HFTDs Remote GridWLDFRContaminationAggregated | WLDFR | HFTD - Distribution - Tier 2 - 1QU CoRE ¦ 2QU LoRE | Non-Red Flag Warning - Small Fires | Contamination | Aggregated | 2044 | 1.424e-05 | 353.5334 | 0.0050344 | 2044 | Mitigation | 0.95 | 45 | 0 | esc | 0.00097009 | 1.3814e-08 | 0.00097009 | 1.3814e-08
[35 empty] | WLDFR | HFTD - Distribution - Tier 3 - 5QU CoRE ¦ 3QU LoRE | 2045 | 0.19715 | 0.00087415 | 0.0074496 | 0 | 0.0074496 | 0.00087415 | 0.0074496 | 0 | 0.0074496 | 0.0014687 | 0.0014687 | 0.00087415 | 0.00017234 | 0.0074496 | 0.0014687 | 0 | 0 | 0.0074496 | 0.0014687 | [22 empty] | WLDFR | HFTD - Distribution - Tier 2 - 2QU CoRE ¦ 1QU LoRE | Red Flag Warning - Small Fires | 2045 | 8.9289e-07 | 8.9289e-07 | 0.095486 | 0.044306 | 0.0019228 | 0.049257 | 0 | 0 | 0.0009664 | 8.5258e-08 | 0 | 8.5258e-08 | 8.5258e-08 | 0 | 8.5258e-08 | [22 empty] | 7.3.3.17.5 (Remote Grid) Updates to grid topology to minimize risk of ignition in HFTDs Remote GridWLDFRContaminationAggregated | WLDFR | HFTD - Distribution - Tier 2 - 1QU CoRE ¦ 2QU LoRE | Non-Red Flag Warning - Small Fires | Contamination | Aggregated | 2045 | 1.424e-05 | 353.5334 | 0.0050344 | 2045 | Mitigation | 0.95 | 45 | 0 | esc | 0.00097009 | 1.3814e-08 | 0.00097009 | 1.3814e-08
[35 empty] | WLDFR | HFTD - Distribution - Tier 3 - 5QU CoRE ¦ 3QU LoRE | 2046 | 0.18425 | 0.00087415 | 0.0074496 | 0 | 0.0074496 | 0.00087415 | 0.0074496 | 0 | 0.0074496 | 0.0013726 | 0.0013726 | 0.00087415 | 0.00016106 | 0.0074496 | 0.0013726 | 0 | 0 | 0.0074496 | 0.0013726 | [22 empty] | WLDFR | HFTD - Distribution - Tier 2 - 2QU CoRE ¦ 1QU LoRE | Red Flag Warning - Small Fires | 2046 | 8.9289e-07 | 8.9289e-07 | 0.095486 | 0.044306 | 0.0019228 | 0.049257 | 0 | 0 | 0.0009664 | 8.5258e-08 | 0 | 8.5258e-08 | 8.5258e-08 | 0 | 8.5258e-08 | [22 empty] | 7.3.3.17.5 (Remote Grid) Updates to grid topology to minimize risk of ignition in HFTDs Remote GridWLDFRContaminationAggregated | WLDFR | HFTD - Distribution - Tier 2 - 1QU CoRE ¦ 2QU LoRE | Non-Red Flag Warning - Small Fires | Contamination | Aggregated | 2046 | 1.424e-05 | 353.5334 | 0.0050344 | 2046 | Mitigation | 0.95 | 45 | 0 | esc | 0.00097009 | 1.3814e-08 | 0.00097009 | 1.3814e-08
[35 empty] | WLDFR | HFTD - Distribution - Tier 3 - 5QU CoRE ¦ 3QU LoRE | 2047 | 0.1722 | 0.00087415 | 0.0074496 | 0 | 0.0074496 | 0.00087415 | 0.0074496 | 0 | 0.0074496 | 0.0012828 | 0.0012828 | 0.00087415 | 0.00015052 | 0.0074496 | 0.0012828 | 0 | 0 | 0.0074496 | 0.0012828 | [22 empty] | WLDFR | HFTD - Distribution - Tier 2 - 2QU CoRE ¦ 1QU LoRE | Red Flag Warning - Small Fires | 2047 | 8.9289e-07 | 8.9289e-07 | 0.095486 | 0.044306 | 0.0019228 | 0.049257 | 0 | 0 | 0.0009664 | 8.5258e-08 | 0 | 8.5258e-08 | 8.5258e-08 | 0 | 8.5258e-08 | [22 empty] | 7.3.3.17.5 (Remote Grid) Updates to grid topology to minimize risk of ignition in HFTDs Remote GridWLDFRContaminationAggregated | WLDFR | HFTD - Distribution - Tier 2 - 1QU CoRE ¦ 2QU LoRE | Non-Red Flag Warning - Small Fires | Contamination | Aggregated | 2047 | 1.424e-05 | 353.5334 | 0.0050344 | 2047 | Mitigation | 0.95 | 45 | 0 | esc | 0.00097009 | 1.3814e-08 | 0.00097009 | 1.3814e-08
[35 empty] | WLDFR | HFTD - Distribution - Tier 3 - 5QU CoRE ¦ 3QU LoRE | 2048 | 0.16093 | 0.00087415 | 0.0078208 | 0 | 0.0078208 | 0.00087415 | 0.0078208 | 0 | 0.0078208 | 0.0012586 | 0.0012586 | 0.00087415 | 0.00014068 | 0.0078208 | 0.0012586 | 0 | 0 | 0.0078208 | 0.0012586 | [22 empty] | WLDFR | HFTD - Distribution - Tier 2 - 2QU CoRE ¦ 1QU LoRE | Red Flag Warning - Small Fires | 2048 | 8.9289e-07 | 8.9289e-07 | 0.10007 | 0.04626 | 0.0020076 | 0.051804 | 0 | 0 | 0.0009664 | 8.9353e-08 | 0 | 8.9353e-08 | 8.9353e-08 | 0 | 8.9353e-08 | [22 empty] | 7.3.3.17.5 (Remote Grid) Updates to grid topology to minimize risk of ignition in HFTDs Remote GridWLDFRContaminationAggregated | WLDFR | HFTD - Distribution - Tier 2 - 1QU CoRE ¦ 2QU LoRE | Non-Red Flag Warning - Small Fires | Contamination | Aggregated | 2048 | 1.424e-05 | 353.5334 | 0.0050344 | 2048 | Mitigation | 0.95 | 45 | 0 | esc | 0.00097009 | 1.3814e-08 | 0.00097009 | 1.3814e-08
[35 empty] | WLDFR | HFTD - Distribution - Tier 3 - 5QU CoRE ¦ 3QU LoRE | 2049 | 0.1504 | 0.00087415 | 0.0078208 | 0 | 0.0078208 | 0.00087415 | 0.0078208 | 0 | 0.0078208 | 0.0011763 | 0.0011763 | 0.00087415 | 0.00013147 | 0.0078208 | 0.0011763 | 0 | 0 | 0.0078208 | 0.0011763 | [22 empty] | WLDFR | HFTD - Distribution - Tier 2 - 2QU CoRE ¦ 1QU LoRE | Red Flag Warning - Small Fires | 2049 | 8.9289e-07 | 8.9289e-07 | 0.10007 | 0.04626 | 0.0020076 | 0.051804 | 0 | 0 | 0.0009664 | 8.9353e-08 | 0 | 8.9353e-08 | 8.9353e-08 | 0 | 8.9353e-08 | [22 empty] | 7.3.3.17.5 (Remote Grid) Updates to grid topology to minimize risk of ignition in HFTDs Remote GridWLDFRContaminationAggregated | WLDFR | HFTD - Distribution - Tier 2 - 1QU CoRE ¦ 2QU LoRE | Non-Red Flag Warning - Small Fires | Contamination | Aggregated | 2049 | 1.424e-05 | 353.5334 | 0.0050344 | 2049 | Mitigation | 0.95 | 45 | 0 | esc | 0.00097009 | 1.3814e-08 | 0.00097009 | 1.3814e-08
[35 empty] | WLDFR | HFTD - Distribution - Tier 3 - 5QU CoRE ¦ 3QU LoRE | 2050 | 0.14056 | 0.00087415 | 0.0078208 | 0 | 0.0078208 | 0.00087415 | 0.0078208 | 0 | 0.0078208 | 0.0010993 | 0.0010993 | 0.00087415 | 0.00012287 | 0.0078208 | 0.0010993 | 0 | 0 | 0.0078208 | 0.0010993 | [22 empty] | WLDFR | HFTD - Distribution - Tier 2 - 2QU CoRE ¦ 1QU LoRE | Red Flag Warning - Small Fires | 2050 | 8.9289e-07 | 8.9289e-07 | 0.10007 | 0.04626 | 0.0020076 | 0.051804 | 0 | 0 | 0.0009664 | 8.9353e-08 | 0 | 8.9353e-08 | 8.9353e-08 | 0 | 8.9353e-08 | [22 empty] | 7.3.3.17.5 (Remote Grid) Updates to grid topology to minimize risk of ignition in HFTDs Remote GridWLDFRContaminationAggregated | WLDFR | HFTD - Distribution - Tier 2 - 1QU CoRE ¦ 2QU LoRE | Non-Red Flag Warning - Small Fires | Contamination | Aggregated | 2050 | 1.424e-05 | 353.5334 | 0.0050344 | 2050 | Mitigation | 0.95 | 45 | 0 | esc | 0.00097009 | 1.3814e-08 | 0.00097009 | 1.3814e-08
[35 empty] | WLDFR | HFTD - Distribution - Tier 3 - 5QU CoRE ¦ 3QU LoRE | 2051 | 0.13137 | 0.00087415 | 0.0078208 | 0 | 0.0078208 | 0.00087415 | 0.0078208 | 0 | 0.0078208 | 0.0010274 | 0.0010274 | 0.00087415 | 0.00011483 | 0.0078208 | 0.0010274 | 0 | 0 | 0.0078208 | 0.0010274 | [22 empty] | WLDFR | HFTD - Distribution - Tier 2 - 2QU CoRE ¦ 1QU LoRE | Red Flag Warning - Small Fires | 2051 | 8.9289e-07 | 8.9289e-07 | 0.10007 | 0.04626 | 0.0020076 | 0.051804 | 0 | 0 | 0.0009664 | 8.9353e-08 | 0 | 8.9353e-08 | 8.9353e-08 | 0 | 8.9353e-08 | [22 empty] | 7.3.3.17.5 (Remote Grid) Updates to grid topology to minimize risk of ignition in HFTDs Remote GridWLDFRContaminationAggregated | WLDFR | HFTD - Distribution - Tier 2 - 1QU CoRE ¦ 2QU LoRE | Non-Red Flag Warning - Small Fires | Contamination | Aggregated | 2051 | 1.424e-05 | 353.5334 | 0.0050344 | 2051 | Mitigation | 0.95 | 45 | 0 | esc | 0.00097009 | 1.3814e-08 | 0.00097009 | 1.3814e-08
[35 empty] | WLDFR | HFTD - Distribution - Tier 3 - 5QU CoRE ¦ 3QU LoRE | 2052 | 0.12277 | 0.00087415 | 0.0078208 | 0 | 0.0078208 | 0.00087415 | 0.0078208 | 0 | 0.0078208 | 0.00096019 | 0.00096019 | 0.00087415 | 0.00010732 | 0.0078208 | 0.00096019 | 0 | 0 | 0.0078208 | 0.00096019 | [22 empty] | WLDFR | HFTD - Distribution - Tier 2 - 2QU CoRE ¦ 1QU LoRE | Red Flag Warning - Small Fires | 2052 | 8.9289e-07 | 8.9289e-07 | 0.10007 | 0.04626 | 0.0020076 | 0.051804 | 0 | 0 | 0.0009664 | 8.9353e-08 | 0 | 8.9353e-08 | 8.9353e-08 | 0 | 8.9353e-08 | [22 empty] | 7.3.3.17.5 (Remote Grid) Updates to grid topology to minimize risk of ignition in HFTDs Remote GridWLDFRContaminationAggregated | WLDFR | HFTD - Distribution - Tier 2 - 1QU CoRE ¦ 2QU LoRE | Non-Red Flag Warning - Small Fires | Contamination | Aggregated | 2052 | 1.424e-05 | 353.5334 | 0.0050344 | 2052 | Mitigation | 0.95 | 45 | 0 | esc | 0.00097009 | 1.3814e-08 | 0.00097009 | 1.3814e-08
[35 empty] | WLDFR | HFTD - Distribution - Tier 3 - 5QU CoRE ¦ 3QU LoRE | 2053 | 0.11474 | 0.00087415 | 0.0082046 | 0 | 0.0082046 | 0.00087415 | 0.0082046 | 0 | 0.0082046 | 0.00094141 | 0.00094141 | 0.00087415 | 0.0001003 | 0.0082046 | 0.00094141 | 0 | 0 | 0.0082046 | 0.00094141 | [22 empty] | WLDFR | HFTD - Distribution - Tier 2 - 2QU CoRE ¦ 1QU LoRE | Red Flag Warning - Small Fires | 2053 | 8.9289e-07 | 8.9289e-07 | 0.10489 | 0.048274 | 0.002095 | 0.054525 | 0 | 0 | 0.0009664 | 9.3659e-08 | 0 | 9.3659e-08 | 9.3659e-08 | 0 | 9.3659e-08 | [22 empty] | 7.3.3.17.5 (Remote Grid) Updates to grid topology to minimize risk of ignition in HFTDs Remote GridWLDFRContaminationAggregated | WLDFR | HFTD - Distribution - Tier 2 - 1QU CoRE ¦ 2QU LoRE | Non-Red Flag Warning - Small Fires | Contamination | Aggregated | 2053 | 1.424e-05 | 353.5334 | 0.0050344 | 2053 | Mitigation | 0.95 | 45 | 0 | esc | 0.00097009 | 1.3814e-08 | 0.00097009 | 1.3814e-08
[35 empty] | WLDFR | HFTD - Distribution - Tier 3 - 5QU CoRE ¦ 3QU LoRE | 2054 | 0.10723 | 0.00087415 | 0.0082046 | 0 | 0.0082046 | 0.00087415 | 0.0082046 | 0 | 0.0082046 | 0.00087982 | 0.00087982 | 0.00087415 | 9.3739e-05 | 0.0082046 | 0.00087982 | 0 | 0 | 0.0082046 | 0.00087982 | [22 empty] | WLDFR | HFTD - Distribution - Tier 2 - 2QU CoRE ¦ 1QU LoRE | Red Flag Warning - Small Fires | 2054 | 8.9289e-07 | 8.9289e-07 | 0.10489 | 0.048274 | 0.002095 | 0.054525 | 0 | 0 | 0.0009664 | 9.3659e-08 | 0 | 9.3659e-08 | 9.3659e-08 | 0 | 9.3659e-08 | [22 empty] | 7.3.3.17.5 (Remote Grid) Updates to grid topology to minimize risk of ignition in HFTDs Remote GridWLDFRContaminationAggregated | WLDFR | HFTD - Distribution - Tier 2 - 1QU CoRE ¦ 2QU LoRE | Non-Red Flag Warning - Small Fires | Contamination | Aggregated | 2054 | 1.424e-05 | 353.5334 | 0.0050344 | 2054 | Mitigation | 0.95 | 45 | 0 | esc | 0.00097009 | 1.3814e-08 | 0.00097009 | 1.3814e-08
[35 empty] | WLDFR | HFTD - Distribution - Tier 3 - 5QU CoRE ¦ 3QU LoRE | 2055 | 0.10022 | 0.00087415 | 0.0082046 | 0 | 0.0082046 | 0.00087415 | 0.0082046 | 0 | 0.0082046 | 0.00082226 | 0.00082226 | 0.00087415 | 8.7607e-05 | 0.0082046 | 0.00082226 | 0 | 0 | 0.0082046 | 0.00082226 | [22 empty] | WLDFR | HFTD - Distribution - Tier 2 - 2QU CoRE ¦ 1QU LoRE | Red Flag Warning - Small Fires | 2055 | 8.9289e-07 | 8.9289e-07 | 0.10489 | 0.048274 | 0.002095 | 0.054525 | 0 | 0 | 0.0009664 | 9.3659e-08 | 0 | 9.3659e-08 | 9.3659e-08 | 0 | 9.3659e-08 | [22 empty] | 7.3.3.17.5 (Remote Grid) Updates to grid topology to minimize risk of ignition in HFTDs Remote GridWLDFRContaminationAggregated | WLDFR | HFTD - Distribution - Tier 2 - 1QU CoRE ¦ 2QU LoRE | Non-Red Flag Warning - Small Fires | Contamination | Aggregated | 2055 | 1.424e-05 | 353.5334 | 0.0050344 | 2055 | Mitigation | 0.95 | 45 | 0 | esc | 0.00097009 | 1.3814e-08 | 0.00097009 | 1.3814e-08
[35 empty] | WLDFR | HFTD - Distribution - Tier 3 - 5QU CoRE ¦ 3QU LoRE | 2056 | 0.093663 | 0.00087415 | 0.0082046 | 0 | 0.0082046 | 0.00087415 | 0.0082046 | 0 | 0.0082046 | 0.00076847 | 0.00076847 | 0.00087415 | 8.1875e-05 | 0.0082046 | 0.00076847 | 0 | 0 | 0.0082046 | 0.00076847 | [22 empty] | WLDFR | HFTD - Distribution - Tier 2 - 2QU CoRE ¦ 1QU LoRE | Red Flag Warning - Small Fires | 2056 | 8.9289e-07 | 8.9289e-07 | 0.10489 | 0.048274 | 0.002095 | 0.054525 | 0 | 0 | 0.0009664 | 9.3659e-08 | 0 | 9.3659e-08 | 9.3659e-08 | 0 | 9.3659e-08 | [22 empty] | 7.3.3.17.5 (Remote Grid) Updates to grid topology to minimize risk of ignition in HFTDs Remote GridWLDFRContaminationAggregated | WLDFR | HFTD - Distribution - Tier 2 - 1QU CoRE ¦ 2QU LoRE | Non-Red Flag Warning - Small Fires | Contamination | Aggregated | 2056 | 1.424e-05 | 353.5334 | 0.0050344 | 2056 | Mitigation | 0.95 | 45 | 0 | esc | 0.00097009 | 1.3814e-08 | 0.00097009 | 1.3814e-08
[35 empty] | WLDFR | HFTD - Distribution - Tier 3 - 5QU CoRE ¦ 3QU LoRE | 2057 | 0.087535 | 0.00087415 | 0.0082046 | 0 | 0.0082046 | 0.00087415 | 0.0082046 | 0 | 0.0082046 | 0.0007182 | 0.0007182 | 0.00087415 | 7.6519e-05 | 0.0082046 | 0.0007182 | 0 | 0 | 0.0082046 | 0.0007182 | [22 empty] | WLDFR | HFTD - Distribution - Tier 2 - 2QU CoRE ¦ 1QU LoRE | Red Flag Warning - Small Fires | 2057 | 8.9289e-07 | 8.9289e-07 | 0.10489 | 0.048274 | 0.002095 | 0.054525 | 0 | 0 | 0.0009664 | 9.3659e-08 | 0 | 9.3659e-08 | 9.3659e-08 | 0 | 9.3659e-08 | [22 empty] | 7.3.3.17.5 (Remote Grid) Updates to grid topology to minimize risk of ignition in HFTDs Remote GridWLDFRContaminationAggregated | WLDFR | HFTD - Distribution - Tier 2 - 1QU CoRE ¦ 2QU LoRE | Non-Red Flag Warning - Small Fires | Contamination | Aggregated | 2057 | 1.424e-05 | 353.5334 | 0.0050344 | 2057 | Mitigation | 0.95 | 45 | 0 | esc | 0.00097009 | 1.3814e-08 | 0.00097009 | 1.3814e-08
[35 empty] | WLDFR | HFTD - Distribution - Tier 3 - 5QU CoRE ¦ 3QU LoRE | 2058 | 0.081809 | 0.00087415 | 0.0085964 | 0 | 0.0085964 | 0.00087415 | 0.0085964 | 0 | 0.0085964 | 0.00070326 | 0.00070326 | 0.00087415 | 7.1513e-05 | 0.0085964 | 0.00070326 | 0 | 0 | 0.0085964 | 0.00070326 | [22 empty] | WLDFR | HFTD - Distribution - Tier 2 - 2QU CoRE ¦ 1QU LoRE | Red Flag Warning - Small Fires | 2058 | 8.9289e-07 | 8.9289e-07 | 0.1099 | 0.050325 | 0.0021839 | 0.057393 | 0 | 0 | 0.0009664 | 9.8131e-08 | 0 | 9.8131e-08 | 9.8131e-08 | 0 | 9.8131e-08 | [22 empty] | 7.3.3.17.5 (Remote Grid) Updates to grid topology to minimize risk of ignition in HFTDs Remote GridWLDFRContaminationAggregated | WLDFR | HFTD - Distribution - Tier 2 - 1QU CoRE ¦ 2QU LoRE | Non-Red Flag Warning - Small Fires | Contamination | Aggregated | 2058 | 1.424e-05 | 353.5334 | 0.0050344 | 2058 | Mitigation | 0.95 | 45 | 0 | esc | 0.00097009 | 1.3814e-08 | 0.00097009 | 1.3814e-08
[35 empty] | WLDFR | HFTD - Distribution - Tier 3 - 5QU CoRE ¦ 3QU LoRE | 2059 | 0.076457 | 0.00087415 | 0.0085964 | 0 | 0.0085964 | 0.00087415 | 0.0085964 | 0 | 0.0085964 | 0.00065725 | 0.00065725 | 0.00087415 | 6.6835e-05 | 0.0085964 | 0.00065725 | 0 | 0 | 0.0085964 | 0.00065725 | [22 empty] | WLDFR | HFTD - Distribution - Tier 2 - 2QU CoRE ¦ 1QU LoRE | Red Flag Warning - Small Fires | 2059 | 8.9289e-07 | 8.9289e-07 | 0.1099 | 0.050325 | 0.0021839 | 0.057393 | 0 | 0 | 0.0009664 | 9.8131e-08 | 0 | 9.8131e-08 | 9.8131e-08 | 0 | 9.8131e-08 | [22 empty] | 7.3.3.17.5 (Remote Grid) Updates to grid topology to minimize risk of ignition in HFTDs Remote GridWLDFRContaminationAggregated | WLDFR | HFTD - Distribution - Tier 2 - 1QU CoRE ¦ 2QU LoRE | Non-Red Flag Warning - Small Fires | Contamination | Aggregated | 2059 | 1.424e-05 | 353.5334 | 0.0050344 | 2059 | Mitigation | 0.95 | 45 | 0 | esc | 0.00097009 | 1.3814e-08 | 0.00097009 | 1.3814e-08
[35 empty] | WLDFR | HFTD - Distribution - Tier 3 - 5QU CoRE ¦ 3QU LoRE | 2060 | 0.071455 | 0.00087415 | 0.0085964 | 0 | 0.0085964 | 0.00087415 | 0.0085964 | 0 | 0.0085964 | 0.00061425 | 0.00061425 | 0.00087415 | 6.2462e-05 | 0.0085964 | 0.00061425 | 0 | 0 | 0.0085964 | 0.00061425 | [22 empty] | WLDFR | HFTD - Distribution - Tier 2 - 2QU CoRE ¦ 1QU LoRE | Red Flag Warning - Small Fires | 2060 | 8.9289e-07 | 8.9289e-07 | 0.1099 | 0.050325 | 0.0021839 | 0.057393 | 0 | 0 | 0.0009664 | 9.8131e-08 | 0 | 9.8131e-08 | 9.8131e-08 | 0 | 9.8131e-08 | [22 empty] | 7.3.3.17.5 (Remote Grid) Updates to grid topology to minimize risk of ignition in HFTDs Remote GridWLDFRContaminationAggregated | WLDFR | HFTD - Distribution - Tier 2 - 1QU CoRE ¦ 2QU LoRE | Non-Red Flag Warning - Small Fires | Contamination | Aggregated | 2060 | 1.424e-05 | 353.5334 | 0.0050344 | 2060 | Mitigation | 0.95 | 45 | 0 | esc | 0.00097009 | 1.3814e-08 | 0.00097009 | 1.3814e-08
[35 empty] | WLDFR | HFTD - Distribution - Tier 3 - 5QU CoRE ¦ 3QU LoRE | 2061 | 0.06678 | 0.00087415 | 0.0085964 | 0 | 0.0085964 | 0.00087415 | 0.0085964 | 0 | 0.0085964 | 0.00057407 | 0.00057407 | 0.00087415 | 5.8376e-05 | 0.0085964 | 0.00057407 | 0 | 0 | 0.0085964 | 0.00057407 | [22 empty] | WLDFR | HFTD - Distribution - Tier 2 - 2QU CoRE ¦ 1QU LoRE | Red Flag Warning - Small Fires | 2061 | 8.9289e-07 | 8.9289e-07 | 0.1099 | 0.050325 | 0.0021839 | 0.057393 | 0 | 0 | 0.0009664 | 9.8131e-08 | 0 | 9.8131e-08 | 9.8131e-08 | 0 | 9.8131e-08 | [22 empty] | 7.3.3.17.5 (Remote Grid) Updates to grid topology to minimize risk of ignition in HFTDs Remote GridWLDFRContaminationAggregated | WLDFR | HFTD - Distribution - Tier 2 - 1QU CoRE ¦ 2QU LoRE | Non-Red Flag Warning - Small Fires | Contamination | Aggregated | 2061 | 1.424e-05 | 353.5334 | 0.0050344 | 2061 | Mitigation | 0.95 | 45 | 0 | esc | 0.00097009 | 1.3814e-08 | 0.00097009 | 1.3814e-08
[35 empty] | WLDFR | HFTD - Distribution - Tier 3 - 5QU CoRE ¦ 3QU LoRE | 2062 | 0.062412 | 0.00087415 | 0.0085964 | 0 | 0.0085964 | 0.00087415 | 0.0085964 | 0 | 0.0085964 | 0.00053651 | 0.00053651 | 0.00087415 | 5.4557e-05 | 0.0085964 | 0.00053651 | 0 | 0 | 0.0085964 | 0.00053651 | [22 empty] | WLDFR | HFTD - Distribution - Tier 2 - 2QU CoRE ¦ 1QU LoRE | Red Flag Warning - Small Fires | 2062 | 8.9289e-07 | 8.9289e-07 | 0.1099 | 0.050325 | 0.0021839 | 0.057393 | 0 | 0 | 0.0009664 | 9.8131e-08 | 0 | 9.8131e-08 | 9.8131e-08 | 0 | 9.8131e-08 | [22 empty] | 7.3.3.17.5 (Remote Grid) Updates to grid topology to minimize risk of ignition in HFTDs Remote GridWLDFRContaminationAggregated | WLDFR | HFTD - Distribution - Tier 2 - 1QU CoRE ¦ 2QU LoRE | Non-Red Flag Warning - Small Fires | Contamination | Aggregated | 2062 | 1.424e-05 | 353.5334 | 0.0050344 | 2062 | Mitigation | 0.95 | 45 | 0 | esc | 0.00097009 | 1.3814e-08 | 0.00097009 | 1.3814e-08
[35 empty] | WLDFR | HFTD - Distribution - Tier 3 - 5QU CoRE ¦ 3QU LoRE | 2063 | 0.058329 | 0.00087415 | 0.0089912 | 0 | 0.0089912 | 0.00087415 | 0.0089912 | 0 | 0.0089912 | 0.00052445 | 0.00052445 | 0.00087415 | 5.0988e-05 | 0.0089912 | 0.00052445 | 0 | 0 | 0.0089912 | 0.00052445 | [22 empty] | WLDFR | HFTD - Distribution - Tier 2 - 2QU CoRE ¦ 1QU LoRE | Red Flag Warning - Small Fires | 2063 | 8.9289e-07 | 8.9289e-07 | 0.11504 | 0.052388 | 0.0022734 | 0.060377 | 0 | 0 | 0.0009664 | 1.0272e-07 | 0 | 1.0272e-07 | 1.0272e-07 | 0 | 1.0272e-07 | [22 empty] | 7.3.3.17.5 (Remote Grid) Updates to grid topology to minimize risk of ignition in HFTDs Remote GridWLDFRContaminationAggregated | WLDFR | HFTD - Distribution - Tier 2 - 1QU CoRE ¦ 2QU LoRE | Non-Red Flag Warning - Small Fires | Contamination | Aggregated | 2063 | 1.424e-05 | 353.5334 | 0.0050344 | 2063 | Mitigation | 0.95 | 45 | 0 | esc | 0.00097009 | 1.3814e-08 | 0.00097009 | 1.3814e-08
[35 empty] | WLDFR | HFTD - Distribution - Tier 3 - 5QU CoRE ¦ 3QU LoRE | 2064 | 0.054513 | 0.00087415 | 0.0089912 | 0 | 0.0089912 | 0.00087415 | 0.0089912 | 0 | 0.0089912 | 0.00049014 | 0.00049014 | 0.00087415 | 4.7652e-05 | 0.0089912 | 0.00049014 | 0 | 0 | 0.0089912 | 0.00049014 | [22 empty] | WLDFR | HFTD - Distribution - Tier 2 - 2QU CoRE ¦ 1QU LoRE | Red Flag Warning - Small Fires | 2064 | 8.9289e-07 | 8.9289e-07 | 0.11504 | 0.052388 | 0.0022734 | 0.060377 | 0 | 0 | 0.0009664 | 1.0272e-07 | 0 | 1.0272e-07 | 1.0272e-07 | 0 | 1.0272e-07 | [22 empty] | 7.3.3.17.5 (Remote Grid) Updates to grid topology to minimize risk of ignition in HFTDs Remote GridWLDFRContaminationAggregated | WLDFR | HFTD - Distribution - Tier 2 - 1QU CoRE ¦ 2QU LoRE | Non-Red Flag Warning - Small Fires | Contamination | Aggregated | 2064 | 1.424e-05 | 353.5334 | 0.0050344 | 2064 | Mitigation | 0.95 | 45 | 0 | esc | 0.00097009 | 1.3814e-08 | 0.00097009 | 1.3814e-08
[35 empty] | WLDFR | HFTD - Distribution - Tier 3 - 5QU CoRE ¦ 3QU LoRE | 2065 | 0.050946 | 0.00087415 | 0.0089912 | 0 | 0.0089912 | 0.00087415 | 0.0089912 | 0 | 0.0089912 | 0.00045807 | 0.00045807 | 0.00087415 | 4.4535e-05 | 0.0089912 | 0.00045807 | 0 | 0 | 0.0089912 | 0.00045807 | [22 empty] | WLDFR | HFTD - Distribution - Tier 2 - 2QU CoRE ¦ 1QU LoRE | Red Flag Warning - Small Fires | 2065 | 8.9289e-07 | 8.9289e-07 | 0.11504 | 0.052388 | 0.0022734 | 0.060377 | 0 | 0 | 0.0009664 | 1.0272e-07 | 0 | 1.0272e-07 | 1.0272e-07 | 0 | 1.0272e-07 | [22 empty] | 7.3.3.17.5 (Remote Grid) Updates to grid topology to minimize risk of ignition in HFTDs Remote GridWLDFRContaminationAggregated | WLDFR | HFTD - Distribution - Tier 2 - 1QU CoRE ¦ 2QU LoRE | Non-Red Flag Warning - Small Fires | Contamination | Aggregated | 2065 | 1.424e-05 | 353.5334 | 0.0050344 | 2065 | Mitigation | 0.95 | 45 | 0 | esc | 0.00097009 | 1.3814e-08 | 0.00097009 | 1.3814e-08
[35 empty] | WLDFR | HFTD - Distribution - Tier 3 - 5QU CoRE ¦ 3QU LoRE | 2066 | 0.047613 | 0.00087415 | 0.0089912 | 0 | 0.0089912 | 0.00087415 | 0.0089912 | 0 | 0.0089912 | 0.0004281 | 0.0004281 | 0.00087415 | 4.1621e-05 | 0.0089912 | 0.0004281 | 0 | 0 | 0.0089912 | 0.0004281 | [22 empty] | WLDFR | HFTD - Distribution - Tier 2 - 2QU CoRE ¦ 1QU LoRE | Red Flag Warning - Small Fires | 2066 | 8.9289e-07 | 8.9289e-07 | 0.11504 | 0.052388 | 0.0022734 | 0.060377 | 0 | 0 | 0.0009664 | 1.0272e-07 | 0 | 1.0272e-07 | 1.0272e-07 | 0 | 1.0272e-07 | [22 empty] | 7.3.3.17.5 (Remote Grid) Updates to grid topology to minimize risk of ignition in HFTDs Remote GridWLDFRContaminationAggregated | WLDFR | HFTD - Distribution - Tier 2 - 1QU CoRE ¦ 2QU LoRE | Non-Red Flag Warning - Small Fires | Contamination | Aggregated | 2066 | 1.424e-05 | 353.5334 | 0.0050344 | 2066 | Mitigation | 0.95 | 45 | 0 | esc | 0.00097009 | 1.3814e-08 | 0.00097009 | 1.3814e-08
[35 empty] | WLDFR | HFTD - Distribution - Tier 3 - 5QU CoRE ¦ 3QU LoRE | 2067 | 0.044499 | 0 | 0 | 0 | 0 | 0.00087415 | 0.0089912 | 0 | 0.0089912 | 0 | 0.0004001 | 0 | 0 | 0 | 0 | 0 | 0 | 0 | 0 | [22 empty] | WLDFR | HFTD - Distribution - Tier 2 - 2QU CoRE ¦ 1QU LoRE | Red Flag Warning - Small Fires | 2067 | 0 | 8.9289e-07 | 0.11504 | 0.052388 | 0.0022734 | 0.060377 | 0 | 0 | 0.0009664 | 0 | 0 | 0 | 1.0272e-07 | 0 | 1.0272e-07 | [22 empty] | 7.3.3.17.5 (Remote Grid) Updates to grid topology to minimize risk of ignition in HFTDs Remote GridWLDFRContaminationAggregated | WLDFR | HFTD - Distribution - Tier 2 - 1QU CoRE ¦ 2QU LoRE | Non-Red Flag Warning - Small Fires | Contamination | Aggregated | 2067 | 1.424e-05 | 353.5334 | 0.0050344 | 2067 | Mitigation | 0.95 | 45 | 0 | esc | 0 | 0 | 0.00097009 | 1.3814e-08
[35 empty] | WLDFR | HFTD - Distribution - Tier 3 - 5QU CoRE ¦ 4QU LoRE | 2022 | 0.93458 | 0.00034146 | 0.0021368 | 0 | 0.0021368 | 0 | 0 | 0 | 0 | 0.001997 | 0 | 0.00034146 | 0.00031912 | 0.0021368 | 0.001997 | 0 | 0 | 0.0021368 | 0.001997 | [22 empty] | WLDFR | HFTD - Distribution - Tier 2 - 2QU CoRE ¦ 2QU LoRE | Non-Red Flag Warning - Catastrophic Fires | 2022 | 4.0477e-09 | 0 | 14146.1306 | 222.2294 | 8585.7228 | 5338.1784 | 0 | 0 | 5.3655e-06 | 5.7259e-05 | 0 | 5.7259e-05 | 0 | 0 | 0 | [22 empty] | 7.3.3.17.5 (Remote Grid) Updates to grid topology to minimize risk of ignition in HFTDs Remote GridWLDFREquipment / facility failureAggregated | WLDFR | HFTD - Distribution - Tier 2 - 1QU CoRE ¦ 2QU LoRE | Non-Red Flag Warning - Small Fires | Equipment / facility failure | Aggregated | 2022 | 0.0011569 | 353.5334 | 0.40902 | 2022 | Mitigation | 0.95 | 45 | 0 | esc | 0.00097009 | 1.1223e-06 | 0 | 0
[35 empty] | WLDFR | HFTD - Distribution - Tier 3 - 5QU CoRE ¦ 4QU LoRE | 2023 | 0.87344 | 0.00034146 | 0.0022151 | 0 | 0.0022151 | 0.00034146 | 0.0022151 | 0 | 0.0022151 | 0.0019348 | 0.0019348 | 0.00034146 | 0.00029824 | 0.0022151 | 0.0019348 | 0 | 0 | 0.0022151 | 0.0019348 | [22 empty] | WLDFR | HFTD - Distribution - Tier 2 - 2QU CoRE ¦ 2QU LoRE | Non-Red Flag Warning - Catastrophic Fires | 2023 | 4.0477e-09 | 4.0477e-09 | 14664.6376 | 233.2301 | 8896.516 | 5534.8915 | 0 | 0 | 5.3655e-06 | 5.9358e-05 | 0 | 5.9358e-05 | 5.9358e-05 | 0 | 5.9358e-05 | [22 empty] | 7.3.3.17.5 (Remote Grid) Updates to grid topology to minimize risk of ignition in HFTDs Remote GridWLDFREquipment / facility failureAggregated | WLDFR | HFTD - Distribution - Tier 2 - 1QU CoRE ¦ 2QU LoRE | Non-Red Flag Warning - Small Fires | Equipment / facility failure | Aggregated | 2023 | 0.0011569 | 353.5334 | 0.40902 | 2023 | Mitigation | 0.95 | 45 | 0 | esc | 0.00097009 | 1.1223e-06 | 0.00097009 | 1.1223e-06
[35 empty] | WLDFR | HFTD - Distribution - Tier 3 - 5QU CoRE ¦ 4QU LoRE | 2024 | 0.8163 | 0.00034146 | 0.0022151 | 0 | 0.0022151 | 0.00034146 | 0.0022151 | 0 | 0.0022151 | 0.0018082 | 0.0018082 | 0.00034146 | 0.00027873 | 0.0022151 | 0.0018082 | 0 | 0 | 0.0022151 | 0.0018082 | [22 empty] | WLDFR | HFTD - Distribution - Tier 2 - 2QU CoRE ¦ 2QU LoRE | Non-Red Flag Warning - Catastrophic Fires | 2024 | 4.0477e-09 | 4.0477e-09 | 14664.6376 | 233.2301 | 8896.516 | 5534.8915 | 0 | 0 | 5.3655e-06 | 5.9358e-05 | 0 | 5.9358e-05 | 5.9358e-05 | 0 | 5.9358e-05 | [22 empty] | 7.3.3.17.5 (Remote Grid) Updates to grid topology to minimize risk of ignition in HFTDs Remote GridWLDFREquipment / facility failureAggregated | WLDFR | HFTD - Distribution - Tier 2 - 1QU CoRE ¦ 2QU LoRE | Non-Red Flag Warning - Small Fires | Equipment / facility failure | Aggregated | 2024 | 0.0011569 | 353.5334 | 0.40902 | 2024 | Mitigation | 0.95 | 45 | 0 | esc | 0.00097009 | 1.1223e-06 | 0.00097009 | 1.1223e-06
[35 empty] | WLDFR | HFTD - Distribution - Tier 3 - 5QU CoRE ¦ 4QU LoRE | 2025 | 0.7629 | 0.00034146 | 0.0022151 | 0 | 0.0022151 | 0.00034146 | 0.0022151 | 0 | 0.0022151 | 0.0016899 | 0.0016899 | 0.00034146 | 0.0002605 | 0.0022151 | 0.0016899 | 0 | 0 | 0.0022151 | 0.0016899 | [22 empty] | WLDFR | HFTD - Distribution - Tier 2 - 2QU CoRE ¦ 2QU LoRE | Non-Red Flag Warning - Catastrophic Fires | 2025 | 4.0477e-09 | 4.0477e-09 | 14664.6376 | 233.2301 | 8896.516 | 5534.8915 | 0 | 0 | 5.3655e-06 | 5.9358e-05 | 0 | 5.9358e-05 | 5.9358e-05 | 0 | 5.9358e-05 | [22 empty] | 7.3.3.17.5 (Remote Grid) Updates to grid topology to minimize risk of ignition in HFTDs Remote GridWLDFREquipment / facility failureAggregated | WLDFR | HFTD - Distribution - Tier 2 - 1QU CoRE ¦ 2QU LoRE | Non-Red Flag Warning - Small Fires | Equipment / facility failure | Aggregated | 2025 | 0.0011569 | 353.5334 | 0.40902 | 2025 | Mitigation | 0.95 | 45 | 0 | esc | 0.00097009 | 1.1223e-06 | 0.00097009 | 1.1223e-06
[35 empty] | WLDFR | HFTD - Distribution - Tier 3 - 5QU CoRE ¦ 4QU LoRE | 2026 | 0.71299 | 0.00034146 | 0.0022151 | 0 | 0.0022151 | 0.00034146 | 0.0022151 | 0 | 0.0022151 | 0.0015793 | 0.0015793 | 0.00034146 | 0.00024346 | 0.0022151 | 0.0015793 | 0 | 0 | 0.0022151 | 0.0015793 | [22 empty] | WLDFR | HFTD - Distribution - Tier 2 - 2QU CoRE ¦ 2QU LoRE | Non-Red Flag Warning - Catastrophic Fires | 2026 | 4.0477e-09 | 4.0477e-09 | 14664.6376 | 233.2301 | 8896.516 | 5534.8915 | 0 | 0 | 5.3655e-06 | 5.9358e-05 | 0 | 5.9358e-05 | 5.9358e-05 | 0 | 5.9358e-05 | [22 empty] | 7.3.3.17.5 (Remote Grid) Updates to grid topology to minimize risk of ignition in HFTDs Remote GridWLDFREquipment / facility failureAggregated | WLDFR | HFTD - Distribution - Tier 2 - 1QU CoRE ¦ 2QU LoRE | Non-Red Flag Warning - Small Fires | Equipment / facility failure | Aggregated | 2026 | 0.0011569 | 353.5334 | 0.40902 | 2026 | Mitigation | 0.95 | 45 | 0 | esc | 0.00097009 | 1.1223e-06 | 0.00097009 | 1.1223e-06
[35 empty] | WLDFR | HFTD - Distribution - Tier 3 - 5QU CoRE ¦ 4QU LoRE | 2027 | 0.66634 | 0.00034146 | 0.0022151 | 0 | 0.0022151 | 0.00034146 | 0.0022151 | 0 | 0.0022151 | 0.001476 | 0.001476 | 0.00034146 | 0.00022753 | 0.0022151 | 0.001476 | 0 | 0 | 0.0022151 | 0.001476 | [22 empty] | WLDFR | HFTD - Distribution - Tier 2 - 2QU CoRE ¦ 2QU LoRE | Non-Red Flag Warning - Catastrophic Fires | 2027 | 4.0477e-09 | 4.0477e-09 | 14664.6376 | 233.2301 | 8896.516 | 5534.8915 | 0 | 0 | 5.3655e-06 | 5.9358e-05 | 0 | 5.9358e-05 | 5.9358e-05 | 0 | 5.9358e-05 | [22 empty] | 7.3.3.17.5 (Remote Grid) Updates to grid topology to minimize risk of ignition in HFTDs Remote GridWLDFREquipment / facility failureAggregated | WLDFR | HFTD - Distribution - Tier 2 - 1QU CoRE ¦ 2QU LoRE | Non-Red Flag Warning - Small Fires | Equipment / facility failure | Aggregated | 2027 | 0.0011569 | 353.5334 | 0.40902 | 2027 | Mitigation | 0.95 | 45 | 0 | esc | 0.00097009 | 1.1223e-06 | 0.00097009 | 1.1223e-06
[35 empty] | WLDFR | HFTD - Distribution - Tier 3 - 5QU CoRE ¦ 4QU LoRE | 2028 | 0.62275 | 0.00034146 | 0.0023137 | 0 | 0.0023137 | 0.00034146 | 0.0023137 | 0 | 0.0023137 | 0.0014409 | 0.0014409 | 0.00034146 | 0.00021264 | 0.0023137 | 0.0014409 | 0 | 0 | 0.0023137 | 0.0014409 | [22 empty] | WLDFR | HFTD - Distribution - Tier 2 - 2QU CoRE ¦ 2QU LoRE | Non-Red Flag Warning - Catastrophic Fires | 2028 | 4.0477e-09 | 4.0477e-09 | 15317.9909 | 247.273 | 9287.6491 | 5783.0689 | 0 | 0 | 5.3655e-06 | 6.2002e-05 | 0 | 6.2002e-05 | 6.2002e-05 | 0 | 6.2002e-05 | [22 empty] | 7.3.3.17.5 (Remote Grid) Updates to grid topology to minimize risk of ignition in HFTDs Remote GridWLDFREquipment / facility failureAggregated | WLDFR | HFTD - Distribution - Tier 2 - 1QU CoRE ¦ 2QU LoRE | Non-Red Flag Warning - Small Fires | Equipment / facility failure | Aggregated | 2028 | 0.0011569 | 353.5334 | 0.40902 | 2028 | Mitigation | 0.95 | 45 | 0 | esc | 0.00097009 | 1.1223e-06 | 0.00097009 | 1.1223e-06
[35 empty] | WLDFR | HFTD - Distribution - Tier 3 - 5QU CoRE ¦ 4QU LoRE | 2029 | 0.58201 | 0.00034146 | 0.0023137 | 0 | 0.0023137 | 0.00034146 | 0.0023137 | 0 | 0.0023137 | 0.0013466 | 0.0013466 | 0.00034146 | 0.00019873 | 0.0023137 | 0.0013466 | 0 | 0 | 0.0023137 | 0.0013466 | [22 empty] | WLDFR | HFTD - Distribution - Tier 2 - 2QU CoRE ¦ 2QU LoRE | Non-Red Flag Warning - Catastrophic Fires | 2029 | 4.0477e-09 | 4.0477e-09 | 15317.9909 | 247.273 | 9287.6491 | 5783.0689 | 0 | 0 | 5.3655e-06 | 6.2002e-05 | 0 | 6.2002e-05 | 6.2002e-05 | 0 | 6.2002e-05 | [22 empty] | 7.3.3.17.5 (Remote Grid) Updates to grid topology to minimize risk of ignition in HFTDs Remote GridWLDFREquipment / facility failureAggregated | WLDFR | HFTD - Distribution - Tier 2 - 1QU CoRE ¦ 2QU LoRE | Non-Red Flag Warning - Small Fires | Equipment / facility failure | Aggregated | 2029 | 0.0011569 | 353.5334 | 0.40902 | 2029 | Mitigation | 0.95 | 45 | 0 | esc | 0.00097009 | 1.1223e-06 | 0.00097009 | 1.1223e-06
[35 empty] | WLDFR | HFTD - Distribution - Tier 3 - 5QU CoRE ¦ 4QU LoRE | 2030 | 0.54393 | 0.00034146 | 0.0023137 | 0 | 0.0023137 | 0.00034146 | 0.0023137 | 0 | 0.0023137 | 0.0012585 | 0.0012585 | 0.00034146 | 0.00018573 | 0.0023137 | 0.0012585 | 0 | 0 | 0.0023137 | 0.0012585 | [22 empty] | WLDFR | HFTD - Distribution - Tier 2 - 2QU CoRE ¦ 2QU LoRE | Non-Red Flag Warning - Catastrophic Fires | 2030 | 4.0477e-09 | 4.0477e-09 | 15317.9909 | 247.273 | 9287.6491 | 5783.0689 | 0 | 0 | 5.3655e-06 | 6.2002e-05 | 0 | 6.2002e-05 | 6.2002e-05 | 0 | 6.2002e-05 | [22 empty] | 7.3.3.17.5 (Remote Grid) Updates to grid topology to minimize risk of ignition in HFTDs Remote GridWLDFREquipment / facility failureAggregated | WLDFR | HFTD - Distribution - Tier 2 - 1QU CoRE ¦ 2QU LoRE | Non-Red Flag Warning - Small Fires | Equipment / facility failure | Aggregated | 2030 | 0.0011569 | 353.5334 | 0.40902 | 2030 | Mitigation | 0.95 | 45 | 0 | esc | 0.00097009 | 1.1223e-06 | 0.00097009 | 1.1223e-06
[35 empty] | WLDFR | HFTD - Distribution - Tier 3 - 5QU CoRE ¦ 4QU LoRE | 2031 | 0.50835 | 0.00034146 | 0.0023137 | 0 | 0.0023137 | 0.00034146 | 0.0023137 | 0 | 0.0023137 | 0.0011762 | 0.0011762 | 0.00034146 | 0.00017358 | 0.0023137 | 0.0011762 | 0 | 0 | 0.0023137 | 0.0011762 | [22 empty] | WLDFR | HFTD - Distribution - Tier 2 - 2QU CoRE ¦ 2QU LoRE | Non-Red Flag Warning - Catastrophic Fires | 2031 | 4.0477e-09 | 4.0477e-09 | 15317.9909 | 247.273 | 9287.6491 | 5783.0689 | 0 | 0 | 5.3655e-06 | 6.2002e-05 | 0 | 6.2002e-05 | 6.2002e-05 | 0 | 6.2002e-05 | [22 empty] | 7.3.3.17.5 (Remote Grid) Updates to grid topology to minimize risk of ignition in HFTDs Remote GridWLDFREquipment / facility failureAggregated | WLDFR | HFTD - Distribution - Tier 2 - 1QU CoRE ¦ 2QU LoRE | Non-Red Flag Warning - Small Fires | Equipment / facility failure | Aggregated | 2031 | 0.0011569 | 353.5334 | 0.40902 | 2031 | Mitigation | 0.95 | 45 | 0 | esc | 0.00097009 | 1.1223e-06 | 0.00097009 | 1.1223e-06
[35 empty] | WLDFR | HFTD - Distribution - Tier 3 - 5QU CoRE ¦ 4QU LoRE | 2032 | 0.47509 | 0.00034146 | 0.0023137 | 0 | 0.0023137 | 0.00034146 | 0.0023137 | 0 | 0.0023137 | 0.0010992 | 0.0010992 | 0.00034146 | 0.00016223 | 0.0023137 | 0.0010992 | 0 | 0 | 0.0023137 | 0.0010992 | [22 empty] | WLDFR | HFTD - Distribution - Tier 2 - 2QU CoRE ¦ 2QU LoRE | Non-Red Flag Warning - Catastrophic Fires | 2032 | 4.0477e-09 | 4.0477e-09 | 15317.9909 | 247.273 | 9287.6491 | 5783.0689 | 0 | 0 | 5.3655e-06 | 6.2002e-05 | 0 | 6.2002e-05 | 6.2002e-05 | 0 | 6.2002e-05 | [22 empty] | 7.3.3.17.5 (Remote Grid) Updates to grid topology to minimize risk of ignition in HFTDs Remote GridWLDFREquipment / facility failureAggregated | WLDFR | HFTD - Distribution - Tier 2 - 1QU CoRE ¦ 2QU LoRE | Non-Red Flag Warning - Small Fires | Equipment / facility failure | Aggregated | 2032 | 0.0011569 | 353.5334 | 0.40902 | 2032 | Mitigation | 0.95 | 45 | 0 | esc | 0.00097009 | 1.1223e-06 | 0.00097009 | 1.1223e-06
[35 empty] | WLDFR | HFTD - Distribution - Tier 3 - 5QU CoRE ¦ 4QU LoRE | 2033 | 0.44401 | 0.00034146 | 0.0024234 | 0 | 0.0024234 | 0.00034146 | 0.0024234 | 0 | 0.0024234 | 0.001076 | 0.001076 | 0.00034146 | 0.00015161 | 0.0024234 | 0.001076 | 0 | 0 | 0.0024234 | 0.001076 | [22 empty] | WLDFR | HFTD - Distribution - Tier 2 - 2QU CoRE ¦ 2QU LoRE | Non-Red Flag Warning - Catastrophic Fires | 2033 | 4.0477e-09 | 4.0477e-09 | 16044.1264 | 263.1074 | 9721.74 | 6059.2791 | 0 | 0 | 5.3655e-06 | 6.4942e-05 | 0 | 6.4942e-05 | 6.4942e-05 | 0 | 6.4942e-05 | [22 empty] | 7.3.3.17.5 (Remote Grid) Updates to grid topology to minimize risk of ignition in HFTDs Remote GridWLDFREquipment / facility failureAggregated | WLDFR | HFTD - Distribution - Tier 2 - 1QU CoRE ¦ 2QU LoRE | Non-Red Flag Warning - Small Fires | Equipment / facility failure | Aggregated | 2033 | 0.0011569 | 353.5334 | 0.40902 | 2033 | Mitigation | 0.95 | 45 | 0 | esc | 0.00097009 | 1.1223e-06 | 0.00097009 | 1.1223e-06
[35 empty] | WLDFR | HFTD - Distribution - Tier 3 - 5QU CoRE ¦ 4QU LoRE | 2034 | 0.41496 | 0.00034146 | 0.0024234 | 0 | 0.0024234 | 0.00034146 | 0.0024234 | 0 | 0.0024234 | 0.0010056 | 0.0010056 | 0.00034146 | 0.00014169 | 0.0024234 | 0.0010056 | 0 | 0 | 0.0024234 | 0.0010056 | [22 empty] | WLDFR | HFTD - Distribution - Tier 2 - 2QU CoRE ¦ 2QU LoRE | Non-Red Flag Warning - Catastrophic Fires | 2034 | 4.0477e-09 | 4.0477e-09 | 16044.1264 | 263.1074 | 9721.74 | 6059.2791 | 0 | 0 | 5.3655e-06 | 6.4942e-05 | 0 | 6.4942e-05 | 6.4942e-05 | 0 | 6.4942e-05 | [22 empty] | 7.3.3.17.5 (Remote Grid) Updates to grid topology to minimize risk of ignition in HFTDs Remote GridWLDFREquipment / facility failureAggregated | WLDFR | HFTD - Distribution - Tier 2 - 1QU CoRE ¦ 2QU LoRE | Non-Red Flag Warning - Small Fires | Equipment / facility failure | Aggregated | 2034 | 0.0011569 | 353.5334 | 0.40902 | 2034 | Mitigation | 0.95 | 45 | 0 | esc | 0.00097009 | 1.1223e-06 | 0.00097009 | 1.1223e-06
[35 empty] | WLDFR | HFTD - Distribution - Tier 3 - 5QU CoRE ¦ 4QU LoRE | 2035 | 0.38782 | 0.00034146 | 0.0024234 | 0 | 0.0024234 | 0.00034146 | 0.0024234 | 0 | 0.0024234 | 0.00093983 | 0.00093983 | 0.00034146 | 0.00013242 | 0.0024234 | 0.00093983 | 0 | 0 | 0.0024234 | 0.00093983 | [22 empty] | WLDFR | HFTD - Distribution - Tier 2 - 2QU CoRE ¦ 2QU LoRE | Non-Red Flag Warning - Catastrophic Fires | 2035 | 4.0477e-09 | 4.0477e-09 | 16044.1264 | 263.1074 | 9721.74 | 6059.2791 | 0 | 0 | 5.3655e-06 | 6.4942e-05 | 0 | 6.4942e-05 | 6.4942e-05 | 0 | 6.4942e-05 | [22 empty] | 7.3.3.17.5 (Remote Grid) Updates to grid topology to minimize risk of ignition in HFTDs Remote GridWLDFREquipment / facility failureAggregated | WLDFR | HFTD - Distribution - Tier 2 - 1QU CoRE ¦ 2QU LoRE | Non-Red Flag Warning - Small Fires | Equipment / facility failure | Aggregated | 2035 | 0.0011569 | 353.5334 | 0.40902 | 2035 | Mitigation | 0.95 | 45 | 0 | esc | 0.00097009 | 1.1223e-06 | 0.00097009 | 1.1223e-06
[35 empty] | WLDFR | HFTD - Distribution - Tier 3 - 5QU CoRE ¦ 4QU LoRE | 2036 | 0.36245 | 0.00034146 | 0.0024234 | 0 | 0.0024234 | 0.00034146 | 0.0024234 | 0 | 0.0024234 | 0.00087835 | 0.00087835 | 0.00034146 | 0.00012376 | 0.0024234 | 0.00087835 | 0 | 0 | 0.0024234 | 0.00087835 | [22 empty] | WLDFR | HFTD - Distribution - Tier 2 - 2QU CoRE ¦ 2QU LoRE | Non-Red Flag Warning - Catastrophic Fires | 2036 | 4.0477e-09 | 4.0477e-09 | 16044.1264 | 263.1074 | 9721.74 | 6059.2791 | 0 | 0 | 5.3655e-06 | 6.4942e-05 | 0 | 6.4942e-05 | 6.4942e-05 | 0 | 6.4942e-05 | [22 empty] | 7.3.3.17.5 (Remote Grid) Updates to grid topology to minimize risk of ignition in HFTDs Remote GridWLDFREquipment / facility failureAggregated | WLDFR | HFTD - Distribution - Tier 2 - 1QU CoRE ¦ 2QU LoRE | Non-Red Flag Warning - Small Fires | Equipment / facility failure | Aggregated | 2036 | 0.0011569 | 353.5334 | 0.40902 | 2036 | Mitigation | 0.95 | 45 | 0 | esc | 0.00097009 | 1.1223e-06 | 0.00097009 | 1.1223e-06
[35 empty] | WLDFR | HFTD - Distribution - Tier 3 - 5QU CoRE ¦ 4QU LoRE | 2037 | 0.33873 | 0.00034146 | 0.0024234 | 0 | 0.0024234 | 0.00034146 | 0.0024234 | 0 | 0.0024234 | 0.00082089 | 0.00082089 | 0.00034146 | 0.00011566 | 0.0024234 | 0.00082089 | 0 | 0 | 0.0024234 | 0.00082089 | [22 empty] | WLDFR | HFTD - Distribution - Tier 2 - 2QU CoRE ¦ 2QU LoRE | Non-Red Flag Warning - Catastrophic Fires | 2037 | 4.0477e-09 | 4.0477e-09 | 16044.1264 | 263.1074 | 9721.74 | 6059.2791 | 0 | 0 | 5.3655e-06 | 6.4942e-05 | 0 | 6.4942e-05 | 6.4942e-05 | 0 | 6.4942e-05 | [22 empty] | 7.3.3.17.5 (Remote Grid) Updates to grid topology to minimize risk of ignition in HFTDs Remote GridWLDFREquipment / facility failureAggregated | WLDFR | HFTD - Distribution - Tier 2 - 1QU CoRE ¦ 2QU LoRE | Non-Red Flag Warning - Small Fires | Equipment / facility failure | Aggregated | 2037 | 0.0011569 | 353.5334 | 0.40902 | 2037 | Mitigation | 0.95 | 45 | 0 | esc | 0.00097009 | 1.1223e-06 | 0.00097009 | 1.1223e-06
[35 empty] | WLDFR | HFTD - Distribution - Tier 3 - 5QU CoRE ¦ 4QU LoRE | 2038 | 0.31657 | 0.00034146 | 0.0025425 | 0 | 0.0025425 | 0.00034146 | 0.0025425 | 0 | 0.0025425 | 0.00080488 | 0.00080488 | 0.00034146 | 0.0001081 | 0.0025425 | 0.00080488 | 0 | 0 | 0.0025425 | 0.00080488 | [22 empty] | WLDFR | HFTD - Distribution - Tier 2 - 2QU CoRE ¦ 2QU LoRE | Non-Red Flag Warning - Catastrophic Fires | 2038 | 4.0477e-09 | 4.0477e-09 | 16832.3912 | 280.5544 | 10192.2718 | 6359.5651 | 0 | 0 | 5.3655e-06 | 6.8132e-05 | 0 | 6.8132e-05 | 6.8132e-05 | 0 | 6.8132e-05 | [22 empty] | 7.3.3.17.5 (Remote Grid) Updates to grid topology to minimize risk of ignition in HFTDs Remote GridWLDFREquipment / facility failureAggregated | WLDFR | HFTD - Distribution - Tier 2 - 1QU CoRE ¦ 2QU LoRE | Non-Red Flag Warning - Small Fires | Equipment / facility failure | Aggregated | 2038 | 0.0011569 | 353.5334 | 0.40902 | 2038 | Mitigation | 0.95 | 45 | 0 | esc | 0.00097009 | 1.1223e-06 | 0.00097009 | 1.1223e-06
[35 empty] | WLDFR | HFTD - Distribution - Tier 3 - 5QU CoRE ¦ 4QU LoRE | 2039 | 0.29586 | 0.00034146 | 0.0025425 | 0 | 0.0025425 | 0.00034146 | 0.0025425 | 0 | 0.0025425 | 0.00075222 | 0.00075222 | 0.00034146 | 0.00010103 | 0.0025425 | 0.00075222 | 0 | 0 | 0.0025425 | 0.00075222 | [22 empty] | WLDFR | HFTD - Distribution - Tier 2 - 2QU CoRE ¦ 2QU LoRE | Non-Red Flag Warning - Catastrophic Fires | 2039 | 4.0477e-09 | 4.0477e-09 | 16832.3912 | 280.5544 | 10192.2718 | 6359.5651 | 0 | 0 | 5.3655e-06 | 6.8132e-05 | 0 | 6.8132e-05 | 6.8132e-05 | 0 | 6.8132e-05 | [22 empty] | 7.3.3.17.5 (Remote Grid) Updates to grid topology to minimize risk of ignition in HFTDs Remote GridWLDFREquipment / facility failureAggregated | WLDFR | HFTD - Distribution - Tier 2 - 1QU CoRE ¦ 2QU LoRE | Non-Red Flag Warning - Small Fires | Equipment / facility failure | Aggregated | 2039 | 0.0011569 | 353.5334 | 0.40902 | 2039 | Mitigation | 0.95 | 45 | 0 | esc | 0.00097009 | 1.1223e-06 | 0.00097009 | 1.1223e-06
[35 empty] | WLDFR | HFTD - Distribution - Tier 3 - 5QU CoRE ¦ 4QU LoRE | 2040 | 0.27651 | 0.00034146 | 0.0025425 | 0 | 0.0025425 | 0.00034146 | 0.0025425 | 0 | 0.0025425 | 0.00070301 | 0.00070301 | 0.00034146 | 9.4417e-05 | 0.0025425 | 0.00070301 | 0 | 0 | 0.0025425 | 0.00070301 | [22 empty] | WLDFR | HFTD - Distribution - Tier 2 - 2QU CoRE ¦ 2QU LoRE | Non-Red Flag Warning - Catastrophic Fires | 2040 | 4.0477e-09 | 4.0477e-09 | 16832.3912 | 280.5544 | 10192.2718 | 6359.5651 | 0 | 0 | 5.3655e-06 | 6.8132e-05 | 0 | 6.8132e-05 | 6.8132e-05 | 0 | 6.8132e-05 | [22 empty] | 7.3.3.17.5 (Remote Grid) Updates to grid topology to minimize risk of ignition in HFTDs Remote GridWLDFREquipment / facility failureAggregated | WLDFR | HFTD - Distribution - Tier 2 - 1QU CoRE ¦ 2QU LoRE | Non-Red Flag Warning - Small Fires | Equipment / facility failure | Aggregated | 2040 | 0.0011569 | 353.5334 | 0.40902 | 2040 | Mitigation | 0.95 | 45 | 0 | esc | 0.00097009 | 1.1223e-06 | 0.00097009 | 1.1223e-06
[35 empty] | WLDFR | HFTD - Distribution - Tier 3 - 5QU CoRE ¦ 4QU LoRE | 2041 | 0.25842 | 0.00034146 | 0.0025425 | 0 | 0.0025425 | 0.00034146 | 0.0025425 | 0 | 0.0025425 | 0.00065702 | 0.00065702 | 0.00034146 | 8.824e-05 | 0.0025425 | 0.00065702 | 0 | 0 | 0.0025425 | 0.00065702 | [22 empty] | WLDFR | HFTD - Distribution - Tier 2 - 2QU CoRE ¦ 2QU LoRE | Non-Red Flag Warning - Catastrophic Fires | 2041 | 4.0477e-09 | 4.0477e-09 | 16832.3912 | 280.5544 | 10192.2718 | 6359.5651 | 0 | 0 | 5.3655e-06 | 6.8132e-05 | 0 | 6.8132e-05 | 6.8132e-05 | 0 | 6.8132e-05 | [22 empty] | 7.3.3.17.5 (Remote Grid) Updates to grid topology to minimize risk of ignition in HFTDs Remote GridWLDFREquipment / facility failureAggregated | WLDFR | HFTD - Distribution - Tier 2 - 1QU CoRE ¦ 2QU LoRE | Non-Red Flag Warning - Small Fires | Equipment / facility failure | Aggregated | 2041 | 0.0011569 | 353.5334 | 0.40902 | 2041 | Mitigation | 0.95 | 45 | 0 | esc | 0.00097009 | 1.1223e-06 | 0.00097009 | 1.1223e-06
[35 empty] | WLDFR | HFTD - Distribution - Tier 3 - 5QU CoRE ¦ 4QU LoRE | 2042 | 0.24151 | 0.00034146 | 0.0025425 | 0 | 0.0025425 | 0.00034146 | 0.0025425 | 0 | 0.0025425 | 0.00061404 | 0.00061404 | 0.00034146 | 8.2467e-05 | 0.0025425 | 0.00061404 | 0 | 0 | 0.0025425 | 0.00061404 | [22 empty] | WLDFR | HFTD - Distribution - Tier 2 - 2QU CoRE ¦ 2QU LoRE | Non-Red Flag Warning - Catastrophic Fires | 2042 | 4.0477e-09 | 4.0477e-09 | 16832.3912 | 280.5544 | 10192.2718 | 6359.5651 | 0 | 0 | 5.3655e-06 | 6.8132e-05 | 0 | 6.8132e-05 | 6.8132e-05 | 0 | 6.8132e-05 | [22 empty] | 7.3.3.17.5 (Remote Grid) Updates to grid topology to minimize risk of ignition in HFTDs Remote GridWLDFREquipment / facility failureAggregated | WLDFR | HFTD - Distribution - Tier 2 - 1QU CoRE ¦ 2QU LoRE | Non-Red Flag Warning - Small Fires | Equipment / facility failure | Aggregated | 2042 | 0.0011569 | 353.5334 | 0.40902 | 2042 | Mitigation | 0.95 | 45 | 0 | esc | 0.00097009 | 1.1223e-06 | 0.00097009 | 1.1223e-06
[35 empty] | WLDFR | HFTD - Distribution - Tier 3 - 5QU CoRE ¦ 4QU LoRE | 2043 | 0.22571 | 0.00034146 | 0.0026693 | 0 | 0.0026693 | 0.00034146 | 0.0026693 | 0 | 0.0026693 | 0.0006025 | 0.0006025 | 0.00034146 | 7.7072e-05 | 0.0026693 | 0.0006025 | 0 | 0 | 0.0026693 | 0.0006025 | [22 empty] | WLDFR | HFTD - Distribution - Tier 2 - 2QU CoRE ¦ 2QU LoRE | Non-Red Flag Warning - Catastrophic Fires | 2043 | 4.0477e-09 | 4.0477e-09 | 17672.0852 | 299.42 | 10692.7362 | 6679.929 | 0 | 0 | 5.3655e-06 | 7.1531e-05 | 0 | 7.1531e-05 | 7.1531e-05 | 0 | 7.1531e-05 | [22 empty] | 7.3.3.17.5 (Remote Grid) Updates to grid topology to minimize risk of ignition in HFTDs Remote GridWLDFREquipment / facility failureAggregated | WLDFR | HFTD - Distribution - Tier 2 - 1QU CoRE ¦ 2QU LoRE | Non-Red Flag Warning - Small Fires | Equipment / facility failure | Aggregated | 2043 | 0.0011569 | 353.5334 | 0.40902 | 2043 | Mitigation | 0.95 | 45 | 0 | esc | 0.00097009 | 1.1223e-06 | 0.00097009 | 1.1223e-06
[35 empty] | WLDFR | HFTD - Distribution - Tier 3 - 5QU CoRE ¦ 4QU LoRE | 2044 | 0.21095 | 0.00034146 | 0.0026693 | 0 | 0.0026693 | 0.00034146 | 0.0026693 | 0 | 0.0026693 | 0.00056308 | 0.00056308 | 0.00034146 | 7.203e-05 | 0.0026693 | 0.00056308 | 0 | 0 | 0.0026693 | 0.00056308 | [22 empty] | WLDFR | HFTD - Distribution - Tier 2 - 2QU CoRE ¦ 2QU LoRE | Non-Red Flag Warning - Catastrophic Fires | 2044 | 4.0477e-09 | 4.0477e-09 | 17672.0852 | 299.42 | 10692.7362 | 6679.929 | 0 | 0 | 5.3655e-06 | 7.1531e-05 | 0 | 7.1531e-05 | 7.1531e-05 | 0 | 7.1531e-05 | [22 empty] | 7.3.3.17.5 (Remote Grid) Updates to grid topology to minimize risk of ignition in HFTDs Remote GridWLDFREquipment / facility failureAggregated | WLDFR | HFTD - Distribution - Tier 2 - 1QU CoRE ¦ 2QU LoRE | Non-Red Flag Warning - Small Fires | Equipment / facility failure | Aggregated | 2044 | 0.0011569 | 353.5334 | 0.40902 | 2044 | Mitigation | 0.95 | 45 | 0 | esc | 0.00097009 | 1.1223e-06 | 0.00097009 | 1.1223e-06
[35 empty] | WLDFR | HFTD - Distribution - Tier 3 - 5QU CoRE ¦ 4QU LoRE | 2045 | 0.19715 | 0.00034146 | 0.0026693 | 0 | 0.0026693 | 0.00034146 | 0.0026693 | 0 | 0.0026693 | 0.00052625 | 0.00052625 | 0.00034146 | 6.7318e-05 | 0.0026693 | 0.00052625 | 0 | 0 | 0.0026693 | 0.00052625 | [22 empty] | WLDFR | HFTD - Distribution - Tier 2 - 2QU CoRE ¦ 2QU LoRE | Non-Red Flag Warning - Catastrophic Fires | 2045 | 4.0477e-09 | 4.0477e-09 | 17672.0852 | 299.42 | 10692.7362 | 6679.929 | 0 | 0 | 5.3655e-06 | 7.1531e-05 | 0 | 7.1531e-05 | 7.1531e-05 | 0 | 7.1531e-05 | [22 empty] | 7.3.3.17.5 (Remote Grid) Updates to grid topology to minimize risk of ignition in HFTDs Remote GridWLDFREquipment / facility failureAggregated | WLDFR | HFTD - Distribution - Tier 2 - 1QU CoRE ¦ 2QU LoRE | Non-Red Flag Warning - Small Fires | Equipment / facility failure | Aggregated | 2045 | 0.0011569 | 353.5334 | 0.40902 | 2045 | Mitigation | 0.95 | 45 | 0 | esc | 0.00097009 | 1.1223e-06 | 0.00097009 | 1.1223e-06
[35 empty] | WLDFR | HFTD - Distribution - Tier 3 - 5QU CoRE ¦ 4QU LoRE | 2046 | 0.18425 | 0.00034146 | 0.0026693 | 0 | 0.0026693 | 0.00034146 | 0.0026693 | 0 | 0.0026693 | 0.00049182 | 0.00049182 | 0.00034146 | 6.2914e-05 | 0.0026693 | 0.00049182 | 0 | 0 | 0.0026693 | 0.00049182 | [22 empty] | WLDFR | HFTD - Distribution - Tier 2 - 2QU CoRE ¦ 2QU LoRE | Non-Red Flag Warning - Catastrophic Fires | 2046 | 4.0477e-09 | 4.0477e-09 | 17672.0852 | 299.42 | 10692.7362 | 6679.929 | 0 | 0 | 5.3655e-06 | 7.1531e-05 | 0 | 7.1531e-05 | 7.1531e-05 | 0 | 7.1531e-05 | [22 empty] | 7.3.3.17.5 (Remote Grid) Updates to grid topology to minimize risk of ignition in HFTDs Remote GridWLDFREquipment / facility failureAggregated | WLDFR | HFTD - Distribution - Tier 2 - 1QU CoRE ¦ 2QU LoRE | Non-Red Flag Warning - Small Fires | Equipment / facility failure | Aggregated | 2046 | 0.0011569 | 353.5334 | 0.40902 | 2046 | Mitigation | 0.95 | 45 | 0 | esc | 0.00097009 | 1.1223e-06 | 0.00097009 | 1.1223e-06
[35 empty] | WLDFR | HFTD - Distribution - Tier 3 - 5QU CoRE ¦ 4QU LoRE | 2047 | 0.1722 | 0.00034146 | 0.0026693 | 0 | 0.0026693 | 0.00034146 | 0.0026693 | 0 | 0.0026693 | 0.00045964 | 0.00045964 | 0.00034146 | 5.8798e-05 | 0.0026693 | 0.00045964 | 0 | 0 | 0.0026693 | 0.00045964 | [22 empty] | WLDFR | HFTD - Distribution - Tier 2 - 2QU CoRE ¦ 2QU LoRE | Non-Red Flag Warning - Catastrophic Fires | 2047 | 4.0477e-09 | 4.0477e-09 | 17672.0852 | 299.42 | 10692.7362 | 6679.929 | 0 | 0 | 5.3655e-06 | 7.1531e-05 | 0 | 7.1531e-05 | 7.1531e-05 | 0 | 7.1531e-05 | [22 empty] | 7.3.3.17.5 (Remote Grid) Updates to grid topology to minimize risk of ignition in HFTDs Remote GridWLDFREquipment / facility failureAggregated | WLDFR | HFTD - Distribution - Tier 2 - 1QU CoRE ¦ 2QU LoRE | Non-Red Flag Warning - Small Fires | Equipment / facility failure | Aggregated | 2047 | 0.0011569 | 353.5334 | 0.40902 | 2047 | Mitigation | 0.95 | 45 | 0 | esc | 0.00097009 | 1.1223e-06 | 0.00097009 | 1.1223e-06
[35 empty] | WLDFR | HFTD - Distribution - Tier 3 - 5QU CoRE ¦ 4QU LoRE | 2048 | 0.16093 | 0.00034146 | 0.0028023 | 0 | 0.0028023 | 0.00034146 | 0.0028023 | 0 | 0.0028023 | 0.00045098 | 0.00045098 | 0.00034146 | 5.4951e-05 | 0.0028023 | 0.00045098 | 0 | 0 | 0.0028023 | 0.00045098 | [22 empty] | WLDFR | HFTD - Distribution - Tier 2 - 2QU CoRE ¦ 2QU LoRE | Non-Red Flag Warning - Catastrophic Fires | 2048 | 4.0477e-09 | 4.0477e-09 | 18552.3348 | 319.4911 | 11216.5626 | 7016.281 | 0 | 0 | 5.3655e-06 | 7.5094e-05 | 0 | 7.5094e-05 | 7.5094e-05 | 0 | 7.5094e-05 | [22 empty] | 7.3.3.17.5 (Remote Grid) Updates to grid topology to minimize risk of ignition in HFTDs Remote GridWLDFREquipment / facility failureAggregated | WLDFR | HFTD - Distribution - Tier 2 - 1QU CoRE ¦ 2QU LoRE | Non-Red Flag Warning - Small Fires | Equipment / facility failure | Aggregated | 2048 | 0.0011569 | 353.5334 | 0.40902 | 2048 | Mitigation | 0.95 | 45 | 0 | esc | 0.00097009 | 1.1223e-06 | 0.00097009 | 1.1223e-06
[35 empty] | WLDFR | HFTD - Distribution - Tier 3 - 5QU CoRE ¦ 4QU LoRE | 2049 | 0.1504 | 0.00034146 | 0.0028023 | 0 | 0.0028023 | 0.00034146 | 0.0028023 | 0 | 0.0028023 | 0.00042148 | 0.00042148 | 0.00034146 | 5.1356e-05 | 0.0028023 | 0.00042148 | 0 | 0 | 0.0028023 | 0.00042148 | [22 empty] | WLDFR | HFTD - Distribution - Tier 2 - 2QU CoRE ¦ 2QU LoRE | Non-Red Flag Warning - Catastrophic Fires | 2049 | 4.0477e-09 | 4.0477e-09 | 18552.3348 | 319.4911 | 11216.5626 | 7016.281 | 0 | 0 | 5.3655e-06 | 7.5094e-05 | 0 | 7.5094e-05 | 7.5094e-05 | 0 | 7.5094e-05 | [22 empty] | 7.3.3.17.5 (Remote Grid) Updates to grid topology to minimize risk of ignition in HFTDs Remote GridWLDFREquipment / facility failureAggregated | WLDFR | HFTD - Distribution - Tier 2 - 1QU CoRE ¦ 2QU LoRE | Non-Red Flag Warning - Small Fires | Equipment / facility failure | Aggregated | 2049 | 0.0011569 | 353.5334 | 0.40902 | 2049 | Mitigation | 0.95 | 45 | 0 | esc | 0.00097009 | 1.1223e-06 | 0.00097009 | 1.1223e-06
[35 empty] | WLDFR | HFTD - Distribution - Tier 3 - 5QU CoRE ¦ 4QU LoRE | 2050 | 0.14056 | 0.00034146 | 0.0028023 | 0 | 0.0028023 | 0.00034146 | 0.0028023 | 0 | 0.0028023 | 0.0003939 | 0.0003939 | 0.00034146 | 4.7997e-05 | 0.0028023 | 0.0003939 | 0 | 0 | 0.0028023 | 0.0003939 | [22 empty] | WLDFR | HFTD - Distribution - Tier 2 - 2QU CoRE ¦ 2QU LoRE | Non-Red Flag Warning - Catastrophic Fires | 2050 | 4.0477e-09 | 4.0477e-09 | 18552.3348 | 319.4911 | 11216.5626 | 7016.281 | 0 | 0 | 5.3655e-06 | 7.5094e-05 | 0 | 7.5094e-05 | 7.5094e-05 | 0 | 7.5094e-05 | [22 empty] | 7.3.3.17.5 (Remote Grid) Updates to grid topology to minimize risk of ignition in HFTDs Remote GridWLDFREquipment / facility failureAggregated | WLDFR | HFTD - Distribution - Tier 2 - 1QU CoRE ¦ 2QU LoRE | Non-Red Flag Warning - Small Fires | Equipment / facility failure | Aggregated | 2050 | 0.0011569 | 353.5334 | 0.40902 | 2050 | Mitigation | 0.95 | 45 | 0 | esc | 0.00097009 | 1.1223e-06 | 0.00097009 | 1.1223e-06
[35 empty] | WLDFR | HFTD - Distribution - Tier 3 - 5QU CoRE ¦ 4QU LoRE | 2051 | 0.13137 | 0.00034146 | 0.0028023 | 0 | 0.0028023 | 0.00034146 | 0.0028023 | 0 | 0.0028023 | 0.00036814 | 0.00036814 | 0.00034146 | 4.4857e-05 | 0.0028023 | 0.00036814 | 0 | 0 | 0.0028023 | 0.00036814 | [22 empty] | WLDFR | HFTD - Distribution - Tier 2 - 2QU CoRE ¦ 2QU LoRE | Non-Red Flag Warning - Catastrophic Fires | 2051 | 4.0477e-09 | 4.0477e-09 | 18552.3348 | 319.4911 | 11216.5626 | 7016.281 | 0 | 0 | 5.3655e-06 | 7.5094e-05 | 0 | 7.5094e-05 | 7.5094e-05 | 0 | 7.5094e-05 | [22 empty] | 7.3.3.17.5 (Remote Grid) Updates to grid topology to minimize risk of ignition in HFTDs Remote GridWLDFREquipment / facility failureAggregated | WLDFR | HFTD - Distribution - Tier 2 - 1QU CoRE ¦ 2QU LoRE | Non-Red Flag Warning - Small Fires | Equipment / facility failure | Aggregated | 2051 | 0.0011569 | 353.5334 | 0.40902 | 2051 | Mitigation | 0.95 | 45 | 0 | esc | 0.00097009 | 1.1223e-06 | 0.00097009 | 1.1223e-06
[35 empty] | WLDFR | HFTD - Distribution - Tier 3 - 5QU CoRE ¦ 4QU LoRE | 2052 | 0.12277 | 0.00034146 | 0.0028023 | 0 | 0.0028023 | 0.00034146 | 0.0028023 | 0 | 0.0028023 | 0.00034405 | 0.00034405 | 0.00034146 | 4.1922e-05 | 0.0028023 | 0.00034405 | 0 | 0 | 0.0028023 | 0.00034405 | [22 empty] | WLDFR | HFTD - Distribution - Tier 2 - 2QU CoRE ¦ 2QU LoRE | Non-Red Flag Warning - Catastrophic Fires | 2052 | 4.0477e-09 | 4.0477e-09 | 18552.3348 | 319.4911 | 11216.5626 | 7016.281 | 0 | 0 | 5.3655e-06 | 7.5094e-05 | 0 | 7.5094e-05 | 7.5094e-05 | 0 | 7.5094e-05 | [22 empty] | 7.3.3.17.5 (Remote Grid) Updates to grid topology to minimize risk of ignition in HFTDs Remote GridWLDFREquipment / facility failureAggregated | WLDFR | HFTD - Distribution - Tier 2 - 1QU CoRE ¦ 2QU LoRE | Non-Red Flag Warning - Small Fires | Equipment / facility failure | Aggregated | 2052 | 0.0011569 | 353.5334 | 0.40902 | 2052 | Mitigation | 0.95 | 45 | 0 | esc | 0.00097009 | 1.1223e-06 | 0.00097009 | 1.1223e-06
[35 empty] | WLDFR | HFTD - Distribution - Tier 3 - 5QU CoRE ¦ 4QU LoRE | 2053 | 0.11474 | 0.00034146 | 0.0029399 | 0 | 0.0029399 | 0.00034146 | 0.0029399 | 0 | 0.0029399 | 0.00033732 | 0.00033732 | 0.00034146 | 3.918e-05 | 0.0029399 | 0.00033732 | 0 | 0 | 0.0029399 | 0.00033732 | [22 empty] | WLDFR | HFTD - Distribution - Tier 2 - 2QU CoRE ¦ 2QU LoRE | Non-Red Flag Warning - Catastrophic Fires | 2053 | 4.0477e-09 | 4.0477e-09 | 19462.1283 | 340.5356 | 11757.1413 | 7364.4514 | 0 | 0 | 5.3655e-06 | 7.8777e-05 | 0 | 7.8777e-05 | 7.8777e-05 | 0 | 7.8777e-05 | [22 empty] | 7.3.3.17.5 (Remote Grid) Updates to grid topology to minimize risk of ignition in HFTDs Remote GridWLDFREquipment / facility failureAggregated | WLDFR | HFTD - Distribution - Tier 2 - 1QU CoRE ¦ 2QU LoRE | Non-Red Flag Warning - Small Fires | Equipment / facility failure | Aggregated | 2053 | 0.0011569 | 353.5334 | 0.40902 | 2053 | Mitigation | 0.95 | 45 | 0 | esc | 0.00097009 | 1.1223e-06 | 0.00097009 | 1.1223e-06
[35 empty] | WLDFR | HFTD - Distribution - Tier 3 - 5QU CoRE ¦ 4QU LoRE | 2054 | 0.10723 | 0.00034146 | 0.0029399 | 0 | 0.0029399 | 0.00034146 | 0.0029399 | 0 | 0.0029399 | 0.00031526 | 0.00031526 | 0.00034146 | 3.6616e-05 | 0.0029399 | 0.00031526 | 0 | 0 | 0.0029399 | 0.00031526 | [22 empty] | WLDFR | HFTD - Distribution - Tier 2 - 2QU CoRE ¦ 2QU LoRE | Non-Red Flag Warning - Catastrophic Fires | 2054 | 4.0477e-09 | 4.0477e-09 | 19462.1283 | 340.5356 | 11757.1413 | 7364.4514 | 0 | 0 | 5.3655e-06 | 7.8777e-05 | 0 | 7.8777e-05 | 7.8777e-05 | 0 | 7.8777e-05 | [22 empty] | 7.3.3.17.5 (Remote Grid) Updates to grid topology to minimize risk of ignition in HFTDs Remote GridWLDFREquipment / facility failureAggregated | WLDFR | HFTD - Distribution - Tier 2 - 1QU CoRE ¦ 2QU LoRE | Non-Red Flag Warning - Small Fires | Equipment / facility failure | Aggregated | 2054 | 0.0011569 | 353.5334 | 0.40902 | 2054 | Mitigation | 0.95 | 45 | 0 | esc | 0.00097009 | 1.1223e-06 | 0.00097009 | 1.1223e-06
[35 empty] | WLDFR | HFTD - Distribution - Tier 3 - 5QU CoRE ¦ 4QU LoRE | 2055 | 0.10022 | 0.00034146 | 0.0029399 | 0 | 0.0029399 | 0.00034146 | 0.0029399 | 0 | 0.0029399 | 0.00029463 | 0.00029463 | 0.00034146 | 3.4221e-05 | 0.0029399 | 0.00029463 | 0 | 0 | 0.0029399 | 0.00029463 | [22 empty] | WLDFR | HFTD - Distribution - Tier 2 - 2QU CoRE ¦ 2QU LoRE | Non-Red Flag Warning - Catastrophic Fires | 2055 | 4.0477e-09 | 4.0477e-09 | 19462.1283 | 340.5356 | 11757.1413 | 7364.4514 | 0 | 0 | 5.3655e-06 | 7.8777e-05 | 0 | 7.8777e-05 | 7.8777e-05 | 0 | 7.8777e-05 | [22 empty] | 7.3.3.17.5 (Remote Grid) Updates to grid topology to minimize risk of ignition in HFTDs Remote GridWLDFREquipment / facility failureAggregated | WLDFR | HFTD - Distribution - Tier 2 - 1QU CoRE ¦ 2QU LoRE | Non-Red Flag Warning - Small Fires | Equipment / facility failure | Aggregated | 2055 | 0.0011569 | 353.5334 | 0.40902 | 2055 | Mitigation | 0.95 | 45 | 0 | esc | 0.00097009 | 1.1223e-06 | 0.00097009 | 1.1223e-06
[35 empty] | WLDFR | HFTD - Distribution - Tier 3 - 5QU CoRE ¦ 4QU LoRE | 2056 | 0.093663 | 0.00034146 | 0.0029399 | 0 | 0.0029399 | 0.00034146 | 0.0029399 | 0 | 0.0029399 | 0.00027536 | 0.00027536 | 0.00034146 | 3.1982e-05 | 0.0029399 | 0.00027536 | 0 | 0 | 0.0029399 | 0.00027536 | [22 empty] | WLDFR | HFTD - Distribution - Tier 2 - 2QU CoRE ¦ 2QU LoRE | Non-Red Flag Warning - Catastrophic Fires | 2056 | 4.0477e-09 | 4.0477e-09 | 19462.1283 | 340.5356 | 11757.1413 | 7364.4514 | 0 | 0 | 5.3655e-06 | 7.8777e-05 | 0 | 7.8777e-05 | 7.8777e-05 | 0 | 7.8777e-05 | [22 empty] | 7.3.3.17.5 (Remote Grid) Updates to grid topology to minimize risk of ignition in HFTDs Remote GridWLDFREquipment / facility failureAggregated | WLDFR | HFTD - Distribution - Tier 2 - 1QU CoRE ¦ 2QU LoRE | Non-Red Flag Warning - Small Fires | Equipment / facility failure | Aggregated | 2056 | 0.0011569 | 353.5334 | 0.40902 | 2056 | Mitigation | 0.95 | 45 | 0 | esc | 0.00097009 | 1.1223e-06 | 0.00097009 | 1.1223e-06
[35 empty] | WLDFR | HFTD - Distribution - Tier 3 - 5QU CoRE ¦ 4QU LoRE | 2057 | 0.087535 | 0.00034146 | 0.0029399 | 0 | 0.0029399 | 0.00034146 | 0.0029399 | 0 | 0.0029399 | 0.00025734 | 0.00025734 | 0.00034146 | 2.989e-05 | 0.0029399 | 0.00025734 | 0 | 0 | 0.0029399 | 0.00025734 | [22 empty] | WLDFR | HFTD - Distribution - Tier 2 - 2QU CoRE ¦ 2QU LoRE | Non-Red Flag Warning - Catastrophic Fires | 2057 | 4.0477e-09 | 4.0477e-09 | 19462.1283 | 340.5356 | 11757.1413 | 7364.4514 | 0 | 0 | 5.3655e-06 | 7.8777e-05 | 0 | 7.8777e-05 | 7.8777e-05 | 0 | 7.8777e-05 | [22 empty] | 7.3.3.17.5 (Remote Grid) Updates to grid topology to minimize risk of ignition in HFTDs Remote GridWLDFREquipment / facility failureAggregated | WLDFR | HFTD - Distribution - Tier 2 - 1QU CoRE ¦ 2QU LoRE | Non-Red Flag Warning - Small Fires | Equipment / facility failure | Aggregated | 2057 | 0.0011569 | 353.5334 | 0.40902 | 2057 | Mitigation | 0.95 | 45 | 0 | esc | 0.00097009 | 1.1223e-06 | 0.00097009 | 1.1223e-06
[35 empty] | WLDFR | HFTD - Distribution - Tier 3 - 5QU CoRE ¦ 4QU LoRE | 2058 | 0.081809 | 0.00034146 | 0.0030802 | 0 | 0.0030802 | 0.00034146 | 0.0030802 | 0 | 0.0030802 | 0.00025199 | 0.00025199 | 0.00034146 | 2.7934e-05 | 0.0030802 | 0.00025199 | 0 | 0 | 0.0030802 | 0.00025199 | [22 empty] | WLDFR | HFTD - Distribution - Tier 2 - 2QU CoRE ¦ 2QU LoRE | Non-Red Flag Warning - Catastrophic Fires | 2058 | 4.0477e-09 | 4.0477e-09 | 20390.4035 | 362.3049 | 12307.8747 | 7720.2238 | 0 | 0 | 5.3655e-06 | 8.2534e-05 | 0 | 8.2534e-05 | 8.2534e-05 | 0 | 8.2534e-05 | [22 empty] | 7.3.3.17.5 (Remote Grid) Updates to grid topology to minimize risk of ignition in HFTDs Remote GridWLDFREquipment / facility failureAggregated | WLDFR | HFTD - Distribution - Tier 2 - 1QU CoRE ¦ 2QU LoRE | Non-Red Flag Warning - Small Fires | Equipment / facility failure | Aggregated | 2058 | 0.0011569 | 353.5334 | 0.40902 | 2058 | Mitigation | 0.95 | 45 | 0 | esc | 0.00097009 | 1.1223e-06 | 0.00097009 | 1.1223e-06
[35 empty] | WLDFR | HFTD - Distribution - Tier 3 - 5QU CoRE ¦ 4QU LoRE | 2059 | 0.076457 | 0.00034146 | 0.0030802 | 0 | 0.0030802 | 0.00034146 | 0.0030802 | 0 | 0.0030802 | 0.00023551 | 0.00023551 | 0.00034146 | 2.6107e-05 | 0.0030802 | 0.00023551 | 0 | 0 | 0.0030802 | 0.00023551 | [22 empty] | WLDFR | HFTD - Distribution - Tier 2 - 2QU CoRE ¦ 2QU LoRE | Non-Red Flag Warning - Catastrophic Fires | 2059 | 4.0477e-09 | 4.0477e-09 | 20390.4035 | 362.3049 | 12307.8747 | 7720.2238 | 0 | 0 | 5.3655e-06 | 8.2534e-05 | 0 | 8.2534e-05 | 8.2534e-05 | 0 | 8.2534e-05 | [22 empty] | 7.3.3.17.5 (Remote Grid) Updates to grid topology to minimize risk of ignition in HFTDs Remote GridWLDFREquipment / facility failureAggregated | WLDFR | HFTD - Distribution - Tier 2 - 1QU CoRE ¦ 2QU LoRE | Non-Red Flag Warning - Small Fires | Equipment / facility failure | Aggregated | 2059 | 0.0011569 | 353.5334 | 0.40902 | 2059 | Mitigation | 0.95 | 45 | 0 | esc | 0.00097009 | 1.1223e-06 | 0.00097009 | 1.1223e-06
[35 empty] | WLDFR | HFTD - Distribution - Tier 3 - 5QU CoRE ¦ 4QU LoRE | 2060 | 0.071455 | 0.00034146 | 0.0030802 | 0 | 0.0030802 | 0.00034146 | 0.0030802 | 0 | 0.0030802 | 0.0002201 | 0.0002201 | 0.00034146 | 2.4399e-05 | 0.0030802 | 0.0002201 | 0 | 0 | 0.0030802 | 0.0002201 | [22 empty] | WLDFR | HFTD - Distribution - Tier 2 - 2QU CoRE ¦ 2QU LoRE | Non-Red Flag Warning - Catastrophic Fires | 2060 | 4.0477e-09 | 4.0477e-09 | 20390.4035 | 362.3049 | 12307.8747 | 7720.2238 | 0 | 0 | 5.3655e-06 | 8.2534e-05 | 0 | 8.2534e-05 | 8.2534e-05 | 0 | 8.2534e-05 | [22 empty] | 7.3.3.17.5 (Remote Grid) Updates to grid topology to minimize risk of ignition in HFTDs Remote GridWLDFREquipment / facility failureAggregated | WLDFR | HFTD - Distribution - Tier 2 - 1QU CoRE ¦ 2QU LoRE | Non-Red Flag Warning - Small Fires | Equipment / facility failure | Aggregated | 2060 | 0.0011569 | 353.5334 | 0.40902 | 2060 | Mitigation | 0.95 | 45 | 0 | esc | 0.00097009 | 1.1223e-06 | 0.00097009 | 1.1223e-06
[35 empty] | WLDFR | HFTD - Distribution - Tier 3 - 5QU CoRE ¦ 4QU LoRE | 2061 | 0.06678 | 0.00034146 | 0.0030802 | 0 | 0.0030802 | 0.00034146 | 0.0030802 | 0 | 0.0030802 | 0.0002057 | 0.0002057 | 0.00034146 | 2.2803e-05 | 0.0030802 | 0.0002057 | 0 | 0 | 0.0030802 | 0.0002057 | [22 empty] | WLDFR | HFTD - Distribution - Tier 2 - 2QU CoRE ¦ 2QU LoRE | Non-Red Flag Warning - Catastrophic Fires | 2061 | 4.0477e-09 | 4.0477e-09 | 20390.4035 | 362.3049 | 12307.8747 | 7720.2238 | 0 | 0 | 5.3655e-06 | 8.2534e-05 | 0 | 8.2534e-05 | 8.2534e-05 | 0 | 8.2534e-05 | [22 empty] | 7.3.3.17.5 (Remote Grid) Updates to grid topology to minimize risk of ignition in HFTDs Remote GridWLDFREquipment / facility failureAggregated | WLDFR | HFTD - Distribution - Tier 2 - 1QU CoRE ¦ 2QU LoRE | Non-Red Flag Warning - Small Fires | Equipment / facility failure | Aggregated | 2061 | 0.0011569 | 353.5334 | 0.40902 | 2061 | Mitigation | 0.95 | 45 | 0 | esc | 0.00097009 | 1.1223e-06 | 0.00097009 | 1.1223e-06
[35 empty] | WLDFR | HFTD - Distribution - Tier 3 - 5QU CoRE ¦ 4QU LoRE | 2062 | 0.062412 | 0.00034146 | 0.0030802 | 0 | 0.0030802 | 0.00034146 | 0.0030802 | 0 | 0.0030802 | 0.00019224 | 0.00019224 | 0.00034146 | 2.1311e-05 | 0.0030802 | 0.00019224 | 0 | 0 | 0.0030802 | 0.00019224 | [22 empty] | WLDFR | HFTD - Distribution - Tier 2 - 2QU CoRE ¦ 2QU LoRE | Non-Red Flag Warning - Catastrophic Fires | 2062 | 4.0477e-09 | 4.0477e-09 | 20390.4035 | 362.3049 | 12307.8747 | 7720.2238 | 0 | 0 | 5.3655e-06 | 8.2534e-05 | 0 | 8.2534e-05 | 8.2534e-05 | 0 | 8.2534e-05 | [22 empty] | 7.3.3.17.5 (Remote Grid) Updates to grid topology to minimize risk of ignition in HFTDs Remote GridWLDFREquipment / facility failureAggregated | WLDFR | HFTD - Distribution - Tier 2 - 1QU CoRE ¦ 2QU LoRE | Non-Red Flag Warning - Small Fires | Equipment / facility failure | Aggregated | 2062 | 0.0011569 | 353.5334 | 0.40902 | 2062 | Mitigation | 0.95 | 45 | 0 | esc | 0.00097009 | 1.1223e-06 | 0.00097009 | 1.1223e-06
[35 empty] | WLDFR | HFTD - Distribution - Tier 3 - 5QU CoRE ¦ 4QU LoRE | 2063 | 0.058329 | 0.00034146 | 0.0032218 | 0 | 0.0032218 | 0.00034146 | 0.0032218 | 0 | 0.0032218 | 0.00018792 | 0.00018792 | 0.00034146 | 1.9917e-05 | 0.0032218 | 0.00018792 | 0 | 0 | 0.0032218 | 0.00018792 | [22 empty] | WLDFR | HFTD - Distribution - Tier 2 - 2QU CoRE ¦ 2QU LoRE | Non-Red Flag Warning - Catastrophic Fires | 2063 | 4.0477e-09 | 4.0477e-09 | 21325.9188 | 384.5316 | 12862.0997 | 8079.2876 | 0 | 0 | 5.3655e-06 | 8.6321e-05 | 0 | 8.6321e-05 | 8.6321e-05 | 0 | 8.6321e-05 | [22 empty] | 7.3.3.17.5 (Remote Grid) Updates to grid topology to minimize risk of ignition in HFTDs Remote GridWLDFREquipment / facility failureAggregated | WLDFR | HFTD - Distribution - Tier 2 - 1QU CoRE ¦ 2QU LoRE | Non-Red Flag Warning - Small Fires | Equipment / facility failure | Aggregated | 2063 | 0.0011569 | 353.5334 | 0.40902 | 2063 | Mitigation | 0.95 | 45 | 0 | esc | 0.00097009 | 1.1223e-06 | 0.00097009 | 1.1223e-06
[35 empty] | WLDFR | HFTD - Distribution - Tier 3 - 5QU CoRE ¦ 4QU LoRE | 2064 | 0.054513 | 0.00034146 | 0.0032218 | 0 | 0.0032218 | 0.00034146 | 0.0032218 | 0 | 0.0032218 | 0.00017563 | 0.00017563 | 0.00034146 | 1.8614e-05 | 0.0032218 | 0.00017563 | 0 | 0 | 0.0032218 | 0.00017563 | [22 empty] | WLDFR | HFTD - Distribution - Tier 2 - 2QU CoRE ¦ 2QU LoRE | Non-Red Flag Warning - Catastrophic Fires | 2064 | 4.0477e-09 | 4.0477e-09 | 21325.9188 | 384.5316 | 12862.0997 | 8079.2876 | 0 | 0 | 5.3655e-06 | 8.6321e-05 | 0 | 8.6321e-05 | 8.6321e-05 | 0 | 8.6321e-05 | [22 empty] | 7.3.3.17.5 (Remote Grid) Updates to grid topology to minimize risk of ignition in HFTDs Remote GridWLDFREquipment / facility failureAggregated | WLDFR | HFTD - Distribution - Tier 2 - 1QU CoRE ¦ 2QU LoRE | Non-Red Flag Warning - Small Fires | Equipment / facility failure | Aggregated | 2064 | 0.0011569 | 353.5334 | 0.40902 | 2064 | Mitigation | 0.95 | 45 | 0 | esc | 0.00097009 | 1.1223e-06 | 0.00097009 | 1.1223e-06
[35 empty] | WLDFR | HFTD - Distribution - Tier 3 - 5QU CoRE ¦ 4QU LoRE | 2065 | 0.050946 | 0.00034146 | 0.0032218 | 0 | 0.0032218 | 0.00034146 | 0.0032218 | 0 | 0.0032218 | 0.00016414 | 0.00016414 | 0.00034146 | 1.7396e-05 | 0.0032218 | 0.00016414 | 0 | 0 | 0.0032218 | 0.00016414 | [22 empty] | WLDFR | HFTD - Distribution - Tier 2 - 2QU CoRE ¦ 2QU LoRE | Non-Red Flag Warning - Catastrophic Fires | 2065 | 4.0477e-09 | 4.0477e-09 | 21325.9188 | 384.5316 | 12862.0997 | 8079.2876 | 0 | 0 | 5.3655e-06 | 8.6321e-05 | 0 | 8.6321e-05 | 8.6321e-05 | 0 | 8.6321e-05 | [22 empty] | 7.3.3.17.5 (Remote Grid) Updates to grid topology to minimize risk of ignition in HFTDs Remote GridWLDFREquipment / facility failureAggregated | WLDFR | HFTD - Distribution - Tier 2 - 1QU CoRE ¦ 2QU LoRE | Non-Red Flag Warning - Small Fires | Equipment / facility failure | Aggregated | 2065 | 0.0011569 | 353.5334 | 0.40902 | 2065 | Mitigation | 0.95 | 45 | 0 | esc | 0.00097009 | 1.1223e-06 | 0.00097009 | 1.1223e-06
[35 empty] | WLDFR | HFTD - Distribution - Tier 3 - 5QU CoRE ¦ 4QU LoRE | 2066 | 0.047613 | 0.00034146 | 0.0032218 | 0 | 0.0032218 | 0.00034146 | 0.0032218 | 0 | 0.0032218 | 0.0001534 | 0.0001534 | 0.00034146 | 1.6258e-05 | 0.0032218 | 0.0001534 | 0 | 0 | 0.0032218 | 0.0001534 | [22 empty] | WLDFR | HFTD - Distribution - Tier 2 - 2QU CoRE ¦ 2QU LoRE | Non-Red Flag Warning - Catastrophic Fires | 2066 | 4.0477e-09 | 4.0477e-09 | 21325.9188 | 384.5316 | 12862.0997 | 8079.2876 | 0 | 0 | 5.3655e-06 | 8.6321e-05 | 0 | 8.6321e-05 | 8.6321e-05 | 0 | 8.6321e-05 | [22 empty] | 7.3.3.17.5 (Remote Grid) Updates to grid topology to minimize risk of ignition in HFTDs Remote GridWLDFREquipment / facility failureAggregated | WLDFR | HFTD - Distribution - Tier 2 - 1QU CoRE ¦ 2QU LoRE | Non-Red Flag Warning - Small Fires | Equipment / facility failure | Aggregated | 2066 | 0.0011569 | 353.5334 | 0.40902 | 2066 | Mitigation | 0.95 | 45 | 0 | esc | 0.00097009 | 1.1223e-06 | 0.00097009 | 1.1223e-06
[35 empty] | WLDFR | HFTD - Distribution - Tier 3 - 5QU CoRE ¦ 4QU LoRE | 2067 | 0.044499 | 0 | 0 | 0 | 0 | 0.00034146 | 0.0032218 | 0 | 0.0032218 | 0 | 0.00014336 | 0 | 0 | 0 | 0 | 0 | 0 | 0 | 0 | [22 empty] | WLDFR | HFTD - Distribution - Tier 2 - 2QU CoRE ¦ 2QU LoRE | Non-Red Flag Warning - Catastrophic Fires | 2067 | 0 | 4.0477e-09 | 21325.9188 | 384.5316 | 12862.0997 | 8079.2876 | 0 | 0 | 5.3655e-06 | 0 | 0 | 0 | 8.6321e-05 | 0 | 8.6321e-05 | [22 empty] | 7.3.3.17.5 (Remote Grid) Updates to grid topology to minimize risk of ignition in HFTDs Remote GridWLDFREquipment / facility failureAggregated | WLDFR | HFTD - Distribution - Tier 2 - 1QU CoRE ¦ 2QU LoRE | Non-Red Flag Warning - Small Fires | Equipment / facility failure | Aggregated | 2067 | 0.0011569 | 353.5334 | 0.40902 | 2067 | Mitigation | 0.95 | 45 | 0 | esc | 0 | 0 | 0.00097009 | 1.1223e-06
[35 empty] | WLDFR | HFTD - Distribution - Tier 3 - 5QU CoRE ¦ 5QU LoRE | 2022 | 0.93458 | 0.00022921 | 0.0012689 | 0 | 0.0012689 | 0 | 0 | 0 | 0 | 0.0011858 | 0 | 0.00022921 | 0.00021422 | 0.0012689 | 0.0011858 | 0 | 0 | 0.0012689 | 0.0011858 | [22 empty] | WLDFR | HFTD - Distribution - Tier 2 - 2QU CoRE ¦ 2QU LoRE | Non-Red Flag Warning - Destructive Fires | 2022 | 4.2304e-09 | 0 | 8807.9522 | 222.2294 | 8585.7228 | 0 | 0 | 0 | 5.2775e-06 | 3.7262e-05 | 0 | 3.7262e-05 | 0 | 0 | 0 | [22 empty] | 7.3.3.17.5 (Remote Grid) Updates to grid topology to minimize risk of ignition in HFTDs Remote GridWLDFRVegetation ContactAggregated | WLDFR | HFTD - Distribution - Tier 2 - 1QU CoRE ¦ 2QU LoRE | Non-Red Flag Warning - Small Fires | Vegetation Contact | Aggregated | 2022 | 0.0019199 | 353.5334 | 0.67876 | 2022 | Mitigation | 0.95 | 45 | 0 | esc | 0.00097009 | 1.8625e-06 | 0 | 0
[35 empty] | WLDFR | HFTD - Distribution - Tier 3 - 5QU CoRE ¦ 5QU LoRE | 2023 | 0.87344 | 0.00022921 | 0.0013153 | 0 | 0.0013153 | 0.00022921 | 0.0013153 | 0 | 0.0013153 | 0.0011489 | 0.0011489 | 0.00022921 | 0.0002002 | 0.0013153 | 0.0011489 | 0 | 0 | 0.0013153 | 0.0011489 | [22 empty] | WLDFR | HFTD - Distribution - Tier 2 - 2QU CoRE ¦ 2QU LoRE | Non-Red Flag Warning - Destructive Fires | 2023 | 4.2304e-09 | 4.2304e-09 | 9129.7461 | 233.2301 | 8896.516 | 0 | 0 | 0 | 5.2775e-06 | 3.8623e-05 | 0 | 3.8623e-05 | 3.8623e-05 | 0 | 3.8623e-05 | [22 empty] | 7.3.3.17.5 (Remote Grid) Updates to grid topology to minimize risk of ignition in HFTDs Remote GridWLDFRVegetation ContactAggregated | WLDFR | HFTD - Distribution - Tier 2 - 1QU CoRE ¦ 2QU LoRE | Non-Red Flag Warning - Small Fires | Vegetation Contact | Aggregated | 2023 | 0.0019199 | 353.5334 | 0.67876 | 2023 | Mitigation | 0.95 | 45 | 0 | esc | 0.00097009 | 1.8625e-06 | 0.00097009 | 1.8625e-06
[35 empty] | WLDFR | HFTD - Distribution - Tier 3 - 5QU CoRE ¦ 5QU LoRE | 2024 | 0.8163 | 0.00022921 | 0.0013153 | 0 | 0.0013153 | 0.00022921 | 0.0013153 | 0 | 0.0013153 | 0.0010737 | 0.0010737 | 0.00022921 | 0.00018711 | 0.0013153 | 0.0010737 | 0 | 0 | 0.0013153 | 0.0010737 | [22 empty] | WLDFR | HFTD - Distribution - Tier 2 - 2QU CoRE ¦ 2QU LoRE | Non-Red Flag Warning - Destructive Fires | 2024 | 4.2304e-09 | 4.2304e-09 | 9129.7461 | 233.2301 | 8896.516 | 0 | 0 | 0 | 5.2775e-06 | 3.8623e-05 | 0 | 3.8623e-05 | 3.8623e-05 | 0 | 3.8623e-05 | [22 empty] | 7.3.3.17.5 (Remote Grid) Updates to grid topology to minimize risk of ignition in HFTDs Remote GridWLDFRVegetation ContactAggregated | WLDFR | HFTD - Distribution - Tier 2 - 1QU CoRE ¦ 2QU LoRE | Non-Red Flag Warning - Small Fires | Vegetation Contact | Aggregated | 2024 | 0.0019199 | 353.5334 | 0.67876 | 2024 | Mitigation | 0.95 | 45 | 0 | esc | 0.00097009 | 1.8625e-06 | 0.00097009 | 1.8625e-06
[35 empty] | WLDFR | HFTD - Distribution - Tier 3 - 5QU CoRE ¦ 5QU LoRE | 2025 | 0.7629 | 0.00022921 | 0.0013153 | 0 | 0.0013153 | 0.00022921 | 0.0013153 | 0 | 0.0013153 | 0.0010035 | 0.0010035 | 0.00022921 | 0.00017487 | 0.0013153 | 0.0010035 | 0 | 0 | 0.0013153 | 0.0010035 | [22 empty] | WLDFR | HFTD - Distribution - Tier 2 - 2QU CoRE ¦ 2QU LoRE | Non-Red Flag Warning - Destructive Fires | 2025 | 4.2304e-09 | 4.2304e-09 | 9129.7461 | 233.2301 | 8896.516 | 0 | 0 | 0 | 5.2775e-06 | 3.8623e-05 | 0 | 3.8623e-05 | 3.8623e-05 | 0 | 3.8623e-05 | [22 empty] | 7.3.3.17.5 (Remote Grid) Updates to grid topology to minimize risk of ignition in HFTDs Remote GridWLDFRVegetation ContactAggregated | WLDFR | HFTD - Distribution - Tier 2 - 1QU CoRE ¦ 2QU LoRE | Non-Red Flag Warning - Small Fires | Vegetation Contact | Aggregated | 2025 | 0.0019199 | 353.5334 | 0.67876 | 2025 | Mitigation | 0.95 | 45 | 0 | esc | 0.00097009 | 1.8625e-06 | 0.00097009 | 1.8625e-06
[35 empty] | WLDFR | HFTD - Distribution - Tier 3 - 5QU CoRE ¦ 5QU LoRE | 2026 | 0.71299 | 0.00022921 | 0.0013153 | 0 | 0.0013153 | 0.00022921 | 0.0013153 | 0 | 0.0013153 | 0.00093781 | 0.00093781 | 0.00022921 | 0.00016343 | 0.0013153 | 0.00093781 | 0 | 0 | 0.0013153 | 0.00093781 | [22 empty] | WLDFR | HFTD - Distribution - Tier 2 - 2QU CoRE ¦ 2QU LoRE | Non-Red Flag Warning - Destructive Fires | 2026 | 4.2304e-09 | 4.2304e-09 | 9129.7461 | 233.2301 | 8896.516 | 0 | 0 | 0 | 5.2775e-06 | 3.8623e-05 | 0 | 3.8623e-05 | 3.8623e-05 | 0 | 3.8623e-05 | [22 empty] | 7.3.3.17.5 (Remote Grid) Updates to grid topology to minimize risk of ignition in HFTDs Remote GridWLDFRVegetation ContactAggregated | WLDFR | HFTD - Distribution - Tier 2 - 1QU CoRE ¦ 2QU LoRE | Non-Red Flag Warning - Small Fires | Vegetation Contact | Aggregated | 2026 | 0.0019199 | 353.5334 | 0.67876 | 2026 | Mitigation | 0.95 | 45 | 0 | esc | 0.00097009 | 1.8625e-06 | 0.00097009 | 1.8625e-06
[35 empty] | WLDFR | HFTD - Distribution - Tier 3 - 5QU CoRE ¦ 5QU LoRE | 2027 | 0.66634 | 0.00022921 | 0.0013153 | 0 | 0.0013153 | 0.00022921 | 0.0013153 | 0 | 0.0013153 | 0.00087646 | 0.00087646 | 0.00022921 | 0.00015274 | 0.0013153 | 0.00087646 | 0 | 0 | 0.0013153 | 0.00087646 | [22 empty] | WLDFR | HFTD - Distribution - Tier 2 - 2QU CoRE ¦ 2QU LoRE | Non-Red Flag Warning - Destructive Fires | 2027 | 4.2304e-09 | 4.2304e-09 | 9129.7461 | 233.2301 | 8896.516 | 0 | 0 | 0 | 5.2775e-06 | 3.8623e-05 | 0 | 3.8623e-05 | 3.8623e-05 | 0 | 3.8623e-05 | [22 empty] | 7.3.3.17.5 (Remote Grid) Updates to grid topology to minimize risk of ignition in HFTDs Remote GridWLDFRVegetation ContactAggregated | WLDFR | HFTD - Distribution - Tier 2 - 1QU CoRE ¦ 2QU LoRE | Non-Red Flag Warning - Small Fires | Vegetation Contact | Aggregated | 2027 | 0.0019199 | 353.5334 | 0.67876 | 2027 | Mitigation | 0.95 | 45 | 0 | esc | 0.00097009 | 1.8625e-06 | 0.00097009 | 1.8625e-06
[35 empty] | WLDFR | HFTD - Distribution - Tier 3 - 5QU CoRE ¦ 5QU LoRE | 2028 | 0.62275 | 0.00022921 | 0.0013739 | 0 | 0.0013739 | 0.00022921 | 0.0013739 | 0 | 0.0013739 | 0.0008556 | 0.0008556 | 0.00022921 | 0.00014274 | 0.0013739 | 0.0008556 | 0 | 0 | 0.0013739 | 0.0008556 | [22 empty] | WLDFR | HFTD - Distribution - Tier 2 - 2QU CoRE ¦ 2QU LoRE | Non-Red Flag Warning - Destructive Fires | 2028 | 4.2304e-09 | 4.2304e-09 | 9534.9221 | 247.273 | 9287.6491 | 0 | 0 | 0 | 5.2775e-06 | 4.0337e-05 | 0 | 4.0337e-05 | 4.0337e-05 | 0 | 4.0337e-05 | [22 empty] | 7.3.3.17.5 (Remote Grid) Updates to grid topology to minimize risk of ignition in HFTDs Remote GridWLDFRVegetation ContactAggregated | WLDFR | HFTD - Distribution - Tier 2 - 1QU CoRE ¦ 2QU LoRE | Non-Red Flag Warning - Small Fires | Vegetation Contact | Aggregated | 2028 | 0.0019199 | 353.5334 | 0.67876 | 2028 | Mitigation | 0.95 | 45 | 0 | esc | 0.00097009 | 1.8625e-06 | 0.00097009 | 1.8625e-06
[35 empty] | WLDFR | HFTD - Distribution - Tier 3 - 5QU CoRE ¦ 5QU LoRE | 2029 | 0.58201 | 0.00022921 | 0.0013739 | 0 | 0.0013739 | 0.00022921 | 0.0013739 | 0 | 0.0013739 | 0.00079963 | 0.00079963 | 0.00022921 | 0.00013341 | 0.0013739 | 0.00079963 | 0 | 0 | 0.0013739 | 0.00079963 | [22 empty] | WLDFR | HFTD - Distribution - Tier 2 - 2QU CoRE ¦ 2QU LoRE | Non-Red Flag Warning - Destructive Fires | 2029 | 4.2304e-09 | 4.2304e-09 | 9534.9221 | 247.273 | 9287.6491 | 0 | 0 | 0 | 5.2775e-06 | 4.0337e-05 | 0 | 4.0337e-05 | 4.0337e-05 | 0 | 4.0337e-05 | [22 empty] | 7.3.3.17.5 (Remote Grid) Updates to grid topology to minimize risk of ignition in HFTDs Remote GridWLDFRVegetation ContactAggregated | WLDFR | HFTD - Distribution - Tier 2 - 1QU CoRE ¦ 2QU LoRE | Non-Red Flag Warning - Small Fires | Vegetation Contact | Aggregated | 2029 | 0.0019199 | 353.5334 | 0.67876 | 2029 | Mitigation | 0.95 | 45 | 0 | esc | 0.00097009 | 1.8625e-06 | 0.00097009 | 1.8625e-06
[35 empty] | WLDFR | HFTD - Distribution - Tier 3 - 5QU CoRE ¦ 5QU LoRE | 2030 | 0.54393 | 0.00022921 | 0.0013739 | 0 | 0.0013739 | 0.00022921 | 0.0013739 | 0 | 0.0013739 | 0.00074731 | 0.00074731 | 0.00022921 | 0.00012468 | 0.0013739 | 0.00074731 | 0 | 0 | 0.0013739 | 0.00074731 | [22 empty] | WLDFR | HFTD - Distribution - Tier 2 - 2QU CoRE ¦ 2QU LoRE | Non-Red Flag Warning - Destructive Fires | 2030 | 4.2304e-09 | 4.2304e-09 | 9534.9221 | 247.273 | 9287.6491 | 0 | 0 | 0 | 5.2775e-06 | 4.0337e-05 | 0 | 4.0337e-05 | 4.0337e-05 | 0 | 4.0337e-05 | [22 empty] | 7.3.3.17.5 (Remote Grid) Updates to grid topology to minimize risk of ignition in HFTDs Remote GridWLDFRVegetation ContactAggregated | WLDFR | HFTD - Distribution - Tier 2 - 1QU CoRE ¦ 2QU LoRE | Non-Red Flag Warning - Small Fires | Vegetation Contact | Aggregated | 2030 | 0.0019199 | 353.5334 | 0.67876 | 2030 | Mitigation | 0.95 | 45 | 0 | esc | 0.00097009 | 1.8625e-06 | 0.00097009 | 1.8625e-06
[35 empty] | WLDFR | HFTD - Distribution - Tier 3 - 5QU CoRE ¦ 5QU LoRE | 2031 | 0.50835 | 0.00022921 | 0.0013739 | 0 | 0.0013739 | 0.00022921 | 0.0013739 | 0 | 0.0013739 | 0.00069842 | 0.00069842 | 0.00022921 | 0.00011652 | 0.0013739 | 0.00069842 | 0 | 0 | 0.0013739 | 0.00069842 | [22 empty] | WLDFR | HFTD - Distribution - Tier 2 - 2QU CoRE ¦ 2QU LoRE | Non-Red Flag Warning - Destructive Fires | 2031 | 4.2304e-09 | 4.2304e-09 | 9534.9221 | 247.273 | 9287.6491 | 0 | 0 | 0 | 5.2775e-06 | 4.0337e-05 | 0 | 4.0337e-05 | 4.0337e-05 | 0 | 4.0337e-05 | [22 empty] | 7.3.3.17.5 (Remote Grid) Updates to grid topology to minimize risk of ignition in HFTDs Remote GridWLDFRVegetation ContactAggregated | WLDFR | HFTD - Distribution - Tier 2 - 1QU CoRE ¦ 2QU LoRE | Non-Red Flag Warning - Small Fires | Vegetation Contact | Aggregated | 2031 | 0.0019199 | 353.5334 | 0.67876 | 2031 | Mitigation | 0.95 | 45 | 0 | esc | 0.00097009 | 1.8625e-06 | 0.00097009 | 1.8625e-06
[35 empty] | WLDFR | HFTD - Distribution - Tier 3 - 5QU CoRE ¦ 5QU LoRE | 2032 | 0.47509 | 0.00022921 | 0.0013739 | 0 | 0.0013739 | 0.00022921 | 0.0013739 | 0 | 0.0013739 | 0.00065273 | 0.00065273 | 0.00022921 | 0.0001089 | 0.0013739 | 0.00065273 | 0 | 0 | 0.0013739 | 0.00065273 | [22 empty] | WLDFR | HFTD - Distribution - Tier 2 - 2QU CoRE ¦ 2QU LoRE | Non-Red Flag Warning - Destructive Fires | 2032 | 4.2304e-09 | 4.2304e-09 | 9534.9221 | 247.273 | 9287.6491 | 0 | 0 | 0 | 5.2775e-06 | 4.0337e-05 | 0 | 4.0337e-05 | 4.0337e-05 | 0 | 4.0337e-05 | [22 empty] | 7.3.3.17.5 (Remote Grid) Updates to grid topology to minimize risk of ignition in HFTDs Remote GridWLDFRVegetation ContactAggregated | WLDFR | HFTD - Distribution - Tier 2 - 1QU CoRE ¦ 2QU LoRE | Non-Red Flag Warning - Small Fires | Vegetation Contact | Aggregated | 2032 | 0.0019199 | 353.5334 | 0.67876 | 2032 | Mitigation | 0.95 | 45 | 0 | esc | 0.00097009 | 1.8625e-06 | 0.00097009 | 1.8625e-06
[35 empty] | WLDFR | HFTD - Distribution - Tier 3 - 5QU CoRE ¦ 5QU LoRE | 2033 | 0.44401 | 0.00022921 | 0.001439 | 0 | 0.001439 | 0.00022921 | 0.001439 | 0 | 0.001439 | 0.00063895 | 0.00063895 | 0.00022921 | 0.00010177 | 0.001439 | 0.00063895 | 0 | 0 | 0.001439 | 0.00063895 | [22 empty] | WLDFR | HFTD - Distribution - Tier 2 - 2QU CoRE ¦ 2QU LoRE | Non-Red Flag Warning - Destructive Fires | 2033 | 4.2304e-09 | 4.2304e-09 | 9984.8474 | 263.1074 | 9721.74 | 0 | 0 | 0 | 5.2775e-06 | 4.224e-05 | 0 | 4.224e-05 | 4.224e-05 | 0 | 4.224e-05 | [22 empty] | 7.3.3.17.5 (Remote Grid) Updates to grid topology to minimize risk of ignition in HFTDs Remote GridWLDFRVegetation ContactAggregated | WLDFR | HFTD - Distribution - Tier 2 - 1QU CoRE ¦ 2QU LoRE | Non-Red Flag Warning - Small Fires | Vegetation Contact | Aggregated | 2033 | 0.0019199 | 353.5334 | 0.67876 | 2033 | Mitigation | 0.95 | 45 | 0 | esc | 0.00097009 | 1.8625e-06 | 0.00097009 | 1.8625e-06
[35 empty] | WLDFR | HFTD - Distribution - Tier 3 - 5QU CoRE ¦ 5QU LoRE | 2034 | 0.41496 | 0.00022921 | 0.001439 | 0 | 0.001439 | 0.00022921 | 0.001439 | 0 | 0.001439 | 0.00059715 | 0.00059715 | 0.00022921 | 9.5116e-05 | 0.001439 | 0.00059715 | 0 | 0 | 0.001439 | 0.00059715 | [22 empty] | WLDFR | HFTD - Distribution - Tier 2 - 2QU CoRE ¦ 2QU LoRE | Non-Red Flag Warning - Destructive Fires | 2034 | 4.2304e-09 | 4.2304e-09 | 9984.8474 | 263.1074 | 9721.74 | 0 | 0 | 0 | 5.2775e-06 | 4.224e-05 | 0 | 4.224e-05 | 4.224e-05 | 0 | 4.224e-05 | [22 empty] | 7.3.3.17.5 (Remote Grid) Updates to grid topology to minimize risk of ignition in HFTDs Remote GridWLDFRVegetation ContactAggregated | WLDFR | HFTD - Distribution - Tier 2 - 1QU CoRE ¦ 2QU LoRE | Non-Red Flag Warning - Small Fires | Vegetation Contact | Aggregated | 2034 | 0.0019199 | 353.5334 | 0.67876 | 2034 | Mitigation | 0.95 | 45 | 0 | esc | 0.00097009 | 1.8625e-06 | 0.00097009 | 1.8625e-06
[35 empty] | WLDFR | HFTD - Distribution - Tier 3 - 5QU CoRE ¦ 5QU LoRE | 2035 | 0.38782 | 0.00022921 | 0.001439 | 0 | 0.001439 | 0.00022921 | 0.001439 | 0 | 0.001439 | 0.00055808 | 0.00055808 | 0.00022921 | 8.8893e-05 | 0.001439 | 0.00055808 | 0 | 0 | 0.001439 | 0.00055808 | [22 empty] | WLDFR | HFTD - Distribution - Tier 2 - 2QU CoRE ¦ 2QU LoRE | Non-Red Flag Warning - Destructive Fires | 2035 | 4.2304e-09 | 4.2304e-09 | 9984.8474 | 263.1074 | 9721.74 | 0 | 0 | 0 | 5.2775e-06 | 4.224e-05 | 0 | 4.224e-05 | 4.224e-05 | 0 | 4.224e-05 | [22 empty] | 7.3.3.17.5 (Remote Grid) Updates to grid topology to minimize risk of ignition in HFTDs Remote GridWLDFRVegetation ContactAggregated | WLDFR | HFTD - Distribution - Tier 2 - 1QU CoRE ¦ 2QU LoRE | Non-Red Flag Warning - Small Fires | Vegetation Contact | Aggregated | 2035 | 0.0019199 | 353.5334 | 0.67876 | 2035 | Mitigation | 0.95 | 45 | 0 | esc | 0.00097009 | 1.8625e-06 | 0.00097009 | 1.8625e-06
[35 empty] | WLDFR | HFTD - Distribution - Tier 3 - 5QU CoRE ¦ 5QU LoRE | 2036 | 0.36245 | 0.00022921 | 0.001439 | 0 | 0.001439 | 0.00022921 | 0.001439 | 0 | 0.001439 | 0.00052157 | 0.00052157 | 0.00022921 | 8.3078e-05 | 0.001439 | 0.00052157 | 0 | 0 | 0.001439 | 0.00052157 | [22 empty] | WLDFR | HFTD - Distribution - Tier 2 - 2QU CoRE ¦ 2QU LoRE | Non-Red Flag Warning - Destructive Fires | 2036 | 4.2304e-09 | 4.2304e-09 | 9984.8474 | 263.1074 | 9721.74 | 0 | 0 | 0 | 5.2775e-06 | 4.224e-05 | 0 | 4.224e-05 | 4.224e-05 | 0 | 4.224e-05 | [22 empty] | 7.3.3.17.5 (Remote Grid) Updates to grid topology to minimize risk of ignition in HFTDs Remote GridWLDFRVegetation ContactAggregated | WLDFR | HFTD - Distribution - Tier 2 - 1QU CoRE ¦ 2QU LoRE | Non-Red Flag Warning - Small Fires | Vegetation Contact | Aggregated | 2036 | 0.0019199 | 353.5334 | 0.67876 | 2036 | Mitigation | 0.95 | 45 | 0 | esc | 0.00097009 | 1.8625e-06 | 0.00097009 | 1.8625e-06
[35 empty] | WLDFR | HFTD - Distribution - Tier 3 - 5QU CoRE ¦ 5QU LoRE | 2037 | 0.33873 | 0.00022921 | 0.001439 | 0 | 0.001439 | 0.00022921 | 0.001439 | 0 | 0.001439 | 0.00048745 | 0.00048745 | 0.00022921 | 7.7643e-05 | 0.001439 | 0.00048745 | 0 | 0 | 0.001439 | 0.00048745 | [22 empty] | WLDFR | HFTD - Distribution - Tier 2 - 2QU CoRE ¦ 2QU LoRE | Non-Red Flag Warning - Destructive Fires | 2037 | 4.2304e-09 | 4.2304e-09 | 9984.8474 | 263.1074 | 9721.74 | 0 | 0 | 0 | 5.2775e-06 | 4.224e-05 | 0 | 4.224e-05 | 4.224e-05 | 0 | 4.224e-05 | [22 empty] | 7.3.3.17.5 (Remote Grid) Updates to grid topology to minimize risk of ignition in HFTDs Remote GridWLDFRVegetation ContactAggregated | WLDFR | HFTD - Distribution - Tier 2 - 1QU CoRE ¦ 2QU LoRE | Non-Red Flag Warning - Small Fires | Vegetation Contact | Aggregated | 2037 | 0.0019199 | 353.5334 | 0.67876 | 2037 | Mitigation | 0.95 | 45 | 0 | esc | 0.00097009 | 1.8625e-06 | 0.00097009 | 1.8625e-06
[35 empty] | WLDFR | HFTD - Distribution - Tier 3 - 5QU CoRE ¦ 5QU LoRE | 2038 | 0.31657 | 0.00022921 | 0.0015097 | 0 | 0.0015097 | 0.00022921 | 0.0015097 | 0 | 0.0015097 | 0.00047795 | 0.00047795 | 0.00022921 | 7.2563e-05 | 0.0015097 | 0.00047795 | 0 | 0 | 0.0015097 | 0.00047795 | [22 empty] | WLDFR | HFTD - Distribution - Tier 2 - 2QU CoRE ¦ 2QU LoRE | Non-Red Flag Warning - Destructive Fires | 2038 | 4.2304e-09 | 4.2304e-09 | 10472.8261 | 280.5544 | 10192.2718 | 0 | 0 | 0 | 5.2775e-06 | 4.4305e-05 | 0 | 4.4305e-05 | 4.4305e-05 | 0 | 4.4305e-05 | [22 empty] | 7.3.3.17.5 (Remote Grid) Updates to grid topology to minimize risk of ignition in HFTDs Remote GridWLDFRVegetation ContactAggregated | WLDFR | HFTD - Distribution - Tier 2 - 1QU CoRE ¦ 2QU LoRE | Non-Red Flag Warning - Small Fires | Vegetation Contact | Aggregated | 2038 | 0.0019199 | 353.5334 | 0.67876 | 2038 | Mitigation | 0.95 | 45 | 0 | esc | 0.00097009 | 1.8625e-06 | 0.00097009 | 1.8625e-06
[35 empty] | WLDFR | HFTD - Distribution - Tier 3 - 5QU CoRE ¦ 5QU LoRE | 2039 | 0.29586 | 0.00022921 | 0.0015097 | 0 | 0.0015097 | 0.00022921 | 0.0015097 | 0 | 0.0015097 | 0.00044668 | 0.00044668 | 0.00022921 | 6.7816e-05 | 0.0015097 | 0.00044668 | 0 | 0 | 0.0015097 | 0.00044668 | [22 empty] | WLDFR | HFTD - Distribution - Tier 2 - 2QU CoRE ¦ 2QU LoRE | Non-Red Flag Warning - Destructive Fires | 2039 | 4.2304e-09 | 4.2304e-09 | 10472.8261 | 280.5544 | 10192.2718 | 0 | 0 | 0 | 5.2775e-06 | 4.4305e-05 | 0 | 4.4305e-05 | 4.4305e-05 | 0 | 4.4305e-05 | [22 empty] | 7.3.3.17.5 (Remote Grid) Updates to grid topology to minimize risk of ignition in HFTDs Remote GridWLDFRVegetation ContactAggregated | WLDFR | HFTD - Distribution - Tier 2 - 1QU CoRE ¦ 2QU LoRE | Non-Red Flag Warning - Small Fires | Vegetation Contact | Aggregated | 2039 | 0.0019199 | 353.5334 | 0.67876 | 2039 | Mitigation | 0.95 | 45 | 0 | esc | 0.00097009 | 1.8625e-06 | 0.00097009 | 1.8625e-06
[35 empty] | WLDFR | HFTD - Distribution - Tier 3 - 5QU CoRE ¦ 5QU LoRE | 2040 | 0.27651 | 0.00022921 | 0.0015097 | 0 | 0.0015097 | 0.00022921 | 0.0015097 | 0 | 0.0015097 | 0.00041746 | 0.00041746 | 0.00022921 | 6.338e-05 | 0.0015097 | 0.00041746 | 0 | 0 | 0.0015097 | 0.00041746 | [22 empty] | WLDFR | HFTD - Distribution - Tier 2 - 2QU CoRE ¦ 2QU LoRE | Non-Red Flag Warning - Destructive Fires | 2040 | 4.2304e-09 | 4.2304e-09 | 10472.8261 | 280.5544 | 10192.2718 | 0 | 0 | 0 | 5.2775e-06 | 4.4305e-05 | 0 | 4.4305e-05 | 4.4305e-05 | 0 | 4.4305e-05 | [22 empty] | 7.3.3.17.5 (Remote Grid) Updates to grid topology to minimize risk of ignition in HFTDs Remote GridWLDFRVegetation ContactAggregated | WLDFR | HFTD - Distribution - Tier 2 - 1QU CoRE ¦ 2QU LoRE | Non-Red Flag Warning - Small Fires | Vegetation Contact | Aggregated | 2040 | 0.0019199 | 353.5334 | 0.67876 | 2040 | Mitigation | 0.95 | 45 | 0 | esc | 0.00097009 | 1.8625e-06 | 0.00097009 | 1.8625e-06
[35 empty] | WLDFR | HFTD - Distribution - Tier 3 - 5QU CoRE ¦ 5QU LoRE | 2041 | 0.25842 | 0.00022921 | 0.0015097 | 0 | 0.0015097 | 0.00022921 | 0.0015097 | 0 | 0.0015097 | 0.00039015 | 0.00039015 | 0.00022921 | 5.9233e-05 | 0.0015097 | 0.00039015 | 0 | 0 | 0.0015097 | 0.00039015 | [22 empty] | WLDFR | HFTD - Distribution - Tier 2 - 2QU CoRE ¦ 2QU LoRE | Non-Red Flag Warning - Destructive Fires | 2041 | 4.2304e-09 | 4.2304e-09 | 10472.8261 | 280.5544 | 10192.2718 | 0 | 0 | 0 | 5.2775e-06 | 4.4305e-05 | 0 | 4.4305e-05 | 4.4305e-05 | 0 | 4.4305e-05 | [22 empty] | 7.3.3.17.5 (Remote Grid) Updates to grid topology to minimize risk of ignition in HFTDs Remote GridWLDFRVegetation ContactAggregated | WLDFR | HFTD - Distribution - Tier 2 - 1QU CoRE ¦ 2QU LoRE | Non-Red Flag Warning - Small Fires | Vegetation Contact | Aggregated | 2041 | 0.0019199 | 353.5334 | 0.67876 | 2041 | Mitigation | 0.95 | 45 | 0 | esc | 0.00097009 | 1.8625e-06 | 0.00097009 | 1.8625e-06
[35 empty] | WLDFR | HFTD - Distribution - Tier 3 - 5QU CoRE ¦ 5QU LoRE | 2042 | 0.24151 | 0.00022921 | 0.0015097 | 0 | 0.0015097 | 0.00022921 | 0.0015097 | 0 | 0.0015097 | 0.00036462 | 0.00036462 | 0.00022921 | 5.5358e-05 | 0.0015097 | 0.00036462 | 0 | 0 | 0.0015097 | 0.00036462 | [22 empty] | WLDFR | HFTD - Distribution - Tier 2 - 2QU CoRE ¦ 2QU LoRE | Non-Red Flag Warning - Destructive Fires | 2042 | 4.2304e-09 | 4.2304e-09 | 10472.8261 | 280.5544 | 10192.2718 | 0 | 0 | 0 | 5.2775e-06 | 4.4305e-05 | 0 | 4.4305e-05 | 4.4305e-05 | 0 | 4.4305e-05 | [22 empty] | 7.3.3.17.5 (Remote Grid) Updates to grid topology to minimize risk of ignition in HFTDs Remote GridWLDFRVegetation ContactAggregated | WLDFR | HFTD - Distribution - Tier 2 - 1QU CoRE ¦ 2QU LoRE | Non-Red Flag Warning - Small Fires | Vegetation Contact | Aggregated | 2042 | 0.0019199 | 353.5334 | 0.67876 | 2042 | Mitigation | 0.95 | 45 | 0 | esc | 0.00097009 | 1.8625e-06 | 0.00097009 | 1.8625e-06
[35 empty] | WLDFR | HFTD - Distribution - Tier 3 - 5QU CoRE ¦ 5QU LoRE | 2043 | 0.22571 | 0.00022921 | 0.0015851 | 0 | 0.0015851 | 0.00022921 | 0.0015851 | 0 | 0.0015851 | 0.00035778 | 0.00035778 | 0.00022921 | 5.1737e-05 | 0.0015851 | 0.00035778 | 0 | 0 | 0.0015851 | 0.00035778 | [22 empty] | WLDFR | HFTD - Distribution - Tier 2 - 2QU CoRE ¦ 2QU LoRE | Non-Red Flag Warning - Destructive Fires | 2043 | 4.2304e-09 | 4.2304e-09 | 10992.1562 | 299.42 | 10692.7362 | 0 | 0 | 0 | 5.2775e-06 | 4.6502e-05 | 0 | 4.6502e-05 | 4.6502e-05 | 0 | 4.6502e-05 | [22 empty] | 7.3.3.17.5 (Remote Grid) Updates to grid topology to minimize risk of ignition in HFTDs Remote GridWLDFRVegetation ContactAggregated | WLDFR | HFTD - Distribution - Tier 2 - 1QU CoRE ¦ 2QU LoRE | Non-Red Flag Warning - Small Fires | Vegetation Contact | Aggregated | 2043 | 0.0019199 | 353.5334 | 0.67876 | 2043 | Mitigation | 0.95 | 45 | 0 | esc | 0.00097009 | 1.8625e-06 | 0.00097009 | 1.8625e-06
[35 empty] | WLDFR | HFTD - Distribution - Tier 3 - 5QU CoRE ¦ 5QU LoRE | 2044 | 0.21095 | 0.00022921 | 0.0015851 | 0 | 0.0015851 | 0.00022921 | 0.0015851 | 0 | 0.0015851 | 0.00033437 | 0.00033437 | 0.00022921 | 4.8352e-05 | 0.0015851 | 0.00033437 | 0 | 0 | 0.0015851 | 0.00033437 | [22 empty] | WLDFR | HFTD - Distribution - Tier 2 - 2QU CoRE ¦ 2QU LoRE | Non-Red Flag Warning - Destructive Fires | 2044 | 4.2304e-09 | 4.2304e-09 | 10992.1562 | 299.42 | 10692.7362 | 0 | 0 | 0 | 5.2775e-06 | 4.6502e-05 | 0 | 4.6502e-05 | 4.6502e-05 | 0 | 4.6502e-05 | [22 empty] | 7.3.3.17.5 (Remote Grid) Updates to grid topology to minimize risk of ignition in HFTDs Remote GridWLDFRVegetation ContactAggregated | WLDFR | HFTD - Distribution - Tier 2 - 1QU CoRE ¦ 2QU LoRE | Non-Red Flag Warning - Small Fires | Vegetation Contact | Aggregated | 2044 | 0.0019199 | 353.5334 | 0.67876 | 2044 | Mitigation | 0.95 | 45 | 0 | esc | 0.00097009 | 1.8625e-06 | 0.00097009 | 1.8625e-06
[35 empty] | WLDFR | HFTD - Distribution - Tier 3 - 5QU CoRE ¦ 5QU LoRE | 2045 | 0.19715 | 0.00022921 | 0.0015851 | 0 | 0.0015851 | 0.00022921 | 0.0015851 | 0 | 0.0015851 | 0.0003125 | 0.0003125 | 0.00022921 | 4.5189e-05 | 0.0015851 | 0.0003125 | 0 | 0 | 0.0015851 | 0.0003125 | [22 empty] | WLDFR | HFTD - Distribution - Tier 2 - 2QU CoRE ¦ 2QU LoRE | Non-Red Flag Warning - Destructive Fires | 2045 | 4.2304e-09 | 4.2304e-09 | 10992.1562 | 299.42 | 10692.7362 | 0 | 0 | 0 | 5.2775e-06 | 4.6502e-05 | 0 | 4.6502e-05 | 4.6502e-05 | 0 | 4.6502e-05 | [22 empty] | 7.3.3.17.5 (Remote Grid) Updates to grid topology to minimize risk of ignition in HFTDs Remote GridWLDFRVegetation ContactAggregated | WLDFR | HFTD - Distribution - Tier 2 - 1QU CoRE ¦ 2QU LoRE | Non-Red Flag Warning - Small Fires | Vegetation Contact | Aggregated | 2045 | 0.0019199 | 353.5334 | 0.67876 | 2045 | Mitigation | 0.95 | 45 | 0 | esc | 0.00097009 | 1.8625e-06 | 0.00097009 | 1.8625e-06
[35 empty] | WLDFR | HFTD - Distribution - Tier 3 - 5QU CoRE ¦ 5QU LoRE | 2046 | 0.18425 | 0.00022921 | 0.0015851 | 0 | 0.0015851 | 0.00022921 | 0.0015851 | 0 | 0.0015851 | 0.00029205 | 0.00029205 | 0.00022921 | 4.2233e-05 | 0.0015851 | 0.00029205 | 0 | 0 | 0.0015851 | 0.00029205 | [22 empty] | WLDFR | HFTD - Distribution - Tier 2 - 2QU CoRE ¦ 2QU LoRE | Non-Red Flag Warning - Destructive Fires | 2046 | 4.2304e-09 | 4.2304e-09 | 10992.1562 | 299.42 | 10692.7362 | 0 | 0 | 0 | 5.2775e-06 | 4.6502e-05 | 0 | 4.6502e-05 | 4.6502e-05 | 0 | 4.6502e-05 | [22 empty] | 7.3.3.17.5 (Remote Grid) Updates to grid topology to minimize risk of ignition in HFTDs Remote GridWLDFRVegetation ContactAggregated | WLDFR | HFTD - Distribution - Tier 2 - 1QU CoRE ¦ 2QU LoRE | Non-Red Flag Warning - Small Fires | Vegetation Contact | Aggregated | 2046 | 0.0019199 | 353.5334 | 0.67876 | 2046 | Mitigation | 0.95 | 45 | 0 | esc | 0.00097009 | 1.8625e-06 | 0.00097009 | 1.8625e-06
[35 empty] | WLDFR | HFTD - Distribution - Tier 3 - 5QU CoRE ¦ 5QU LoRE | 2047 | 0.1722 | 0.00022921 | 0.0015851 | 0 | 0.0015851 | 0.00022921 | 0.0015851 | 0 | 0.0015851 | 0.00027295 | 0.00027295 | 0.00022921 | 3.947e-05 | 0.0015851 | 0.00027295 | 0 | 0 | 0.0015851 | 0.00027295 | [22 empty] | WLDFR | HFTD - Distribution - Tier 2 - 2QU CoRE ¦ 2QU LoRE | Non-Red Flag Warning - Destructive Fires | 2047 | 4.2304e-09 | 4.2304e-09 | 10992.1562 | 299.42 | 10692.7362 | 0 | 0 | 0 | 5.2775e-06 | 4.6502e-05 | 0 | 4.6502e-05 | 4.6502e-05 | 0 | 4.6502e-05 | [22 empty] | 7.3.3.17.5 (Remote Grid) Updates to grid topology to minimize risk of ignition in HFTDs Remote GridWLDFRVegetation ContactAggregated | WLDFR | HFTD - Distribution - Tier 2 - 1QU CoRE ¦ 2QU LoRE | Non-Red Flag Warning - Small Fires | Vegetation Contact | Aggregated | 2047 | 0.0019199 | 353.5334 | 0.67876 | 2047 | Mitigation | 0.95 | 45 | 0 | esc | 0.00097009 | 1.8625e-06 | 0.00097009 | 1.8625e-06
[35 empty] | WLDFR | HFTD - Distribution - Tier 3 - 5QU CoRE ¦ 5QU LoRE | 2048 | 0.16093 | 0.00022921 | 0.0016641 | 0 | 0.0016641 | 0.00022921 | 0.0016641 | 0 | 0.0016641 | 0.00026781 | 0.00026781 | 0.00022921 | 3.6888e-05 | 0.0016641 | 0.00026781 | 0 | 0 | 0.0016641 | 0.00026781 | [22 empty] | WLDFR | HFTD - Distribution - Tier 2 - 2QU CoRE ¦ 2QU LoRE | Non-Red Flag Warning - Destructive Fires | 2048 | 4.2304e-09 | 4.2304e-09 | 11536.0538 | 319.4911 | 11216.5626 | 0 | 0 | 0 | 5.2775e-06 | 4.8803e-05 | 0 | 4.8803e-05 | 4.8803e-05 | 0 | 4.8803e-05 | [22 empty] | 7.3.3.17.5 (Remote Grid) Updates to grid topology to minimize risk of ignition in HFTDs Remote GridWLDFRVegetation ContactAggregated | WLDFR | HFTD - Distribution - Tier 2 - 1QU CoRE ¦ 2QU LoRE | Non-Red Flag Warning - Small Fires | Vegetation Contact | Aggregated | 2048 | 0.0019199 | 353.5334 | 0.67876 | 2048 | Mitigation | 0.95 | 45 | 0 | esc | 0.00097009 | 1.8625e-06 | 0.00097009 | 1.8625e-06
[35 empty] | WLDFR | HFTD - Distribution - Tier 3 - 5QU CoRE ¦ 5QU LoRE | 2049 | 0.1504 | 0.00022921 | 0.0016641 | 0 | 0.0016641 | 0.00022921 | 0.0016641 | 0 | 0.0016641 | 0.00025029 | 0.00025029 | 0.00022921 | 3.4474e-05 | 0.0016641 | 0.00025029 | 0 | 0 | 0.0016641 | 0.00025029 | [22 empty] | WLDFR | HFTD - Distribution - Tier 2 - 2QU CoRE ¦ 2QU LoRE | Non-Red Flag Warning - Destructive Fires | 2049 | 4.2304e-09 | 4.2304e-09 | 11536.0538 | 319.4911 | 11216.5626 | 0 | 0 | 0 | 5.2775e-06 | 4.8803e-05 | 0 | 4.8803e-05 | 4.8803e-05 | 0 | 4.8803e-05 | [22 empty] | 7.3.3.17.5 (Remote Grid) Updates to grid topology to minimize risk of ignition in HFTDs Remote GridWLDFRVegetation ContactAggregated | WLDFR | HFTD - Distribution - Tier 2 - 1QU CoRE ¦ 2QU LoRE | Non-Red Flag Warning - Small Fires | Vegetation Contact | Aggregated | 2049 | 0.0019199 | 353.5334 | 0.67876 | 2049 | Mitigation | 0.95 | 45 | 0 | esc | 0.00097009 | 1.8625e-06 | 0.00097009 | 1.8625e-06
[35 empty] | WLDFR | HFTD - Distribution - Tier 3 - 5QU CoRE ¦ 5QU LoRE | 2050 | 0.14056 | 0.00022921 | 0.0016641 | 0 | 0.0016641 | 0.00022921 | 0.0016641 | 0 | 0.0016641 | 0.00023391 | 0.00023391 | 0.00022921 | 3.2219e-05 | 0.0016641 | 0.00023391 | 0 | 0 | 0.0016641 | 0.00023391 | [22 empty] | WLDFR | HFTD - Distribution - Tier 2 - 2QU CoRE ¦ 2QU LoRE | Non-Red Flag Warning - Destructive Fires | 2050 | 4.2304e-09 | 4.2304e-09 | 11536.0538 | 319.4911 | 11216.5626 | 0 | 0 | 0 | 5.2775e-06 | 4.8803e-05 | 0 | 4.8803e-05 | 4.8803e-05 | 0 | 4.8803e-05 | [22 empty] | 7.3.3.17.5 (Remote Grid) Updates to grid topology to minimize risk of ignition in HFTDs Remote GridWLDFRVegetation ContactAggregated | WLDFR | HFTD - Distribution - Tier 2 - 1QU CoRE ¦ 2QU LoRE | Non-Red Flag Warning - Small Fires | Vegetation Contact | Aggregated | 2050 | 0.0019199 | 353.5334 | 0.67876 | 2050 | Mitigation | 0.95 | 45 | 0 | esc | 0.00097009 | 1.8625e-06 | 0.00097009 | 1.8625e-06
[35 empty] | WLDFR | HFTD - Distribution - Tier 3 - 5QU CoRE ¦ 5QU LoRE | 2051 | 0.13137 | 0.00022921 | 0.0016641 | 0 | 0.0016641 | 0.00022921 | 0.0016641 | 0 | 0.0016641 | 0.00021861 | 0.00021861 | 0.00022921 | 3.0111e-05 | 0.0016641 | 0.00021861 | 0 | 0 | 0.0016641 | 0.00021861 | [22 empty] | WLDFR | HFTD - Distribution - Tier 2 - 2QU CoRE ¦ 2QU LoRE | Non-Red Flag Warning - Destructive Fires | 2051 | 4.2304e-09 | 4.2304e-09 | 11536.0538 | 319.4911 | 11216.5626 | 0 | 0 | 0 | 5.2775e-06 | 4.8803e-05 | 0 | 4.8803e-05 | 4.8803e-05 | 0 | 4.8803e-05 | [22 empty] | 7.3.3.17.5 (Remote Grid) Updates to grid topology to minimize risk of ignition in HFTDs Remote GridWLDFRVegetation ContactAggregated | WLDFR | HFTD - Distribution - Tier 2 - 1QU CoRE ¦ 2QU LoRE | Non-Red Flag Warning - Small Fires | Vegetation Contact | Aggregated | 2051 | 0.0019199 | 353.5334 | 0.67876 | 2051 | Mitigation | 0.95 | 45 | 0 | esc | 0.00097009 | 1.8625e-06 | 0.00097009 | 1.8625e-06
[35 empty] | WLDFR | HFTD - Distribution - Tier 3 - 5QU CoRE ¦ 5QU LoRE | 2052 | 0.12277 | 0.00022921 | 0.0016641 | 0 | 0.0016641 | 0.00022921 | 0.0016641 | 0 | 0.0016641 | 0.00020431 | 0.00020431 | 0.00022921 | 2.8141e-05 | 0.0016641 | 0.00020431 | 0 | 0 | 0.0016641 | 0.00020431 | [22 empty] | WLDFR | HFTD - Distribution - Tier 2 - 2QU CoRE ¦ 2QU LoRE | Non-Red Flag Warning - Destructive Fires | 2052 | 4.2304e-09 | 4.2304e-09 | 11536.0538 | 319.4911 | 11216.5626 | 0 | 0 | 0 | 5.2775e-06 | 4.8803e-05 | 0 | 4.8803e-05 | 4.8803e-05 | 0 | 4.8803e-05 | [22 empty] | 7.3.3.17.5 (Remote Grid) Updates to grid topology to minimize risk of ignition in HFTDs Remote GridWLDFRVegetation ContactAggregated | WLDFR | HFTD - Distribution - Tier 2 - 1QU CoRE ¦ 2QU LoRE | Non-Red Flag Warning - Small Fires | Vegetation Contact | Aggregated | 2052 | 0.0019199 | 353.5334 | 0.67876 | 2052 | Mitigation | 0.95 | 45 | 0 | esc | 0.00097009 | 1.8625e-06 | 0.00097009 | 1.8625e-06
[35 empty] | WLDFR | HFTD - Distribution - Tier 3 - 5QU CoRE ¦ 5QU LoRE | 2053 | 0.11474 | 0.00022921 | 0.0017458 | 0 | 0.0017458 | 0.00022921 | 0.0017458 | 0 | 0.0017458 | 0.00020032 | 0.00020032 | 0.00022921 | 2.63e-05 | 0.0017458 | 0.00020032 | 0 | 0 | 0.0017458 | 0.00020032 | [22 empty] | WLDFR | HFTD - Distribution - Tier 2 - 2QU CoRE ¦ 2QU LoRE | Non-Red Flag Warning - Destructive Fires | 2053 | 4.2304e-09 | 4.2304e-09 | 12097.6769 | 340.5356 | 11757.1413 | 0 | 0 | 0 | 5.2775e-06 | 5.1178e-05 | 0 | 5.1178e-05 | 5.1178e-05 | 0 | 5.1178e-05 | [22 empty] | 7.3.3.17.5 (Remote Grid) Updates to grid topology to minimize risk of ignition in HFTDs Remote GridWLDFRVegetation ContactAggregated | WLDFR | HFTD - Distribution - Tier 2 - 1QU CoRE ¦ 2QU LoRE | Non-Red Flag Warning - Small Fires | Vegetation Contact | Aggregated | 2053 | 0.0019199 | 353.5334 | 0.67876 | 2053 | Mitigation | 0.95 | 45 | 0 | esc | 0.00097009 | 1.8625e-06 | 0.00097009 | 1.8625e-06
[35 empty] | WLDFR | HFTD - Distribution - Tier 3 - 5QU CoRE ¦ 5QU LoRE | 2054 | 0.10723 | 0.00022921 | 0.0017458 | 0 | 0.0017458 | 0.00022921 | 0.0017458 | 0 | 0.0017458 | 0.00018721 | 0.00018721 | 0.00022921 | 2.458e-05 | 0.0017458 | 0.00018721 | 0 | 0 | 0.0017458 | 0.00018721 | [22 empty] | WLDFR | HFTD - Distribution - Tier 2 - 2QU CoRE ¦ 2QU LoRE | Non-Red Flag Warning - Destructive Fires | 2054 | 4.2304e-09 | 4.2304e-09 | 12097.6769 | 340.5356 | 11757.1413 | 0 | 0 | 0 | 5.2775e-06 | 5.1178e-05 | 0 | 5.1178e-05 | 5.1178e-05 | 0 | 5.1178e-05 | [22 empty] | 7.3.3.17.5 (Remote Grid) Updates to grid topology to minimize risk of ignition in HFTDs Remote GridWLDFRVegetation ContactAggregated | WLDFR | HFTD - Distribution - Tier 2 - 1QU CoRE ¦ 2QU LoRE | Non-Red Flag Warning - Small Fires | Vegetation Contact | Aggregated | 2054 | 0.0019199 | 353.5334 | 0.67876 | 2054 | Mitigation | 0.95 | 45 | 0 | esc | 0.00097009 | 1.8625e-06 | 0.00097009 | 1.8625e-06
[35 empty] | WLDFR | HFTD - Distribution - Tier 3 - 5QU CoRE ¦ 5QU LoRE | 2055 | 0.10022 | 0.00022921 | 0.0017458 | 0 | 0.0017458 | 0.00022921 | 0.0017458 | 0 | 0.0017458 | 0.00017497 | 0.00017497 | 0.00022921 | 2.2972e-05 | 0.0017458 | 0.00017497 | 0 | 0 | 0.0017458 | 0.00017497 | [22 empty] | WLDFR | HFTD - Distribution - Tier 2 - 2QU CoRE ¦ 2QU LoRE | Non-Red Flag Warning - Destructive Fires | 2055 | 4.2304e-09 | 4.2304e-09 | 12097.6769 | 340.5356 | 11757.1413 | 0 | 0 | 0 | 5.2775e-06 | 5.1178e-05 | 0 | 5.1178e-05 | 5.1178e-05 | 0 | 5.1178e-05 | [22 empty] | 7.3.3.17.5 (Remote Grid) Updates to grid topology to minimize risk of ignition in HFTDs Remote GridWLDFRVegetation ContactAggregated | WLDFR | HFTD - Distribution - Tier 2 - 1QU CoRE ¦ 2QU LoRE | Non-Red Flag Warning - Small Fires | Vegetation Contact | Aggregated | 2055 | 0.0019199 | 353.5334 | 0.67876 | 2055 | Mitigation | 0.95 | 45 | 0 | esc | 0.00097009 | 1.8625e-06 | 0.00097009 | 1.8625e-06
[35 empty] | WLDFR | HFTD - Distribution - Tier 3 - 5QU CoRE ¦ 5QU LoRE | 2056 | 0.093663 | 0.00022921 | 0.0017458 | 0 | 0.0017458 | 0.00022921 | 0.0017458 | 0 | 0.0017458 | 0.00016352 | 0.00016352 | 0.00022921 | 2.1469e-05 | 0.0017458 | 0.00016352 | 0 | 0 | 0.0017458 | 0.00016352 | [22 empty] | WLDFR | HFTD - Distribution - Tier 2 - 2QU CoRE ¦ 2QU LoRE | Non-Red Flag Warning - Destructive Fires | 2056 | 4.2304e-09 | 4.2304e-09 | 12097.6769 | 340.5356 | 11757.1413 | 0 | 0 | 0 | 5.2775e-06 | 5.1178e-05 | 0 | 5.1178e-05 | 5.1178e-05 | 0 | 5.1178e-05 | [22 empty] | 7.3.3.17.5 (Remote Grid) Updates to grid topology to minimize risk of ignition in HFTDs Remote GridWLDFRVegetation ContactAggregated | WLDFR | HFTD - Distribution - Tier 2 - 1QU CoRE ¦ 2QU LoRE | Non-Red Flag Warning - Small Fires | Vegetation Contact | Aggregated | 2056 | 0.0019199 | 353.5334 | 0.67876 | 2056 | Mitigation | 0.95 | 45 | 0 | esc | 0.00097009 | 1.8625e-06 | 0.00097009 | 1.8625e-06
[35 empty] | WLDFR | HFTD - Distribution - Tier 3 - 5QU CoRE ¦ 5QU LoRE | 2057 | 0.087535 | 0.00022921 | 0.0017458 | 0 | 0.0017458 | 0.00022921 | 0.0017458 | 0 | 0.0017458 | 0.00015282 | 0.00015282 | 0.00022921 | 2.0064e-05 | 0.0017458 | 0.00015282 | 0 | 0 | 0.0017458 | 0.00015282 | [22 empty] | WLDFR | HFTD - Distribution - Tier 2 - 2QU CoRE ¦ 2QU LoRE | Non-Red Flag Warning - Destructive Fires | 2057 | 4.2304e-09 | 4.2304e-09 | 12097.6769 | 340.5356 | 11757.1413 | 0 | 0 | 0 | 5.2775e-06 | 5.1178e-05 | 0 | 5.1178e-05 | 5.1178e-05 | 0 | 5.1178e-05 | [22 empty] | 7.3.3.17.5 (Remote Grid) Updates to grid topology to minimize risk of ignition in HFTDs Remote GridWLDFRVegetation ContactAggregated | WLDFR | HFTD - Distribution - Tier 2 - 1QU CoRE ¦ 2QU LoRE | Non-Red Flag Warning - Small Fires | Vegetation Contact | Aggregated | 2057 | 0.0019199 | 353.5334 | 0.67876 | 2057 | Mitigation | 0.95 | 45 | 0 | esc | 0.00097009 | 1.8625e-06 | 0.00097009 | 1.8625e-06
[35 empty] | WLDFR | HFTD - Distribution - Tier 3 - 5QU CoRE ¦ 5QU LoRE | 2058 | 0.081809 | 0.00022921 | 0.0018292 | 0 | 0.0018292 | 0.00022921 | 0.0018292 | 0 | 0.0018292 | 0.00014965 | 0.00014965 | 0.00022921 | 1.8752e-05 | 0.0018292 | 0.00014965 | 0 | 0 | 0.0018292 | 0.00014965 | [22 empty] | WLDFR | HFTD - Distribution - Tier 2 - 2QU CoRE ¦ 2QU LoRE | Non-Red Flag Warning - Destructive Fires | 2058 | 4.2304e-09 | 4.2304e-09 | 12670.1796 | 362.3049 | 12307.8747 | 0 | 0 | 0 | 5.2775e-06 | 5.36e-05 | 0 | 5.36e-05 | 5.36e-05 | 0 | 5.36e-05 | [22 empty] | 7.3.3.17.5 (Remote Grid) Updates to grid topology to minimize risk of ignition in HFTDs Remote GridWLDFRVegetation ContactAggregated | WLDFR | HFTD - Distribution - Tier 2 - 1QU CoRE ¦ 2QU LoRE | Non-Red Flag Warning - Small Fires | Vegetation Contact | Aggregated | 2058 | 0.0019199 | 353.5334 | 0.67876 | 2058 | Mitigation | 0.95 | 45 | 0 | esc | 0.00097009 | 1.8625e-06 | 0.00097009 | 1.8625e-06
[35 empty] | WLDFR | HFTD - Distribution - Tier 3 - 5QU CoRE ¦ 5QU LoRE | 2059 | 0.076457 | 0.00022921 | 0.0018292 | 0 | 0.0018292 | 0.00022921 | 0.0018292 | 0 | 0.0018292 | 0.00013986 | 0.00013986 | 0.00022921 | 1.7525e-05 | 0.0018292 | 0.00013986 | 0 | 0 | 0.0018292 | 0.00013986 | [22 empty] | WLDFR | HFTD - Distribution - Tier 2 - 2QU CoRE ¦ 2QU LoRE | Non-Red Flag Warning - Destructive Fires | 2059 | 4.2304e-09 | 4.2304e-09 | 12670.1796 | 362.3049 | 12307.8747 | 0 | 0 | 0 | 5.2775e-06 | 5.36e-05 | 0 | 5.36e-05 | 5.36e-05 | 0 | 5.36e-05 | [22 empty] | 7.3.3.17.5 (Remote Grid) Updates to grid topology to minimize risk of ignition in HFTDs Remote GridWLDFRVegetation ContactAggregated | WLDFR | HFTD - Distribution - Tier 2 - 1QU CoRE ¦ 2QU LoRE | Non-Red Flag Warning - Small Fires | Vegetation Contact | Aggregated | 2059 | 0.0019199 | 353.5334 | 0.67876 | 2059 | Mitigation | 0.95 | 45 | 0 | esc | 0.00097009 | 1.8625e-06 | 0.00097009 | 1.8625e-06
[35 empty] | WLDFR | HFTD - Distribution - Tier 3 - 5QU CoRE ¦ 5QU LoRE | 2060 | 0.071455 | 0.00022921 | 0.0018292 | 0 | 0.0018292 | 0.00022921 | 0.0018292 | 0 | 0.0018292 | 0.00013071 | 0.00013071 | 0.00022921 | 1.6379e-05 | 0.0018292 | 0.00013071 | 0 | 0 | 0.0018292 | 0.00013071 | [22 empty] | WLDFR | HFTD - Distribution - Tier 2 - 2QU CoRE ¦ 2QU LoRE | Non-Red Flag Warning - Destructive Fires | 2060 | 4.2304e-09 | 4.2304e-09 | 12670.1796 | 362.3049 | 12307.8747 | 0 | 0 | 0 | 5.2775e-06 | 5.36e-05 | 0 | 5.36e-05 | 5.36e-05 | 0 | 5.36e-05 | [22 empty] | 7.3.3.17.5 (Remote Grid) Updates to grid topology to minimize risk of ignition in HFTDs Remote GridWLDFRVegetation ContactAggregated | WLDFR | HFTD - Distribution - Tier 2 - 1QU CoRE ¦ 2QU LoRE | Non-Red Flag Warning - Small Fires | Vegetation Contact | Aggregated | 2060 | 0.0019199 | 353.5334 | 0.67876 | 2060 | Mitigation | 0.95 | 45 | 0 | esc | 0.00097009 | 1.8625e-06 | 0.00097009 | 1.8625e-06
[35 empty] | WLDFR | HFTD - Distribution - Tier 3 - 5QU CoRE ¦ 5QU LoRE | 2061 | 0.06678 | 0.00022921 | 0.0018292 | 0 | 0.0018292 | 0.00022921 | 0.0018292 | 0 | 0.0018292 | 0.00012216 | 0.00012216 | 0.00022921 | 1.5307e-05 | 0.0018292 | 0.00012216 | 0 | 0 | 0.0018292 | 0.00012216 | [22 empty] | WLDFR | HFTD - Distribution - Tier 2 - 2QU CoRE ¦ 2QU LoRE | Non-Red Flag Warning - Destructive Fires | 2061 | 4.2304e-09 | 4.2304e-09 | 12670.1796 | 362.3049 | 12307.8747 | 0 | 0 | 0 | 5.2775e-06 | 5.36e-05 | 0 | 5.36e-05 | 5.36e-05 | 0 | 5.36e-05 | [22 empty] | 7.3.3.17.5 (Remote Grid) Updates to grid topology to minimize risk of ignition in HFTDs Remote GridWLDFRVegetation ContactAggregated | WLDFR | HFTD - Distribution - Tier 2 - 1QU CoRE ¦ 2QU LoRE | Non-Red Flag Warning - Small Fires | Vegetation Contact | Aggregated | 2061 | 0.0019199 | 353.5334 | 0.67876 | 2061 | Mitigation | 0.95 | 45 | 0 | esc | 0.00097009 | 1.8625e-06 | 0.00097009 | 1.8625e-06
[35 empty] | WLDFR | HFTD - Distribution - Tier 3 - 5QU CoRE ¦ 5QU LoRE | 2062 | 0.062412 | 0.00022921 | 0.0018292 | 0 | 0.0018292 | 0.00022921 | 0.0018292 | 0 | 0.0018292 | 0.00011416 | 0.00011416 | 0.00022921 | 1.4306e-05 | 0.0018292 | 0.00011416 | 0 | 0 | 0.0018292 | 0.00011416 | [22 empty] | WLDFR | HFTD - Distribution - Tier 2 - 2QU CoRE ¦ 2QU LoRE | Non-Red Flag Warning - Destructive Fires | 2062 | 4.2304e-09 | 4.2304e-09 | 12670.1796 | 362.3049 | 12307.8747 | 0 | 0 | 0 | 5.2775e-06 | 5.36e-05 | 0 | 5.36e-05 | 5.36e-05 | 0 | 5.36e-05 | [22 empty] | 7.3.3.17.5 (Remote Grid) Updates to grid topology to minimize risk of ignition in HFTDs Remote GridWLDFRVegetation ContactAggregated | WLDFR | HFTD - Distribution - Tier 2 - 1QU CoRE ¦ 2QU LoRE | Non-Red Flag Warning - Small Fires | Vegetation Contact | Aggregated | 2062 | 0.0019199 | 353.5334 | 0.67876 | 2062 | Mitigation | 0.95 | 45 | 0 | esc | 0.00097009 | 1.8625e-06 | 0.00097009 | 1.8625e-06
[35 empty] | WLDFR | HFTD - Distribution - Tier 3 - 5QU CoRE ¦ 5QU LoRE | 2063 | 0.058329 | 0.00022921 | 0.0019133 | 0 | 0.0019133 | 0.00022921 | 0.0019133 | 0 | 0.0019133 | 0.0001116 | 0.0001116 | 0.00022921 | 1.337e-05 | 0.0019133 | 0.0001116 | 0 | 0 | 0.0019133 | 0.0001116 | [22 empty] | WLDFR | HFTD - Distribution - Tier 2 - 2QU CoRE ¦ 2QU LoRE | Non-Red Flag Warning - Destructive Fires | 2063 | 4.2304e-09 | 4.2304e-09 | 13246.6313 | 384.5316 | 12862.0997 | 0 | 0 | 0 | 5.2775e-06 | 5.6039e-05 | 0 | 5.6039e-05 | 5.6039e-05 | 0 | 5.6039e-05 | [22 empty] | 7.3.3.17.5 (Remote Grid) Updates to grid topology to minimize risk of ignition in HFTDs Remote GridWLDFRVegetation ContactAggregated | WLDFR | HFTD - Distribution - Tier 2 - 1QU CoRE ¦ 2QU LoRE | Non-Red Flag Warning - Small Fires | Vegetation Contact | Aggregated | 2063 | 0.0019199 | 353.5334 | 0.67876 | 2063 | Mitigation | 0.95 | 45 | 0 | esc | 0.00097009 | 1.8625e-06 | 0.00097009 | 1.8625e-06
[35 empty] | WLDFR | HFTD - Distribution - Tier 3 - 5QU CoRE ¦ 5QU LoRE | 2064 | 0.054513 | 0.00022921 | 0.0019133 | 0 | 0.0019133 | 0.00022921 | 0.0019133 | 0 | 0.0019133 | 0.0001043 | 0.0001043 | 0.00022921 | 1.2495e-05 | 0.0019133 | 0.0001043 | 0 | 0 | 0.0019133 | 0.0001043 | [22 empty] | WLDFR | HFTD - Distribution - Tier 2 - 2QU CoRE ¦ 2QU LoRE | Non-Red Flag Warning - Destructive Fires | 2064 | 4.2304e-09 | 4.2304e-09 | 13246.6313 | 384.5316 | 12862.0997 | 0 | 0 | 0 | 5.2775e-06 | 5.6039e-05 | 0 | 5.6039e-05 | 5.6039e-05 | 0 | 5.6039e-05 | [22 empty] | 7.3.3.17.5 (Remote Grid) Updates to grid topology to minimize risk of ignition in HFTDs Remote GridWLDFRVegetation ContactAggregated | WLDFR | HFTD - Distribution - Tier 2 - 1QU CoRE ¦ 2QU LoRE | Non-Red Flag Warning - Small Fires | Vegetation Contact | Aggregated | 2064 | 0.0019199 | 353.5334 | 0.67876 | 2064 | Mitigation | 0.95 | 45 | 0 | esc | 0.00097009 | 1.8625e-06 | 0.00097009 | 1.8625e-06
[35 empty] | WLDFR | HFTD - Distribution - Tier 3 - 5QU CoRE ¦ 5QU LoRE | 2065 | 0.050946 | 0.00022921 | 0.0019133 | 0 | 0.0019133 | 0.00022921 | 0.0019133 | 0 | 0.0019133 | 9.7476e-05 | 9.7476e-05 | 0.00022921 | 1.1678e-05 | 0.0019133 | 9.7476e-05 | 0 | 0 | 0.0019133 | 9.7476e-05 | [22 empty] | WLDFR | HFTD - Distribution - Tier 2 - 2QU CoRE ¦ 2QU LoRE | Non-Red Flag Warning - Destructive Fires | 2065 | 4.2304e-09 | 4.2304e-09 | 13246.6313 | 384.5316 | 12862.0997 | 0 | 0 | 0 | 5.2775e-06 | 5.6039e-05 | 0 | 5.6039e-05 | 5.6039e-05 | 0 | 5.6039e-05 | [22 empty] | 7.3.3.17.5 (Remote Grid) Updates to grid topology to minimize risk of ignition in HFTDs Remote GridWLDFRVegetation ContactAggregated | WLDFR | HFTD - Distribution - Tier 2 - 1QU CoRE ¦ 2QU LoRE | Non-Red Flag Warning - Small Fires | Vegetation Contact | Aggregated | 2065 | 0.0019199 | 353.5334 | 0.67876 | 2065 | Mitigation | 0.95 | 45 | 0 | esc | 0.00097009 | 1.8625e-06 | 0.00097009 | 1.8625e-06
[35 empty] | WLDFR | HFTD - Distribution - Tier 3 - 5QU CoRE ¦ 5QU LoRE | 2066 | 0.047613 | 0.00022921 | 0.0019133 | 0 | 0.0019133 | 0.00022921 | 0.0019133 | 0 | 0.0019133 | 9.1099e-05 | 9.1099e-05 | 0.00022921 | 1.0914e-05 | 0.0019133 | 9.1099e-05 | 0 | 0 | 0.0019133 | 9.1099e-05 | [22 empty] | WLDFR | HFTD - Distribution - Tier 2 - 2QU CoRE ¦ 2QU LoRE | Non-Red Flag Warning - Destructive Fires | 2066 | 4.2304e-09 | 4.2304e-09 | 13246.6313 | 384.5316 | 12862.0997 | 0 | 0 | 0 | 5.2775e-06 | 5.6039e-05 | 0 | 5.6039e-05 | 5.6039e-05 | 0 | 5.6039e-05 | [22 empty] | 7.3.3.17.5 (Remote Grid) Updates to grid topology to minimize risk of ignition in HFTDs Remote GridWLDFRVegetation ContactAggregated | WLDFR | HFTD - Distribution - Tier 2 - 1QU CoRE ¦ 2QU LoRE | Non-Red Flag Warning - Small Fires | Vegetation Contact | Aggregated | 2066 | 0.0019199 | 353.5334 | 0.67876 | 2066 | Mitigation | 0.95 | 45 | 0 | esc | 0.00097009 | 1.8625e-06 | 0.00097009 | 1.8625e-06
[35 empty] | WLDFR | HFTD - Distribution - Tier 3 - 5QU CoRE ¦ 5QU LoRE | 2067 | 0.044499 | 0 | 0 | 0 | 0 | 0.00022921 | 0.0019133 | 0 | 0.0019133 | 0 | 8.5139e-05 | 0 | 0 | 0 | 0 | 0 | 0 | 0 | 0 | [22 empty] | WLDFR | HFTD - Distribution - Tier 2 - 2QU CoRE ¦ 2QU LoRE | Non-Red Flag Warning - Destructive Fires | 2067 | 0 | 4.2304e-09 | 13246.6313 | 384.5316 | 12862.0997 | 0 | 0 | 0 | 5.2775e-06 | 0 | 0 | 0 | 5.6039e-05 | 0 | 5.6039e-05 | [22 empty] | 7.3.3.17.5 (Remote Grid) Updates to grid topology to minimize risk of ignition in HFTDs Remote GridWLDFRVegetation ContactAggregated | WLDFR | HFTD - Distribution - Tier 2 - 1QU CoRE ¦ 2QU LoRE | Non-Red Flag Warning - Small Fires | Vegetation Contact | Aggregated | 2067 | 0.0019199 | 353.5334 | 0.67876 | 2067 | Mitigation | 0.95 | 45 | 0 | esc | 0 | 0 | 0.00097009 | 1.8625e-06
[35 empty] | WLDFR | HFTD - Distribution - Zone 1 - 4QU CoRE ¦ 1QU LoRE | 2022 | 0.93458 | 3.0786e-06 | 8.1637e-05 | 0 | 8.1637e-05 | 0 | 0 | 0 | 0 | 7.6296e-05 | 0 | 3.0786e-06 | 2.8772e-06 | 8.1637e-05 | 7.6296e-05 | 0 | 0 | 8.1637e-05 | 7.6296e-05 | [22 empty] | WLDFR | HFTD - Distribution - Tier 2 - 2QU CoRE ¦ 2QU LoRE | Non-Red Flag Warning - Large Fires | 2022 | 3.308e-08 | 0 | 5.2406 | 0.69642 | 2.942 | 1.6022 | 0 | 0 | 3.9884e-05 | 1.7336e-07 | 0 | 1.7336e-07 | 0 | 0 | 0 | [22 empty] | 7.3.3.17.5 (Remote Grid) Updates to grid topology to minimize risk of ignition in HFTDs Remote GridWLDFRWire-to-wire contactAggregated | WLDFR | HFTD - Distribution - Tier 2 - 1QU CoRE ¦ 2QU LoRE | Non-Red Flag Warning - Small Fires | Wire-to-wire contact | Aggregated | 2022 | 0.00051163 | 353.5334 | 0.18088 | 2022 | Mitigation | 0.95 | 45 | 0 | esc | 0.00097009 | 4.9633e-07 | 0 | 0
[35 empty] | WLDFR | HFTD - Distribution - Zone 1 - 4QU CoRE ¦ 1QU LoRE | 2023 | 0.87344 | 3.0786e-06 | 8.4626e-05 | 0 | 8.4626e-05 | 3.0786e-06 | 8.4626e-05 | 0 | 8.4626e-05 | 7.3916e-05 | 7.3916e-05 | 3.0786e-06 | 2.6889e-06 | 8.4626e-05 | 7.3916e-05 | 0 | 0 | 8.4626e-05 | 7.3916e-05 | [22 empty] | WLDFR | HFTD - Distribution - Tier 2 - 2QU CoRE ¦ 2QU LoRE | Non-Red Flag Warning - Large Fires | 2023 | 3.308e-08 | 3.308e-08 | 5.475 | 0.71896 | 3.0715 | 1.6846 | 0 | 0 | 3.9884e-05 | 1.8112e-07 | 0 | 1.8112e-07 | 1.8112e-07 | 0 | 1.8112e-07 | [22 empty] | 7.3.3.17.5 (Remote Grid) Updates to grid topology to minimize risk of ignition in HFTDs Remote GridWLDFRWire-to-wire contactAggregated | WLDFR | HFTD - Distribution - Tier 2 - 1QU CoRE ¦ 2QU LoRE | Non-Red Flag Warning - Small Fires | Wire-to-wire contact | Aggregated | 2023 | 0.00051163 | 353.5334 | 0.18088 | 2023 | Mitigation | 0.95 | 45 | 0 | esc | 0.00097009 | 4.9633e-07 | 0.00097009 | 4.9633e-07
[35 empty] | WLDFR | HFTD - Distribution - Zone 1 - 4QU CoRE ¦ 1QU LoRE | 2024 | 0.8163 | 3.0786e-06 | 8.4626e-05 | 0 | 8.4626e-05 | 3.0786e-06 | 8.4626e-05 | 0 | 8.4626e-05 | 6.908e-05 | 6.908e-05 | 3.0786e-06 | 2.513e-06 | 8.4626e-05 | 6.908e-05 | 0 | 0 | 8.4626e-05 | 6.908e-05 | [22 empty] | WLDFR | HFTD - Distribution - Tier 2 - 2QU CoRE ¦ 2QU LoRE | Non-Red Flag Warning - Large Fires | 2024 | 3.308e-08 | 3.308e-08 | 5.475 | 0.71896 | 3.0715 | 1.6846 | 0 | 0 | 3.9884e-05 | 1.8112e-07 | 0 | 1.8112e-07 | 1.8112e-07 | 0 | 1.8112e-07 | [22 empty] | 7.3.3.17.5 (Remote Grid) Updates to grid topology to minimize risk of ignition in HFTDs Remote GridWLDFRWire-to-wire contactAggregated | WLDFR | HFTD - Distribution - Tier 2 - 1QU CoRE ¦ 2QU LoRE | Non-Red Flag Warning - Small Fires | Wire-to-wire contact | Aggregated | 2024 | 0.00051163 | 353.5334 | 0.18088 | 2024 | Mitigation | 0.95 | 45 | 0 | esc | 0.00097009 | 4.9633e-07 | 0.00097009 | 4.9633e-07
[35 empty] | WLDFR | HFTD - Distribution - Zone 1 - 4QU CoRE ¦ 1QU LoRE | 2025 | 0.7629 | 3.0786e-06 | 8.4626e-05 | 0 | 8.4626e-05 | 3.0786e-06 | 8.4626e-05 | 0 | 8.4626e-05 | 6.4561e-05 | 6.4561e-05 | 3.0786e-06 | 2.3486e-06 | 8.4626e-05 | 6.4561e-05 | 0 | 0 | 8.4626e-05 | 6.4561e-05 | [22 empty] | WLDFR | HFTD - Distribution - Tier 2 - 2QU CoRE ¦ 2QU LoRE | Non-Red Flag Warning - Large Fires | 2025 | 3.308e-08 | 3.308e-08 | 5.475 | 0.71896 | 3.0715 | 1.6846 | 0 | 0 | 3.9884e-05 | 1.8112e-07 | 0 | 1.8112e-07 | 1.8112e-07 | 0 | 1.8112e-07 | [22 empty] | 7.3.3.17.5 (Remote Grid) Updates to grid topology to minimize risk of ignition in HFTDs Remote GridWLDFRWire-to-wire contactAggregated | WLDFR | HFTD - Distribution - Tier 2 - 1QU CoRE ¦ 2QU LoRE | Non-Red Flag Warning - Small Fires | Wire-to-wire contact | Aggregated | 2025 | 0.00051163 | 353.5334 | 0.18088 | 2025 | Mitigation | 0.95 | 45 | 0 | esc | 0.00097009 | 4.9633e-07 | 0.00097009 | 4.9633e-07
[35 empty] | WLDFR | HFTD - Distribution - Zone 1 - 4QU CoRE ¦ 1QU LoRE | 2026 | 0.71299 | 3.0786e-06 | 8.4626e-05 | 0 | 8.4626e-05 | 3.0786e-06 | 8.4626e-05 | 0 | 8.4626e-05 | 6.0337e-05 | 6.0337e-05 | 3.0786e-06 | 2.195e-06 | 8.4626e-05 | 6.0337e-05 | 0 | 0 | 8.4626e-05 | 6.0337e-05 | [22 empty] | WLDFR | HFTD - Distribution - Tier 2 - 2QU CoRE ¦ 2QU LoRE | Non-Red Flag Warning - Large Fires | 2026 | 3.308e-08 | 3.308e-08 | 5.475 | 0.71896 | 3.0715 | 1.6846 | 0 | 0 | 3.9884e-05 | 1.8112e-07 | 0 | 1.8112e-07 | 1.8112e-07 | 0 | 1.8112e-07 | [22 empty] | 7.3.3.17.5 (Remote Grid) Updates to grid topology to minimize risk of ignition in HFTDs Remote GridWLDFRWire-to-wire contactAggregated | WLDFR | HFTD - Distribution - Tier 2 - 1QU CoRE ¦ 2QU LoRE | Non-Red Flag Warning - Small Fires | Wire-to-wire contact | Aggregated | 2026 | 0.00051163 | 353.5334 | 0.18088 | 2026 | Mitigation | 0.95 | 45 | 0 | esc | 0.00097009 | 4.9633e-07 | 0.00097009 | 4.9633e-07
[35 empty] | WLDFR | HFTD - Distribution - Zone 1 - 4QU CoRE ¦ 1QU LoRE | 2027 | 0.66634 | 3.0786e-06 | 8.4626e-05 | 0 | 8.4626e-05 | 3.0786e-06 | 8.4626e-05 | 0 | 8.4626e-05 | 5.639e-05 | 5.639e-05 | 3.0786e-06 | 2.0514e-06 | 8.4626e-05 | 5.639e-05 | 0 | 0 | 8.4626e-05 | 5.639e-05 | [22 empty] | WLDFR | HFTD - Distribution - Tier 2 - 2QU CoRE ¦ 2QU LoRE | Non-Red Flag Warning - Large Fires | 2027 | 3.308e-08 | 3.308e-08 | 5.475 | 0.71896 | 3.0715 | 1.6846 | 0 | 0 | 3.9884e-05 | 1.8112e-07 | 0 | 1.8112e-07 | 1.8112e-07 | 0 | 1.8112e-07 | [22 empty] | 7.3.3.17.5 (Remote Grid) Updates to grid topology to minimize risk of ignition in HFTDs Remote GridWLDFRWire-to-wire contactAggregated | WLDFR | HFTD - Distribution - Tier 2 - 1QU CoRE ¦ 2QU LoRE | Non-Red Flag Warning - Small Fires | Wire-to-wire contact | Aggregated | 2027 | 0.00051163 | 353.5334 | 0.18088 | 2027 | Mitigation | 0.95 | 45 | 0 | esc | 0.00097009 | 4.9633e-07 | 0.00097009 | 4.9633e-07
[35 empty] | WLDFR | HFTD - Distribution - Zone 1 - 4QU CoRE ¦ 1QU LoRE | 2028 | 0.62275 | 3.0786e-06 | 8.8392e-05 | 0 | 8.8392e-05 | 3.0786e-06 | 8.8392e-05 | 0 | 8.8392e-05 | 5.5046e-05 | 5.5046e-05 | 3.0786e-06 | 1.9172e-06 | 8.8392e-05 | 5.5046e-05 | 0 | 0 | 8.8392e-05 | 5.5046e-05 | [22 empty] | WLDFR | HFTD - Distribution - Tier 2 - 2QU CoRE ¦ 2QU LoRE | Non-Red Flag Warning - Large Fires | 2028 | 3.308e-08 | 3.308e-08 | 5.777 | 0.74734 | 3.238 | 1.7917 | 0 | 0 | 3.9884e-05 | 1.9111e-07 | 0 | 1.9111e-07 | 1.9111e-07 | 0 | 1.9111e-07 | [22 empty] | 7.3.3.17.5 (Remote Grid) Updates to grid topology to minimize risk of ignition in HFTDs Remote GridWLDFRWire-to-wire contactAggregated | WLDFR | HFTD - Distribution - Tier 2 - 1QU CoRE ¦ 2QU LoRE | Non-Red Flag Warning - Small Fires | Wire-to-wire contact | Aggregated | 2028 | 0.00051163 | 353.5334 | 0.18088 | 2028 | Mitigation | 0.95 | 45 | 0 | esc | 0.00097009 | 4.9633e-07 | 0.00097009 | 4.9633e-07
[35 empty] | WLDFR | HFTD - Distribution - Zone 1 - 4QU CoRE ¦ 1QU LoRE | 2029 | 0.58201 | 3.0786e-06 | 8.8392e-05 | 0 | 8.8392e-05 | 3.0786e-06 | 8.8392e-05 | 0 | 8.8392e-05 | 5.1445e-05 | 5.1445e-05 | 3.0786e-06 | 1.7917e-06 | 8.8392e-05 | 5.1445e-05 | 0 | 0 | 8.8392e-05 | 5.1445e-05 | [22 empty] | WLDFR | HFTD - Distribution - Tier 2 - 2QU CoRE ¦ 2QU LoRE | Non-Red Flag Warning - Large Fires | 2029 | 3.308e-08 | 3.308e-08 | 5.777 | 0.74734 | 3.238 | 1.7917 | 0 | 0 | 3.9884e-05 | 1.9111e-07 | 0 | 1.9111e-07 | 1.9111e-07 | 0 | 1.9111e-07 | [22 empty] | 7.3.3.17.5 (Remote Grid) Updates to grid topology to minimize risk of ignition in HFTDs Remote GridWLDFRWire-to-wire contactAggregated | WLDFR | HFTD - Distribution - Tier 2 - 1QU CoRE ¦ 2QU LoRE | Non-Red Flag Warning - Small Fires | Wire-to-wire contact | Aggregated | 2029 | 0.00051163 | 353.5334 | 0.18088 | 2029 | Mitigation | 0.95 | 45 | 0 | esc | 0.00097009 | 4.9633e-07 | 0.00097009 | 4.9633e-07
[35 empty] | WLDFR | HFTD - Distribution - Zone 1 - 4QU CoRE ¦ 1QU LoRE | 2030 | 0.54393 | 3.0786e-06 | 8.8392e-05 | 0 | 8.8392e-05 | 3.0786e-06 | 8.8392e-05 | 0 | 8.8392e-05 | 4.808e-05 | 4.808e-05 | 3.0786e-06 | 1.6745e-06 | 8.8392e-05 | 4.808e-05 | 0 | 0 | 8.8392e-05 | 4.808e-05 | [22 empty] | WLDFR | HFTD - Distribution - Tier 2 - 2QU CoRE ¦ 2QU LoRE | Non-Red Flag Warning - Large Fires | 2030 | 3.308e-08 | 3.308e-08 | 5.777 | 0.74734 | 3.238 | 1.7917 | 0 | 0 | 3.9884e-05 | 1.9111e-07 | 0 | 1.9111e-07 | 1.9111e-07 | 0 | 1.9111e-07 | [22 empty] | 7.3.3.17.5 (Remote Grid) Updates to grid topology to minimize risk of ignition in HFTDs Remote GridWLDFRWire-to-wire contactAggregated | WLDFR | HFTD - Distribution - Tier 2 - 1QU CoRE ¦ 2QU LoRE | Non-Red Flag Warning - Small Fires | Wire-to-wire contact | Aggregated | 2030 | 0.00051163 | 353.5334 | 0.18088 | 2030 | Mitigation | 0.95 | 45 | 0 | esc | 0.00097009 | 4.9633e-07 | 0.00097009 | 4.9633e-07
[35 empty] | WLDFR | HFTD - Distribution - Zone 1 - 4QU CoRE ¦ 1QU LoRE | 2031 | 0.50835 | 3.0786e-06 | 8.8392e-05 | 0 | 8.8392e-05 | 3.0786e-06 | 8.8392e-05 | 0 | 8.8392e-05 | 4.4934e-05 | 4.4934e-05 | 3.0786e-06 | 1.565e-06 | 8.8392e-05 | 4.4934e-05 | 0 | 0 | 8.8392e-05 | 4.4934e-05 | [22 empty] | WLDFR | HFTD - Distribution - Tier 2 - 2QU CoRE ¦ 2QU LoRE | Non-Red Flag Warning - Large Fires | 2031 | 3.308e-08 | 3.308e-08 | 5.777 | 0.74734 | 3.238 | 1.7917 | 0 | 0 | 3.9884e-05 | 1.9111e-07 | 0 | 1.9111e-07 | 1.9111e-07 | 0 | 1.9111e-07 | [22 empty] | 7.3.3.17.5 (Remote Grid) Updates to grid topology to minimize risk of ignition in HFTDs Remote GridWLDFRWire-to-wire contactAggregated | WLDFR | HFTD - Distribution - Tier 2 - 1QU CoRE ¦ 2QU LoRE | Non-Red Flag Warning - Small Fires | Wire-to-wire contact | Aggregated | 2031 | 0.00051163 | 353.5334 | 0.18088 | 2031 | Mitigation | 0.95 | 45 | 0 | esc | 0.00097009 | 4.9633e-07 | 0.00097009 | 4.9633e-07
[35 empty] | WLDFR | HFTD - Distribution - Zone 1 - 4QU CoRE ¦ 1QU LoRE | 2032 | 0.47509 | 3.0786e-06 | 8.8392e-05 | 0 | 8.8392e-05 | 3.0786e-06 | 8.8392e-05 | 0 | 8.8392e-05 | 4.1995e-05 | 4.1995e-05 | 3.0786e-06 | 1.4626e-06 | 8.8392e-05 | 4.1995e-05 | 0 | 0 | 8.8392e-05 | 4.1995e-05 | [22 empty] | WLDFR | HFTD - Distribution - Tier 2 - 2QU CoRE ¦ 2QU LoRE | Non-Red Flag Warning - Large Fires | 2032 | 3.308e-08 | 3.308e-08 | 5.777 | 0.74734 | 3.238 | 1.7917 | 0 | 0 | 3.9884e-05 | 1.9111e-07 | 0 | 1.9111e-07 | 1.9111e-07 | 0 | 1.9111e-07 | [22 empty] | 7.3.3.17.5 (Remote Grid) Updates to grid topology to minimize risk of ignition in HFTDs Remote GridWLDFRWire-to-wire contactAggregated | WLDFR | HFTD - Distribution - Tier 2 - 1QU CoRE ¦ 2QU LoRE | Non-Red Flag Warning - Small Fires | Wire-to-wire contact | Aggregated | 2032 | 0.00051163 | 353.5334 | 0.18088 | 2032 | Mitigation | 0.95 | 45 | 0 | esc | 0.00097009 | 4.9633e-07 | 0.00097009 | 4.9633e-07
[35 empty] | WLDFR | HFTD - Distribution - Zone 1 - 4QU CoRE ¦ 1QU LoRE | 2033 | 0.44401 | 3.0786e-06 | 9.2577e-05 | 0 | 9.2577e-05 | 3.0786e-06 | 9.2577e-05 | 0 | 9.2577e-05 | 4.1105e-05 | 4.1105e-05 | 3.0786e-06 | 1.3669e-06 | 9.2577e-05 | 4.1105e-05 | 0 | 0 | 9.2577e-05 | 4.1105e-05 | [22 empty] | WLDFR | HFTD - Distribution - Tier 2 - 2QU CoRE ¦ 2QU LoRE | Non-Red Flag Warning - Large Fires | 2033 | 3.308e-08 | 3.308e-08 | 6.1205 | 0.77885 | 3.4265 | 1.9151 | 0 | 0 | 3.9884e-05 | 2.0247e-07 | 0 | 2.0247e-07 | 2.0247e-07 | 0 | 2.0247e-07 | [22 empty] | 7.3.3.17.5 (Remote Grid) Updates to grid topology to minimize risk of ignition in HFTDs Remote GridWLDFRWire-to-wire contactAggregated | WLDFR | HFTD - Distribution - Tier 2 - 1QU CoRE ¦ 2QU LoRE | Non-Red Flag Warning - Small Fires | Wire-to-wire contact | Aggregated | 2033 | 0.00051163 | 353.5334 | 0.18088 | 2033 | Mitigation | 0.95 | 45 | 0 | esc | 0.00097009 | 4.9633e-07 | 0.00097009 | 4.9633e-07
[35 empty] | WLDFR | HFTD - Distribution - Zone 1 - 4QU CoRE ¦ 1QU LoRE | 2034 | 0.41496 | 3.0786e-06 | 9.2577e-05 | 0 | 9.2577e-05 | 3.0786e-06 | 9.2577e-05 | 0 | 9.2577e-05 | 3.8416e-05 | 3.8416e-05 | 3.0786e-06 | 1.2775e-06 | 9.2577e-05 | 3.8416e-05 | 0 | 0 | 9.2577e-05 | 3.8416e-05 | [22 empty] | WLDFR | HFTD - Distribution - Tier 2 - 2QU CoRE ¦ 2QU LoRE | Non-Red Flag Warning - Large Fires | 2034 | 3.308e-08 | 3.308e-08 | 6.1205 | 0.77885 | 3.4265 | 1.9151 | 0 | 0 | 3.9884e-05 | 2.0247e-07 | 0 | 2.0247e-07 | 2.0247e-07 | 0 | 2.0247e-07 | [22 empty] | 7.3.3.17.5 (Remote Grid) Updates to grid topology to minimize risk of ignition in HFTDs Remote GridWLDFRWire-to-wire contactAggregated | WLDFR | HFTD - Distribution - Tier 2 - 1QU CoRE ¦ 2QU LoRE | Non-Red Flag Warning - Small Fires | Wire-to-wire contact | Aggregated | 2034 | 0.00051163 | 353.5334 | 0.18088 | 2034 | Mitigation | 0.95 | 45 | 0 | esc | 0.00097009 | 4.9633e-07 | 0.00097009 | 4.9633e-07
[35 empty] | WLDFR | HFTD - Distribution - Zone 1 - 4QU CoRE ¦ 1QU LoRE | 2035 | 0.38782 | 3.0786e-06 | 9.2577e-05 | 0 | 9.2577e-05 | 3.0786e-06 | 9.2577e-05 | 0 | 9.2577e-05 | 3.5903e-05 | 3.5903e-05 | 3.0786e-06 | 1.1939e-06 | 9.2577e-05 | 3.5903e-05 | 0 | 0 | 9.2577e-05 | 3.5903e-05 | [22 empty] | WLDFR | HFTD - Distribution - Tier 2 - 2QU CoRE ¦ 2QU LoRE | Non-Red Flag Warning - Large Fires | 2035 | 3.308e-08 | 3.308e-08 | 6.1205 | 0.77885 | 3.4265 | 1.9151 | 0 | 0 | 3.9884e-05 | 2.0247e-07 | 0 | 2.0247e-07 | 2.0247e-07 | 0 | 2.0247e-07 | [22 empty] | 7.3.3.17.5 (Remote Grid) Updates to grid topology to minimize risk of ignition in HFTDs Remote GridWLDFRWire-to-wire contactAggregated | WLDFR | HFTD - Distribution - Tier 2 - 1QU CoRE ¦ 2QU LoRE | Non-Red Flag Warning - Small Fires | Wire-to-wire contact | Aggregated | 2035 | 0.00051163 | 353.5334 | 0.18088 | 2035 | Mitigation | 0.95 | 45 | 0 | esc | 0.00097009 | 4.9633e-07 | 0.00097009 | 4.9633e-07
[35 empty] | WLDFR | HFTD - Distribution - Zone 1 - 4QU CoRE ¦ 1QU LoRE | 2036 | 0.36245 | 3.0786e-06 | 9.2577e-05 | 0 | 9.2577e-05 | 3.0786e-06 | 9.2577e-05 | 0 | 9.2577e-05 | 3.3554e-05 | 3.3554e-05 | 3.0786e-06 | 1.1158e-06 | 9.2577e-05 | 3.3554e-05 | 0 | 0 | 9.2577e-05 | 3.3554e-05 | [22 empty] | WLDFR | HFTD - Distribution - Tier 2 - 2QU CoRE ¦ 2QU LoRE | Non-Red Flag Warning - Large Fires | 2036 | 3.308e-08 | 3.308e-08 | 6.1205 | 0.77885 | 3.4265 | 1.9151 | 0 | 0 | 3.9884e-05 | 2.0247e-07 | 0 | 2.0247e-07 | 2.0247e-07 | 0 | 2.0247e-07 | [22 empty] | 7.3.3.17.5 (Remote Grid) Updates to grid topology to minimize risk of ignition in HFTDs Remote GridWLDFRWire-to-wire contactAggregated | WLDFR | HFTD - Distribution - Tier 2 - 1QU CoRE ¦ 2QU LoRE | Non-Red Flag Warning - Small Fires | Wire-to-wire contact | Aggregated | 2036 | 0.00051163 | 353.5334 | 0.18088 | 2036 | Mitigation | 0.95 | 45 | 0 | esc | 0.00097009 | 4.9633e-07 | 0.00097009 | 4.9633e-07
[35 empty] | WLDFR | HFTD - Distribution - Zone 1 - 4QU CoRE ¦ 1QU LoRE | 2037 | 0.33873 | 3.0786e-06 | 9.2577e-05 | 0 | 9.2577e-05 | 3.0786e-06 | 9.2577e-05 | 0 | 9.2577e-05 | 3.1359e-05 | 3.1359e-05 | 3.0786e-06 | 1.0428e-06 | 9.2577e-05 | 3.1359e-05 | 0 | 0 | 9.2577e-05 | 3.1359e-05 | [22 empty] | WLDFR | HFTD - Distribution - Tier 2 - 2QU CoRE ¦ 2QU LoRE | Non-Red Flag Warning - Large Fires | 2037 | 3.308e-08 | 3.308e-08 | 6.1205 | 0.77885 | 3.4265 | 1.9151 | 0 | 0 | 3.9884e-05 | 2.0247e-07 | 0 | 2.0247e-07 | 2.0247e-07 | 0 | 2.0247e-07 | [22 empty] | 7.3.3.17.5 (Remote Grid) Updates to grid topology to minimize risk of ignition in HFTDs Remote GridWLDFRWire-to-wire contactAggregated | WLDFR | HFTD - Distribution - Tier 2 - 1QU CoRE ¦ 2QU LoRE | Non-Red Flag Warning - Small Fires | Wire-to-wire contact | Aggregated | 2037 | 0.00051163 | 353.5334 | 0.18088 | 2037 | Mitigation | 0.95 | 45 | 0 | esc | 0.00097009 | 4.9633e-07 | 0.00097009 | 4.9633e-07
[35 empty] | WLDFR | HFTD - Distribution - Zone 1 - 4QU CoRE ¦ 1QU LoRE | 2038 | 0.31657 | 3.0786e-06 | 9.712e-05 | 0 | 9.712e-05 | 3.0786e-06 | 9.712e-05 | 0 | 9.712e-05 | 3.0746e-05 | 3.0746e-05 | 3.0786e-06 | 9.7459e-07 | 9.712e-05 | 3.0746e-05 | 0 | 0 | 9.712e-05 | 3.0746e-05 | [22 empty] | WLDFR | HFTD - Distribution - Tier 2 - 2QU CoRE ¦ 2QU LoRE | Non-Red Flag Warning - Large Fires | 2038 | 3.308e-08 | 3.308e-08 | 6.5028 | 0.81304 | 3.6355 | 2.0543 | 0 | 0 | 3.9884e-05 | 2.1511e-07 | 0 | 2.1511e-07 | 2.1511e-07 | 0 | 2.1511e-07 | [22 empty] | 7.3.3.17.5 (Remote Grid) Updates to grid topology to minimize risk of ignition in HFTDs Remote GridWLDFRWire-to-wire contactAggregated | WLDFR | HFTD - Distribution - Tier 2 - 1QU CoRE ¦ 2QU LoRE | Non-Red Flag Warning - Small Fires | Wire-to-wire contact | Aggregated | 2038 | 0.00051163 | 353.5334 | 0.18088 | 2038 | Mitigation | 0.95 | 45 | 0 | esc | 0.00097009 | 4.9633e-07 | 0.00097009 | 4.9633e-07
[35 empty] | WLDFR | HFTD - Distribution - Zone 1 - 4QU CoRE ¦ 1QU LoRE | 2039 | 0.29586 | 3.0786e-06 | 9.712e-05 | 0 | 9.712e-05 | 3.0786e-06 | 9.712e-05 | 0 | 9.712e-05 | 2.8734e-05 | 2.8734e-05 | 3.0786e-06 | 9.1083e-07 | 9.712e-05 | 2.8734e-05 | 0 | 0 | 9.712e-05 | 2.8734e-05 | [22 empty] | WLDFR | HFTD - Distribution - Tier 2 - 2QU CoRE ¦ 2QU LoRE | Non-Red Flag Warning - Large Fires | 2039 | 3.308e-08 | 3.308e-08 | 6.5028 | 0.81304 | 3.6355 | 2.0543 | 0 | 0 | 3.9884e-05 | 2.1511e-07 | 0 | 2.1511e-07 | 2.1511e-07 | 0 | 2.1511e-07 | [22 empty] | 7.3.3.17.5 (Remote Grid) Updates to grid topology to minimize risk of ignition in HFTDs Remote GridWLDFRWire-to-wire contactAggregated | WLDFR | HFTD - Distribution - Tier 2 - 1QU CoRE ¦ 2QU LoRE | Non-Red Flag Warning - Small Fires | Wire-to-wire contact | Aggregated | 2039 | 0.00051163 | 353.5334 | 0.18088 | 2039 | Mitigation | 0.95 | 45 | 0 | esc | 0.00097009 | 4.9633e-07 | 0.00097009 | 4.9633e-07
[35 empty] | WLDFR | HFTD - Distribution - Zone 1 - 4QU CoRE ¦ 1QU LoRE | 2040 | 0.27651 | 3.0786e-06 | 9.712e-05 | 0 | 9.712e-05 | 3.0786e-06 | 9.712e-05 | 0 | 9.712e-05 | 2.6854e-05 | 2.6854e-05 | 3.0786e-06 | 8.5125e-07 | 9.712e-05 | 2.6854e-05 | 0 | 0 | 9.712e-05 | 2.6854e-05 | [22 empty] | WLDFR | HFTD - Distribution - Tier 2 - 2QU CoRE ¦ 2QU LoRE | Non-Red Flag Warning - Large Fires | 2040 | 3.308e-08 | 3.308e-08 | 6.5028 | 0.81304 | 3.6355 | 2.0543 | 0 | 0 | 3.9884e-05 | 2.1511e-07 | 0 | 2.1511e-07 | 2.1511e-07 | 0 | 2.1511e-07 | [22 empty] | 7.3.3.17.5 (Remote Grid) Updates to grid topology to minimize risk of ignition in HFTDs Remote GridWLDFRWire-to-wire contactAggregated | WLDFR | HFTD - Distribution - Tier 2 - 1QU CoRE ¦ 2QU LoRE | Non-Red Flag Warning - Small Fires | Wire-to-wire contact | Aggregated | 2040 | 0.00051163 | 353.5334 | 0.18088 | 2040 | Mitigation | 0.95 | 45 | 0 | esc | 0.00097009 | 4.9633e-07 | 0.00097009 | 4.9633e-07
[35 empty] | WLDFR | HFTD - Distribution - Zone 1 - 4QU CoRE ¦ 1QU LoRE | 2041 | 0.25842 | 3.0786e-06 | 9.712e-05 | 0 | 9.712e-05 | 3.0786e-06 | 9.712e-05 | 0 | 9.712e-05 | 2.5098e-05 | 2.5098e-05 | 3.0786e-06 | 7.9556e-07 | 9.712e-05 | 2.5098e-05 | 0 | 0 | 9.712e-05 | 2.5098e-05 | [22 empty] | WLDFR | HFTD - Distribution - Tier 2 - 2QU CoRE ¦ 2QU LoRE | Non-Red Flag Warning - Large Fires | 2041 | 3.308e-08 | 3.308e-08 | 6.5028 | 0.81304 | 3.6355 | 2.0543 | 0 | 0 | 3.9884e-05 | 2.1511e-07 | 0 | 2.1511e-07 | 2.1511e-07 | 0 | 2.1511e-07 | [22 empty] | 7.3.3.17.5 (Remote Grid) Updates to grid topology to minimize risk of ignition in HFTDs Remote GridWLDFRWire-to-wire contactAggregated | WLDFR | HFTD - Distribution - Tier 2 - 1QU CoRE ¦ 2QU LoRE | Non-Red Flag Warning - Small Fires | Wire-to-wire contact | Aggregated | 2041 | 0.00051163 | 353.5334 | 0.18088 | 2041 | Mitigation | 0.95 | 45 | 0 | esc | 0.00097009 | 4.9633e-07 | 0.00097009 | 4.9633e-07
[35 empty] | WLDFR | HFTD - Distribution - Zone 1 - 4QU CoRE ¦ 1QU LoRE | 2042 | 0.24151 | 3.0786e-06 | 9.712e-05 | 0 | 9.712e-05 | 3.0786e-06 | 9.712e-05 | 0 | 9.712e-05 | 2.3456e-05 | 2.3456e-05 | 3.0786e-06 | 7.4351e-07 | 9.712e-05 | 2.3456e-05 | 0 | 0 | 9.712e-05 | 2.3456e-05 | [22 empty] | WLDFR | HFTD - Distribution - Tier 2 - 2QU CoRE ¦ 2QU LoRE | Non-Red Flag Warning - Large Fires | 2042 | 3.308e-08 | 3.308e-08 | 6.5028 | 0.81304 | 3.6355 | 2.0543 | 0 | 0 | 3.9884e-05 | 2.1511e-07 | 0 | 2.1511e-07 | 2.1511e-07 | 0 | 2.1511e-07 | [22 empty] | 7.3.3.17.5 (Remote Grid) Updates to grid topology to minimize risk of ignition in HFTDs Remote GridWLDFRWire-to-wire contactAggregated | WLDFR | HFTD - Distribution - Tier 2 - 1QU CoRE ¦ 2QU LoRE | Non-Red Flag Warning - Small Fires | Wire-to-wire contact | Aggregated | 2042 | 0.00051163 | 353.5334 | 0.18088 | 2042 | Mitigation | 0.95 | 45 | 0 | esc | 0.00097009 | 4.9633e-07 | 0.00097009 | 4.9633e-07
[35 empty] | WLDFR | HFTD - Distribution - Zone 1 - 4QU CoRE ¦ 1QU LoRE | 2043 | 0.22571 | 3.0786e-06 | 0.00010196 | 0 | 0.00010196 | 3.0786e-06 | 0.00010196 | 0 | 0.00010196 | 2.3013e-05 | 2.3013e-05 | 3.0786e-06 | 6.9487e-07 | 0.00010196 | 2.3013e-05 | 0 | 0 | 0.00010196 | 2.3013e-05 | [22 empty] | WLDFR | HFTD - Distribution - Tier 2 - 2QU CoRE ¦ 2QU LoRE | Non-Red Flag Warning - Large Fires | 2043 | 3.308e-08 | 3.308e-08 | 6.9209 | 0.84944 | 3.8632 | 2.2083 | 0 | 0 | 3.9884e-05 | 2.2895e-07 | 0 | 2.2895e-07 | 2.2895e-07 | 0 | 2.2895e-07 | [22 empty] | 7.3.3.17.5 (Remote Grid) Updates to grid topology to minimize risk of ignition in HFTDs Remote GridWLDFRWire-to-wire contactAggregated | WLDFR | HFTD - Distribution - Tier 2 - 1QU CoRE ¦ 2QU LoRE | Non-Red Flag Warning - Small Fires | Wire-to-wire contact | Aggregated | 2043 | 0.00051163 | 353.5334 | 0.18088 | 2043 | Mitigation | 0.95 | 45 | 0 | esc | 0.00097009 | 4.9633e-07 | 0.00097009 | 4.9633e-07
[35 empty] | WLDFR | HFTD - Distribution - Zone 1 - 4QU CoRE ¦ 1QU LoRE | 2044 | 0.21095 | 3.0786e-06 | 0.00010196 | 0 | 0.00010196 | 3.0786e-06 | 0.00010196 | 0 | 0.00010196 | 2.1508e-05 | 2.1508e-05 | 3.0786e-06 | 6.4941e-07 | 0.00010196 | 2.1508e-05 | 0 | 0 | 0.00010196 | 2.1508e-05 | [22 empty] | WLDFR | HFTD - Distribution - Tier 2 - 2QU CoRE ¦ 2QU LoRE | Non-Red Flag Warning - Large Fires | 2044 | 3.308e-08 | 3.308e-08 | 6.9209 | 0.84944 | 3.8632 | 2.2083 | 0 | 0 | 3.9884e-05 | 2.2895e-07 | 0 | 2.2895e-07 | 2.2895e-07 | 0 | 2.2895e-07 | [22 empty] | 7.3.3.17.5 (Remote Grid) Updates to grid topology to minimize risk of ignition in HFTDs Remote GridWLDFRWire-to-wire contactAggregated | WLDFR | HFTD - Distribution - Tier 2 - 1QU CoRE ¦ 2QU LoRE | Non-Red Flag Warning - Small Fires | Wire-to-wire contact | Aggregated | 2044 | 0.00051163 | 353.5334 | 0.18088 | 2044 | Mitigation | 0.95 | 45 | 0 | esc | 0.00097009 | 4.9633e-07 | 0.00097009 | 4.9633e-07
[35 empty] | WLDFR | HFTD - Distribution - Zone 1 - 4QU CoRE ¦ 1QU LoRE | 2045 | 0.19715 | 3.0786e-06 | 0.00010196 | 0 | 0.00010196 | 3.0786e-06 | 0.00010196 | 0 | 0.00010196 | 2.0101e-05 | 2.0101e-05 | 3.0786e-06 | 6.0693e-07 | 0.00010196 | 2.0101e-05 | 0 | 0 | 0.00010196 | 2.0101e-05 | [22 empty] | WLDFR | HFTD - Distribution - Tier 2 - 2QU CoRE ¦ 2QU LoRE | Non-Red Flag Warning - Large Fires | 2045 | 3.308e-08 | 3.308e-08 | 6.9209 | 0.84944 | 3.8632 | 2.2083 | 0 | 0 | 3.9884e-05 | 2.2895e-07 | 0 | 2.2895e-07 | 2.2895e-07 | 0 | 2.2895e-07 | [22 empty] | 7.3.3.17.5 (Remote Grid) Updates to grid topology to minimize risk of ignition in HFTDs Remote GridWLDFRWire-to-wire contactAggregated | WLDFR | HFTD - Distribution - Tier 2 - 1QU CoRE ¦ 2QU LoRE | Non-Red Flag Warning - Small Fires | Wire-to-wire contact | Aggregated | 2045 | 0.00051163 | 353.5334 | 0.18088 | 2045 | Mitigation | 0.95 | 45 | 0 | esc | 0.00097009 | 4.9633e-07 | 0.00097009 | 4.9633e-07
[35 empty] | WLDFR | HFTD - Distribution - Zone 1 - 4QU CoRE ¦ 1QU LoRE | 2046 | 0.18425 | 3.0786e-06 | 0.00010196 | 0 | 0.00010196 | 3.0786e-06 | 0.00010196 | 0 | 0.00010196 | 1.8786e-05 | 1.8786e-05 | 3.0786e-06 | 5.6722e-07 | 0.00010196 | 1.8786e-05 | 0 | 0 | 0.00010196 | 1.8786e-05 | [22 empty] | WLDFR | HFTD - Distribution - Tier 2 - 2QU CoRE ¦ 2QU LoRE | Non-Red Flag Warning - Large Fires | 2046 | 3.308e-08 | 3.308e-08 | 6.9209 | 0.84944 | 3.8632 | 2.2083 | 0 | 0 | 3.9884e-05 | 2.2895e-07 | 0 | 2.2895e-07 | 2.2895e-07 | 0 | 2.2895e-07 | [22 empty] | 7.3.3.17.5 (Remote Grid) Updates to grid topology to minimize risk of ignition in HFTDs Remote GridWLDFRWire-to-wire contactAggregated | WLDFR | HFTD - Distribution - Tier 2 - 1QU CoRE ¦ 2QU LoRE | Non-Red Flag Warning - Small Fires | Wire-to-wire contact | Aggregated | 2046 | 0.00051163 | 353.5334 | 0.18088 | 2046 | Mitigation | 0.95 | 45 | 0 | esc | 0.00097009 | 4.9633e-07 | 0.00097009 | 4.9633e-07
[35 empty] | WLDFR | HFTD - Distribution - Zone 1 - 4QU CoRE ¦ 1QU LoRE | 2047 | 0.1722 | 3.0786e-06 | 0.00010196 | 0 | 0.00010196 | 3.0786e-06 | 0.00010196 | 0 | 0.00010196 | 1.7557e-05 | 1.7557e-05 | 3.0786e-06 | 5.3011e-07 | 0.00010196 | 1.7557e-05 | 0 | 0 | 0.00010196 | 1.7557e-05 | [22 empty] | WLDFR | HFTD - Distribution - Tier 2 - 2QU CoRE ¦ 2QU LoRE | Non-Red Flag Warning - Large Fires | 2047 | 3.308e-08 | 3.308e-08 | 6.9209 | 0.84944 | 3.8632 | 2.2083 | 0 | 0 | 3.9884e-05 | 2.2895e-07 | 0 | 2.2895e-07 | 2.2895e-07 | 0 | 2.2895e-07 | [22 empty] | 7.3.3.17.5 (Remote Grid) Updates to grid topology to minimize risk of ignition in HFTDs Remote GridWLDFRWire-to-wire contactAggregated | WLDFR | HFTD - Distribution - Tier 2 - 1QU CoRE ¦ 2QU LoRE | Non-Red Flag Warning - Small Fires | Wire-to-wire contact | Aggregated | 2047 | 0.00051163 | 353.5334 | 0.18088 | 2047 | Mitigation | 0.95 | 45 | 0 | esc | 0.00097009 | 4.9633e-07 | 0.00097009 | 4.9633e-07
[35 empty] | WLDFR | HFTD - Distribution - Zone 1 - 4QU CoRE ¦ 1QU LoRE | 2048 | 0.16093 | 3.0786e-06 | 0.00010703 | 0 | 0.00010703 | 3.0786e-06 | 0.00010703 | 0 | 0.00010703 | 1.7224e-05 | 1.7224e-05 | 3.0786e-06 | 4.9543e-07 | 0.00010703 | 1.7224e-05 | 0 | 0 | 0.00010703 | 1.7224e-05 | [22 empty] | WLDFR | HFTD - Distribution - Tier 2 - 2QU CoRE ¦ 2QU LoRE | Non-Red Flag Warning - Large Fires | 2048 | 3.308e-08 | 3.308e-08 | 7.3713 | 0.88759 | 4.1075 | 2.3763 | 0 | 0 | 3.9884e-05 | 2.4385e-07 | 0 | 2.4385e-07 | 2.4385e-07 | 0 | 2.4385e-07 | [22 empty] | 7.3.3.17.5 (Remote Grid) Updates to grid topology to minimize risk of ignition in HFTDs Remote GridWLDFRWire-to-wire contactAggregated | WLDFR | HFTD - Distribution - Tier 2 - 1QU CoRE ¦ 2QU LoRE | Non-Red Flag Warning - Small Fires | Wire-to-wire contact | Aggregated | 2048 | 0.00051163 | 353.5334 | 0.18088 | 2048 | Mitigation | 0.95 | 45 | 0 | esc | 0.00097009 | 4.9633e-07 | 0.00097009 | 4.9633e-07
[35 empty] | WLDFR | HFTD - Distribution - Zone 1 - 4QU CoRE ¦ 1QU LoRE | 2049 | 0.1504 | 3.0786e-06 | 0.00010703 | 0 | 0.00010703 | 3.0786e-06 | 0.00010703 | 0 | 0.00010703 | 1.6097e-05 | 1.6097e-05 | 3.0786e-06 | 4.6302e-07 | 0.00010703 | 1.6097e-05 | 0 | 0 | 0.00010703 | 1.6097e-05 | [22 empty] | WLDFR | HFTD - Distribution - Tier 2 - 2QU CoRE ¦ 2QU LoRE | Non-Red Flag Warning - Large Fires | 2049 | 3.308e-08 | 3.308e-08 | 7.3713 | 0.88759 | 4.1075 | 2.3763 | 0 | 0 | 3.9884e-05 | 2.4385e-07 | 0 | 2.4385e-07 | 2.4385e-07 | 0 | 2.4385e-07 | [22 empty] | 7.3.3.17.5 (Remote Grid) Updates to grid topology to minimize risk of ignition in HFTDs Remote GridWLDFRWire-to-wire contactAggregated | WLDFR | HFTD - Distribution - Tier 2 - 1QU CoRE ¦ 2QU LoRE | Non-Red Flag Warning - Small Fires | Wire-to-wire contact | Aggregated | 2049 | 0.00051163 | 353.5334 | 0.18088 | 2049 | Mitigation | 0.95 | 45 | 0 | esc | 0.00097009 | 4.9633e-07 | 0.00097009 | 4.9633e-07
[35 empty] | WLDFR | HFTD - Distribution - Zone 1 - 4QU CoRE ¦ 1QU LoRE | 2050 | 0.14056 | 3.0786e-06 | 0.00010703 | 0 | 0.00010703 | 3.0786e-06 | 0.00010703 | 0 | 0.00010703 | 1.5044e-05 | 1.5044e-05 | 3.0786e-06 | 4.3273e-07 | 0.00010703 | 1.5044e-05 | 0 | 0 | 0.00010703 | 1.5044e-05 | [22 empty] | WLDFR | HFTD - Distribution - Tier 2 - 2QU CoRE ¦ 2QU LoRE | Non-Red Flag Warning - Large Fires | 2050 | 3.308e-08 | 3.308e-08 | 7.3713 | 0.88759 | 4.1075 | 2.3763 | 0 | 0 | 3.9884e-05 | 2.4385e-07 | 0 | 2.4385e-07 | 2.4385e-07 | 0 | 2.4385e-07 | [22 empty] | 7.3.3.17.5 (Remote Grid) Updates to grid topology to minimize risk of ignition in HFTDs Remote GridWLDFRWire-to-wire contactAggregated | WLDFR | HFTD - Distribution - Tier 2 - 1QU CoRE ¦ 2QU LoRE | Non-Red Flag Warning - Small Fires | Wire-to-wire contact | Aggregated | 2050 | 0.00051163 | 353.5334 | 0.18088 | 2050 | Mitigation | 0.95 | 45 | 0 | esc | 0.00097009 | 4.9633e-07 | 0.00097009 | 4.9633e-07
[35 empty] | WLDFR | HFTD - Distribution - Zone 1 - 4QU CoRE ¦ 1QU LoRE | 2051 | 0.13137 | 3.0786e-06 | 0.00010703 | 0 | 0.00010703 | 3.0786e-06 | 0.00010703 | 0 | 0.00010703 | 1.406e-05 | 1.406e-05 | 3.0786e-06 | 4.0442e-07 | 0.00010703 | 1.406e-05 | 0 | 0 | 0.00010703 | 1.406e-05 | [22 empty] | WLDFR | HFTD - Distribution - Tier 2 - 2QU CoRE ¦ 2QU LoRE | Non-Red Flag Warning - Large Fires | 2051 | 3.308e-08 | 3.308e-08 | 7.3713 | 0.88759 | 4.1075 | 2.3763 | 0 | 0 | 3.9884e-05 | 2.4385e-07 | 0 | 2.4385e-07 | 2.4385e-07 | 0 | 2.4385e-07 | [22 empty] | 7.3.3.17.5 (Remote Grid) Updates to grid topology to minimize risk of ignition in HFTDs Remote GridWLDFRWire-to-wire contactAggregated | WLDFR | HFTD - Distribution - Tier 2 - 1QU CoRE ¦ 2QU LoRE | Non-Red Flag Warning - Small Fires | Wire-to-wire contact | Aggregated | 2051 | 0.00051163 | 353.5334 | 0.18088 | 2051 | Mitigation | 0.95 | 45 | 0 | esc | 0.00097009 | 4.9633e-07 | 0.00097009 | 4.9633e-07
[35 empty] | WLDFR | HFTD - Distribution - Zone 1 - 4QU CoRE ¦ 1QU LoRE | 2052 | 0.12277 | 3.0786e-06 | 0.00010703 | 0 | 0.00010703 | 3.0786e-06 | 0.00010703 | 0 | 0.00010703 | 1.314e-05 | 1.314e-05 | 3.0786e-06 | 3.7796e-07 | 0.00010703 | 1.314e-05 | 0 | 0 | 0.00010703 | 1.314e-05 | [22 empty] | WLDFR | HFTD - Distribution - Tier 2 - 2QU CoRE ¦ 2QU LoRE | Non-Red Flag Warning - Large Fires | 2052 | 3.308e-08 | 3.308e-08 | 7.3713 | 0.88759 | 4.1075 | 2.3763 | 0 | 0 | 3.9884e-05 | 2.4385e-07 | 0 | 2.4385e-07 | 2.4385e-07 | 0 | 2.4385e-07 | [22 empty] | 7.3.3.17.5 (Remote Grid) Updates to grid topology to minimize risk of ignition in HFTDs Remote GridWLDFRWire-to-wire contactAggregated | WLDFR | HFTD - Distribution - Tier 2 - 1QU CoRE ¦ 2QU LoRE | Non-Red Flag Warning - Small Fires | Wire-to-wire contact | Aggregated | 2052 | 0.00051163 | 353.5334 | 0.18088 | 2052 | Mitigation | 0.95 | 45 | 0 | esc | 0.00097009 | 4.9633e-07 | 0.00097009 | 4.9633e-07
[35 empty] | WLDFR | HFTD - Distribution - Zone 1 - 4QU CoRE ¦ 1QU LoRE | 2053 | 0.11474 | 3.0786e-06 | 0.00011227 | 0 | 0.00011227 | 3.0786e-06 | 0.00011227 | 0 | 0.00011227 | 1.2882e-05 | 1.2882e-05 | 3.0786e-06 | 3.5324e-07 | 0.00011227 | 1.2882e-05 | 0 | 0 | 0.00011227 | 1.2882e-05 | [22 empty] | WLDFR | HFTD - Distribution - Tier 2 - 2QU CoRE ¦ 2QU LoRE | Non-Red Flag Warning - Large Fires | 2053 | 3.308e-08 | 3.308e-08 | 7.8503 | 0.92702 | 4.3664 | 2.5569 | 0 | 0 | 3.9884e-05 | 2.5969e-07 | 0 | 2.5969e-07 | 2.5969e-07 | 0 | 2.5969e-07 | [22 empty] | 7.3.3.17.5 (Remote Grid) Updates to grid topology to minimize risk of ignition in HFTDs Remote GridWLDFRWire-to-wire contactAggregated | WLDFR | HFTD - Distribution - Tier 2 - 1QU CoRE ¦ 2QU LoRE | Non-Red Flag Warning - Small Fires | Wire-to-wire contact | Aggregated | 2053 | 0.00051163 | 353.5334 | 0.18088 | 2053 | Mitigation | 0.95 | 45 | 0 | esc | 0.00097009 | 4.9633e-07 | 0.00097009 | 4.9633e-07
[35 empty] | WLDFR | HFTD - Distribution - Zone 1 - 4QU CoRE ¦ 1QU LoRE | 2054 | 0.10723 | 3.0786e-06 | 0.00011227 | 0 | 0.00011227 | 3.0786e-06 | 0.00011227 | 0 | 0.00011227 | 1.2039e-05 | 1.2039e-05 | 3.0786e-06 | 3.3013e-07 | 0.00011227 | 1.2039e-05 | 0 | 0 | 0.00011227 | 1.2039e-05 | [22 empty] | WLDFR | HFTD - Distribution - Tier 2 - 2QU CoRE ¦ 2QU LoRE | Non-Red Flag Warning - Large Fires | 2054 | 3.308e-08 | 3.308e-08 | 7.8503 | 0.92702 | 4.3664 | 2.5569 | 0 | 0 | 3.9884e-05 | 2.5969e-07 | 0 | 2.5969e-07 | 2.5969e-07 | 0 | 2.5969e-07 | [22 empty] | 7.3.3.17.5 (Remote Grid) Updates to grid topology to minimize risk of ignition in HFTDs Remote GridWLDFRWire-to-wire contactAggregated | WLDFR | HFTD - Distribution - Tier 2 - 1QU CoRE ¦ 2QU LoRE | Non-Red Flag Warning - Small Fires | Wire-to-wire contact | Aggregated | 2054 | 0.00051163 | 353.5334 | 0.18088 | 2054 | Mitigation | 0.95 | 45 | 0 | esc | 0.00097009 | 4.9633e-07 | 0.00097009 | 4.9633e-07
[35 empty] | WLDFR | HFTD - Distribution - Zone 1 - 4QU CoRE ¦ 1QU LoRE | 2055 | 0.10022 | 3.0786e-06 | 0.00011227 | 0 | 0.00011227 | 3.0786e-06 | 0.00011227 | 0 | 0.00011227 | 1.1251e-05 | 1.1251e-05 | 3.0786e-06 | 3.0853e-07 | 0.00011227 | 1.1251e-05 | 0 | 0 | 0.00011227 | 1.1251e-05 | [22 empty] | WLDFR | HFTD - Distribution - Tier 2 - 2QU CoRE ¦ 2QU LoRE | Non-Red Flag Warning - Large Fires | 2055 | 3.308e-08 | 3.308e-08 | 7.8503 | 0.92702 | 4.3664 | 2.5569 | 0 | 0 | 3.9884e-05 | 2.5969e-07 | 0 | 2.5969e-07 | 2.5969e-07 | 0 | 2.5969e-07 | [22 empty] | 7.3.3.17.5 (Remote Grid) Updates to grid topology to minimize risk of ignition in HFTDs Remote GridWLDFRWire-to-wire contactAggregated | WLDFR | HFTD - Distribution - Tier 2 - 1QU CoRE ¦ 2QU LoRE | Non-Red Flag Warning - Small Fires | Wire-to-wire contact | Aggregated | 2055 | 0.00051163 | 353.5334 | 0.18088 | 2055 | Mitigation | 0.95 | 45 | 0 | esc | 0.00097009 | 4.9633e-07 | 0.00097009 | 4.9633e-07
[35 empty] | WLDFR | HFTD - Distribution - Zone 1 - 4QU CoRE ¦ 1QU LoRE | 2056 | 0.093663 | 3.0786e-06 | 0.00011227 | 0 | 0.00011227 | 3.0786e-06 | 0.00011227 | 0 | 0.00011227 | 1.0515e-05 | 1.0515e-05 | 3.0786e-06 | 2.8835e-07 | 0.00011227 | 1.0515e-05 | 0 | 0 | 0.00011227 | 1.0515e-05 | [22 empty] | WLDFR | HFTD - Distribution - Tier 2 - 2QU CoRE ¦ 2QU LoRE | Non-Red Flag Warning - Large Fires | 2056 | 3.308e-08 | 3.308e-08 | 7.8503 | 0.92702 | 4.3664 | 2.5569 | 0 | 0 | 3.9884e-05 | 2.5969e-07 | 0 | 2.5969e-07 | 2.5969e-07 | 0 | 2.5969e-07 | [22 empty] | 7.3.3.17.5 (Remote Grid) Updates to grid topology to minimize risk of ignition in HFTDs Remote GridWLDFRWire-to-wire contactAggregated | WLDFR | HFTD - Distribution - Tier 2 - 1QU CoRE ¦ 2QU LoRE | Non-Red Flag Warning - Small Fires | Wire-to-wire contact | Aggregated | 2056 | 0.00051163 | 353.5334 | 0.18088 | 2056 | Mitigation | 0.95 | 45 | 0 | esc | 0.00097009 | 4.9633e-07 | 0.00097009 | 4.9633e-07
[35 empty] | WLDFR | HFTD - Distribution - Zone 1 - 4QU CoRE ¦ 1QU LoRE | 2057 | 0.087535 | 3.0786e-06 | 0.00011227 | 0 | 0.00011227 | 3.0786e-06 | 0.00011227 | 0 | 0.00011227 | 9.8274e-06 | 9.8274e-06 | 3.0786e-06 | 2.6948e-07 | 0.00011227 | 9.8274e-06 | 0 | 0 | 0.00011227 | 9.8274e-06 | [22 empty] | WLDFR | HFTD - Distribution - Tier 2 - 2QU CoRE ¦ 2QU LoRE | Non-Red Flag Warning - Large Fires | 2057 | 3.308e-08 | 3.308e-08 | 7.8503 | 0.92702 | 4.3664 | 2.5569 | 0 | 0 | 3.9884e-05 | 2.5969e-07 | 0 | 2.5969e-07 | 2.5969e-07 | 0 | 2.5969e-07 | [22 empty] | 7.3.3.17.5 (Remote Grid) Updates to grid topology to minimize risk of ignition in HFTDs Remote GridWLDFRWire-to-wire contactAggregated | WLDFR | HFTD - Distribution - Tier 2 - 1QU CoRE ¦ 2QU LoRE | Non-Red Flag Warning - Small Fires | Wire-to-wire contact | Aggregated | 2057 | 0.00051163 | 353.5334 | 0.18088 | 2057 | Mitigation | 0.95 | 45 | 0 | esc | 0.00097009 | 4.9633e-07 | 0.00097009 | 4.9633e-07
[35 empty] | WLDFR | HFTD - Distribution - Zone 1 - 4QU CoRE ¦ 1QU LoRE | 2058 | 0.081809 | 3.0786e-06 | 0.00011761 | 0 | 0.00011761 | 3.0786e-06 | 0.00011761 | 0 | 0.00011761 | 9.6218e-06 | 9.6218e-06 | 3.0786e-06 | 2.5185e-07 | 0.00011761 | 9.6218e-06 | 0 | 0 | 0.00011761 | 9.6218e-06 | [22 empty] | WLDFR | HFTD - Distribution - Tier 2 - 2QU CoRE ¦ 2QU LoRE | Non-Red Flag Warning - Large Fires | 2058 | 3.308e-08 | 3.308e-08 | 8.3524 | 0.96727 | 4.6367 | 2.7484 | 0 | 0 | 3.9884e-05 | 2.763e-07 | 0 | 2.763e-07 | 2.763e-07 | 0 | 2.763e-07 | [22 empty] | 7.3.3.17.5 (Remote Grid) Updates to grid topology to minimize risk of ignition in HFTDs Remote GridWLDFRWire-to-wire contactAggregated | WLDFR | HFTD - Distribution - Tier 2 - 1QU CoRE ¦ 2QU LoRE | Non-Red Flag Warning - Small Fires | Wire-to-wire contact | Aggregated | 2058 | 0.00051163 | 353.5334 | 0.18088 | 2058 | Mitigation | 0.95 | 45 | 0 | esc | 0.00097009 | 4.9633e-07 | 0.00097009 | 4.9633e-07
[35 empty] | WLDFR | HFTD - Distribution - Zone 1 - 4QU CoRE ¦ 1QU LoRE | 2059 | 0.076457 | 3.0786e-06 | 0.00011761 | 0 | 0.00011761 | 3.0786e-06 | 0.00011761 | 0 | 0.00011761 | 8.9924e-06 | 8.9924e-06 | 3.0786e-06 | 2.3538e-07 | 0.00011761 | 8.9924e-06 | 0 | 0 | 0.00011761 | 8.9924e-06 | [22 empty] | WLDFR | HFTD - Distribution - Tier 2 - 2QU CoRE ¦ 2QU LoRE | Non-Red Flag Warning - Large Fires | 2059 | 3.308e-08 | 3.308e-08 | 8.3524 | 0.96727 | 4.6367 | 2.7484 | 0 | 0 | 3.9884e-05 | 2.763e-07 | 0 | 2.763e-07 | 2.763e-07 | 0 | 2.763e-07 | [22 empty] | 7.3.3.17.5 (Remote Grid) Updates to grid topology to minimize risk of ignition in HFTDs Remote GridWLDFRWire-to-wire contactAggregated | WLDFR | HFTD - Distribution - Tier 2 - 1QU CoRE ¦ 2QU LoRE | Non-Red Flag Warning - Small Fires | Wire-to-wire contact | Aggregated | 2059 | 0.00051163 | 353.5334 | 0.18088 | 2059 | Mitigation | 0.95 | 45 | 0 | esc | 0.00097009 | 4.9633e-07 | 0.00097009 | 4.9633e-07
[35 empty] | WLDFR | HFTD - Distribution - Zone 1 - 4QU CoRE ¦ 1QU LoRE | 2060 | 0.071455 | 3.0786e-06 | 0.00011761 | 0 | 0.00011761 | 3.0786e-06 | 0.00011761 | 0 | 0.00011761 | 8.4041e-06 | 8.4041e-06 | 3.0786e-06 | 2.1998e-07 | 0.00011761 | 8.4041e-06 | 0 | 0 | 0.00011761 | 8.4041e-06 | [22 empty] | WLDFR | HFTD - Distribution - Tier 2 - 2QU CoRE ¦ 2QU LoRE | Non-Red Flag Warning - Large Fires | 2060 | 3.308e-08 | 3.308e-08 | 8.3524 | 0.96727 | 4.6367 | 2.7484 | 0 | 0 | 3.9884e-05 | 2.763e-07 | 0 | 2.763e-07 | 2.763e-07 | 0 | 2.763e-07 | [22 empty] | 7.3.3.17.5 (Remote Grid) Updates to grid topology to minimize risk of ignition in HFTDs Remote GridWLDFRWire-to-wire contactAggregated | WLDFR | HFTD - Distribution - Tier 2 - 1QU CoRE ¦ 2QU LoRE | Non-Red Flag Warning - Small Fires | Wire-to-wire contact | Aggregated | 2060 | 0.00051163 | 353.5334 | 0.18088 | 2060 | Mitigation | 0.95 | 45 | 0 | esc | 0.00097009 | 4.9633e-07 | 0.00097009 | 4.9633e-07
[35 empty] | WLDFR | HFTD - Distribution - Zone 1 - 4QU CoRE ¦ 1QU LoRE | 2061 | 0.06678 | 3.0786e-06 | 0.00011761 | 0 | 0.00011761 | 3.0786e-06 | 0.00011761 | 0 | 0.00011761 | 7.8543e-06 | 7.8543e-06 | 3.0786e-06 | 2.0559e-07 | 0.00011761 | 7.8543e-06 | 0 | 0 | 0.00011761 | 7.8543e-06 | [22 empty] | WLDFR | HFTD - Distribution - Tier 2 - 2QU CoRE ¦ 2QU LoRE | Non-Red Flag Warning - Large Fires | 2061 | 3.308e-08 | 3.308e-08 | 8.3524 | 0.96727 | 4.6367 | 2.7484 | 0 | 0 | 3.9884e-05 | 2.763e-07 | 0 | 2.763e-07 | 2.763e-07 | 0 | 2.763e-07 | [22 empty] | 7.3.3.17.5 (Remote Grid) Updates to grid topology to minimize risk of ignition in HFTDs Remote GridWLDFRWire-to-wire contactAggregated | WLDFR | HFTD - Distribution - Tier 2 - 1QU CoRE ¦ 2QU LoRE | Non-Red Flag Warning - Small Fires | Wire-to-wire contact | Aggregated | 2061 | 0.00051163 | 353.5334 | 0.18088 | 2061 | Mitigation | 0.95 | 45 | 0 | esc | 0.00097009 | 4.9633e-07 | 0.00097009 | 4.9633e-07
[35 empty] | WLDFR | HFTD - Distribution - Zone 1 - 4QU CoRE ¦ 1QU LoRE | 2062 | 0.062412 | 3.0786e-06 | 0.00011761 | 0 | 0.00011761 | 3.0786e-06 | 0.00011761 | 0 | 0.00011761 | 7.3405e-06 | 7.3405e-06 | 3.0786e-06 | 1.9214e-07 | 0.00011761 | 7.3405e-06 | 0 | 0 | 0.00011761 | 7.3405e-06 | [22 empty] | WLDFR | HFTD - Distribution - Tier 2 - 2QU CoRE ¦ 2QU LoRE | Non-Red Flag Warning - Large Fires | 2062 | 3.308e-08 | 3.308e-08 | 8.3524 | 0.96727 | 4.6367 | 2.7484 | 0 | 0 | 3.9884e-05 | 2.763e-07 | 0 | 2.763e-07 | 2.763e-07 | 0 | 2.763e-07 | [22 empty] | 7.3.3.17.5 (Remote Grid) Updates to grid topology to minimize risk of ignition in HFTDs Remote GridWLDFRWire-to-wire contactAggregated | WLDFR | HFTD - Distribution - Tier 2 - 1QU CoRE ¦ 2QU LoRE | Non-Red Flag Warning - Small Fires | Wire-to-wire contact | Aggregated | 2062 | 0.00051163 | 353.5334 | 0.18088 | 2062 | Mitigation | 0.95 | 45 | 0 | esc | 0.00097009 | 4.9633e-07 | 0.00097009 | 4.9633e-07
[35 empty] | WLDFR | HFTD - Distribution - Zone 1 - 4QU CoRE ¦ 1QU LoRE | 2063 | 0.058329 | 3.0786e-06 | 0.000123 | 0 | 0.000123 | 3.0786e-06 | 0.000123 | 0 | 0.000123 | 7.1744e-06 | 7.1744e-06 | 3.0786e-06 | 1.7957e-07 | 0.000123 | 7.1744e-06 | 0 | 0 | 0.000123 | 7.1744e-06 | [22 empty] | WLDFR | HFTD - Distribution - Tier 2 - 2QU CoRE ¦ 2QU LoRE | Non-Red Flag Warning - Large Fires | 2063 | 3.308e-08 | 3.308e-08 | 8.872 | 1.0079 | 4.9153 | 2.9488 | 0 | 0 | 3.9884e-05 | 2.9349e-07 | 0 | 2.9349e-07 | 2.9349e-07 | 0 | 2.9349e-07 | [22 empty] | 7.3.3.17.5 (Remote Grid) Updates to grid topology to minimize risk of ignition in HFTDs Remote GridWLDFRWire-to-wire contactAggregated | WLDFR | HFTD - Distribution - Tier 2 - 1QU CoRE ¦ 2QU LoRE | Non-Red Flag Warning - Small Fires | Wire-to-wire contact | Aggregated | 2063 | 0.00051163 | 353.5334 | 0.18088 | 2063 | Mitigation | 0.95 | 45 | 0 | esc | 0.00097009 | 4.9633e-07 | 0.00097009 | 4.9633e-07
[35 empty] | WLDFR | HFTD - Distribution - Zone 1 - 4QU CoRE ¦ 1QU LoRE | 2064 | 0.054513 | 3.0786e-06 | 0.000123 | 0 | 0.000123 | 3.0786e-06 | 0.000123 | 0 | 0.000123 | 6.7051e-06 | 6.7051e-06 | 3.0786e-06 | 1.6782e-07 | 0.000123 | 6.7051e-06 | 0 | 0 | 0.000123 | 6.7051e-06 | [22 empty] | WLDFR | HFTD - Distribution - Tier 2 - 2QU CoRE ¦ 2QU LoRE | Non-Red Flag Warning - Large Fires | 2064 | 3.308e-08 | 3.308e-08 | 8.872 | 1.0079 | 4.9153 | 2.9488 | 0 | 0 | 3.9884e-05 | 2.9349e-07 | 0 | 2.9349e-07 | 2.9349e-07 | 0 | 2.9349e-07 | [22 empty] | 7.3.3.17.5 (Remote Grid) Updates to grid topology to minimize risk of ignition in HFTDs Remote GridWLDFRWire-to-wire contactAggregated | WLDFR | HFTD - Distribution - Tier 2 - 1QU CoRE ¦ 2QU LoRE | Non-Red Flag Warning - Small Fires | Wire-to-wire contact | Aggregated | 2064 | 0.00051163 | 353.5334 | 0.18088 | 2064 | Mitigation | 0.95 | 45 | 0 | esc | 0.00097009 | 4.9633e-07 | 0.00097009 | 4.9633e-07
[35 empty] | WLDFR | HFTD - Distribution - Zone 1 - 4QU CoRE ¦ 1QU LoRE | 2065 | 0.050946 | 3.0786e-06 | 0.000123 | 0 | 0.000123 | 3.0786e-06 | 0.000123 | 0 | 0.000123 | 6.2664e-06 | 6.2664e-06 | 3.0786e-06 | 1.5684e-07 | 0.000123 | 6.2664e-06 | 0 | 0 | 0.000123 | 6.2664e-06 | [22 empty] | WLDFR | HFTD - Distribution - Tier 2 - 2QU CoRE ¦ 2QU LoRE | Non-Red Flag Warning - Large Fires | 2065 | 3.308e-08 | 3.308e-08 | 8.872 | 1.0079 | 4.9153 | 2.9488 | 0 | 0 | 3.9884e-05 | 2.9349e-07 | 0 | 2.9349e-07 | 2.9349e-07 | 0 | 2.9349e-07 | [22 empty] | 7.3.3.17.5 (Remote Grid) Updates to grid topology to minimize risk of ignition in HFTDs Remote GridWLDFRWire-to-wire contactAggregated | WLDFR | HFTD - Distribution - Tier 2 - 1QU CoRE ¦ 2QU LoRE | Non-Red Flag Warning - Small Fires | Wire-to-wire contact | Aggregated | 2065 | 0.00051163 | 353.5334 | 0.18088 | 2065 | Mitigation | 0.95 | 45 | 0 | esc | 0.00097009 | 4.9633e-07 | 0.00097009 | 4.9633e-07
[35 empty] | WLDFR | HFTD - Distribution - Zone 1 - 4QU CoRE ¦ 1QU LoRE | 2066 | 0.047613 | 3.0786e-06 | 0.000123 | 0 | 0.000123 | 3.0786e-06 | 0.000123 | 0 | 0.000123 | 5.8565e-06 | 5.8565e-06 | 3.0786e-06 | 1.4658e-07 | 0.000123 | 5.8565e-06 | 0 | 0 | 0.000123 | 5.8565e-06 | [22 empty] | WLDFR | HFTD - Distribution - Tier 2 - 2QU CoRE ¦ 2QU LoRE | Non-Red Flag Warning - Large Fires | 2066 | 3.308e-08 | 3.308e-08 | 8.872 | 1.0079 | 4.9153 | 2.9488 | 0 | 0 | 3.9884e-05 | 2.9349e-07 | 0 | 2.9349e-07 | 2.9349e-07 | 0 | 2.9349e-07 | [22 empty] | 7.3.3.17.5 (Remote Grid) Updates to grid topology to minimize risk of ignition in HFTDs Remote GridWLDFRWire-to-wire contactAggregated | WLDFR | HFTD - Distribution - Tier 2 - 1QU CoRE ¦ 2QU LoRE | Non-Red Flag Warning - Small Fires | Wire-to-wire contact | Aggregated | 2066 | 0.00051163 | 353.5334 | 0.18088 | 2066 | Mitigation | 0.95 | 45 | 0 | esc | 0.00097009 | 4.9633e-07 | 0.00097009 | 4.9633e-07
[35 empty] | WLDFR | HFTD - Distribution - Zone 1 - 4QU CoRE ¦ 1QU LoRE | 2067 | 0.044499 | 0 | 0 | 0 | 0 | 3.0786e-06 | 0.000123 | 0 | 0.000123 | 0 | 5.4733e-06 | 0 | 0 | 0 | 0 | 0 | 0 | 0 | 0 | [22 empty] | WLDFR | HFTD - Distribution - Tier 2 - 2QU CoRE ¦ 2QU LoRE | Non-Red Flag Warning - Large Fires | 2067 | 0 | 3.308e-08 | 8.872 | 1.0079 | 4.9153 | 2.9488 | 0 | 0 | 3.9884e-05 | 0 | 0 | 0 | 2.9349e-07 | 0 | 2.9349e-07 | [22 empty] | 7.3.3.17.5 (Remote Grid) Updates to grid topology to minimize risk of ignition in HFTDs Remote GridWLDFRWire-to-wire contactAggregated | WLDFR | HFTD - Distribution - Tier 2 - 1QU CoRE ¦ 2QU LoRE | Non-Red Flag Warning - Small Fires | Wire-to-wire contact | Aggregated | 2067 | 0.00051163 | 353.5334 | 0.18088 | 2067 | Mitigation | 0.95 | 45 | 0 | esc | 0 | 0 | 0.00097009 | 4.9633e-07
[35 empty] | WLDFR | HFTD - Distribution - Zone 1 - 5QU CoRE ¦ 1QU LoRE | 2022 | 0.93458 | 0.00019248 | 9.8027e-05 | 0 | 9.8027e-05 | 0 | 0 | 0 | 0 | 9.1614e-05 | 0 | 0.00019248 | 0.00017989 | 9.8027e-05 | 9.1614e-05 | 0 | 0 | 9.8027e-05 | 9.1614e-05 | [22 empty] | WLDFR | HFTD - Distribution - Tier 2 - 2QU CoRE ¦ 2QU LoRE | Non-Red Flag Warning - Small Fires | 2022 | 4.6285e-06 | 0 | 0.077901 | 0.036425 | 0.0015809 | 0.039895 | 0 | 0 | 0.0052479 | 3.6057e-07 | 0 | 3.6057e-07 | 0 | 0 | 0 | [22 empty] | 7.3.3.17.5 (Remote Grid) Updates to grid topology to minimize risk of ignition in HFTDs Remote GridWLDFREquipment / facility failureAggregated | WLDFR | HFTD - Distribution - Tier 2 - 1QU CoRE ¦ 2QU LoRE | Red Flag Warning - Catastrophic Fires | Equipment / facility failure | Aggregated | 2022 | 9.695e-05 | 353.5334 | 0.034275 | 2022 | Mitigation | 0.95 | 45 | 0 | esc | 0.00097009 | 9.405e-08 | 0 | 0
[35 empty] | WLDFR | HFTD - Distribution - Zone 1 - 5QU CoRE ¦ 1QU LoRE | 2023 | 0.87344 | 0.00019248 | 0.00010162 | 0 | 0.00010162 | 0.00019248 | 0.00010162 | 0 | 0.00010162 | 8.8762e-05 | 8.8762e-05 | 0.00019248 | 0.00016812 | 0.00010162 | 8.8762e-05 | 0 | 0 | 0.00010162 | 8.8762e-05 | [22 empty] | WLDFR | HFTD - Distribution - Tier 2 - 2QU CoRE ¦ 2QU LoRE | Non-Red Flag Warning - Small Fires | 2023 | 4.6285e-06 | 4.6285e-06 | 0.080408 | 0.03759 | 0.0016314 | 0.041187 | 0 | 0 | 0.0052479 | 3.7217e-07 | 0 | 3.7217e-07 | 3.7217e-07 | 0 | 3.7217e-07 | [22 empty] | 7.3.3.17.5 (Remote Grid) Updates to grid topology to minimize risk of ignition in HFTDs Remote GridWLDFREquipment / facility failureAggregated | WLDFR | HFTD - Distribution - Tier 2 - 1QU CoRE ¦ 2QU LoRE | Red Flag Warning - Catastrophic Fires | Equipment / facility failure | Aggregated | 2023 | 9.695e-05 | 353.5334 | 0.034275 | 2023 | Mitigation | 0.95 | 45 | 0 | esc | 0.00097009 | 9.405e-08 | 0.00097009 | 9.405e-08
[35 empty] | WLDFR | HFTD - Distribution - Zone 1 - 5QU CoRE ¦ 1QU LoRE | 2024 | 0.8163 | 0.00019248 | 0.00010162 | 0 | 0.00010162 | 0.00019248 | 0.00010162 | 0 | 0.00010162 | 8.2955e-05 | 8.2955e-05 | 0.00019248 | 0.00015712 | 0.00010162 | 8.2955e-05 | 0 | 0 | 0.00010162 | 8.2955e-05 | [22 empty] | WLDFR | HFTD - Distribution - Tier 2 - 2QU CoRE ¦ 2QU LoRE | Non-Red Flag Warning - Small Fires | 2024 | 4.6285e-06 | 4.6285e-06 | 0.080408 | 0.03759 | 0.0016314 | 0.041187 | 0 | 0 | 0.0052479 | 3.7217e-07 | 0 | 3.7217e-07 | 3.7217e-07 | 0 | 3.7217e-07 | [22 empty] | 7.3.3.17.5 (Remote Grid) Updates to grid topology to minimize risk of ignition in HFTDs Remote GridWLDFREquipment / facility failureAggregated | WLDFR | HFTD - Distribution - Tier 2 - 1QU CoRE ¦ 2QU LoRE | Red Flag Warning - Catastrophic Fires | Equipment / facility failure | Aggregated | 2024 | 9.695e-05 | 353.5334 | 0.034275 | 2024 | Mitigation | 0.95 | 45 | 0 | esc | 0.00097009 | 9.405e-08 | 0.00097009 | 9.405e-08
[35 empty] | WLDFR | HFTD - Distribution - Zone 1 - 5QU CoRE ¦ 1QU LoRE | 2025 | 0.7629 | 0.00019248 | 0.00010162 | 0 | 0.00010162 | 0.00019248 | 0.00010162 | 0 | 0.00010162 | 7.7528e-05 | 7.7528e-05 | 0.00019248 | 0.00014684 | 0.00010162 | 7.7528e-05 | 0 | 0 | 0.00010162 | 7.7528e-05 | [22 empty] | WLDFR | HFTD - Distribution - Tier 2 - 2QU CoRE ¦ 2QU LoRE | Non-Red Flag Warning - Small Fires | 2025 | 4.6285e-06 | 4.6285e-06 | 0.080408 | 0.03759 | 0.0016314 | 0.041187 | 0 | 0 | 0.0052479 | 3.7217e-07 | 0 | 3.7217e-07 | 3.7217e-07 | 0 | 3.7217e-07 | [22 empty] | 7.3.3.17.5 (Remote Grid) Updates to grid topology to minimize risk of ignition in HFTDs Remote GridWLDFREquipment / facility failureAggregated | WLDFR | HFTD - Distribution - Tier 2 - 1QU CoRE ¦ 2QU LoRE | Red Flag Warning - Catastrophic Fires | Equipment / facility failure | Aggregated | 2025 | 9.695e-05 | 353.5334 | 0.034275 | 2025 | Mitigation | 0.95 | 45 | 0 | esc | 0.00097009 | 9.405e-08 | 0.00097009 | 9.405e-08
[35 empty] | WLDFR | HFTD - Distribution - Zone 1 - 5QU CoRE ¦ 1QU LoRE | 2026 | 0.71299 | 0.00019248 | 0.00010162 | 0 | 0.00010162 | 0.00019248 | 0.00010162 | 0 | 0.00010162 | 7.2456e-05 | 7.2456e-05 | 0.00019248 | 0.00013723 | 0.00010162 | 7.2456e-05 | 0 | 0 | 0.00010162 | 7.2456e-05 | [22 empty] | WLDFR | HFTD - Distribution - Tier 2 - 2QU CoRE ¦ 2QU LoRE | Non-Red Flag Warning - Small Fires | 2026 | 4.6285e-06 | 4.6285e-06 | 0.080408 | 0.03759 | 0.0016314 | 0.041187 | 0 | 0 | 0.0052479 | 3.7217e-07 | 0 | 3.7217e-07 | 3.7217e-07 | 0 | 3.7217e-07 | [22 empty] | 7.3.3.17.5 (Remote Grid) Updates to grid topology to minimize risk of ignition in HFTDs Remote GridWLDFREquipment / facility failureAggregated | WLDFR | HFTD - Distribution - Tier 2 - 1QU CoRE ¦ 2QU LoRE | Red Flag Warning - Catastrophic Fires | Equipment / facility failure | Aggregated | 2026 | 9.695e-05 | 353.5334 | 0.034275 | 2026 | Mitigation | 0.95 | 45 | 0 | esc | 0.00097009 | 9.405e-08 | 0.00097009 | 9.405e-08
[35 empty] | WLDFR | HFTD - Distribution - Zone 1 - 5QU CoRE ¦ 1QU LoRE | 2027 | 0.66634 | 0.00019248 | 0.00010162 | 0 | 0.00010162 | 0.00019248 | 0.00010162 | 0 | 0.00010162 | 6.7716e-05 | 6.7716e-05 | 0.00019248 | 0.00012826 | 0.00010162 | 6.7716e-05 | 0 | 0 | 0.00010162 | 6.7716e-05 | [22 empty] | WLDFR | HFTD - Distribution - Tier 2 - 2QU CoRE ¦ 2QU LoRE | Non-Red Flag Warning - Small Fires | 2027 | 4.6285e-06 | 4.6285e-06 | 0.080408 | 0.03759 | 0.0016314 | 0.041187 | 0 | 0 | 0.0052479 | 3.7217e-07 | 0 | 3.7217e-07 | 3.7217e-07 | 0 | 3.7217e-07 | [22 empty] | 7.3.3.17.5 (Remote Grid) Updates to grid topology to minimize risk of ignition in HFTDs Remote GridWLDFREquipment / facility failureAggregated | WLDFR | HFTD - Distribution - Tier 2 - 1QU CoRE ¦ 2QU LoRE | Red Flag Warning - Catastrophic Fires | Equipment / facility failure | Aggregated | 2027 | 9.695e-05 | 353.5334 | 0.034275 | 2027 | Mitigation | 0.95 | 45 | 0 | esc | 0.00097009 | 9.405e-08 | 0.00097009 | 9.405e-08
[35 empty] | WLDFR | HFTD - Distribution - Zone 1 - 5QU CoRE ¦ 1QU LoRE | 2028 | 0.62275 | 0.00019248 | 0.00010617 | 0 | 0.00010617 | 0.00019248 | 0.00010617 | 0 | 0.00010617 | 6.6119e-05 | 6.6119e-05 | 0.00019248 | 0.00011987 | 0.00010617 | 6.6119e-05 | 0 | 0 | 0.00010617 | 6.6119e-05 | [22 empty] | WLDFR | HFTD - Distribution - Tier 2 - 2QU CoRE ¦ 2QU LoRE | Non-Red Flag Warning - Small Fires | 2028 | 4.6285e-06 | 4.6285e-06 | 0.083606 | 0.039055 | 0.001695 | 0.042856 | 0 | 0 | 0.0052479 | 3.8698e-07 | 0 | 3.8698e-07 | 3.8698e-07 | 0 | 3.8698e-07 | [22 empty] | 7.3.3.17.5 (Remote Grid) Updates to grid topology to minimize risk of ignition in HFTDs Remote GridWLDFREquipment / facility failureAggregated | WLDFR | HFTD - Distribution - Tier 2 - 1QU CoRE ¦ 2QU LoRE | Red Flag Warning - Catastrophic Fires | Equipment / facility failure | Aggregated | 2028 | 9.695e-05 | 353.5334 | 0.034275 | 2028 | Mitigation | 0.95 | 45 | 0 | esc | 0.00097009 | 9.405e-08 | 0.00097009 | 9.405e-08
[35 empty] | WLDFR | HFTD - Distribution - Zone 1 - 5QU CoRE ¦ 1QU LoRE | 2029 | 0.58201 | 0.00019248 | 0.00010617 | 0 | 0.00010617 | 0.00019248 | 0.00010617 | 0 | 0.00010617 | 6.1794e-05 | 6.1794e-05 | 0.00019248 | 0.00011202 | 0.00010617 | 6.1794e-05 | 0 | 0 | 0.00010617 | 6.1794e-05 | [22 empty] | WLDFR | HFTD - Distribution - Tier 2 - 2QU CoRE ¦ 2QU LoRE | Non-Red Flag Warning - Small Fires | 2029 | 4.6285e-06 | 4.6285e-06 | 0.083606 | 0.039055 | 0.001695 | 0.042856 | 0 | 0 | 0.0052479 | 3.8698e-07 | 0 | 3.8698e-07 | 3.8698e-07 | 0 | 3.8698e-07 | [22 empty] | 7.3.3.17.5 (Remote Grid) Updates to grid topology to minimize risk of ignition in HFTDs Remote GridWLDFREquipment / facility failureAggregated | WLDFR | HFTD - Distribution - Tier 2 - 1QU CoRE ¦ 2QU LoRE | Red Flag Warning - Catastrophic Fires | Equipment / facility failure | Aggregated | 2029 | 9.695e-05 | 353.5334 | 0.034275 | 2029 | Mitigation | 0.95 | 45 | 0 | esc | 0.00097009 | 9.405e-08 | 0.00097009 | 9.405e-08
[35 empty] | WLDFR | HFTD - Distribution - Zone 1 - 5QU CoRE ¦ 1QU LoRE | 2030 | 0.54393 | 0.00019248 | 0.00010617 | 0 | 0.00010617 | 0.00019248 | 0.00010617 | 0 | 0.00010617 | 5.7751e-05 | 5.7751e-05 | 0.00019248 | 0.00010469 | 0.00010617 | 5.7751e-05 | 0 | 0 | 0.00010617 | 5.7751e-05 | [22 empty] | WLDFR | HFTD - Distribution - Tier 2 - 2QU CoRE ¦ 2QU LoRE | Non-Red Flag Warning - Small Fires | 2030 | 4.6285e-06 | 4.6285e-06 | 0.083606 | 0.039055 | 0.001695 | 0.042856 | 0 | 0 | 0.0052479 | 3.8698e-07 | 0 | 3.8698e-07 | 3.8698e-07 | 0 | 3.8698e-07 | [22 empty] | 7.3.3.17.5 (Remote Grid) Updates to grid topology to minimize risk of ignition in HFTDs Remote GridWLDFREquipment / facility failureAggregated | WLDFR | HFTD - Distribution - Tier 2 - 1QU CoRE ¦ 2QU LoRE | Red Flag Warning - Catastrophic Fires | Equipment / facility failure | Aggregated | 2030 | 9.695e-05 | 353.5334 | 0.034275 | 2030 | Mitigation | 0.95 | 45 | 0 | esc | 0.00097009 | 9.405e-08 | 0.00097009 | 9.405e-08
[35 empty] | WLDFR | HFTD - Distribution - Zone 1 - 5QU CoRE ¦ 1QU LoRE | 2031 | 0.50835 | 0.00019248 | 0.00010617 | 0 | 0.00010617 | 0.00019248 | 0.00010617 | 0 | 0.00010617 | 5.3973e-05 | 5.3973e-05 | 0.00019248 | 9.7846e-05 | 0.00010617 | 5.3973e-05 | 0 | 0 | 0.00010617 | 5.3973e-05 | [22 empty] | WLDFR | HFTD - Distribution - Tier 2 - 2QU CoRE ¦ 2QU LoRE | Non-Red Flag Warning - Small Fires | 2031 | 4.6285e-06 | 4.6285e-06 | 0.083606 | 0.039055 | 0.001695 | 0.042856 | 0 | 0 | 0.0052479 | 3.8698e-07 | 0 | 3.8698e-07 | 3.8698e-07 | 0 | 3.8698e-07 | [22 empty] | 7.3.3.17.5 (Remote Grid) Updates to grid topology to minimize risk of ignition in HFTDs Remote GridWLDFREquipment / facility failureAggregated | WLDFR | HFTD - Distribution - Tier 2 - 1QU CoRE ¦ 2QU LoRE | Red Flag Warning - Catastrophic Fires | Equipment / facility failure | Aggregated | 2031 | 9.695e-05 | 353.5334 | 0.034275 | 2031 | Mitigation | 0.95 | 45 | 0 | esc | 0.00097009 | 9.405e-08 | 0.00097009 | 9.405e-08
[35 empty] | WLDFR | HFTD - Distribution - Zone 1 - 5QU CoRE ¦ 1QU LoRE | 2032 | 0.47509 | 0.00019248 | 0.00010617 | 0 | 0.00010617 | 0.00019248 | 0.00010617 | 0 | 0.00010617 | 5.0442e-05 | 5.0442e-05 | 0.00019248 | 9.1444e-05 | 0.00010617 | 5.0442e-05 | 0 | 0 | 0.00010617 | 5.0442e-05 | [22 empty] | WLDFR | HFTD - Distribution - Tier 2 - 2QU CoRE ¦ 2QU LoRE | Non-Red Flag Warning - Small Fires | 2032 | 4.6285e-06 | 4.6285e-06 | 0.083606 | 0.039055 | 0.001695 | 0.042856 | 0 | 0 | 0.0052479 | 3.8698e-07 | 0 | 3.8698e-07 | 3.8698e-07 | 0 | 3.8698e-07 | [22 empty] | 7.3.3.17.5 (Remote Grid) Updates to grid topology to minimize risk of ignition in HFTDs Remote GridWLDFREquipment / facility failureAggregated | WLDFR | HFTD - Distribution - Tier 2 - 1QU CoRE ¦ 2QU LoRE | Red Flag Warning - Catastrophic Fires | Equipment / facility failure | Aggregated | 2032 | 9.695e-05 | 353.5334 | 0.034275 | 2032 | Mitigation | 0.95 | 45 | 0 | esc | 0.00097009 | 9.405e-08 | 0.00097009 | 9.405e-08
[35 empty] | WLDFR | HFTD - Distribution - Zone 1 - 5QU CoRE ¦ 1QU LoRE | 2033 | 0.44401 | 0.00019248 | 0.00011125 | 0 | 0.00011125 | 0.00019248 | 0.00011125 | 0 | 0.00011125 | 4.9397e-05 | 4.9397e-05 | 0.00019248 | 8.5462e-05 | 0.00011125 | 4.9397e-05 | 0 | 0 | 0.00011125 | 4.9397e-05 | [22 empty] | WLDFR | HFTD - Distribution - Tier 2 - 2QU CoRE ¦ 2QU LoRE | Non-Red Flag Warning - Small Fires | 2033 | 4.6285e-06 | 4.6285e-06 | 0.087211 | 0.040679 | 0.0017655 | 0.044766 | 0 | 0 | 0.0052479 | 4.0366e-07 | 0 | 4.0366e-07 | 4.0366e-07 | 0 | 4.0366e-07 | [22 empty] | 7.3.3.17.5 (Remote Grid) Updates to grid topology to minimize risk of ignition in HFTDs Remote GridWLDFREquipment / facility failureAggregated | WLDFR | HFTD - Distribution - Tier 2 - 1QU CoRE ¦ 2QU LoRE | Red Flag Warning - Catastrophic Fires | Equipment / facility failure | Aggregated | 2033 | 9.695e-05 | 353.5334 | 0.034275 | 2033 | Mitigation | 0.95 | 45 | 0 | esc | 0.00097009 | 9.405e-08 | 0.00097009 | 9.405e-08
[35 empty] | WLDFR | HFTD - Distribution - Zone 1 - 5QU CoRE ¦ 1QU LoRE | 2034 | 0.41496 | 0.00019248 | 0.00011125 | 0 | 0.00011125 | 0.00019248 | 0.00011125 | 0 | 0.00011125 | 4.6165e-05 | 4.6165e-05 | 0.00019248 | 7.9871e-05 | 0.00011125 | 4.6165e-05 | 0 | 0 | 0.00011125 | 4.6165e-05 | [22 empty] | WLDFR | HFTD - Distribution - Tier 2 - 2QU CoRE ¦ 2QU LoRE | Non-Red Flag Warning - Small Fires | 2034 | 4.6285e-06 | 4.6285e-06 | 0.087211 | 0.040679 | 0.0017655 | 0.044766 | 0 | 0 | 0.0052479 | 4.0366e-07 | 0 | 4.0366e-07 | 4.0366e-07 | 0 | 4.0366e-07 | [22 empty] | 7.3.3.17.5 (Remote Grid) Updates to grid topology to minimize risk of ignition in HFTDs Remote GridWLDFREquipment / facility failureAggregated | WLDFR | HFTD - Distribution - Tier 2 - 1QU CoRE ¦ 2QU LoRE | Red Flag Warning - Catastrophic Fires | Equipment / facility failure | Aggregated | 2034 | 9.695e-05 | 353.5334 | 0.034275 | 2034 | Mitigation | 0.95 | 45 | 0 | esc | 0.00097009 | 9.405e-08 | 0.00097009 | 9.405e-08
[35 empty] | WLDFR | HFTD - Distribution - Zone 1 - 5QU CoRE ¦ 1QU LoRE | 2035 | 0.38782 | 0.00019248 | 0.00011125 | 0 | 0.00011125 | 0.00019248 | 0.00011125 | 0 | 0.00011125 | 4.3145e-05 | 4.3145e-05 | 0.00019248 | 7.4646e-05 | 0.00011125 | 4.3145e-05 | 0 | 0 | 0.00011125 | 4.3145e-05 | [22 empty] | WLDFR | HFTD - Distribution - Tier 2 - 2QU CoRE ¦ 2QU LoRE | Non-Red Flag Warning - Small Fires | 2035 | 4.6285e-06 | 4.6285e-06 | 0.087211 | 0.040679 | 0.0017655 | 0.044766 | 0 | 0 | 0.0052479 | 4.0366e-07 | 0 | 4.0366e-07 | 4.0366e-07 | 0 | 4.0366e-07 | [22 empty] | 7.3.3.17.5 (Remote Grid) Updates to grid topology to minimize risk of ignition in HFTDs Remote GridWLDFREquipment / facility failureAggregated | WLDFR | HFTD - Distribution - Tier 2 - 1QU CoRE ¦ 2QU LoRE | Red Flag Warning - Catastrophic Fires | Equipment / facility failure | Aggregated | 2035 | 9.695e-05 | 353.5334 | 0.034275 | 2035 | Mitigation | 0.95 | 45 | 0 | esc | 0.00097009 | 9.405e-08 | 0.00097009 | 9.405e-08
[35 empty] | WLDFR | HFTD - Distribution - Zone 1 - 5QU CoRE ¦ 1QU LoRE | 2036 | 0.36245 | 0.00019248 | 0.00011125 | 0 | 0.00011125 | 0.00019248 | 0.00011125 | 0 | 0.00011125 | 4.0323e-05 | 4.0323e-05 | 0.00019248 | 6.9763e-05 | 0.00011125 | 4.0323e-05 | 0 | 0 | 0.00011125 | 4.0323e-05 | [22 empty] | WLDFR | HFTD - Distribution - Tier 2 - 2QU CoRE ¦ 2QU LoRE | Non-Red Flag Warning - Small Fires | 2036 | 4.6285e-06 | 4.6285e-06 | 0.087211 | 0.040679 | 0.0017655 | 0.044766 | 0 | 0 | 0.0052479 | 4.0366e-07 | 0 | 4.0366e-07 | 4.0366e-07 | 0 | 4.0366e-07 | [22 empty] | 7.3.3.17.5 (Remote Grid) Updates to grid topology to minimize risk of ignition in HFTDs Remote GridWLDFREquipment / facility failureAggregated | WLDFR | HFTD - Distribution - Tier 2 - 1QU CoRE ¦ 2QU LoRE | Red Flag Warning - Catastrophic Fires | Equipment / facility failure | Aggregated | 2036 | 9.695e-05 | 353.5334 | 0.034275 | 2036 | Mitigation | 0.95 | 45 | 0 | esc | 0.00097009 | 9.405e-08 | 0.00097009 | 9.405e-08
[35 empty] | WLDFR | HFTD - Distribution - Zone 1 - 5QU CoRE ¦ 1QU LoRE | 2037 | 0.33873 | 0.00019248 | 0.00011125 | 0 | 0.00011125 | 0.00019248 | 0.00011125 | 0 | 0.00011125 | 3.7685e-05 | 3.7685e-05 | 0.00019248 | 6.5199e-05 | 0.00011125 | 3.7685e-05 | 0 | 0 | 0.00011125 | 3.7685e-05 | [22 empty] | WLDFR | HFTD - Distribution - Tier 2 - 2QU CoRE ¦ 2QU LoRE | Non-Red Flag Warning - Small Fires | 2037 | 4.6285e-06 | 4.6285e-06 | 0.087211 | 0.040679 | 0.0017655 | 0.044766 | 0 | 0 | 0.0052479 | 4.0366e-07 | 0 | 4.0366e-07 | 4.0366e-07 | 0 | 4.0366e-07 | [22 empty] | 7.3.3.17.5 (Remote Grid) Updates to grid topology to minimize risk of ignition in HFTDs Remote GridWLDFREquipment / facility failureAggregated | WLDFR | HFTD - Distribution - Tier 2 - 1QU CoRE ¦ 2QU LoRE | Red Flag Warning - Catastrophic Fires | Equipment / facility failure | Aggregated | 2037 | 9.695e-05 | 353.5334 | 0.034275 | 2037 | Mitigation | 0.95 | 45 | 0 | esc | 0.00097009 | 9.405e-08 | 0.00097009 | 9.405e-08
[35 empty] | WLDFR | HFTD - Distribution - Zone 1 - 5QU CoRE ¦ 1QU LoRE | 2038 | 0.31657 | 0.00019248 | 0.00011679 | 0 | 0.00011679 | 0.00019248 | 0.00011679 | 0 | 0.00011679 | 3.6973e-05 | 3.6973e-05 | 0.00019248 | 6.0933e-05 | 0.00011679 | 3.6973e-05 | 0 | 0 | 0.00011679 | 3.6973e-05 | [22 empty] | WLDFR | HFTD - Distribution - Tier 2 - 2QU CoRE ¦ 2QU LoRE | Non-Red Flag Warning - Small Fires | 2038 | 4.6285e-06 | 4.6285e-06 | 0.091184 | 0.042438 | 0.0018418 | 0.046905 | 0 | 0 | 0.0052479 | 4.2205e-07 | 0 | 4.2205e-07 | 4.2205e-07 | 0 | 4.2205e-07 | [22 empty] | 7.3.3.17.5 (Remote Grid) Updates to grid topology to minimize risk of ignition in HFTDs Remote GridWLDFREquipment / facility failureAggregated | WLDFR | HFTD - Distribution - Tier 2 - 1QU CoRE ¦ 2QU LoRE | Red Flag Warning - Catastrophic Fires | Equipment / facility failure | Aggregated | 2038 | 9.695e-05 | 353.5334 | 0.034275 | 2038 | Mitigation | 0.95 | 45 | 0 | esc | 0.00097009 | 9.405e-08 | 0.00097009 | 9.405e-08
[35 empty] | WLDFR | HFTD - Distribution - Zone 1 - 5QU CoRE ¦ 1QU LoRE | 2039 | 0.29586 | 0.00019248 | 0.00011679 | 0 | 0.00011679 | 0.00019248 | 0.00011679 | 0 | 0.00011679 | 3.4554e-05 | 3.4554e-05 | 0.00019248 | 5.6947e-05 | 0.00011679 | 3.4554e-05 | 0 | 0 | 0.00011679 | 3.4554e-05 | [22 empty] | WLDFR | HFTD - Distribution - Tier 2 - 2QU CoRE ¦ 2QU LoRE | Non-Red Flag Warning - Small Fires | 2039 | 4.6285e-06 | 4.6285e-06 | 0.091184 | 0.042438 | 0.0018418 | 0.046905 | 0 | 0 | 0.0052479 | 4.2205e-07 | 0 | 4.2205e-07 | 4.2205e-07 | 0 | 4.2205e-07 | [22 empty] | 7.3.3.17.5 (Remote Grid) Updates to grid topology to minimize risk of ignition in HFTDs Remote GridWLDFREquipment / facility failureAggregated | WLDFR | HFTD - Distribution - Tier 2 - 1QU CoRE ¦ 2QU LoRE | Red Flag Warning - Catastrophic Fires | Equipment / facility failure | Aggregated | 2039 | 9.695e-05 | 353.5334 | 0.034275 | 2039 | Mitigation | 0.95 | 45 | 0 | esc | 0.00097009 | 9.405e-08 | 0.00097009 | 9.405e-08
[35 empty] | WLDFR | HFTD - Distribution - Zone 1 - 5QU CoRE ¦ 1QU LoRE | 2040 | 0.27651 | 0.00019248 | 0.00011679 | 0 | 0.00011679 | 0.00019248 | 0.00011679 | 0 | 0.00011679 | 3.2294e-05 | 3.2294e-05 | 0.00019248 | 5.3222e-05 | 0.00011679 | 3.2294e-05 | 0 | 0 | 0.00011679 | 3.2294e-05 | [22 empty] | WLDFR | HFTD - Distribution - Tier 2 - 2QU CoRE ¦ 2QU LoRE | Non-Red Flag Warning - Small Fires | 2040 | 4.6285e-06 | 4.6285e-06 | 0.091184 | 0.042438 | 0.0018418 | 0.046905 | 0 | 0 | 0.0052479 | 4.2205e-07 | 0 | 4.2205e-07 | 4.2205e-07 | 0 | 4.2205e-07 | [22 empty] | 7.3.3.17.5 (Remote Grid) Updates to grid topology to minimize risk of ignition in HFTDs Remote GridWLDFREquipment / facility failureAggregated | WLDFR | HFTD - Distribution - Tier 2 - 1QU CoRE ¦ 2QU LoRE | Red Flag Warning - Catastrophic Fires | Equipment / facility failure | Aggregated | 2040 | 9.695e-05 | 353.5334 | 0.034275 | 2040 | Mitigation | 0.95 | 45 | 0 | esc | 0.00097009 | 9.405e-08 | 0.00097009 | 9.405e-08
[35 empty] | WLDFR | HFTD - Distribution - Zone 1 - 5QU CoRE ¦ 1QU LoRE | 2041 | 0.25842 | 0.00019248 | 0.00011679 | 0 | 0.00011679 | 0.00019248 | 0.00011679 | 0 | 0.00011679 | 3.0181e-05 | 3.0181e-05 | 0.00019248 | 4.974e-05 | 0.00011679 | 3.0181e-05 | 0 | 0 | 0.00011679 | 3.0181e-05 | [22 empty] | WLDFR | HFTD - Distribution - Tier 2 - 2QU CoRE ¦ 2QU LoRE | Non-Red Flag Warning - Small Fires | 2041 | 4.6285e-06 | 4.6285e-06 | 0.091184 | 0.042438 | 0.0018418 | 0.046905 | 0 | 0 | 0.0052479 | 4.2205e-07 | 0 | 4.2205e-07 | 4.2205e-07 | 0 | 4.2205e-07 | [22 empty] | 7.3.3.17.5 (Remote Grid) Updates to grid topology to minimize risk of ignition in HFTDs Remote GridWLDFREquipment / facility failureAggregated | WLDFR | HFTD - Distribution - Tier 2 - 1QU CoRE ¦ 2QU LoRE | Red Flag Warning - Catastrophic Fires | Equipment / facility failure | Aggregated | 2041 | 9.695e-05 | 353.5334 | 0.034275 | 2041 | Mitigation | 0.95 | 45 | 0 | esc | 0.00097009 | 9.405e-08 | 0.00097009 | 9.405e-08
[35 empty] | WLDFR | HFTD - Distribution - Zone 1 - 5QU CoRE ¦ 1QU LoRE | 2042 | 0.24151 | 0.00019248 | 0.00011679 | 0 | 0.00011679 | 0.00019248 | 0.00011679 | 0 | 0.00011679 | 2.8207e-05 | 2.8207e-05 | 0.00019248 | 4.6486e-05 | 0.00011679 | 2.8207e-05 | 0 | 0 | 0.00011679 | 2.8207e-05 | [22 empty] | WLDFR | HFTD - Distribution - Tier 2 - 2QU CoRE ¦ 2QU LoRE | Non-Red Flag Warning - Small Fires | 2042 | 4.6285e-06 | 4.6285e-06 | 0.091184 | 0.042438 | 0.0018418 | 0.046905 | 0 | 0 | 0.0052479 | 4.2205e-07 | 0 | 4.2205e-07 | 4.2205e-07 | 0 | 4.2205e-07 | [22 empty] | 7.3.3.17.5 (Remote Grid) Updates to grid topology to minimize risk of ignition in HFTDs Remote GridWLDFREquipment / facility failureAggregated | WLDFR | HFTD - Distribution - Tier 2 - 1QU CoRE ¦ 2QU LoRE | Red Flag Warning - Catastrophic Fires | Equipment / facility failure | Aggregated | 2042 | 9.695e-05 | 353.5334 | 0.034275 | 2042 | Mitigation | 0.95 | 45 | 0 | esc | 0.00097009 | 9.405e-08 | 0.00097009 | 9.405e-08
[35 empty] | WLDFR | HFTD - Distribution - Zone 1 - 5QU CoRE ¦ 1QU LoRE | 2043 | 0.22571 | 0.00019248 | 0.00012272 | 0 | 0.00012272 | 0.00019248 | 0.00012272 | 0 | 0.00012272 | 2.77e-05 | 2.77e-05 | 0.00019248 | 4.3445e-05 | 0.00012272 | 2.77e-05 | 0 | 0 | 0.00012272 | 2.77e-05 | [22 empty] | WLDFR | HFTD - Distribution - Tier 2 - 2QU CoRE ¦ 2QU LoRE | Non-Red Flag Warning - Small Fires | 2043 | 4.6285e-06 | 4.6285e-06 | 0.095486 | 0.044306 | 0.0019228 | 0.049257 | 0 | 0 | 0.0052479 | 4.4196e-07 | 0 | 4.4196e-07 | 4.4196e-07 | 0 | 4.4196e-07 | [22 empty] | 7.3.3.17.5 (Remote Grid) Updates to grid topology to minimize risk of ignition in HFTDs Remote GridWLDFREquipment / facility failureAggregated | WLDFR | HFTD - Distribution - Tier 2 - 1QU CoRE ¦ 2QU LoRE | Red Flag Warning - Catastrophic Fires | Equipment / facility failure | Aggregated | 2043 | 9.695e-05 | 353.5334 | 0.034275 | 2043 | Mitigation | 0.95 | 45 | 0 | esc | 0.00097009 | 9.405e-08 | 0.00097009 | 9.405e-08
[35 empty] | WLDFR | HFTD - Distribution - Zone 1 - 5QU CoRE ¦ 1QU LoRE | 2044 | 0.21095 | 0.00019248 | 0.00012272 | 0 | 0.00012272 | 0.00019248 | 0.00012272 | 0 | 0.00012272 | 2.5888e-05 | 2.5888e-05 | 0.00019248 | 4.0602e-05 | 0.00012272 | 2.5888e-05 | 0 | 0 | 0.00012272 | 2.5888e-05 | [22 empty] | WLDFR | HFTD - Distribution - Tier 2 - 2QU CoRE ¦ 2QU LoRE | Non-Red Flag Warning - Small Fires | 2044 | 4.6285e-06 | 4.6285e-06 | 0.095486 | 0.044306 | 0.0019228 | 0.049257 | 0 | 0 | 0.0052479 | 4.4196e-07 | 0 | 4.4196e-07 | 4.4196e-07 | 0 | 4.4196e-07 | [22 empty] | 7.3.3.17.5 (Remote Grid) Updates to grid topology to minimize risk of ignition in HFTDs Remote GridWLDFREquipment / facility failureAggregated | WLDFR | HFTD - Distribution - Tier 2 - 1QU CoRE ¦ 2QU LoRE | Red Flag Warning - Catastrophic Fires | Equipment / facility failure | Aggregated | 2044 | 9.695e-05 | 353.5334 | 0.034275 | 2044 | Mitigation | 0.95 | 45 | 0 | esc | 0.00097009 | 9.405e-08 | 0.00097009 | 9.405e-08
[35 empty] | WLDFR | HFTD - Distribution - Zone 1 - 5QU CoRE ¦ 1QU LoRE | 2045 | 0.19715 | 0.00019248 | 0.00012272 | 0 | 0.00012272 | 0.00019248 | 0.00012272 | 0 | 0.00012272 | 2.4194e-05 | 2.4194e-05 | 0.00019248 | 3.7946e-05 | 0.00012272 | 2.4194e-05 | 0 | 0 | 0.00012272 | 2.4194e-05 | [22 empty] | WLDFR | HFTD - Distribution - Tier 2 - 2QU CoRE ¦ 2QU LoRE | Non-Red Flag Warning - Small Fires | 2045 | 4.6285e-06 | 4.6285e-06 | 0.095486 | 0.044306 | 0.0019228 | 0.049257 | 0 | 0 | 0.0052479 | 4.4196e-07 | 0 | 4.4196e-07 | 4.4196e-07 | 0 | 4.4196e-07 | [22 empty] | 7.3.3.17.5 (Remote Grid) Updates to grid topology to minimize risk of ignition in HFTDs Remote GridWLDFREquipment / facility failureAggregated | WLDFR | HFTD - Distribution - Tier 2 - 1QU CoRE ¦ 2QU LoRE | Red Flag Warning - Catastrophic Fires | Equipment / facility failure | Aggregated | 2045 | 9.695e-05 | 353.5334 | 0.034275 | 2045 | Mitigation | 0.95 | 45 | 0 | esc | 0.00097009 | 9.405e-08 | 0.00097009 | 9.405e-08
[35 empty] | WLDFR | HFTD - Distribution - Zone 1 - 5QU CoRE ¦ 1QU LoRE | 2046 | 0.18425 | 0.00019248 | 0.00012272 | 0 | 0.00012272 | 0.00019248 | 0.00012272 | 0 | 0.00012272 | 2.2612e-05 | 2.2612e-05 | 0.00019248 | 3.5464e-05 | 0.00012272 | 2.2612e-05 | 0 | 0 | 0.00012272 | 2.2612e-05 | [22 empty] | WLDFR | HFTD - Distribution - Tier 2 - 2QU CoRE ¦ 2QU LoRE | Non-Red Flag Warning - Small Fires | 2046 | 4.6285e-06 | 4.6285e-06 | 0.095486 | 0.044306 | 0.0019228 | 0.049257 | 0 | 0 | 0.0052479 | 4.4196e-07 | 0 | 4.4196e-07 | 4.4196e-07 | 0 | 4.4196e-07 | [22 empty] | 7.3.3.17.5 (Remote Grid) Updates to grid topology to minimize risk of ignition in HFTDs Remote GridWLDFREquipment / facility failureAggregated | WLDFR | HFTD - Distribution - Tier 2 - 1QU CoRE ¦ 2QU LoRE | Red Flag Warning - Catastrophic Fires | Equipment / facility failure | Aggregated | 2046 | 9.695e-05 | 353.5334 | 0.034275 | 2046 | Mitigation | 0.95 | 45 | 0 | esc | 0.00097009 | 9.405e-08 | 0.00097009 | 9.405e-08
[35 empty] | WLDFR | HFTD - Distribution - Zone 1 - 5QU CoRE ¦ 1QU LoRE | 2047 | 0.1722 | 0.00019248 | 0.00012272 | 0 | 0.00012272 | 0.00019248 | 0.00012272 | 0 | 0.00012272 | 2.1132e-05 | 2.1132e-05 | 0.00019248 | 3.3144e-05 | 0.00012272 | 2.1132e-05 | 0 | 0 | 0.00012272 | 2.1132e-05 | [22 empty] | WLDFR | HFTD - Distribution - Tier 2 - 2QU CoRE ¦ 2QU LoRE | Non-Red Flag Warning - Small Fires | 2047 | 4.6285e-06 | 4.6285e-06 | 0.095486 | 0.044306 | 0.0019228 | 0.049257 | 0 | 0 | 0.0052479 | 4.4196e-07 | 0 | 4.4196e-07 | 4.4196e-07 | 0 | 4.4196e-07 | [22 empty] | 7.3.3.17.5 (Remote Grid) Updates to grid topology to minimize risk of ignition in HFTDs Remote GridWLDFREquipment / facility failureAggregated | WLDFR | HFTD - Distribution - Tier 2 - 1QU CoRE ¦ 2QU LoRE | Red Flag Warning - Catastrophic Fires | Equipment / facility failure | Aggregated | 2047 | 9.695e-05 | 353.5334 | 0.034275 | 2047 | Mitigation | 0.95 | 45 | 0 | esc | 0.00097009 | 9.405e-08 | 0.00097009 | 9.405e-08
[35 empty] | WLDFR | HFTD - Distribution - Zone 1 - 5QU CoRE ¦ 1QU LoRE | 2048 | 0.16093 | 0.00019248 | 0.00012897 | 0 | 0.00012897 | 0.00019248 | 0.00012897 | 0 | 0.00012897 | 2.0756e-05 | 2.0756e-05 | 0.00019248 | 3.0975e-05 | 0.00012897 | 2.0756e-05 | 0 | 0 | 0.00012897 | 2.0756e-05 | [22 empty] | WLDFR | HFTD - Distribution - Tier 2 - 2QU CoRE ¦ 2QU LoRE | Non-Red Flag Warning - Small Fires | 2048 | 4.6285e-06 | 4.6285e-06 | 0.10007 | 0.04626 | 0.0020076 | 0.051804 | 0 | 0 | 0.0052479 | 4.6319e-07 | 0 | 4.6319e-07 | 4.6319e-07 | 0 | 4.6319e-07 | [22 empty] | 7.3.3.17.5 (Remote Grid) Updates to grid topology to minimize risk of ignition in HFTDs Remote GridWLDFREquipment / facility failureAggregated | WLDFR | HFTD - Distribution - Tier 2 - 1QU CoRE ¦ 2QU LoRE | Red Flag Warning - Catastrophic Fires | Equipment / facility failure | Aggregated | 2048 | 9.695e-05 | 353.5334 | 0.034275 | 2048 | Mitigation | 0.95 | 45 | 0 | esc | 0.00097009 | 9.405e-08 | 0.00097009 | 9.405e-08
[35 empty] | WLDFR | HFTD - Distribution - Zone 1 - 5QU CoRE ¦ 1QU LoRE | 2049 | 0.1504 | 0.00019248 | 0.00012897 | 0 | 0.00012897 | 0.00019248 | 0.00012897 | 0 | 0.00012897 | 1.9398e-05 | 1.9398e-05 | 0.00019248 | 2.8949e-05 | 0.00012897 | 1.9398e-05 | 0 | 0 | 0.00012897 | 1.9398e-05 | [22 empty] | WLDFR | HFTD - Distribution - Tier 2 - 2QU CoRE ¦ 2QU LoRE | Non-Red Flag Warning - Small Fires | 2049 | 4.6285e-06 | 4.6285e-06 | 0.10007 | 0.04626 | 0.0020076 | 0.051804 | 0 | 0 | 0.0052479 | 4.6319e-07 | 0 | 4.6319e-07 | 4.6319e-07 | 0 | 4.6319e-07 | [22 empty] | 7.3.3.17.5 (Remote Grid) Updates to grid topology to minimize risk of ignition in HFTDs Remote GridWLDFREquipment / facility failureAggregated | WLDFR | HFTD - Distribution - Tier 2 - 1QU CoRE ¦ 2QU LoRE | Red Flag Warning - Catastrophic Fires | Equipment / facility failure | Aggregated | 2049 | 9.695e-05 | 353.5334 | 0.034275 | 2049 | Mitigation | 0.95 | 45 | 0 | esc | 0.00097009 | 9.405e-08 | 0.00097009 | 9.405e-08
[35 empty] | WLDFR | HFTD - Distribution - Zone 1 - 5QU CoRE ¦ 1QU LoRE | 2050 | 0.14056 | 0.00019248 | 0.00012897 | 0 | 0.00012897 | 0.00019248 | 0.00012897 | 0 | 0.00012897 | 1.8129e-05 | 1.8129e-05 | 0.00019248 | 2.7055e-05 | 0.00012897 | 1.8129e-05 | 0 | 0 | 0.00012897 | 1.8129e-05 | [22 empty] | WLDFR | HFTD - Distribution - Tier 2 - 2QU CoRE ¦ 2QU LoRE | Non-Red Flag Warning - Small Fires | 2050 | 4.6285e-06 | 4.6285e-06 | 0.10007 | 0.04626 | 0.0020076 | 0.051804 | 0 | 0 | 0.0052479 | 4.6319e-07 | 0 | 4.6319e-07 | 4.6319e-07 | 0 | 4.6319e-07 | [22 empty] | 7.3.3.17.5 (Remote Grid) Updates to grid topology to minimize risk of ignition in HFTDs Remote GridWLDFREquipment / facility failureAggregated | WLDFR | HFTD - Distribution - Tier 2 - 1QU CoRE ¦ 2QU LoRE | Red Flag Warning - Catastrophic Fires | Equipment / facility failure | Aggregated | 2050 | 9.695e-05 | 353.5334 | 0.034275 | 2050 | Mitigation | 0.95 | 45 | 0 | esc | 0.00097009 | 9.405e-08 | 0.00097009 | 9.405e-08
[35 empty] | WLDFR | HFTD - Distribution - Zone 1 - 5QU CoRE ¦ 1QU LoRE | 2051 | 0.13137 | 0.00019248 | 0.00012897 | 0 | 0.00012897 | 0.00019248 | 0.00012897 | 0 | 0.00012897 | 1.6943e-05 | 1.6943e-05 | 0.00019248 | 2.5285e-05 | 0.00012897 | 1.6943e-05 | 0 | 0 | 0.00012897 | 1.6943e-05 | [22 empty] | WLDFR | HFTD - Distribution - Tier 2 - 2QU CoRE ¦ 2QU LoRE | Non-Red Flag Warning - Small Fires | 2051 | 4.6285e-06 | 4.6285e-06 | 0.10007 | 0.04626 | 0.0020076 | 0.051804 | 0 | 0 | 0.0052479 | 4.6319e-07 | 0 | 4.6319e-07 | 4.6319e-07 | 0 | 4.6319e-07 | [22 empty] | 7.3.3.17.5 (Remote Grid) Updates to grid topology to minimize risk of ignition in HFTDs Remote GridWLDFREquipment / facility failureAggregated | WLDFR | HFTD - Distribution - Tier 2 - 1QU CoRE ¦ 2QU LoRE | Red Flag Warning - Catastrophic Fires | Equipment / facility failure | Aggregated | 2051 | 9.695e-05 | 353.5334 | 0.034275 | 2051 | Mitigation | 0.95 | 45 | 0 | esc | 0.00097009 | 9.405e-08 | 0.00097009 | 9.405e-08
[35 empty] | WLDFR | HFTD - Distribution - Zone 1 - 5QU CoRE ¦ 1QU LoRE | 2052 | 0.12277 | 0.00019248 | 0.00012897 | 0 | 0.00012897 | 0.00019248 | 0.00012897 | 0 | 0.00012897 | 1.5835e-05 | 1.5835e-05 | 0.00019248 | 2.3631e-05 | 0.00012897 | 1.5835e-05 | 0 | 0 | 0.00012897 | 1.5835e-05 | [22 empty] | WLDFR | HFTD - Distribution - Tier 2 - 2QU CoRE ¦ 2QU LoRE | Non-Red Flag Warning - Small Fires | 2052 | 4.6285e-06 | 4.6285e-06 | 0.10007 | 0.04626 | 0.0020076 | 0.051804 | 0 | 0 | 0.0052479 | 4.6319e-07 | 0 | 4.6319e-07 | 4.6319e-07 | 0 | 4.6319e-07 | [22 empty] | 7.3.3.17.5 (Remote Grid) Updates to grid topology to minimize risk of ignition in HFTDs Remote GridWLDFREquipment / facility failureAggregated | WLDFR | HFTD - Distribution - Tier 2 - 1QU CoRE ¦ 2QU LoRE | Red Flag Warning - Catastrophic Fires | Equipment / facility failure | Aggregated | 2052 | 9.695e-05 | 353.5334 | 0.034275 | 2052 | Mitigation | 0.95 | 45 | 0 | esc | 0.00097009 | 9.405e-08 | 0.00097009 | 9.405e-08
[35 empty] | WLDFR | HFTD - Distribution - Zone 1 - 5QU CoRE ¦ 1QU LoRE | 2053 | 0.11474 | 0.00019248 | 0.00013547 | 0 | 0.00013547 | 0.00019248 | 0.00013547 | 0 | 0.00013547 | 1.5544e-05 | 1.5544e-05 | 0.00019248 | 2.2085e-05 | 0.00013547 | 1.5544e-05 | 0 | 0 | 0.00013547 | 1.5544e-05 | [22 empty] | WLDFR | HFTD - Distribution - Tier 2 - 2QU CoRE ¦ 2QU LoRE | Non-Red Flag Warning - Small Fires | 2053 | 4.6285e-06 | 4.6285e-06 | 0.10489 | 0.048274 | 0.002095 | 0.054525 | 0 | 0 | 0.0052479 | 4.8551e-07 | 0 | 4.8551e-07 | 4.8551e-07 | 0 | 4.8551e-07 | [22 empty] | 7.3.3.17.5 (Remote Grid) Updates to grid topology to minimize risk of ignition in HFTDs Remote GridWLDFREquipment / facility failureAggregated | WLDFR | HFTD - Distribution - Tier 2 - 1QU CoRE ¦ 2QU LoRE | Red Flag Warning - Catastrophic Fires | Equipment / facility failure | Aggregated | 2053 | 9.695e-05 | 353.5334 | 0.034275 | 2053 | Mitigation | 0.95 | 45 | 0 | esc | 0.00097009 | 9.405e-08 | 0.00097009 | 9.405e-08
[35 empty] | WLDFR | HFTD - Distribution - Zone 1 - 5QU CoRE ¦ 1QU LoRE | 2054 | 0.10723 | 0.00019248 | 0.00013547 | 0 | 0.00013547 | 0.00019248 | 0.00013547 | 0 | 0.00013547 | 1.4528e-05 | 1.4528e-05 | 0.00019248 | 2.064e-05 | 0.00013547 | 1.4528e-05 | 0 | 0 | 0.00013547 | 1.4528e-05 | [22 empty] | WLDFR | HFTD - Distribution - Tier 2 - 2QU CoRE ¦ 2QU LoRE | Non-Red Flag Warning - Small Fires | 2054 | 4.6285e-06 | 4.6285e-06 | 0.10489 | 0.048274 | 0.002095 | 0.054525 | 0 | 0 | 0.0052479 | 4.8551e-07 | 0 | 4.8551e-07 | 4.8551e-07 | 0 | 4.8551e-07 | [22 empty] | 7.3.3.17.5 (Remote Grid) Updates to grid topology to minimize risk of ignition in HFTDs Remote GridWLDFREquipment / facility failureAggregated | WLDFR | HFTD - Distribution - Tier 2 - 1QU CoRE ¦ 2QU LoRE | Red Flag Warning - Catastrophic Fires | Equipment / facility failure | Aggregated | 2054 | 9.695e-05 | 353.5334 | 0.034275 | 2054 | Mitigation | 0.95 | 45 | 0 | esc | 0.00097009 | 9.405e-08 | 0.00097009 | 9.405e-08
[35 empty] | WLDFR | HFTD - Distribution - Zone 1 - 5QU CoRE ¦ 1QU LoRE | 2055 | 0.10022 | 0.00019248 | 0.00013547 | 0 | 0.00013547 | 0.00019248 | 0.00013547 | 0 | 0.00013547 | 1.3577e-05 | 1.3577e-05 | 0.00019248 | 1.929e-05 | 0.00013547 | 1.3577e-05 | 0 | 0 | 0.00013547 | 1.3577e-05 | [22 empty] | WLDFR | HFTD - Distribution - Tier 2 - 2QU CoRE ¦ 2QU LoRE | Non-Red Flag Warning - Small Fires | 2055 | 4.6285e-06 | 4.6285e-06 | 0.10489 | 0.048274 | 0.002095 | 0.054525 | 0 | 0 | 0.0052479 | 4.8551e-07 | 0 | 4.8551e-07 | 4.8551e-07 | 0 | 4.8551e-07 | [22 empty] | 7.3.3.17.5 (Remote Grid) Updates to grid topology to minimize risk of ignition in HFTDs Remote GridWLDFREquipment / facility failureAggregated | WLDFR | HFTD - Distribution - Tier 2 - 1QU CoRE ¦ 2QU LoRE | Red Flag Warning - Catastrophic Fires | Equipment / facility failure | Aggregated | 2055 | 9.695e-05 | 353.5334 | 0.034275 | 2055 | Mitigation | 0.95 | 45 | 0 | esc | 0.00097009 | 9.405e-08 | 0.00097009 | 9.405e-08
[35 empty] | WLDFR | HFTD - Distribution - Zone 1 - 5QU CoRE ¦ 1QU LoRE | 2056 | 0.093663 | 0.00019248 | 0.00013547 | 0 | 0.00013547 | 0.00019248 | 0.00013547 | 0 | 0.00013547 | 1.2689e-05 | 1.2689e-05 | 0.00019248 | 1.8028e-05 | 0.00013547 | 1.2689e-05 | 0 | 0 | 0.00013547 | 1.2689e-05 | [22 empty] | WLDFR | HFTD - Distribution - Tier 2 - 2QU CoRE ¦ 2QU LoRE | Non-Red Flag Warning - Small Fires | 2056 | 4.6285e-06 | 4.6285e-06 | 0.10489 | 0.048274 | 0.002095 | 0.054525 | 0 | 0 | 0.0052479 | 4.8551e-07 | 0 | 4.8551e-07 | 4.8551e-07 | 0 | 4.8551e-07 | [22 empty] | 7.3.3.17.5 (Remote Grid) Updates to grid topology to minimize risk of ignition in HFTDs Remote GridWLDFREquipment / facility failureAggregated | WLDFR | HFTD - Distribution - Tier 2 - 1QU CoRE ¦ 2QU LoRE | Red Flag Warning - Catastrophic Fires | Equipment / facility failure | Aggregated | 2056 | 9.695e-05 | 353.5334 | 0.034275 | 2056 | Mitigation | 0.95 | 45 | 0 | esc | 0.00097009 | 9.405e-08 | 0.00097009 | 9.405e-08
[35 empty] | WLDFR | HFTD - Distribution - Zone 1 - 5QU CoRE ¦ 1QU LoRE | 2057 | 0.087535 | 0.00019248 | 0.00013547 | 0 | 0.00013547 | 0.00019248 | 0.00013547 | 0 | 0.00013547 | 1.1859e-05 | 1.1859e-05 | 0.00019248 | 1.6849e-05 | 0.00013547 | 1.1859e-05 | 0 | 0 | 0.00013547 | 1.1859e-05 | [22 empty] | WLDFR | HFTD - Distribution - Tier 2 - 2QU CoRE ¦ 2QU LoRE | Non-Red Flag Warning - Small Fires | 2057 | 4.6285e-06 | 4.6285e-06 | 0.10489 | 0.048274 | 0.002095 | 0.054525 | 0 | 0 | 0.0052479 | 4.8551e-07 | 0 | 4.8551e-07 | 4.8551e-07 | 0 | 4.8551e-07 | [22 empty] | 7.3.3.17.5 (Remote Grid) Updates to grid topology to minimize risk of ignition in HFTDs Remote GridWLDFREquipment / facility failureAggregated | WLDFR | HFTD - Distribution - Tier 2 - 1QU CoRE ¦ 2QU LoRE | Red Flag Warning - Catastrophic Fires | Equipment / facility failure | Aggregated | 2057 | 9.695e-05 | 353.5334 | 0.034275 | 2057 | Mitigation | 0.95 | 45 | 0 | esc | 0.00097009 | 9.405e-08 | 0.00097009 | 9.405e-08
[35 empty] | WLDFR | HFTD - Distribution - Zone 1 - 5QU CoRE ¦ 1QU LoRE | 2058 | 0.081809 | 0.00019248 | 0.00014214 | 0 | 0.00014214 | 0.00019248 | 0.00014214 | 0 | 0.00014214 | 1.1629e-05 | 1.1629e-05 | 0.00019248 | 1.5746e-05 | 0.00014214 | 1.1629e-05 | 0 | 0 | 0.00014214 | 1.1629e-05 | [22 empty] | WLDFR | HFTD - Distribution - Tier 2 - 2QU CoRE ¦ 2QU LoRE | Non-Red Flag Warning - Small Fires | 2058 | 4.6285e-06 | 4.6285e-06 | 0.1099 | 0.050325 | 0.0021839 | 0.057393 | 0 | 0 | 0.0052479 | 5.0869e-07 | 0 | 5.0869e-07 | 5.0869e-07 | 0 | 5.0869e-07 | [22 empty] | 7.3.3.17.5 (Remote Grid) Updates to grid topology to minimize risk of ignition in HFTDs Remote GridWLDFREquipment / facility failureAggregated | WLDFR | HFTD - Distribution - Tier 2 - 1QU CoRE ¦ 2QU LoRE | Red Flag Warning - Catastrophic Fires | Equipment / facility failure | Aggregated | 2058 | 9.695e-05 | 353.5334 | 0.034275 | 2058 | Mitigation | 0.95 | 45 | 0 | esc | 0.00097009 | 9.405e-08 | 0.00097009 | 9.405e-08
[35 empty] | WLDFR | HFTD - Distribution - Zone 1 - 5QU CoRE ¦ 1QU LoRE | 2059 | 0.076457 | 0.00019248 | 0.00014214 | 0 | 0.00014214 | 0.00019248 | 0.00014214 | 0 | 0.00014214 | 1.0868e-05 | 1.0868e-05 | 0.00019248 | 1.4716e-05 | 0.00014214 | 1.0868e-05 | 0 | 0 | 0.00014214 | 1.0868e-05 | [22 empty] | WLDFR | HFTD - Distribution - Tier 2 - 2QU CoRE ¦ 2QU LoRE | Non-Red Flag Warning - Small Fires | 2059 | 4.6285e-06 | 4.6285e-06 | 0.1099 | 0.050325 | 0.0021839 | 0.057393 | 0 | 0 | 0.0052479 | 5.0869e-07 | 0 | 5.0869e-07 | 5.0869e-07 | 0 | 5.0869e-07 | [22 empty] | 7.3.3.17.5 (Remote Grid) Updates to grid topology to minimize risk of ignition in HFTDs Remote GridWLDFREquipment / facility failureAggregated | WLDFR | HFTD - Distribution - Tier 2 - 1QU CoRE ¦ 2QU LoRE | Red Flag Warning - Catastrophic Fires | Equipment / facility failure | Aggregated | 2059 | 9.695e-05 | 353.5334 | 0.034275 | 2059 | Mitigation | 0.95 | 45 | 0 | esc | 0.00097009 | 9.405e-08 | 0.00097009 | 9.405e-08
[35 empty] | WLDFR | HFTD - Distribution - Zone 1 - 5QU CoRE ¦ 1QU LoRE | 2060 | 0.071455 | 0.00019248 | 0.00014214 | 0 | 0.00014214 | 0.00019248 | 0.00014214 | 0 | 0.00014214 | 1.0157e-05 | 1.0157e-05 | 0.00019248 | 1.3753e-05 | 0.00014214 | 1.0157e-05 | 0 | 0 | 0.00014214 | 1.0157e-05 | [22 empty] | WLDFR | HFTD - Distribution - Tier 2 - 2QU CoRE ¦ 2QU LoRE | Non-Red Flag Warning - Small Fires | 2060 | 4.6285e-06 | 4.6285e-06 | 0.1099 | 0.050325 | 0.0021839 | 0.057393 | 0 | 0 | 0.0052479 | 5.0869e-07 | 0 | 5.0869e-07 | 5.0869e-07 | 0 | 5.0869e-07 | [22 empty] | 7.3.3.17.5 (Remote Grid) Updates to grid topology to minimize risk of ignition in HFTDs Remote GridWLDFREquipment / facility failureAggregated | WLDFR | HFTD - Distribution - Tier 2 - 1QU CoRE ¦ 2QU LoRE | Red Flag Warning - Catastrophic Fires | Equipment / facility failure | Aggregated | 2060 | 9.695e-05 | 353.5334 | 0.034275 | 2060 | Mitigation | 0.95 | 45 | 0 | esc | 0.00097009 | 9.405e-08 | 0.00097009 | 9.405e-08
[35 empty] | WLDFR | HFTD - Distribution - Zone 1 - 5QU CoRE ¦ 1QU LoRE | 2061 | 0.06678 | 0.00019248 | 0.00014214 | 0 | 0.00014214 | 0.00019248 | 0.00014214 | 0 | 0.00014214 | 9.4924e-06 | 9.4924e-06 | 0.00019248 | 1.2854e-05 | 0.00014214 | 9.4924e-06 | 0 | 0 | 0.00014214 | 9.4924e-06 | [22 empty] | WLDFR | HFTD - Distribution - Tier 2 - 2QU CoRE ¦ 2QU LoRE | Non-Red Flag Warning - Small Fires | 2061 | 4.6285e-06 | 4.6285e-06 | 0.1099 | 0.050325 | 0.0021839 | 0.057393 | 0 | 0 | 0.0052479 | 5.0869e-07 | 0 | 5.0869e-07 | 5.0869e-07 | 0 | 5.0869e-07 | [22 empty] | 7.3.3.17.5 (Remote Grid) Updates to grid topology to minimize risk of ignition in HFTDs Remote GridWLDFREquipment / facility failureAggregated | WLDFR | HFTD - Distribution - Tier 2 - 1QU CoRE ¦ 2QU LoRE | Red Flag Warning - Catastrophic Fires | Equipment / facility failure | Aggregated | 2061 | 9.695e-05 | 353.5334 | 0.034275 | 2061 | Mitigation | 0.95 | 45 | 0 | esc | 0.00097009 | 9.405e-08 | 0.00097009 | 9.405e-08
[35 empty] | WLDFR | HFTD - Distribution - Zone 1 - 5QU CoRE ¦ 1QU LoRE | 2062 | 0.062412 | 0.00019248 | 0.00014214 | 0 | 0.00014214 | 0.00019248 | 0.00014214 | 0 | 0.00014214 | 8.8714e-06 | 8.8714e-06 | 0.00019248 | 1.2013e-05 | 0.00014214 | 8.8714e-06 | 0 | 0 | 0.00014214 | 8.8714e-06 | [22 empty] | WLDFR | HFTD - Distribution - Tier 2 - 2QU CoRE ¦ 2QU LoRE | Non-Red Flag Warning - Small Fires | 2062 | 4.6285e-06 | 4.6285e-06 | 0.1099 | 0.050325 | 0.0021839 | 0.057393 | 0 | 0 | 0.0052479 | 5.0869e-07 | 0 | 5.0869e-07 | 5.0869e-07 | 0 | 5.0869e-07 | [22 empty] | 7.3.3.17.5 (Remote Grid) Updates to grid topology to minimize risk of ignition in HFTDs Remote GridWLDFREquipment / facility failureAggregated | WLDFR | HFTD - Distribution - Tier 2 - 1QU CoRE ¦ 2QU LoRE | Red Flag Warning - Catastrophic Fires | Equipment / facility failure | Aggregated | 2062 | 9.695e-05 | 353.5334 | 0.034275 | 2062 | Mitigation | 0.95 | 45 | 0 | esc | 0.00097009 | 9.405e-08 | 0.00097009 | 9.405e-08
[35 empty] | WLDFR | HFTD - Distribution - Zone 1 - 5QU CoRE ¦ 1QU LoRE | 2063 | 0.058329 | 0.00019248 | 0.0001489 | 0 | 0.0001489 | 0.00019248 | 0.0001489 | 0 | 0.0001489 | 8.6853e-06 | 8.6853e-06 | 0.00019248 | 1.1227e-05 | 0.0001489 | 8.6853e-06 | 0 | 0 | 0.0001489 | 8.6853e-06 | [22 empty] | WLDFR | HFTD - Distribution - Tier 2 - 2QU CoRE ¦ 2QU LoRE | Non-Red Flag Warning - Small Fires | 2063 | 4.6285e-06 | 4.6285e-06 | 0.11504 | 0.052388 | 0.0022734 | 0.060377 | 0 | 0 | 0.0052479 | 5.3246e-07 | 0 | 5.3246e-07 | 5.3246e-07 | 0 | 5.3246e-07 | [22 empty] | 7.3.3.17.5 (Remote Grid) Updates to grid topology to minimize risk of ignition in HFTDs Remote GridWLDFREquipment / facility failureAggregated | WLDFR | HFTD - Distribution - Tier 2 - 1QU CoRE ¦ 2QU LoRE | Red Flag Warning - Catastrophic Fires | Equipment / facility failure | Aggregated | 2063 | 9.695e-05 | 353.5334 | 0.034275 | 2063 | Mitigation | 0.95 | 45 | 0 | esc | 0.00097009 | 9.405e-08 | 0.00097009 | 9.405e-08
[35 empty] | WLDFR | HFTD - Distribution - Zone 1 - 5QU CoRE ¦ 1QU LoRE | 2064 | 0.054513 | 0.00019248 | 0.0001489 | 0 | 0.0001489 | 0.00019248 | 0.0001489 | 0 | 0.0001489 | 8.1171e-06 | 8.1171e-06 | 0.00019248 | 1.0492e-05 | 0.0001489 | 8.1171e-06 | 0 | 0 | 0.0001489 | 8.1171e-06 | [22 empty] | WLDFR | HFTD - Distribution - Tier 2 - 2QU CoRE ¦ 2QU LoRE | Non-Red Flag Warning - Small Fires | 2064 | 4.6285e-06 | 4.6285e-06 | 0.11504 | 0.052388 | 0.0022734 | 0.060377 | 0 | 0 | 0.0052479 | 5.3246e-07 | 0 | 5.3246e-07 | 5.3246e-07 | 0 | 5.3246e-07 | [22 empty] | 7.3.3.17.5 (Remote Grid) Updates to grid topology to minimize risk of ignition in HFTDs Remote GridWLDFREquipment / facility failureAggregated | WLDFR | HFTD - Distribution - Tier 2 - 1QU CoRE ¦ 2QU LoRE | Red Flag Warning - Catastrophic Fires | Equipment / facility failure | Aggregated | 2064 | 9.695e-05 | 353.5334 | 0.034275 | 2064 | Mitigation | 0.95 | 45 | 0 | esc | 0.00097009 | 9.405e-08 | 0.00097009 | 9.405e-08
[35 empty] | WLDFR | HFTD - Distribution - Zone 1 - 5QU CoRE ¦ 1QU LoRE | 2065 | 0.050946 | 0.00019248 | 0.0001489 | 0 | 0.0001489 | 0.00019248 | 0.0001489 | 0 | 0.0001489 | 7.5861e-06 | 7.5861e-06 | 0.00019248 | 9.806e-06 | 0.0001489 | 7.5861e-06 | 0 | 0 | 0.0001489 | 7.5861e-06 | [22 empty] | WLDFR | HFTD - Distribution - Tier 2 - 2QU CoRE ¦ 2QU LoRE | Non-Red Flag Warning - Small Fires | 2065 | 4.6285e-06 | 4.6285e-06 | 0.11504 | 0.052388 | 0.0022734 | 0.060377 | 0 | 0 | 0.0052479 | 5.3246e-07 | 0 | 5.3246e-07 | 5.3246e-07 | 0 | 5.3246e-07 | [22 empty] | 7.3.3.17.5 (Remote Grid) Updates to grid topology to minimize risk of ignition in HFTDs Remote GridWLDFREquipment / facility failureAggregated | WLDFR | HFTD - Distribution - Tier 2 - 1QU CoRE ¦ 2QU LoRE | Red Flag Warning - Catastrophic Fires | Equipment / facility failure | Aggregated | 2065 | 9.695e-05 | 353.5334 | 0.034275 | 2065 | Mitigation | 0.95 | 45 | 0 | esc | 0.00097009 | 9.405e-08 | 0.00097009 | 9.405e-08
[35 empty] | WLDFR | HFTD - Distribution - Zone 1 - 5QU CoRE ¦ 1QU LoRE | 2066 | 0.047613 | 0.00019248 | 0.0001489 | 0 | 0.0001489 | 0.00019248 | 0.0001489 | 0 | 0.0001489 | 7.0898e-06 | 7.0898e-06 | 0.00019248 | 9.1645e-06 | 0.0001489 | 7.0898e-06 | 0 | 0 | 0.0001489 | 7.0898e-06 | [22 empty] | WLDFR | HFTD - Distribution - Tier 2 - 2QU CoRE ¦ 2QU LoRE | Non-Red Flag Warning - Small Fires | 2066 | 4.6285e-06 | 4.6285e-06 | 0.11504 | 0.052388 | 0.0022734 | 0.060377 | 0 | 0 | 0.0052479 | 5.3246e-07 | 0 | 5.3246e-07 | 5.3246e-07 | 0 | 5.3246e-07 | [22 empty] | 7.3.3.17.5 (Remote Grid) Updates to grid topology to minimize risk of ignition in HFTDs Remote GridWLDFREquipment / facility failureAggregated | WLDFR | HFTD - Distribution - Tier 2 - 1QU CoRE ¦ 2QU LoRE | Red Flag Warning - Catastrophic Fires | Equipment / facility failure | Aggregated | 2066 | 9.695e-05 | 353.5334 | 0.034275 | 2066 | Mitigation | 0.95 | 45 | 0 | esc | 0.00097009 | 9.405e-08 | 0.00097009 | 9.405e-08
[35 empty] | WLDFR | HFTD - Distribution - Zone 1 - 5QU CoRE ¦ 1QU LoRE | 2067 | 0.044499 | 0 | 0 | 0 | 0 | 0.00019248 | 0.0001489 | 0 | 0.0001489 | 0 | 6.626e-06 | 0 | 0 | 0 | 0 | 0 | 0 | 0 | 0 | [22 empty] | WLDFR | HFTD - Distribution - Tier 2 - 2QU CoRE ¦ 2QU LoRE | Non-Red Flag Warning - Small Fires | 2067 | 0 | 4.6285e-06 | 0.11504 | 0.052388 | 0.0022734 | 0.060377 | 0 | 0 | 0.0052479 | 0 | 0 | 0 | 5.3246e-07 | 0 | 5.3246e-07 | [22 empty] | 7.3.3.17.5 (Remote Grid) Updates to grid topology to minimize risk of ignition in HFTDs Remote GridWLDFREquipment / facility failureAggregated | WLDFR | HFTD - Distribution - Tier 2 - 1QU CoRE ¦ 2QU LoRE | Red Flag Warning - Catastrophic Fires | Equipment / facility failure | Aggregated | 2067 | 9.695e-05 | 353.5334 | 0.034275 | 2067 | Mitigation | 0.95 | 45 | 0 | esc | 0 | 0 | 0.00097009 | 9.405e-08
[35 empty] | WLDFR | HFTD - Distribution - Zone 1 - 5QU CoRE ¦ 4QU LoRE | 2022 | 0.93458 | 1.1628e-06 | 1.1385e-07 | 0 | 1.1385e-07 | 0 | 0 | 0 | 0 | 1.064e-07 | 0 | 1.1628e-06 | 1.0867e-06 | 1.1385e-07 | 1.064e-07 | 0 | 0 | 1.1385e-07 | 1.064e-07 | [22 empty] | WLDFR | HFTD - Distribution - Tier 2 - 2QU CoRE ¦ 2QU LoRE | Red Flag Warning - Catastrophic Fires | 2022 | 7.5628e-08 | 0 | 14146.1306 | 222.2294 | 8585.7228 | 5338.1784 | 0 | 0 | 7.796e-05 | 0.0010698 | 0 | 0.0010698 | 0 | 0 | 0 | [22 empty] | 7.3.3.17.5 (Remote Grid) Updates to grid topology to minimize risk of ignition in HFTDs Remote GridWLDFRVegetation ContactAggregated | WLDFR | HFTD - Distribution - Tier 2 - 1QU CoRE ¦ 2QU LoRE | Red Flag Warning - Catastrophic Fires | Vegetation Contact | Aggregated | 2022 | 0.00011993 | 353.5334 | 0.042398 | 2022 | Mitigation | 0.95 | 45 | 0 | esc | 0.00097009 | 1.1634e-07 | 0 | 0
[35 empty] | WLDFR | HFTD - Distribution - Zone 1 - 5QU CoRE ¦ 4QU LoRE | 2023 | 0.87344 | 1.1628e-06 | 1.1781e-07 | 0 | 1.1781e-07 | 1.1628e-06 | 1.1781e-07 | 0 | 1.1781e-07 | 1.029e-07 | 1.029e-07 | 1.1628e-06 | 1.0156e-06 | 1.1781e-07 | 1.029e-07 | 0 | 0 | 1.1781e-07 | 1.029e-07 | [22 empty] | WLDFR | HFTD - Distribution - Tier 2 - 2QU CoRE ¦ 2QU LoRE | Red Flag Warning - Catastrophic Fires | 2023 | 7.5628e-08 | 7.5628e-08 | 14664.6376 | 233.2301 | 8896.516 | 5534.8915 | 0 | 0 | 7.796e-05 | 0.0011091 | 0 | 0.0011091 | 0.0011091 | 0 | 0.0011091 | [22 empty] | 7.3.3.17.5 (Remote Grid) Updates to grid topology to minimize risk of ignition in HFTDs Remote GridWLDFRVegetation ContactAggregated | WLDFR | HFTD - Distribution - Tier 2 - 1QU CoRE ¦ 2QU LoRE | Red Flag Warning - Catastrophic Fires | Vegetation Contact | Aggregated | 2023 | 0.00011993 | 353.5334 | 0.042398 | 2023 | Mitigation | 0.95 | 45 | 0 | esc | 0.00097009 | 1.1634e-07 | 0.00097009 | 1.1634e-07
[35 empty] | WLDFR | HFTD - Distribution - Zone 1 - 5QU CoRE ¦ 4QU LoRE | 2024 | 0.8163 | 1.1628e-06 | 1.1781e-07 | 0 | 1.1781e-07 | 1.1628e-06 | 1.1781e-07 | 0 | 1.1781e-07 | 9.6171e-08 | 9.6171e-08 | 1.1628e-06 | 9.4918e-07 | 1.1781e-07 | 9.6171e-08 | 0 | 0 | 1.1781e-07 | 9.6171e-08 | [22 empty] | WLDFR | HFTD - Distribution - Tier 2 - 2QU CoRE ¦ 2QU LoRE | Red Flag Warning - Catastrophic Fires | 2024 | 7.5628e-08 | 7.5628e-08 | 14664.6376 | 233.2301 | 8896.516 | 5534.8915 | 0 | 0 | 7.796e-05 | 0.0011091 | 0 | 0.0011091 | 0.0011091 | 0 | 0.0011091 | [22 empty] | 7.3.3.17.5 (Remote Grid) Updates to grid topology to minimize risk of ignition in HFTDs Remote GridWLDFRVegetation ContactAggregated | WLDFR | HFTD - Distribution - Tier 2 - 1QU CoRE ¦ 2QU LoRE | Red Flag Warning - Catastrophic Fires | Vegetation Contact | Aggregated | 2024 | 0.00011993 | 353.5334 | 0.042398 | 2024 | Mitigation | 0.95 | 45 | 0 | esc | 0.00097009 | 1.1634e-07 | 0.00097009 | 1.1634e-07
[35 empty] | WLDFR | HFTD - Distribution - Zone 1 - 5QU CoRE ¦ 4QU LoRE | 2025 | 0.7629 | 1.1628e-06 | 1.1781e-07 | 0 | 1.1781e-07 | 1.1628e-06 | 1.1781e-07 | 0 | 1.1781e-07 | 8.988e-08 | 8.988e-08 | 1.1628e-06 | 8.8709e-07 | 1.1781e-07 | 8.988e-08 | 0 | 0 | 1.1781e-07 | 8.988e-08 | [22 empty] | WLDFR | HFTD - Distribution - Tier 2 - 2QU CoRE ¦ 2QU LoRE | Red Flag Warning - Catastrophic Fires | 2025 | 7.5628e-08 | 7.5628e-08 | 14664.6376 | 233.2301 | 8896.516 | 5534.8915 | 0 | 0 | 7.796e-05 | 0.0011091 | 0 | 0.0011091 | 0.0011091 | 0 | 0.0011091 | [22 empty] | 7.3.3.17.5 (Remote Grid) Updates to grid topology to minimize risk of ignition in HFTDs Remote GridWLDFRVegetation ContactAggregated | WLDFR | HFTD - Distribution - Tier 2 - 1QU CoRE ¦ 2QU LoRE | Red Flag Warning - Catastrophic Fires | Vegetation Contact | Aggregated | 2025 | 0.00011993 | 353.5334 | 0.042398 | 2025 | Mitigation | 0.95 | 45 | 0 | esc | 0.00097009 | 1.1634e-07 | 0.00097009 | 1.1634e-07
[35 empty] | WLDFR | HFTD - Distribution - Zone 1 - 5QU CoRE ¦ 4QU LoRE | 2026 | 0.71299 | 1.1628e-06 | 1.1781e-07 | 0 | 1.1781e-07 | 1.1628e-06 | 1.1781e-07 | 0 | 1.1781e-07 | 8.4e-08 | 8.4e-08 | 1.1628e-06 | 8.2905e-07 | 1.1781e-07 | 8.4e-08 | 0 | 0 | 1.1781e-07 | 8.4e-08 | [22 empty] | WLDFR | HFTD - Distribution - Tier 2 - 2QU CoRE ¦ 2QU LoRE | Red Flag Warning - Catastrophic Fires | 2026 | 7.5628e-08 | 7.5628e-08 | 14664.6376 | 233.2301 | 8896.516 | 5534.8915 | 0 | 0 | 7.796e-05 | 0.0011091 | 0 | 0.0011091 | 0.0011091 | 0 | 0.0011091 | [22 empty] | 7.3.3.17.5 (Remote Grid) Updates to grid topology to minimize risk of ignition in HFTDs Remote GridWLDFRVegetation ContactAggregated | WLDFR | HFTD - Distribution - Tier 2 - 1QU CoRE ¦ 2QU LoRE | Red Flag Warning - Catastrophic Fires | Vegetation Contact | Aggregated | 2026 | 0.00011993 | 353.5334 | 0.042398 | 2026 | Mitigation | 0.95 | 45 | 0 | esc | 0.00097009 | 1.1634e-07 | 0.00097009 | 1.1634e-07
[35 empty] | WLDFR | HFTD - Distribution - Zone 1 - 5QU CoRE ¦ 4QU LoRE | 2027 | 0.66634 | 1.1628e-06 | 1.1781e-07 | 0 | 1.1781e-07 | 1.1628e-06 | 1.1781e-07 | 0 | 1.1781e-07 | 7.8504e-08 | 7.8504e-08 | 1.1628e-06 | 7.7482e-07 | 1.1781e-07 | 7.8504e-08 | 0 | 0 | 1.1781e-07 | 7.8504e-08 | [22 empty] | WLDFR | HFTD - Distribution - Tier 2 - 2QU CoRE ¦ 2QU LoRE | Red Flag Warning - Catastrophic Fires | 2027 | 7.5628e-08 | 7.5628e-08 | 14664.6376 | 233.2301 | 8896.516 | 5534.8915 | 0 | 0 | 7.796e-05 | 0.0011091 | 0 | 0.0011091 | 0.0011091 | 0 | 0.0011091 | [22 empty] | 7.3.3.17.5 (Remote Grid) Updates to grid topology to minimize risk of ignition in HFTDs Remote GridWLDFRVegetation ContactAggregated | WLDFR | HFTD - Distribution - Tier 2 - 1QU CoRE ¦ 2QU LoRE | Red Flag Warning - Catastrophic Fires | Vegetation Contact | Aggregated | 2027 | 0.00011993 | 353.5334 | 0.042398 | 2027 | Mitigation | 0.95 | 45 | 0 | esc | 0.00097009 | 1.1634e-07 | 0.00097009 | 1.1634e-07
[35 empty] | WLDFR | HFTD - Distribution - Zone 1 - 5QU CoRE ¦ 4QU LoRE | 2028 | 0.62275 | 1.1628e-06 | 1.2288e-07 | 0 | 1.2288e-07 | 1.1628e-06 | 1.2288e-07 | 0 | 1.2288e-07 | 7.6523e-08 | 7.6523e-08 | 1.1628e-06 | 7.2413e-07 | 1.2288e-07 | 7.6523e-08 | 0 | 0 | 1.2288e-07 | 7.6523e-08 | [22 empty] | WLDFR | HFTD - Distribution - Tier 2 - 2QU CoRE ¦ 2QU LoRE | Red Flag Warning - Catastrophic Fires | 2028 | 7.5628e-08 | 7.5628e-08 | 15317.9909 | 247.273 | 9287.6491 | 5783.0689 | 0 | 0 | 7.796e-05 | 0.0011585 | 0 | 0.0011585 | 0.0011585 | 0 | 0.0011585 | [22 empty] | 7.3.3.17.5 (Remote Grid) Updates to grid topology to minimize risk of ignition in HFTDs Remote GridWLDFRVegetation ContactAggregated | WLDFR | HFTD - Distribution - Tier 2 - 1QU CoRE ¦ 2QU LoRE | Red Flag Warning - Catastrophic Fires | Vegetation Contact | Aggregated | 2028 | 0.00011993 | 353.5334 | 0.042398 | 2028 | Mitigation | 0.95 | 45 | 0 | esc | 0.00097009 | 1.1634e-07 | 0.00097009 | 1.1634e-07
[35 empty] | WLDFR | HFTD - Distribution - Zone 1 - 5QU CoRE ¦ 4QU LoRE | 2029 | 0.58201 | 1.1628e-06 | 1.2288e-07 | 0 | 1.2288e-07 | 1.1628e-06 | 1.2288e-07 | 0 | 1.2288e-07 | 7.1517e-08 | 7.1517e-08 | 1.1628e-06 | 6.7676e-07 | 1.2288e-07 | 7.1517e-08 | 0 | 0 | 1.2288e-07 | 7.1517e-08 | [22 empty] | WLDFR | HFTD - Distribution - Tier 2 - 2QU CoRE ¦ 2QU LoRE | Red Flag Warning - Catastrophic Fires | 2029 | 7.5628e-08 | 7.5628e-08 | 15317.9909 | 247.273 | 9287.6491 | 5783.0689 | 0 | 0 | 7.796e-05 | 0.0011585 | 0 | 0.0011585 | 0.0011585 | 0 | 0.0011585 | [22 empty] | 7.3.3.17.5 (Remote Grid) Updates to grid topology to minimize risk of ignition in HFTDs Remote GridWLDFRVegetation ContactAggregated | WLDFR | HFTD - Distribution - Tier 2 - 1QU CoRE ¦ 2QU LoRE | Red Flag Warning - Catastrophic Fires | Vegetation Contact | Aggregated | 2029 | 0.00011993 | 353.5334 | 0.042398 | 2029 | Mitigation | 0.95 | 45 | 0 | esc | 0.00097009 | 1.1634e-07 | 0.00097009 | 1.1634e-07
[35 empty] | WLDFR | HFTD - Distribution - Zone 1 - 5QU CoRE ¦ 4QU LoRE | 2030 | 0.54393 | 1.1628e-06 | 1.2288e-07 | 0 | 1.2288e-07 | 1.1628e-06 | 1.2288e-07 | 0 | 1.2288e-07 | 6.6838e-08 | 6.6838e-08 | 1.1628e-06 | 6.3248e-07 | 1.2288e-07 | 6.6838e-08 | 0 | 0 | 1.2288e-07 | 6.6838e-08 | [22 empty] | WLDFR | HFTD - Distribution - Tier 2 - 2QU CoRE ¦ 2QU LoRE | Red Flag Warning - Catastrophic Fires | 2030 | 7.5628e-08 | 7.5628e-08 | 15317.9909 | 247.273 | 9287.6491 | 5783.0689 | 0 | 0 | 7.796e-05 | 0.0011585 | 0 | 0.0011585 | 0.0011585 | 0 | 0.0011585 | [22 empty] | 7.3.3.17.5 (Remote Grid) Updates to grid topology to minimize risk of ignition in HFTDs Remote GridWLDFRVegetation ContactAggregated | WLDFR | HFTD - Distribution - Tier 2 - 1QU CoRE ¦ 2QU LoRE | Red Flag Warning - Catastrophic Fires | Vegetation Contact | Aggregated | 2030 | 0.00011993 | 353.5334 | 0.042398 | 2030 | Mitigation | 0.95 | 45 | 0 | esc | 0.00097009 | 1.1634e-07 | 0.00097009 | 1.1634e-07
[35 empty] | WLDFR | HFTD - Distribution - Zone 1 - 5QU CoRE ¦ 4QU LoRE | 2031 | 0.50835 | 1.1628e-06 | 1.2288e-07 | 0 | 1.2288e-07 | 1.1628e-06 | 1.2288e-07 | 0 | 1.2288e-07 | 6.2466e-08 | 6.2466e-08 | 1.1628e-06 | 5.911e-07 | 1.2288e-07 | 6.2466e-08 | 0 | 0 | 1.2288e-07 | 6.2466e-08 | [22 empty] | WLDFR | HFTD - Distribution - Tier 2 - 2QU CoRE ¦ 2QU LoRE | Red Flag Warning - Catastrophic Fires | 2031 | 7.5628e-08 | 7.5628e-08 | 15317.9909 | 247.273 | 9287.6491 | 5783.0689 | 0 | 0 | 7.796e-05 | 0.0011585 | 0 | 0.0011585 | 0.0011585 | 0 | 0.0011585 | [22 empty] | 7.3.3.17.5 (Remote Grid) Updates to grid topology to minimize risk of ignition in HFTDs Remote GridWLDFRVegetation ContactAggregated | WLDFR | HFTD - Distribution - Tier 2 - 1QU CoRE ¦ 2QU LoRE | Red Flag Warning - Catastrophic Fires | Vegetation Contact | Aggregated | 2031 | 0.00011993 | 353.5334 | 0.042398 | 2031 | Mitigation | 0.95 | 45 | 0 | esc | 0.00097009 | 1.1634e-07 | 0.00097009 | 1.1634e-07
[35 empty] | WLDFR | HFTD - Distribution - Zone 1 - 5QU CoRE ¦ 4QU LoRE | 2032 | 0.47509 | 1.1628e-06 | 1.2288e-07 | 0 | 1.2288e-07 | 1.1628e-06 | 1.2288e-07 | 0 | 1.2288e-07 | 5.8379e-08 | 5.8379e-08 | 1.1628e-06 | 5.5243e-07 | 1.2288e-07 | 5.8379e-08 | 0 | 0 | 1.2288e-07 | 5.8379e-08 | [22 empty] | WLDFR | HFTD - Distribution - Tier 2 - 2QU CoRE ¦ 2QU LoRE | Red Flag Warning - Catastrophic Fires | 2032 | 7.5628e-08 | 7.5628e-08 | 15317.9909 | 247.273 | 9287.6491 | 5783.0689 | 0 | 0 | 7.796e-05 | 0.0011585 | 0 | 0.0011585 | 0.0011585 | 0 | 0.0011585 | [22 empty] | 7.3.3.17.5 (Remote Grid) Updates to grid topology to minimize risk of ignition in HFTDs Remote GridWLDFRVegetation ContactAggregated | WLDFR | HFTD - Distribution - Tier 2 - 1QU CoRE ¦ 2QU LoRE | Red Flag Warning - Catastrophic Fires | Vegetation Contact | Aggregated | 2032 | 0.00011993 | 353.5334 | 0.042398 | 2032 | Mitigation | 0.95 | 45 | 0 | esc | 0.00097009 | 1.1634e-07 | 0.00097009 | 1.1634e-07
[35 empty] | WLDFR | HFTD - Distribution - Zone 1 - 5QU CoRE ¦ 4QU LoRE | 2033 | 0.44401 | 1.1628e-06 | 1.286e-07 | 0 | 1.286e-07 | 1.1628e-06 | 1.286e-07 | 0 | 1.286e-07 | 5.7101e-08 | 5.7101e-08 | 1.1628e-06 | 5.1629e-07 | 1.286e-07 | 5.7101e-08 | 0 | 0 | 1.286e-07 | 5.7101e-08 | [22 empty] | WLDFR | HFTD - Distribution - Tier 2 - 2QU CoRE ¦ 2QU LoRE | Red Flag Warning - Catastrophic Fires | 2033 | 7.5628e-08 | 7.5628e-08 | 16044.1264 | 263.1074 | 9721.74 | 6059.2791 | 0 | 0 | 7.796e-05 | 0.0012134 | 0 | 0.0012134 | 0.0012134 | 0 | 0.0012134 | [22 empty] | 7.3.3.17.5 (Remote Grid) Updates to grid topology to minimize risk of ignition in HFTDs Remote GridWLDFRVegetation ContactAggregated | WLDFR | HFTD - Distribution - Tier 2 - 1QU CoRE ¦ 2QU LoRE | Red Flag Warning - Catastrophic Fires | Vegetation Contact | Aggregated | 2033 | 0.00011993 | 353.5334 | 0.042398 | 2033 | Mitigation | 0.95 | 45 | 0 | esc | 0.00097009 | 1.1634e-07 | 0.00097009 | 1.1634e-07
[35 empty] | WLDFR | HFTD - Distribution - Zone 1 - 5QU CoRE ¦ 4QU LoRE | 2034 | 0.41496 | 1.1628e-06 | 1.286e-07 | 0 | 1.286e-07 | 1.1628e-06 | 1.286e-07 | 0 | 1.286e-07 | 5.3366e-08 | 5.3366e-08 | 1.1628e-06 | 4.8252e-07 | 1.286e-07 | 5.3366e-08 | 0 | 0 | 1.286e-07 | 5.3366e-08 | [22 empty] | WLDFR | HFTD - Distribution - Tier 2 - 2QU CoRE ¦ 2QU LoRE | Red Flag Warning - Catastrophic Fires | 2034 | 7.5628e-08 | 7.5628e-08 | 16044.1264 | 263.1074 | 9721.74 | 6059.2791 | 0 | 0 | 7.796e-05 | 0.0012134 | 0 | 0.0012134 | 0.0012134 | 0 | 0.0012134 | [22 empty] | 7.3.3.17.5 (Remote Grid) Updates to grid topology to minimize risk of ignition in HFTDs Remote GridWLDFRVegetation ContactAggregated | WLDFR | HFTD - Distribution - Tier 2 - 1QU CoRE ¦ 2QU LoRE | Red Flag Warning - Catastrophic Fires | Vegetation Contact | Aggregated | 2034 | 0.00011993 | 353.5334 | 0.042398 | 2034 | Mitigation | 0.95 | 45 | 0 | esc | 0.00097009 | 1.1634e-07 | 0.00097009 | 1.1634e-07
[35 empty] | WLDFR | HFTD - Distribution - Zone 1 - 5QU CoRE ¦ 4QU LoRE | 2035 | 0.38782 | 1.1628e-06 | 1.286e-07 | 0 | 1.286e-07 | 1.1628e-06 | 1.286e-07 | 0 | 1.286e-07 | 4.9874e-08 | 4.9874e-08 | 1.1628e-06 | 4.5095e-07 | 1.286e-07 | 4.9874e-08 | 0 | 0 | 1.286e-07 | 4.9874e-08 | [22 empty] | WLDFR | HFTD - Distribution - Tier 2 - 2QU CoRE ¦ 2QU LoRE | Red Flag Warning - Catastrophic Fires | 2035 | 7.5628e-08 | 7.5628e-08 | 16044.1264 | 263.1074 | 9721.74 | 6059.2791 | 0 | 0 | 7.796e-05 | 0.0012134 | 0 | 0.0012134 | 0.0012134 | 0 | 0.0012134 | [22 empty] | 7.3.3.17.5 (Remote Grid) Updates to grid topology to minimize risk of ignition in HFTDs Remote GridWLDFRVegetation ContactAggregated | WLDFR | HFTD - Distribution - Tier 2 - 1QU CoRE ¦ 2QU LoRE | Red Flag Warning - Catastrophic Fires | Vegetation Contact | Aggregated | 2035 | 0.00011993 | 353.5334 | 0.042398 | 2035 | Mitigation | 0.95 | 45 | 0 | esc | 0.00097009 | 1.1634e-07 | 0.00097009 | 1.1634e-07
[35 empty] | WLDFR | HFTD - Distribution - Zone 1 - 5QU CoRE ¦ 4QU LoRE | 2036 | 0.36245 | 1.1628e-06 | 1.286e-07 | 0 | 1.286e-07 | 1.1628e-06 | 1.286e-07 | 0 | 1.286e-07 | 4.6612e-08 | 4.6612e-08 | 1.1628e-06 | 4.2145e-07 | 1.286e-07 | 4.6612e-08 | 0 | 0 | 1.286e-07 | 4.6612e-08 | [22 empty] | WLDFR | HFTD - Distribution - Tier 2 - 2QU CoRE ¦ 2QU LoRE | Red Flag Warning - Catastrophic Fires | 2036 | 7.5628e-08 | 7.5628e-08 | 16044.1264 | 263.1074 | 9721.74 | 6059.2791 | 0 | 0 | 7.796e-05 | 0.0012134 | 0 | 0.0012134 | 0.0012134 | 0 | 0.0012134 | [22 empty] | 7.3.3.17.5 (Remote Grid) Updates to grid topology to minimize risk of ignition in HFTDs Remote GridWLDFRVegetation ContactAggregated | WLDFR | HFTD - Distribution - Tier 2 - 1QU CoRE ¦ 2QU LoRE | Red Flag Warning - Catastrophic Fires | Vegetation Contact | Aggregated | 2036 | 0.00011993 | 353.5334 | 0.042398 | 2036 | Mitigation | 0.95 | 45 | 0 | esc | 0.00097009 | 1.1634e-07 | 0.00097009 | 1.1634e-07
[35 empty] | WLDFR | HFTD - Distribution - Zone 1 - 5QU CoRE ¦ 4QU LoRE | 2037 | 0.33873 | 1.1628e-06 | 1.286e-07 | 0 | 1.286e-07 | 1.1628e-06 | 1.286e-07 | 0 | 1.286e-07 | 4.3562e-08 | 4.3562e-08 | 1.1628e-06 | 3.9388e-07 | 1.286e-07 | 4.3562e-08 | 0 | 0 | 1.286e-07 | 4.3562e-08 | [22 empty] | WLDFR | HFTD - Distribution - Tier 2 - 2QU CoRE ¦ 2QU LoRE | Red Flag Warning - Catastrophic Fires | 2037 | 7.5628e-08 | 7.5628e-08 | 16044.1264 | 263.1074 | 9721.74 | 6059.2791 | 0 | 0 | 7.796e-05 | 0.0012134 | 0 | 0.0012134 | 0.0012134 | 0 | 0.0012134 | [22 empty] | 7.3.3.17.5 (Remote Grid) Updates to grid topology to minimize risk of ignition in HFTDs Remote GridWLDFRVegetation ContactAggregated | WLDFR | HFTD - Distribution - Tier 2 - 1QU CoRE ¦ 2QU LoRE | Red Flag Warning - Catastrophic Fires | Vegetation Contact | Aggregated | 2037 | 0.00011993 | 353.5334 | 0.042398 | 2037 | Mitigation | 0.95 | 45 | 0 | esc | 0.00097009 | 1.1634e-07 | 0.00097009 | 1.1634e-07
[35 empty] | WLDFR | HFTD - Distribution - Zone 1 - 5QU CoRE ¦ 4QU LoRE | 2038 | 0.31657 | 1.1628e-06 | 1.3493e-07 | 0 | 1.3493e-07 | 1.1628e-06 | 1.3493e-07 | 0 | 1.3493e-07 | 4.2715e-08 | 4.2715e-08 | 1.1628e-06 | 3.6811e-07 | 1.3493e-07 | 4.2715e-08 | 0 | 0 | 1.3493e-07 | 4.2715e-08 | [22 empty] | WLDFR | HFTD - Distribution - Tier 2 - 2QU CoRE ¦ 2QU LoRE | Red Flag Warning - Catastrophic Fires | 2038 | 7.5628e-08 | 7.5628e-08 | 16832.3912 | 280.5544 | 10192.2718 | 6359.5651 | 0 | 0 | 7.796e-05 | 0.001273 | 0 | 0.001273 | 0.001273 | 0 | 0.001273 | [22 empty] | 7.3.3.17.5 (Remote Grid) Updates to grid topology to minimize risk of ignition in HFTDs Remote GridWLDFRVegetation ContactAggregated | WLDFR | HFTD - Distribution - Tier 2 - 1QU CoRE ¦ 2QU LoRE | Red Flag Warning - Catastrophic Fires | Vegetation Contact | Aggregated | 2038 | 0.00011993 | 353.5334 | 0.042398 | 2038 | Mitigation | 0.95 | 45 | 0 | esc | 0.00097009 | 1.1634e-07 | 0.00097009 | 1.1634e-07
[35 empty] | WLDFR | HFTD - Distribution - Zone 1 - 5QU CoRE ¦ 4QU LoRE | 2039 | 0.29586 | 1.1628e-06 | 1.3493e-07 | 0 | 1.3493e-07 | 1.1628e-06 | 1.3493e-07 | 0 | 1.3493e-07 | 3.992e-08 | 3.992e-08 | 1.1628e-06 | 3.4403e-07 | 1.3493e-07 | 3.992e-08 | 0 | 0 | 1.3493e-07 | 3.992e-08 | [22 empty] | WLDFR | HFTD - Distribution - Tier 2 - 2QU CoRE ¦ 2QU LoRE | Red Flag Warning - Catastrophic Fires | 2039 | 7.5628e-08 | 7.5628e-08 | 16832.3912 | 280.5544 | 10192.2718 | 6359.5651 | 0 | 0 | 7.796e-05 | 0.001273 | 0 | 0.001273 | 0.001273 | 0 | 0.001273 | [22 empty] | 7.3.3.17.5 (Remote Grid) Updates to grid topology to minimize risk of ignition in HFTDs Remote GridWLDFRVegetation ContactAggregated | WLDFR | HFTD - Distribution - Tier 2 - 1QU CoRE ¦ 2QU LoRE | Red Flag Warning - Catastrophic Fires | Vegetation Contact | Aggregated | 2039 | 0.00011993 | 353.5334 | 0.042398 | 2039 | Mitigation | 0.95 | 45 | 0 | esc | 0.00097009 | 1.1634e-07 | 0.00097009 | 1.1634e-07
[35 empty] | WLDFR | HFTD - Distribution - Zone 1 - 5QU CoRE ¦ 4QU LoRE | 2040 | 0.27651 | 1.1628e-06 | 1.3493e-07 | 0 | 1.3493e-07 | 1.1628e-06 | 1.3493e-07 | 0 | 1.3493e-07 | 3.7309e-08 | 3.7309e-08 | 1.1628e-06 | 3.2152e-07 | 1.3493e-07 | 3.7309e-08 | 0 | 0 | 1.3493e-07 | 3.7309e-08 | [22 empty] | WLDFR | HFTD - Distribution - Tier 2 - 2QU CoRE ¦ 2QU LoRE | Red Flag Warning - Catastrophic Fires | 2040 | 7.5628e-08 | 7.5628e-08 | 16832.3912 | 280.5544 | 10192.2718 | 6359.5651 | 0 | 0 | 7.796e-05 | 0.001273 | 0 | 0.001273 | 0.001273 | 0 | 0.001273 | [22 empty] | 7.3.3.17.5 (Remote Grid) Updates to grid topology to minimize risk of ignition in HFTDs Remote GridWLDFRVegetation ContactAggregated | WLDFR | HFTD - Distribution - Tier 2 - 1QU CoRE ¦ 2QU LoRE | Red Flag Warning - Catastrophic Fires | Vegetation Contact | Aggregated | 2040 | 0.00011993 | 353.5334 | 0.042398 | 2040 | Mitigation | 0.95 | 45 | 0 | esc | 0.00097009 | 1.1634e-07 | 0.00097009 | 1.1634e-07
[35 empty] | WLDFR | HFTD - Distribution - Zone 1 - 5QU CoRE ¦ 4QU LoRE | 2041 | 0.25842 | 1.1628e-06 | 1.3493e-07 | 0 | 1.3493e-07 | 1.1628e-06 | 1.3493e-07 | 0 | 1.3493e-07 | 3.4868e-08 | 3.4868e-08 | 1.1628e-06 | 3.0049e-07 | 1.3493e-07 | 3.4868e-08 | 0 | 0 | 1.3493e-07 | 3.4868e-08 | [22 empty] | WLDFR | HFTD - Distribution - Tier 2 - 2QU CoRE ¦ 2QU LoRE | Red Flag Warning - Catastrophic Fires | 2041 | 7.5628e-08 | 7.5628e-08 | 16832.3912 | 280.5544 | 10192.2718 | 6359.5651 | 0 | 0 | 7.796e-05 | 0.001273 | 0 | 0.001273 | 0.001273 | 0 | 0.001273 | [22 empty] | 7.3.3.17.5 (Remote Grid) Updates to grid topology to minimize risk of ignition in HFTDs Remote GridWLDFRVegetation ContactAggregated | WLDFR | HFTD - Distribution - Tier 2 - 1QU CoRE ¦ 2QU LoRE | Red Flag Warning - Catastrophic Fires | Vegetation Contact | Aggregated | 2041 | 0.00011993 | 353.5334 | 0.042398 | 2041 | Mitigation | 0.95 | 45 | 0 | esc | 0.00097009 | 1.1634e-07 | 0.00097009 | 1.1634e-07
[35 empty] | WLDFR | HFTD - Distribution - Zone 1 - 5QU CoRE ¦ 4QU LoRE | 2042 | 0.24151 | 1.1628e-06 | 1.3493e-07 | 0 | 1.3493e-07 | 1.1628e-06 | 1.3493e-07 | 0 | 1.3493e-07 | 3.2587e-08 | 3.2587e-08 | 1.1628e-06 | 2.8083e-07 | 1.3493e-07 | 3.2587e-08 | 0 | 0 | 1.3493e-07 | 3.2587e-08 | [22 empty] | WLDFR | HFTD - Distribution - Tier 2 - 2QU CoRE ¦ 2QU LoRE | Red Flag Warning - Catastrophic Fires | 2042 | 7.5628e-08 | 7.5628e-08 | 16832.3912 | 280.5544 | 10192.2718 | 6359.5651 | 0 | 0 | 7.796e-05 | 0.001273 | 0 | 0.001273 | 0.001273 | 0 | 0.001273 | [22 empty] | 7.3.3.17.5 (Remote Grid) Updates to grid topology to minimize risk of ignition in HFTDs Remote GridWLDFRVegetation ContactAggregated | WLDFR | HFTD - Distribution - Tier 2 - 1QU CoRE ¦ 2QU LoRE | Red Flag Warning - Catastrophic Fires | Vegetation Contact | Aggregated | 2042 | 0.00011993 | 353.5334 | 0.042398 | 2042 | Mitigation | 0.95 | 45 | 0 | esc | 0.00097009 | 1.1634e-07 | 0.00097009 | 1.1634e-07
[35 empty] | WLDFR | HFTD - Distribution - Zone 1 - 5QU CoRE ¦ 4QU LoRE | 2043 | 0.22571 | 1.1628e-06 | 1.418e-07 | 0 | 1.418e-07 | 1.1628e-06 | 1.418e-07 | 0 | 1.418e-07 | 3.2005e-08 | 3.2005e-08 | 1.1628e-06 | 2.6246e-07 | 1.418e-07 | 3.2005e-08 | 0 | 0 | 1.418e-07 | 3.2005e-08 | [22 empty] | WLDFR | HFTD - Distribution - Tier 2 - 2QU CoRE ¦ 2QU LoRE | Red Flag Warning - Catastrophic Fires | 2043 | 7.5628e-08 | 7.5628e-08 | 17672.0852 | 299.42 | 10692.7362 | 6679.929 | 0 | 0 | 7.796e-05 | 0.0013365 | 0 | 0.0013365 | 0.0013365 | 0 | 0.0013365 | [22 empty] | 7.3.3.17.5 (Remote Grid) Updates to grid topology to minimize risk of ignition in HFTDs Remote GridWLDFRVegetation ContactAggregated | WLDFR | HFTD - Distribution - Tier 2 - 1QU CoRE ¦ 2QU LoRE | Red Flag Warning - Catastrophic Fires | Vegetation Contact | Aggregated | 2043 | 0.00011993 | 353.5334 | 0.042398 | 2043 | Mitigation | 0.95 | 45 | 0 | esc | 0.00097009 | 1.1634e-07 | 0.00097009 | 1.1634e-07
[35 empty] | WLDFR | HFTD - Distribution - Zone 1 - 5QU CoRE ¦ 4QU LoRE | 2044 | 0.21095 | 1.1628e-06 | 1.418e-07 | 0 | 1.418e-07 | 1.1628e-06 | 1.418e-07 | 0 | 1.418e-07 | 2.9911e-08 | 2.9911e-08 | 1.1628e-06 | 2.4529e-07 | 1.418e-07 | 2.9911e-08 | 0 | 0 | 1.418e-07 | 2.9911e-08 | [22 empty] | WLDFR | HFTD - Distribution - Tier 2 - 2QU CoRE ¦ 2QU LoRE | Red Flag Warning - Catastrophic Fires | 2044 | 7.5628e-08 | 7.5628e-08 | 17672.0852 | 299.42 | 10692.7362 | 6679.929 | 0 | 0 | 7.796e-05 | 0.0013365 | 0 | 0.0013365 | 0.0013365 | 0 | 0.0013365 | [22 empty] | 7.3.3.17.5 (Remote Grid) Updates to grid topology to minimize risk of ignition in HFTDs Remote GridWLDFRVegetation ContactAggregated | WLDFR | HFTD - Distribution - Tier 2 - 1QU CoRE ¦ 2QU LoRE | Red Flag Warning - Catastrophic Fires | Vegetation Contact | Aggregated | 2044 | 0.00011993 | 353.5334 | 0.042398 | 2044 | Mitigation | 0.95 | 45 | 0 | esc | 0.00097009 | 1.1634e-07 | 0.00097009 | 1.1634e-07
[35 empty] | WLDFR | HFTD - Distribution - Zone 1 - 5QU CoRE ¦ 4QU LoRE | 2045 | 0.19715 | 1.1628e-06 | 1.418e-07 | 0 | 1.418e-07 | 1.1628e-06 | 1.418e-07 | 0 | 1.418e-07 | 2.7954e-08 | 2.7954e-08 | 1.1628e-06 | 2.2924e-07 | 1.418e-07 | 2.7954e-08 | 0 | 0 | 1.418e-07 | 2.7954e-08 | [22 empty] | WLDFR | HFTD - Distribution - Tier 2 - 2QU CoRE ¦ 2QU LoRE | Red Flag Warning - Catastrophic Fires | 2045 | 7.5628e-08 | 7.5628e-08 | 17672.0852 | 299.42 | 10692.7362 | 6679.929 | 0 | 0 | 7.796e-05 | 0.0013365 | 0 | 0.0013365 | 0.0013365 | 0 | 0.0013365 | [22 empty] | 7.3.3.17.5 (Remote Grid) Updates to grid topology to minimize risk of ignition in HFTDs Remote GridWLDFRVegetation ContactAggregated | WLDFR | HFTD - Distribution - Tier 2 - 1QU CoRE ¦ 2QU LoRE | Red Flag Warning - Catastrophic Fires | Vegetation Contact | Aggregated | 2045 | 0.00011993 | 353.5334 | 0.042398 | 2045 | Mitigation | 0.95 | 45 | 0 | esc | 0.00097009 | 1.1634e-07 | 0.00097009 | 1.1634e-07
[35 empty] | WLDFR | HFTD - Distribution - Zone 1 - 5QU CoRE ¦ 4QU LoRE | 2046 | 0.18425 | 1.1628e-06 | 1.418e-07 | 0 | 1.418e-07 | 1.1628e-06 | 1.418e-07 | 0 | 1.418e-07 | 2.6126e-08 | 2.6126e-08 | 1.1628e-06 | 2.1424e-07 | 1.418e-07 | 2.6126e-08 | 0 | 0 | 1.418e-07 | 2.6126e-08 | [22 empty] | WLDFR | HFTD - Distribution - Tier 2 - 2QU CoRE ¦ 2QU LoRE | Red Flag Warning - Catastrophic Fires | 2046 | 7.5628e-08 | 7.5628e-08 | 17672.0852 | 299.42 | 10692.7362 | 6679.929 | 0 | 0 | 7.796e-05 | 0.0013365 | 0 | 0.0013365 | 0.0013365 | 0 | 0.0013365 | [22 empty] | 7.3.3.17.5 (Remote Grid) Updates to grid topology to minimize risk of ignition in HFTDs Remote GridWLDFRVegetation ContactAggregated | WLDFR | HFTD - Distribution - Tier 2 - 1QU CoRE ¦ 2QU LoRE | Red Flag Warning - Catastrophic Fires | Vegetation Contact | Aggregated | 2046 | 0.00011993 | 353.5334 | 0.042398 | 2046 | Mitigation | 0.95 | 45 | 0 | esc | 0.00097009 | 1.1634e-07 | 0.00097009 | 1.1634e-07
[35 empty] | WLDFR | HFTD - Distribution - Zone 1 - 5QU CoRE ¦ 4QU LoRE | 2047 | 0.1722 | 1.1628e-06 | 1.418e-07 | 0 | 1.418e-07 | 1.1628e-06 | 1.418e-07 | 0 | 1.418e-07 | 2.4417e-08 | 2.4417e-08 | 1.1628e-06 | 2.0023e-07 | 1.418e-07 | 2.4417e-08 | 0 | 0 | 1.418e-07 | 2.4417e-08 | [22 empty] | WLDFR | HFTD - Distribution - Tier 2 - 2QU CoRE ¦ 2QU LoRE | Red Flag Warning - Catastrophic Fires | 2047 | 7.5628e-08 | 7.5628e-08 | 17672.0852 | 299.42 | 10692.7362 | 6679.929 | 0 | 0 | 7.796e-05 | 0.0013365 | 0 | 0.0013365 | 0.0013365 | 0 | 0.0013365 | [22 empty] | 7.3.3.17.5 (Remote Grid) Updates to grid topology to minimize risk of ignition in HFTDs Remote GridWLDFRVegetation ContactAggregated | WLDFR | HFTD - Distribution - Tier 2 - 1QU CoRE ¦ 2QU LoRE | Red Flag Warning - Catastrophic Fires | Vegetation Contact | Aggregated | 2047 | 0.00011993 | 353.5334 | 0.042398 | 2047 | Mitigation | 0.95 | 45 | 0 | esc | 0.00097009 | 1.1634e-07 | 0.00097009 | 1.1634e-07
[35 empty] | WLDFR | HFTD - Distribution - Zone 1 - 5QU CoRE ¦ 4QU LoRE | 2048 | 0.16093 | 1.1628e-06 | 1.4914e-07 | 0 | 1.4914e-07 | 1.1628e-06 | 1.4914e-07 | 0 | 1.4914e-07 | 2.4001e-08 | 2.4001e-08 | 1.1628e-06 | 1.8713e-07 | 1.4914e-07 | 2.4001e-08 | 0 | 0 | 1.4914e-07 | 2.4001e-08 | [22 empty] | WLDFR | HFTD - Distribution - Tier 2 - 2QU CoRE ¦ 2QU LoRE | Red Flag Warning - Catastrophic Fires | 2048 | 7.5628e-08 | 7.5628e-08 | 18552.3348 | 319.4911 | 11216.5626 | 7016.281 | 0 | 0 | 7.796e-05 | 0.0014031 | 0 | 0.0014031 | 0.0014031 | 0 | 0.0014031 | [22 empty] | 7.3.3.17.5 (Remote Grid) Updates to grid topology to minimize risk of ignition in HFTDs Remote GridWLDFRVegetation ContactAggregated | WLDFR | HFTD - Distribution - Tier 2 - 1QU CoRE ¦ 2QU LoRE | Red Flag Warning - Catastrophic Fires | Vegetation Contact | Aggregated | 2048 | 0.00011993 | 353.5334 | 0.042398 | 2048 | Mitigation | 0.95 | 45 | 0 | esc | 0.00097009 | 1.1634e-07 | 0.00097009 | 1.1634e-07
[35 empty] | WLDFR | HFTD - Distribution - Zone 1 - 5QU CoRE ¦ 4QU LoRE | 2049 | 0.1504 | 1.1628e-06 | 1.4914e-07 | 0 | 1.4914e-07 | 1.1628e-06 | 1.4914e-07 | 0 | 1.4914e-07 | 2.2431e-08 | 2.2431e-08 | 1.1628e-06 | 1.7489e-07 | 1.4914e-07 | 2.2431e-08 | 0 | 0 | 1.4914e-07 | 2.2431e-08 | [22 empty] | WLDFR | HFTD - Distribution - Tier 2 - 2QU CoRE ¦ 2QU LoRE | Red Flag Warning - Catastrophic Fires | 2049 | 7.5628e-08 | 7.5628e-08 | 18552.3348 | 319.4911 | 11216.5626 | 7016.281 | 0 | 0 | 7.796e-05 | 0.0014031 | 0 | 0.0014031 | 0.0014031 | 0 | 0.0014031 | [22 empty] | 7.3.3.17.5 (Remote Grid) Updates to grid topology to minimize risk of ignition in HFTDs Remote GridWLDFRVegetation ContactAggregated | WLDFR | HFTD - Distribution - Tier 2 - 1QU CoRE ¦ 2QU LoRE | Red Flag Warning - Catastrophic Fires | Vegetation Contact | Aggregated | 2049 | 0.00011993 | 353.5334 | 0.042398 | 2049 | Mitigation | 0.95 | 45 | 0 | esc | 0.00097009 | 1.1634e-07 | 0.00097009 | 1.1634e-07
[35 empty] | WLDFR | HFTD - Distribution - Zone 1 - 5QU CoRE ¦ 4QU LoRE | 2050 | 0.14056 | 1.1628e-06 | 1.4914e-07 | 0 | 1.4914e-07 | 1.1628e-06 | 1.4914e-07 | 0 | 1.4914e-07 | 2.0963e-08 | 2.0963e-08 | 1.1628e-06 | 1.6345e-07 | 1.4914e-07 | 2.0963e-08 | 0 | 0 | 1.4914e-07 | 2.0963e-08 | [22 empty] | WLDFR | HFTD - Distribution - Tier 2 - 2QU CoRE ¦ 2QU LoRE | Red Flag Warning - Catastrophic Fires | 2050 | 7.5628e-08 | 7.5628e-08 | 18552.3348 | 319.4911 | 11216.5626 | 7016.281 | 0 | 0 | 7.796e-05 | 0.0014031 | 0 | 0.0014031 | 0.0014031 | 0 | 0.0014031 | [22 empty] | 7.3.3.17.5 (Remote Grid) Updates to grid topology to minimize risk of ignition in HFTDs Remote GridWLDFRVegetation ContactAggregated | WLDFR | HFTD - Distribution - Tier 2 - 1QU CoRE ¦ 2QU LoRE | Red Flag Warning - Catastrophic Fires | Vegetation Contact | Aggregated | 2050 | 0.00011993 | 353.5334 | 0.042398 | 2050 | Mitigation | 0.95 | 45 | 0 | esc | 0.00097009 | 1.1634e-07 | 0.00097009 | 1.1634e-07
[35 empty] | WLDFR | HFTD - Distribution - Zone 1 - 5QU CoRE ¦ 4QU LoRE | 2051 | 0.13137 | 1.1628e-06 | 1.4914e-07 | 0 | 1.4914e-07 | 1.1628e-06 | 1.4914e-07 | 0 | 1.4914e-07 | 1.9592e-08 | 1.9592e-08 | 1.1628e-06 | 1.5275e-07 | 1.4914e-07 | 1.9592e-08 | 0 | 0 | 1.4914e-07 | 1.9592e-08 | [22 empty] | WLDFR | HFTD - Distribution - Tier 2 - 2QU CoRE ¦ 2QU LoRE | Red Flag Warning - Catastrophic Fires | 2051 | 7.5628e-08 | 7.5628e-08 | 18552.3348 | 319.4911 | 11216.5626 | 7016.281 | 0 | 0 | 7.796e-05 | 0.0014031 | 0 | 0.0014031 | 0.0014031 | 0 | 0.0014031 | [22 empty] | 7.3.3.17.5 (Remote Grid) Updates to grid topology to minimize risk of ignition in HFTDs Remote GridWLDFRVegetation ContactAggregated | WLDFR | HFTD - Distribution - Tier 2 - 1QU CoRE ¦ 2QU LoRE | Red Flag Warning - Catastrophic Fires | Vegetation Contact | Aggregated | 2051 | 0.00011993 | 353.5334 | 0.042398 | 2051 | Mitigation | 0.95 | 45 | 0 | esc | 0.00097009 | 1.1634e-07 | 0.00097009 | 1.1634e-07
[35 empty] | WLDFR | HFTD - Distribution - Zone 1 - 5QU CoRE ¦ 4QU LoRE | 2052 | 0.12277 | 1.1628e-06 | 1.4914e-07 | 0 | 1.4914e-07 | 1.1628e-06 | 1.4914e-07 | 0 | 1.4914e-07 | 1.831e-08 | 1.831e-08 | 1.1628e-06 | 1.4276e-07 | 1.4914e-07 | 1.831e-08 | 0 | 0 | 1.4914e-07 | 1.831e-08 | [22 empty] | WLDFR | HFTD - Distribution - Tier 2 - 2QU CoRE ¦ 2QU LoRE | Red Flag Warning - Catastrophic Fires | 2052 | 7.5628e-08 | 7.5628e-08 | 18552.3348 | 319.4911 | 11216.5626 | 7016.281 | 0 | 0 | 7.796e-05 | 0.0014031 | 0 | 0.0014031 | 0.0014031 | 0 | 0.0014031 | [22 empty] | 7.3.3.17.5 (Remote Grid) Updates to grid topology to minimize risk of ignition in HFTDs Remote GridWLDFRVegetation ContactAggregated | WLDFR | HFTD - Distribution - Tier 2 - 1QU CoRE ¦ 2QU LoRE | Red Flag Warning - Catastrophic Fires | Vegetation Contact | Aggregated | 2052 | 0.00011993 | 353.5334 | 0.042398 | 2052 | Mitigation | 0.95 | 45 | 0 | esc | 0.00097009 | 1.1634e-07 | 0.00097009 | 1.1634e-07
[35 empty] | WLDFR | HFTD - Distribution - Zone 1 - 5QU CoRE ¦ 4QU LoRE | 2053 | 0.11474 | 1.1628e-06 | 1.5688e-07 | 0 | 1.5688e-07 | 1.1628e-06 | 1.5688e-07 | 0 | 1.5688e-07 | 1.8001e-08 | 1.8001e-08 | 1.1628e-06 | 1.3342e-07 | 1.5688e-07 | 1.8001e-08 | 0 | 0 | 1.5688e-07 | 1.8001e-08 | [22 empty] | WLDFR | HFTD - Distribution - Tier 2 - 2QU CoRE ¦ 2QU LoRE | Red Flag Warning - Catastrophic Fires | 2053 | 7.5628e-08 | 7.5628e-08 | 19462.1283 | 340.5356 | 11757.1413 | 7364.4514 | 0 | 0 | 7.796e-05 | 0.0014719 | 0 | 0.0014719 | 0.0014719 | 0 | 0.0014719 | [22 empty] | 7.3.3.17.5 (Remote Grid) Updates to grid topology to minimize risk of ignition in HFTDs Remote GridWLDFRVegetation ContactAggregated | WLDFR | HFTD - Distribution - Tier 2 - 1QU CoRE ¦ 2QU LoRE | Red Flag Warning - Catastrophic Fires | Vegetation Contact | Aggregated | 2053 | 0.00011993 | 353.5334 | 0.042398 | 2053 | Mitigation | 0.95 | 45 | 0 | esc | 0.00097009 | 1.1634e-07 | 0.00097009 | 1.1634e-07
[35 empty] | WLDFR | HFTD - Distribution - Zone 1 - 5QU CoRE ¦ 4QU LoRE | 2054 | 0.10723 | 1.1628e-06 | 1.5688e-07 | 0 | 1.5688e-07 | 1.1628e-06 | 1.5688e-07 | 0 | 1.5688e-07 | 1.6823e-08 | 1.6823e-08 | 1.1628e-06 | 1.2469e-07 | 1.5688e-07 | 1.6823e-08 | 0 | 0 | 1.5688e-07 | 1.6823e-08 | [22 empty] | WLDFR | HFTD - Distribution - Tier 2 - 2QU CoRE ¦ 2QU LoRE | Red Flag Warning - Catastrophic Fires | 2054 | 7.5628e-08 | 7.5628e-08 | 19462.1283 | 340.5356 | 11757.1413 | 7364.4514 | 0 | 0 | 7.796e-05 | 0.0014719 | 0 | 0.0014719 | 0.0014719 | 0 | 0.0014719 | [22 empty] | 7.3.3.17.5 (Remote Grid) Updates to grid topology to minimize risk of ignition in HFTDs Remote GridWLDFRVegetation ContactAggregated | WLDFR | HFTD - Distribution - Tier 2 - 1QU CoRE ¦ 2QU LoRE | Red Flag Warning - Catastrophic Fires | Vegetation Contact | Aggregated | 2054 | 0.00011993 | 353.5334 | 0.042398 | 2054 | Mitigation | 0.95 | 45 | 0 | esc | 0.00097009 | 1.1634e-07 | 0.00097009 | 1.1634e-07
[35 empty] | WLDFR | HFTD - Distribution - Zone 1 - 5QU CoRE ¦ 4QU LoRE | 2055 | 0.10022 | 1.1628e-06 | 1.5688e-07 | 0 | 1.5688e-07 | 1.1628e-06 | 1.5688e-07 | 0 | 1.5688e-07 | 1.5723e-08 | 1.5723e-08 | 1.1628e-06 | 1.1653e-07 | 1.5688e-07 | 1.5723e-08 | 0 | 0 | 1.5688e-07 | 1.5723e-08 | [22 empty] | WLDFR | HFTD - Distribution - Tier 2 - 2QU CoRE ¦ 2QU LoRE | Red Flag Warning - Catastrophic Fires | 2055 | 7.5628e-08 | 7.5628e-08 | 19462.1283 | 340.5356 | 11757.1413 | 7364.4514 | 0 | 0 | 7.796e-05 | 0.0014719 | 0 | 0.0014719 | 0.0014719 | 0 | 0.0014719 | [22 empty] | 7.3.3.17.5 (Remote Grid) Updates to grid topology to minimize risk of ignition in HFTDs Remote GridWLDFRVegetation ContactAggregated | WLDFR | HFTD - Distribution - Tier 2 - 1QU CoRE ¦ 2QU LoRE | Red Flag Warning - Catastrophic Fires | Vegetation Contact | Aggregated | 2055 | 0.00011993 | 353.5334 | 0.042398 | 2055 | Mitigation | 0.95 | 45 | 0 | esc | 0.00097009 | 1.1634e-07 | 0.00097009 | 1.1634e-07
[35 empty] | WLDFR | HFTD - Distribution - Zone 1 - 5QU CoRE ¦ 4QU LoRE | 2056 | 0.093663 | 1.1628e-06 | 1.5688e-07 | 0 | 1.5688e-07 | 1.1628e-06 | 1.5688e-07 | 0 | 1.5688e-07 | 1.4694e-08 | 1.4694e-08 | 1.1628e-06 | 1.0891e-07 | 1.5688e-07 | 1.4694e-08 | 0 | 0 | 1.5688e-07 | 1.4694e-08 | [22 empty] | WLDFR | HFTD - Distribution - Tier 2 - 2QU CoRE ¦ 2QU LoRE | Red Flag Warning - Catastrophic Fires | 2056 | 7.5628e-08 | 7.5628e-08 | 19462.1283 | 340.5356 | 11757.1413 | 7364.4514 | 0 | 0 | 7.796e-05 | 0.0014719 | 0 | 0.0014719 | 0.0014719 | 0 | 0.0014719 | [22 empty] | 7.3.3.17.5 (Remote Grid) Updates to grid topology to minimize risk of ignition in HFTDs Remote GridWLDFRVegetation ContactAggregated | WLDFR | HFTD - Distribution - Tier 2 - 1QU CoRE ¦ 2QU LoRE | Red Flag Warning - Catastrophic Fires | Vegetation Contact | Aggregated | 2056 | 0.00011993 | 353.5334 | 0.042398 | 2056 | Mitigation | 0.95 | 45 | 0 | esc | 0.00097009 | 1.1634e-07 | 0.00097009 | 1.1634e-07
[35 empty] | WLDFR | HFTD - Distribution - Zone 1 - 5QU CoRE ¦ 4QU LoRE | 2057 | 0.087535 | 1.1628e-06 | 1.5688e-07 | 0 | 1.5688e-07 | 1.1628e-06 | 1.5688e-07 | 0 | 1.5688e-07 | 1.3733e-08 | 1.3733e-08 | 1.1628e-06 | 1.0179e-07 | 1.5688e-07 | 1.3733e-08 | 0 | 0 | 1.5688e-07 | 1.3733e-08 | [22 empty] | WLDFR | HFTD - Distribution - Tier 2 - 2QU CoRE ¦ 2QU LoRE | Red Flag Warning - Catastrophic Fires | 2057 | 7.5628e-08 | 7.5628e-08 | 19462.1283 | 340.5356 | 11757.1413 | 7364.4514 | 0 | 0 | 7.796e-05 | 0.0014719 | 0 | 0.0014719 | 0.0014719 | 0 | 0.0014719 | [22 empty] | 7.3.3.17.5 (Remote Grid) Updates to grid topology to minimize risk of ignition in HFTDs Remote GridWLDFRVegetation ContactAggregated | WLDFR | HFTD - Distribution - Tier 2 - 1QU CoRE ¦ 2QU LoRE | Red Flag Warning - Catastrophic Fires | Vegetation Contact | Aggregated | 2057 | 0.00011993 | 353.5334 | 0.042398 | 2057 | Mitigation | 0.95 | 45 | 0 | esc | 0.00097009 | 1.1634e-07 | 0.00097009 | 1.1634e-07
[35 empty] | WLDFR | HFTD - Distribution - Zone 1 - 5QU CoRE ¦ 4QU LoRE | 2058 | 0.081809 | 1.1628e-06 | 1.6495e-07 | 0 | 1.6495e-07 | 1.1628e-06 | 1.6495e-07 | 0 | 1.6495e-07 | 1.3494e-08 | 1.3494e-08 | 1.1628e-06 | 9.5127e-08 | 1.6495e-07 | 1.3494e-08 | 0 | 0 | 1.6495e-07 | 1.3494e-08 | [22 empty] | WLDFR | HFTD - Distribution - Tier 2 - 2QU CoRE ¦ 2QU LoRE | Red Flag Warning - Catastrophic Fires | 2058 | 7.5628e-08 | 7.5628e-08 | 20390.4035 | 362.3049 | 12307.8747 | 7720.2238 | 0 | 0 | 7.796e-05 | 0.0015421 | 0 | 0.0015421 | 0.0015421 | 0 | 0.0015421 | [22 empty] | 7.3.3.17.5 (Remote Grid) Updates to grid topology to minimize risk of ignition in HFTDs Remote GridWLDFRVegetation ContactAggregated | WLDFR | HFTD - Distribution - Tier 2 - 1QU CoRE ¦ 2QU LoRE | Red Flag Warning - Catastrophic Fires | Vegetation Contact | Aggregated | 2058 | 0.00011993 | 353.5334 | 0.042398 | 2058 | Mitigation | 0.95 | 45 | 0 | esc | 0.00097009 | 1.1634e-07 | 0.00097009 | 1.1634e-07
[35 empty] | WLDFR | HFTD - Distribution - Zone 1 - 5QU CoRE ¦ 4QU LoRE | 2059 | 0.076457 | 1.1628e-06 | 1.6495e-07 | 0 | 1.6495e-07 | 1.1628e-06 | 1.6495e-07 | 0 | 1.6495e-07 | 1.2611e-08 | 1.2611e-08 | 1.1628e-06 | 8.8903e-08 | 1.6495e-07 | 1.2611e-08 | 0 | 0 | 1.6495e-07 | 1.2611e-08 | [22 empty] | WLDFR | HFTD - Distribution - Tier 2 - 2QU CoRE ¦ 2QU LoRE | Red Flag Warning - Catastrophic Fires | 2059 | 7.5628e-08 | 7.5628e-08 | 20390.4035 | 362.3049 | 12307.8747 | 7720.2238 | 0 | 0 | 7.796e-05 | 0.0015421 | 0 | 0.0015421 | 0.0015421 | 0 | 0.0015421 | [22 empty] | 7.3.3.17.5 (Remote Grid) Updates to grid topology to minimize risk of ignition in HFTDs Remote GridWLDFRVegetation ContactAggregated | WLDFR | HFTD - Distribution - Tier 2 - 1QU CoRE ¦ 2QU LoRE | Red Flag Warning - Catastrophic Fires | Vegetation Contact | Aggregated | 2059 | 0.00011993 | 353.5334 | 0.042398 | 2059 | Mitigation | 0.95 | 45 | 0 | esc | 0.00097009 | 1.1634e-07 | 0.00097009 | 1.1634e-07
[35 empty] | WLDFR | HFTD - Distribution - Zone 1 - 5QU CoRE ¦ 4QU LoRE | 2060 | 0.071455 | 1.1628e-06 | 1.6495e-07 | 0 | 1.6495e-07 | 1.1628e-06 | 1.6495e-07 | 0 | 1.6495e-07 | 1.1786e-08 | 1.1786e-08 | 1.1628e-06 | 8.3087e-08 | 1.6495e-07 | 1.1786e-08 | 0 | 0 | 1.6495e-07 | 1.1786e-08 | [22 empty] | WLDFR | HFTD - Distribution - Tier 2 - 2QU CoRE ¦ 2QU LoRE | Red Flag Warning - Catastrophic Fires | 2060 | 7.5628e-08 | 7.5628e-08 | 20390.4035 | 362.3049 | 12307.8747 | 7720.2238 | 0 | 0 | 7.796e-05 | 0.0015421 | 0 | 0.0015421 | 0.0015421 | 0 | 0.0015421 | [22 empty] | 7.3.3.17.5 (Remote Grid) Updates to grid topology to minimize risk of ignition in HFTDs Remote GridWLDFRVegetation ContactAggregated | WLDFR | HFTD - Distribution - Tier 2 - 1QU CoRE ¦ 2QU LoRE | Red Flag Warning - Catastrophic Fires | Vegetation Contact | Aggregated | 2060 | 0.00011993 | 353.5334 | 0.042398 | 2060 | Mitigation | 0.95 | 45 | 0 | esc | 0.00097009 | 1.1634e-07 | 0.00097009 | 1.1634e-07
[35 empty] | WLDFR | HFTD - Distribution - Zone 1 - 5QU CoRE ¦ 4QU LoRE | 2061 | 0.06678 | 1.1628e-06 | 1.6495e-07 | 0 | 1.6495e-07 | 1.1628e-06 | 1.6495e-07 | 0 | 1.6495e-07 | 1.1015e-08 | 1.1015e-08 | 1.1628e-06 | 7.7652e-08 | 1.6495e-07 | 1.1015e-08 | 0 | 0 | 1.6495e-07 | 1.1015e-08 | [22 empty] | WLDFR | HFTD - Distribution - Tier 2 - 2QU CoRE ¦ 2QU LoRE | Red Flag Warning - Catastrophic Fires | 2061 | 7.5628e-08 | 7.5628e-08 | 20390.4035 | 362.3049 | 12307.8747 | 7720.2238 | 0 | 0 | 7.796e-05 | 0.0015421 | 0 | 0.0015421 | 0.0015421 | 0 | 0.0015421 | [22 empty] | 7.3.3.17.5 (Remote Grid) Updates to grid topology to minimize risk of ignition in HFTDs Remote GridWLDFRVegetation ContactAggregated | WLDFR | HFTD - Distribution - Tier 2 - 1QU CoRE ¦ 2QU LoRE | Red Flag Warning - Catastrophic Fires | Vegetation Contact | Aggregated | 2061 | 0.00011993 | 353.5334 | 0.042398 | 2061 | Mitigation | 0.95 | 45 | 0 | esc | 0.00097009 | 1.1634e-07 | 0.00097009 | 1.1634e-07
[35 empty] | WLDFR | HFTD - Distribution - Zone 1 - 5QU CoRE ¦ 4QU LoRE | 2062 | 0.062412 | 1.1628e-06 | 1.6495e-07 | 0 | 1.6495e-07 | 1.1628e-06 | 1.6495e-07 | 0 | 1.6495e-07 | 1.0295e-08 | 1.0295e-08 | 1.1628e-06 | 7.2572e-08 | 1.6495e-07 | 1.0295e-08 | 0 | 0 | 1.6495e-07 | 1.0295e-08 | [22 empty] | WLDFR | HFTD - Distribution - Tier 2 - 2QU CoRE ¦ 2QU LoRE | Red Flag Warning - Catastrophic Fires | 2062 | 7.5628e-08 | 7.5628e-08 | 20390.4035 | 362.3049 | 12307.8747 | 7720.2238 | 0 | 0 | 7.796e-05 | 0.0015421 | 0 | 0.0015421 | 0.0015421 | 0 | 0.0015421 | [22 empty] | 7.3.3.17.5 (Remote Grid) Updates to grid topology to minimize risk of ignition in HFTDs Remote GridWLDFRVegetation ContactAggregated | WLDFR | HFTD - Distribution - Tier 2 - 1QU CoRE ¦ 2QU LoRE | Red Flag Warning - Catastrophic Fires | Vegetation Contact | Aggregated | 2062 | 0.00011993 | 353.5334 | 0.042398 | 2062 | Mitigation | 0.95 | 45 | 0 | esc | 0.00097009 | 1.1634e-07 | 0.00097009 | 1.1634e-07
[35 empty] | WLDFR | HFTD - Distribution - Zone 1 - 5QU CoRE ¦ 4QU LoRE | 2063 | 0.058329 | 1.1628e-06 | 1.7324e-07 | 0 | 1.7324e-07 | 1.1628e-06 | 1.7324e-07 | 0 | 1.7324e-07 | 1.0105e-08 | 1.0105e-08 | 1.1628e-06 | 6.7824e-08 | 1.7324e-07 | 1.0105e-08 | 0 | 0 | 1.7324e-07 | 1.0105e-08 | [22 empty] | WLDFR | HFTD - Distribution - Tier 2 - 2QU CoRE ¦ 2QU LoRE | Red Flag Warning - Catastrophic Fires | 2063 | 7.5628e-08 | 7.5628e-08 | 21325.9188 | 384.5316 | 12862.0997 | 8079.2876 | 0 | 0 | 7.796e-05 | 0.0016128 | 0 | 0.0016128 | 0.0016128 | 0 | 0.0016128 | [22 empty] | 7.3.3.17.5 (Remote Grid) Updates to grid topology to minimize risk of ignition in HFTDs Remote GridWLDFRVegetation ContactAggregated | WLDFR | HFTD - Distribution - Tier 2 - 1QU CoRE ¦ 2QU LoRE | Red Flag Warning - Catastrophic Fires | Vegetation Contact | Aggregated | 2063 | 0.00011993 | 353.5334 | 0.042398 | 2063 | Mitigation | 0.95 | 45 | 0 | esc | 0.00097009 | 1.1634e-07 | 0.00097009 | 1.1634e-07
[35 empty] | WLDFR | HFTD - Distribution - Zone 1 - 5QU CoRE ¦ 4QU LoRE | 2064 | 0.054513 | 1.1628e-06 | 1.7324e-07 | 0 | 1.7324e-07 | 1.1628e-06 | 1.7324e-07 | 0 | 1.7324e-07 | 9.4436e-09 | 9.4436e-09 | 1.1628e-06 | 6.3387e-08 | 1.7324e-07 | 9.4436e-09 | 0 | 0 | 1.7324e-07 | 9.4436e-09 | [22 empty] | WLDFR | HFTD - Distribution - Tier 2 - 2QU CoRE ¦ 2QU LoRE | Red Flag Warning - Catastrophic Fires | 2064 | 7.5628e-08 | 7.5628e-08 | 21325.9188 | 384.5316 | 12862.0997 | 8079.2876 | 0 | 0 | 7.796e-05 | 0.0016128 | 0 | 0.0016128 | 0.0016128 | 0 | 0.0016128 | [22 empty] | 7.3.3.17.5 (Remote Grid) Updates to grid topology to minimize risk of ignition in HFTDs Remote GridWLDFRVegetation ContactAggregated | WLDFR | HFTD - Distribution - Tier 2 - 1QU CoRE ¦ 2QU LoRE | Red Flag Warning - Catastrophic Fires | Vegetation Contact | Aggregated | 2064 | 0.00011993 | 353.5334 | 0.042398 | 2064 | Mitigation | 0.95 | 45 | 0 | esc | 0.00097009 | 1.1634e-07 | 0.00097009 | 1.1634e-07
[35 empty] | WLDFR | HFTD - Distribution - Zone 1 - 5QU CoRE ¦ 4QU LoRE | 2065 | 0.050946 | 1.1628e-06 | 1.7324e-07 | 0 | 1.7324e-07 | 1.1628e-06 | 1.7324e-07 | 0 | 1.7324e-07 | 8.8258e-09 | 8.8258e-09 | 1.1628e-06 | 5.924e-08 | 1.7324e-07 | 8.8258e-09 | 0 | 0 | 1.7324e-07 | 8.8258e-09 | [22 empty] | WLDFR | HFTD - Distribution - Tier 2 - 2QU CoRE ¦ 2QU LoRE | Red Flag Warning - Catastrophic Fires | 2065 | 7.5628e-08 | 7.5628e-08 | 21325.9188 | 384.5316 | 12862.0997 | 8079.2876 | 0 | 0 | 7.796e-05 | 0.0016128 | 0 | 0.0016128 | 0.0016128 | 0 | 0.0016128 | [22 empty] | 7.3.3.17.5 (Remote Grid) Updates to grid topology to minimize risk of ignition in HFTDs Remote GridWLDFRVegetation ContactAggregated | WLDFR | HFTD - Distribution - Tier 2 - 1QU CoRE ¦ 2QU LoRE | Red Flag Warning - Catastrophic Fires | Vegetation Contact | Aggregated | 2065 | 0.00011993 | 353.5334 | 0.042398 | 2065 | Mitigation | 0.95 | 45 | 0 | esc | 0.00097009 | 1.1634e-07 | 0.00097009 | 1.1634e-07
[35 empty] | WLDFR | HFTD - Distribution - Zone 1 - 5QU CoRE ¦ 4QU LoRE | 2066 | 0.047613 | 1.1628e-06 | 1.7324e-07 | 0 | 1.7324e-07 | 1.1628e-06 | 1.7324e-07 | 0 | 1.7324e-07 | 8.2484e-09 | 8.2484e-09 | 1.1628e-06 | 5.5365e-08 | 1.7324e-07 | 8.2484e-09 | 0 | 0 | 1.7324e-07 | 8.2484e-09 | [22 empty] | WLDFR | HFTD - Distribution - Tier 2 - 2QU CoRE ¦ 2QU LoRE | Red Flag Warning - Catastrophic Fires | 2066 | 7.5628e-08 | 7.5628e-08 | 21325.9188 | 384.5316 | 12862.0997 | 8079.2876 | 0 | 0 | 7.796e-05 | 0.0016128 | 0 | 0.0016128 | 0.0016128 | 0 | 0.0016128 | [22 empty] | 7.3.3.17.5 (Remote Grid) Updates to grid topology to minimize risk of ignition in HFTDs Remote GridWLDFRVegetation ContactAggregated | WLDFR | HFTD - Distribution - Tier 2 - 1QU CoRE ¦ 2QU LoRE | Red Flag Warning - Catastrophic Fires | Vegetation Contact | Aggregated | 2066 | 0.00011993 | 353.5334 | 0.042398 | 2066 | Mitigation | 0.95 | 45 | 0 | esc | 0.00097009 | 1.1634e-07 | 0.00097009 | 1.1634e-07
[35 empty] | WLDFR | HFTD - Distribution - Zone 1 - 5QU CoRE ¦ 4QU LoRE | 2067 | 0.044499 | 0 | 0 | 0 | 0 | 1.1628e-06 | 1.7324e-07 | 0 | 1.7324e-07 | 0 | 7.7088e-09 | 0 | 0 | 0 | 0 | 0 | 0 | 0 | 0 | [22 empty] | WLDFR | HFTD - Distribution - Tier 2 - 2QU CoRE ¦ 2QU LoRE | Red Flag Warning - Catastrophic Fires | 2067 | 0 | 7.5628e-08 | 21325.9188 | 384.5316 | 12862.0997 | 8079.2876 | 0 | 0 | 7.796e-05 | 0 | 0 | 0 | 0.0016128 | 0 | 0.0016128 | [22 empty] | 7.3.3.17.5 (Remote Grid) Updates to grid topology to minimize risk of ignition in HFTDs Remote GridWLDFRVegetation ContactAggregated | WLDFR | HFTD - Distribution - Tier 2 - 1QU CoRE ¦ 2QU LoRE | Red Flag Warning - Catastrophic Fires | Vegetation Contact | Aggregated | 2067 | 0.00011993 | 353.5334 | 0.042398 | 2067 | Mitigation | 0.95 | 45 | 0 | esc | 0 | 0 | 0.00097009 | 1.1634e-07
[79 empty] | WLDFR | HFTD - Distribution - Tier 2 - 2QU CoRE ¦ 2QU LoRE | Red Flag Warning - Destructive Fires | 2022 | 1.0943e-08 | 0 | 8807.9522 | 222.2294 | 8585.7228 | 0 | 0 | 0 | 1.1281e-05 | 9.6386e-05 | 0 | 9.6386e-05 | 0 | 0 | 0 | [22 empty] | 7.3.3.17.5 (Remote Grid) Updates to grid topology to minimize risk of ignition in HFTDs Remote GridWLDFREquipment / facility failureAggregated | WLDFR | HFTD - Distribution - Tier 2 - 1QU CoRE ¦ 2QU LoRE | Red Flag Warning - Destructive Fires | Equipment / facility failure | Aggregated | 2022 | 1.9439e-05 | 353.5334 | 0.0068722 | 2022 | Mitigation | 0.95 | 45 | 0 | esc | 0.00097009 | 1.8857e-08 | 0 | 0
[79 empty] | WLDFR | HFTD - Distribution - Tier 2 - 2QU CoRE ¦ 2QU LoRE | Red Flag Warning - Destructive Fires | 2023 | 1.0943e-08 | 1.0943e-08 | 9129.7461 | 233.2301 | 8896.516 | 0 | 0 | 0 | 1.1281e-05 | 9.9907e-05 | 0 | 9.9907e-05 | 9.9907e-05 | 0 | 9.9907e-05 | [22 empty] | 7.3.3.17.5 (Remote Grid) Updates to grid topology to minimize risk of ignition in HFTDs Remote GridWLDFREquipment / facility failureAggregated | WLDFR | HFTD - Distribution - Tier 2 - 1QU CoRE ¦ 2QU LoRE | Red Flag Warning - Destructive Fires | Equipment / facility failure | Aggregated | 2023 | 1.9439e-05 | 353.5334 | 0.0068722 | 2023 | Mitigation | 0.95 | 45 | 0 | esc | 0.00097009 | 1.8857e-08 | 0.00097009 | 1.8857e-08
[79 empty] | WLDFR | HFTD - Distribution - Tier 2 - 2QU CoRE ¦ 2QU LoRE | Red Flag Warning - Destructive Fires | 2024 | 1.0943e-08 | 1.0943e-08 | 9129.7461 | 233.2301 | 8896.516 | 0 | 0 | 0 | 1.1281e-05 | 9.9907e-05 | 0 | 9.9907e-05 | 9.9907e-05 | 0 | 9.9907e-05 | [22 empty] | 7.3.3.17.5 (Remote Grid) Updates to grid topology to minimize risk of ignition in HFTDs Remote GridWLDFREquipment / facility failureAggregated | WLDFR | HFTD - Distribution - Tier 2 - 1QU CoRE ¦ 2QU LoRE | Red Flag Warning - Destructive Fires | Equipment / facility failure | Aggregated | 2024 | 1.9439e-05 | 353.5334 | 0.0068722 | 2024 | Mitigation | 0.95 | 45 | 0 | esc | 0.00097009 | 1.8857e-08 | 0.00097009 | 1.8857e-08
[79 empty] | WLDFR | HFTD - Distribution - Tier 2 - 2QU CoRE ¦ 2QU LoRE | Red Flag Warning - Destructive Fires | 2025 | 1.0943e-08 | 1.0943e-08 | 9129.7461 | 233.2301 | 8896.516 | 0 | 0 | 0 | 1.1281e-05 | 9.9907e-05 | 0 | 9.9907e-05 | 9.9907e-05 | 0 | 9.9907e-05 | [22 empty] | 7.3.3.17.5 (Remote Grid) Updates to grid topology to minimize risk of ignition in HFTDs Remote GridWLDFREquipment / facility failureAggregated | WLDFR | HFTD - Distribution - Tier 2 - 1QU CoRE ¦ 2QU LoRE | Red Flag Warning - Destructive Fires | Equipment / facility failure | Aggregated | 2025 | 1.9439e-05 | 353.5334 | 0.0068722 | 2025 | Mitigation | 0.95 | 45 | 0 | esc | 0.00097009 | 1.8857e-08 | 0.00097009 | 1.8857e-08
[79 empty] | WLDFR | HFTD - Distribution - Tier 2 - 2QU CoRE ¦ 2QU LoRE | Red Flag Warning - Destructive Fires | 2026 | 1.0943e-08 | 1.0943e-08 | 9129.7461 | 233.2301 | 8896.516 | 0 | 0 | 0 | 1.1281e-05 | 9.9907e-05 | 0 | 9.9907e-05 | 9.9907e-05 | 0 | 9.9907e-05 | [22 empty] | 7.3.3.17.5 (Remote Grid) Updates to grid topology to minimize risk of ignition in HFTDs Remote GridWLDFREquipment / facility failureAggregated | WLDFR | HFTD - Distribution - Tier 2 - 1QU CoRE ¦ 2QU LoRE | Red Flag Warning - Destructive Fires | Equipment / facility failure | Aggregated | 2026 | 1.9439e-05 | 353.5334 | 0.0068722 | 2026 | Mitigation | 0.95 | 45 | 0 | esc | 0.00097009 | 1.8857e-08 | 0.00097009 | 1.8857e-08
[79 empty] | WLDFR | HFTD - Distribution - Tier 2 - 2QU CoRE ¦ 2QU LoRE | Red Flag Warning - Destructive Fires | 2027 | 1.0943e-08 | 1.0943e-08 | 9129.7461 | 233.2301 | 8896.516 | 0 | 0 | 0 | 1.1281e-05 | 9.9907e-05 | 0 | 9.9907e-05 | 9.9907e-05 | 0 | 9.9907e-05 | [22 empty] | 7.3.3.17.5 (Remote Grid) Updates to grid topology to minimize risk of ignition in HFTDs Remote GridWLDFREquipment / facility failureAggregated | WLDFR | HFTD - Distribution - Tier 2 - 1QU CoRE ¦ 2QU LoRE | Red Flag Warning - Destructive Fires | Equipment / facility failure | Aggregated | 2027 | 1.9439e-05 | 353.5334 | 0.0068722 | 2027 | Mitigation | 0.95 | 45 | 0 | esc | 0.00097009 | 1.8857e-08 | 0.00097009 | 1.8857e-08
[79 empty] | WLDFR | HFTD - Distribution - Tier 2 - 2QU CoRE ¦ 2QU LoRE | Red Flag Warning - Destructive Fires | 2028 | 1.0943e-08 | 1.0943e-08 | 9534.9221 | 247.273 | 9287.6491 | 0 | 0 | 0 | 1.1281e-05 | 0.00010434 | 0 | 0.00010434 | 0.00010434 | 0 | 0.00010434 | [22 empty] | 7.3.3.17.5 (Remote Grid) Updates to grid topology to minimize risk of ignition in HFTDs Remote GridWLDFREquipment / facility failureAggregated | WLDFR | HFTD - Distribution - Tier 2 - 1QU CoRE ¦ 2QU LoRE | Red Flag Warning - Destructive Fires | Equipment / facility failure | Aggregated | 2028 | 1.9439e-05 | 353.5334 | 0.0068722 | 2028 | Mitigation | 0.95 | 45 | 0 | esc | 0.00097009 | 1.8857e-08 | 0.00097009 | 1.8857e-08
[79 empty] | WLDFR | HFTD - Distribution - Tier 2 - 2QU CoRE ¦ 2QU LoRE | Red Flag Warning - Destructive Fires | 2029 | 1.0943e-08 | 1.0943e-08 | 9534.9221 | 247.273 | 9287.6491 | 0 | 0 | 0 | 1.1281e-05 | 0.00010434 | 0 | 0.00010434 | 0.00010434 | 0 | 0.00010434 | [22 empty] | 7.3.3.17.5 (Remote Grid) Updates to grid topology to minimize risk of ignition in HFTDs Remote GridWLDFREquipment / facility failureAggregated | WLDFR | HFTD - Distribution - Tier 2 - 1QU CoRE ¦ 2QU LoRE | Red Flag Warning - Destructive Fires | Equipment / facility failure | Aggregated | 2029 | 1.9439e-05 | 353.5334 | 0.0068722 | 2029 | Mitigation | 0.95 | 45 | 0 | esc | 0.00097009 | 1.8857e-08 | 0.00097009 | 1.8857e-08
[79 empty] | WLDFR | HFTD - Distribution - Tier 2 - 2QU CoRE ¦ 2QU LoRE | Red Flag Warning - Destructive Fires | 2030 | 1.0943e-08 | 1.0943e-08 | 9534.9221 | 247.273 | 9287.6491 | 0 | 0 | 0 | 1.1281e-05 | 0.00010434 | 0 | 0.00010434 | 0.00010434 | 0 | 0.00010434 | [22 empty] | 7.3.3.17.5 (Remote Grid) Updates to grid topology to minimize risk of ignition in HFTDs Remote GridWLDFREquipment / facility failureAggregated | WLDFR | HFTD - Distribution - Tier 2 - 1QU CoRE ¦ 2QU LoRE | Red Flag Warning - Destructive Fires | Equipment / facility failure | Aggregated | 2030 | 1.9439e-05 | 353.5334 | 0.0068722 | 2030 | Mitigation | 0.95 | 45 | 0 | esc | 0.00097009 | 1.8857e-08 | 0.00097009 | 1.8857e-08
[79 empty] | WLDFR | HFTD - Distribution - Tier 2 - 2QU CoRE ¦ 2QU LoRE | Red Flag Warning - Destructive Fires | 2031 | 1.0943e-08 | 1.0943e-08 | 9534.9221 | 247.273 | 9287.6491 | 0 | 0 | 0 | 1.1281e-05 | 0.00010434 | 0 | 0.00010434 | 0.00010434 | 0 | 0.00010434 | [22 empty] | 7.3.3.17.5 (Remote Grid) Updates to grid topology to minimize risk of ignition in HFTDs Remote GridWLDFREquipment / facility failureAggregated | WLDFR | HFTD - Distribution - Tier 2 - 1QU CoRE ¦ 2QU LoRE | Red Flag Warning - Destructive Fires | Equipment / facility failure | Aggregated | 2031 | 1.9439e-05 | 353.5334 | 0.0068722 | 2031 | Mitigation | 0.95 | 45 | 0 | esc | 0.00097009 | 1.8857e-08 | 0.00097009 | 1.8857e-08
[79 empty] | WLDFR | HFTD - Distribution - Tier 2 - 2QU CoRE ¦ 2QU LoRE | Red Flag Warning - Destructive Fires | 2032 | 1.0943e-08 | 1.0943e-08 | 9534.9221 | 247.273 | 9287.6491 | 0 | 0 | 0 | 1.1281e-05 | 0.00010434 | 0 | 0.00010434 | 0.00010434 | 0 | 0.00010434 | [22 empty] | 7.3.3.17.5 (Remote Grid) Updates to grid topology to minimize risk of ignition in HFTDs Remote GridWLDFREquipment / facility failureAggregated | WLDFR | HFTD - Distribution - Tier 2 - 1QU CoRE ¦ 2QU LoRE | Red Flag Warning - Destructive Fires | Equipment / facility failure | Aggregated | 2032 | 1.9439e-05 | 353.5334 | 0.0068722 | 2032 | Mitigation | 0.95 | 45 | 0 | esc | 0.00097009 | 1.8857e-08 | 0.00097009 | 1.8857e-08
[79 empty] | WLDFR | HFTD - Distribution - Tier 2 - 2QU CoRE ¦ 2QU LoRE | Red Flag Warning - Destructive Fires | 2033 | 1.0943e-08 | 1.0943e-08 | 9984.8474 | 263.1074 | 9721.74 | 0 | 0 | 0 | 1.1281e-05 | 0.00010926 | 0 | 0.00010926 | 0.00010926 | 0 | 0.00010926 | [22 empty] | 7.3.3.17.5 (Remote Grid) Updates to grid topology to minimize risk of ignition in HFTDs Remote GridWLDFREquipment / facility failureAggregated | WLDFR | HFTD - Distribution - Tier 2 - 1QU CoRE ¦ 2QU LoRE | Red Flag Warning - Destructive Fires | Equipment / facility failure | Aggregated | 2033 | 1.9439e-05 | 353.5334 | 0.0068722 | 2033 | Mitigation | 0.95 | 45 | 0 | esc | 0.00097009 | 1.8857e-08 | 0.00097009 | 1.8857e-08
[79 empty] | WLDFR | HFTD - Distribution - Tier 2 - 2QU CoRE ¦ 2QU LoRE | Red Flag Warning - Destructive Fires | 2034 | 1.0943e-08 | 1.0943e-08 | 9984.8474 | 263.1074 | 9721.74 | 0 | 0 | 0 | 1.1281e-05 | 0.00010926 | 0 | 0.00010926 | 0.00010926 | 0 | 0.00010926 | [22 empty] | 7.3.3.17.5 (Remote Grid) Updates to grid topology to minimize risk of ignition in HFTDs Remote GridWLDFREquipment / facility failureAggregated | WLDFR | HFTD - Distribution - Tier 2 - 1QU CoRE ¦ 2QU LoRE | Red Flag Warning - Destructive Fires | Equipment / facility failure | Aggregated | 2034 | 1.9439e-05 | 353.5334 | 0.0068722 | 2034 | Mitigation | 0.95 | 45 | 0 | esc | 0.00097009 | 1.8857e-08 | 0.00097009 | 1.8857e-08
[79 empty] | WLDFR | HFTD - Distribution - Tier 2 - 2QU CoRE ¦ 2QU LoRE | Red Flag Warning - Destructive Fires | 2035 | 1.0943e-08 | 1.0943e-08 | 9984.8474 | 263.1074 | 9721.74 | 0 | 0 | 0 | 1.1281e-05 | 0.00010926 | 0 | 0.00010926 | 0.00010926 | 0 | 0.00010926 | [22 empty] | 7.3.3.17.5 (Remote Grid) Updates to grid topology to minimize risk of ignition in HFTDs Remote GridWLDFREquipment / facility failureAggregated | WLDFR | HFTD - Distribution - Tier 2 - 1QU CoRE ¦ 2QU LoRE | Red Flag Warning - Destructive Fires | Equipment / facility failure | Aggregated | 2035 | 1.9439e-05 | 353.5334 | 0.0068722 | 2035 | Mitigation | 0.95 | 45 | 0 | esc | 0.00097009 | 1.8857e-08 | 0.00097009 | 1.8857e-08
[79 empty] | WLDFR | HFTD - Distribution - Tier 2 - 2QU CoRE ¦ 2QU LoRE | Red Flag Warning - Destructive Fires | 2036 | 1.0943e-08 | 1.0943e-08 | 9984.8474 | 263.1074 | 9721.74 | 0 | 0 | 0 | 1.1281e-05 | 0.00010926 | 0 | 0.00010926 | 0.00010926 | 0 | 0.00010926 | [22 empty] | 7.3.3.17.5 (Remote Grid) Updates to grid topology to minimize risk of ignition in HFTDs Remote GridWLDFREquipment / facility failureAggregated | WLDFR | HFTD - Distribution - Tier 2 - 1QU CoRE ¦ 2QU LoRE | Red Flag Warning - Destructive Fires | Equipment / facility failure | Aggregated | 2036 | 1.9439e-05 | 353.5334 | 0.0068722 | 2036 | Mitigation | 0.95 | 45 | 0 | esc | 0.00097009 | 1.8857e-08 | 0.00097009 | 1.8857e-08
[79 empty] | WLDFR | HFTD - Distribution - Tier 2 - 2QU CoRE ¦ 2QU LoRE | Red Flag Warning - Destructive Fires | 2037 | 1.0943e-08 | 1.0943e-08 | 9984.8474 | 263.1074 | 9721.74 | 0 | 0 | 0 | 1.1281e-05 | 0.00010926 | 0 | 0.00010926 | 0.00010926 | 0 | 0.00010926 | [22 empty] | 7.3.3.17.5 (Remote Grid) Updates to grid topology to minimize risk of ignition in HFTDs Remote GridWLDFREquipment / facility failureAggregated | WLDFR | HFTD - Distribution - Tier 2 - 1QU CoRE ¦ 2QU LoRE | Red Flag Warning - Destructive Fires | Equipment / facility failure | Aggregated | 2037 | 1.9439e-05 | 353.5334 | 0.0068722 | 2037 | Mitigation | 0.95 | 45 | 0 | esc | 0.00097009 | 1.8857e-08 | 0.00097009 | 1.8857e-08
[79 empty] | WLDFR | HFTD - Distribution - Tier 2 - 2QU CoRE ¦ 2QU LoRE | Red Flag Warning - Destructive Fires | 2038 | 1.0943e-08 | 1.0943e-08 | 10472.8261 | 280.5544 | 10192.2718 | 0 | 0 | 0 | 1.1281e-05 | 0.0001146 | 0 | 0.0001146 | 0.0001146 | 0 | 0.0001146 | [22 empty] | 7.3.3.17.5 (Remote Grid) Updates to grid topology to minimize risk of ignition in HFTDs Remote GridWLDFREquipment / facility failureAggregated | WLDFR | HFTD - Distribution - Tier 2 - 1QU CoRE ¦ 2QU LoRE | Red Flag Warning - Destructive Fires | Equipment / facility failure | Aggregated | 2038 | 1.9439e-05 | 353.5334 | 0.0068722 | 2038 | Mitigation | 0.95 | 45 | 0 | esc | 0.00097009 | 1.8857e-08 | 0.00097009 | 1.8857e-08
[79 empty] | WLDFR | HFTD - Distribution - Tier 2 - 2QU CoRE ¦ 2QU LoRE | Red Flag Warning - Destructive Fires | 2039 | 1.0943e-08 | 1.0943e-08 | 10472.8261 | 280.5544 | 10192.2718 | 0 | 0 | 0 | 1.1281e-05 | 0.0001146 | 0 | 0.0001146 | 0.0001146 | 0 | 0.0001146 | [22 empty] | 7.3.3.17.5 (Remote Grid) Updates to grid topology to minimize risk of ignition in HFTDs Remote GridWLDFREquipment / facility failureAggregated | WLDFR | HFTD - Distribution - Tier 2 - 1QU CoRE ¦ 2QU LoRE | Red Flag Warning - Destructive Fires | Equipment / facility failure | Aggregated | 2039 | 1.9439e-05 | 353.5334 | 0.0068722 | 2039 | Mitigation | 0.95 | 45 | 0 | esc | 0.00097009 | 1.8857e-08 | 0.00097009 | 1.8857e-08
[79 empty] | WLDFR | HFTD - Distribution - Tier 2 - 2QU CoRE ¦ 2QU LoRE | Red Flag Warning - Destructive Fires | 2040 | 1.0943e-08 | 1.0943e-08 | 10472.8261 | 280.5544 | 10192.2718 | 0 | 0 | 0 | 1.1281e-05 | 0.0001146 | 0 | 0.0001146 | 0.0001146 | 0 | 0.0001146 | [22 empty] | 7.3.3.17.5 (Remote Grid) Updates to grid topology to minimize risk of ignition in HFTDs Remote GridWLDFREquipment / facility failureAggregated | WLDFR | HFTD - Distribution - Tier 2 - 1QU CoRE ¦ 2QU LoRE | Red Flag Warning - Destructive Fires | Equipment / facility failure | Aggregated | 2040 | 1.9439e-05 | 353.5334 | 0.0068722 | 2040 | Mitigation | 0.95 | 45 | 0 | esc | 0.00097009 | 1.8857e-08 | 0.00097009 | 1.8857e-08
[79 empty] | WLDFR | HFTD - Distribution - Tier 2 - 2QU CoRE ¦ 2QU LoRE | Red Flag Warning - Destructive Fires | 2041 | 1.0943e-08 | 1.0943e-08 | 10472.8261 | 280.5544 | 10192.2718 | 0 | 0 | 0 | 1.1281e-05 | 0.0001146 | 0 | 0.0001146 | 0.0001146 | 0 | 0.0001146 | [22 empty] | 7.3.3.17.5 (Remote Grid) Updates to grid topology to minimize risk of ignition in HFTDs Remote GridWLDFREquipment / facility failureAggregated | WLDFR | HFTD - Distribution - Tier 2 - 1QU CoRE ¦ 2QU LoRE | Red Flag Warning - Destructive Fires | Equipment / facility failure | Aggregated | 2041 | 1.9439e-05 | 353.5334 | 0.0068722 | 2041 | Mitigation | 0.95 | 45 | 0 | esc | 0.00097009 | 1.8857e-08 | 0.00097009 | 1.8857e-08
[79 empty] | WLDFR | HFTD - Distribution - Tier 2 - 2QU CoRE ¦ 2QU LoRE | Red Flag Warning - Destructive Fires | 2042 | 1.0943e-08 | 1.0943e-08 | 10472.8261 | 280.5544 | 10192.2718 | 0 | 0 | 0 | 1.1281e-05 | 0.0001146 | 0 | 0.0001146 | 0.0001146 | 0 | 0.0001146 | [22 empty] | 7.3.3.17.5 (Remote Grid) Updates to grid topology to minimize risk of ignition in HFTDs Remote GridWLDFREquipment / facility failureAggregated | WLDFR | HFTD - Distribution - Tier 2 - 1QU CoRE ¦ 2QU LoRE | Red Flag Warning - Destructive Fires | Equipment / facility failure | Aggregated | 2042 | 1.9439e-05 | 353.5334 | 0.0068722 | 2042 | Mitigation | 0.95 | 45 | 0 | esc | 0.00097009 | 1.8857e-08 | 0.00097009 | 1.8857e-08
[79 empty] | WLDFR | HFTD - Distribution - Tier 2 - 2QU CoRE ¦ 2QU LoRE | Red Flag Warning - Destructive Fires | 2043 | 1.0943e-08 | 1.0943e-08 | 10992.1562 | 299.42 | 10692.7362 | 0 | 0 | 0 | 1.1281e-05 | 0.00012029 | 0 | 0.00012029 | 0.00012029 | 0 | 0.00012029 | [22 empty] | 7.3.3.17.5 (Remote Grid) Updates to grid topology to minimize risk of ignition in HFTDs Remote GridWLDFREquipment / facility failureAggregated | WLDFR | HFTD - Distribution - Tier 2 - 1QU CoRE ¦ 2QU LoRE | Red Flag Warning - Destructive Fires | Equipment / facility failure | Aggregated | 2043 | 1.9439e-05 | 353.5334 | 0.0068722 | 2043 | Mitigation | 0.95 | 45 | 0 | esc | 0.00097009 | 1.8857e-08 | 0.00097009 | 1.8857e-08
[79 empty] | WLDFR | HFTD - Distribution - Tier 2 - 2QU CoRE ¦ 2QU LoRE | Red Flag Warning - Destructive Fires | 2044 | 1.0943e-08 | 1.0943e-08 | 10992.1562 | 299.42 | 10692.7362 | 0 | 0 | 0 | 1.1281e-05 | 0.00012029 | 0 | 0.00012029 | 0.00012029 | 0 | 0.00012029 | [22 empty] | 7.3.3.17.5 (Remote Grid) Updates to grid topology to minimize risk of ignition in HFTDs Remote GridWLDFREquipment / facility failureAggregated | WLDFR | HFTD - Distribution - Tier 2 - 1QU CoRE ¦ 2QU LoRE | Red Flag Warning - Destructive Fires | Equipment / facility failure | Aggregated | 2044 | 1.9439e-05 | 353.5334 | 0.0068722 | 2044 | Mitigation | 0.95 | 45 | 0 | esc | 0.00097009 | 1.8857e-08 | 0.00097009 | 1.8857e-08
[79 empty] | WLDFR | HFTD - Distribution - Tier 2 - 2QU CoRE ¦ 2QU LoRE | Red Flag Warning - Destructive Fires | 2045 | 1.0943e-08 | 1.0943e-08 | 10992.1562 | 299.42 | 10692.7362 | 0 | 0 | 0 | 1.1281e-05 | 0.00012029 | 0 | 0.00012029 | 0.00012029 | 0 | 0.00012029 | [22 empty] | 7.3.3.17.5 (Remote Grid) Updates to grid topology to minimize risk of ignition in HFTDs Remote GridWLDFREquipment / facility failureAggregated | WLDFR | HFTD - Distribution - Tier 2 - 1QU CoRE ¦ 2QU LoRE | Red Flag Warning - Destructive Fires | Equipment / facility failure | Aggregated | 2045 | 1.9439e-05 | 353.5334 | 0.0068722 | 2045 | Mitigation | 0.95 | 45 | 0 | esc | 0.00097009 | 1.8857e-08 | 0.00097009 | 1.8857e-08
[79 empty] | WLDFR | HFTD - Distribution - Tier 2 - 2QU CoRE ¦ 2QU LoRE | Red Flag Warning - Destructive Fires | 2046 | 1.0943e-08 | 1.0943e-08 | 10992.1562 | 299.42 | 10692.7362 | 0 | 0 | 0 | 1.1281e-05 | 0.00012029 | 0 | 0.00012029 | 0.00012029 | 0 | 0.00012029 | [22 empty] | 7.3.3.17.5 (Remote Grid) Updates to grid topology to minimize risk of ignition in HFTDs Remote GridWLDFREquipment / facility failureAggregated | WLDFR | HFTD - Distribution - Tier 2 - 1QU CoRE ¦ 2QU LoRE | Red Flag Warning - Destructive Fires | Equipment / facility failure | Aggregated | 2046 | 1.9439e-05 | 353.5334 | 0.0068722 | 2046 | Mitigation | 0.95 | 45 | 0 | esc | 0.00097009 | 1.8857e-08 | 0.00097009 | 1.8857e-08
[79 empty] | WLDFR | HFTD - Distribution - Tier 2 - 2QU CoRE ¦ 2QU LoRE | Red Flag Warning - Destructive Fires | 2047 | 1.0943e-08 | 1.0943e-08 | 10992.1562 | 299.42 | 10692.7362 | 0 | 0 | 0 | 1.1281e-05 | 0.00012029 | 0 | 0.00012029 | 0.00012029 | 0 | 0.00012029 | [22 empty] | 7.3.3.17.5 (Remote Grid) Updates to grid topology to minimize risk of ignition in HFTDs Remote GridWLDFREquipment / facility failureAggregated | WLDFR | HFTD - Distribution - Tier 2 - 1QU CoRE ¦ 2QU LoRE | Red Flag Warning - Destructive Fires | Equipment / facility failure | Aggregated | 2047 | 1.9439e-05 | 353.5334 | 0.0068722 | 2047 | Mitigation | 0.95 | 45 | 0 | esc | 0.00097009 | 1.8857e-08 | 0.00097009 | 1.8857e-08
[79 empty] | WLDFR | HFTD - Distribution - Tier 2 - 2QU CoRE ¦ 2QU LoRE | Red Flag Warning - Destructive Fires | 2048 | 1.0943e-08 | 1.0943e-08 | 11536.0538 | 319.4911 | 11216.5626 | 0 | 0 | 0 | 1.1281e-05 | 0.00012624 | 0 | 0.00012624 | 0.00012624 | 0 | 0.00012624 | [22 empty] | 7.3.3.17.5 (Remote Grid) Updates to grid topology to minimize risk of ignition in HFTDs Remote GridWLDFREquipment / facility failureAggregated | WLDFR | HFTD - Distribution - Tier 2 - 1QU CoRE ¦ 2QU LoRE | Red Flag Warning - Destructive Fires | Equipment / facility failure | Aggregated | 2048 | 1.9439e-05 | 353.5334 | 0.0068722 | 2048 | Mitigation | 0.95 | 45 | 0 | esc | 0.00097009 | 1.8857e-08 | 0.00097009 | 1.8857e-08
[79 empty] | WLDFR | HFTD - Distribution - Tier 2 - 2QU CoRE ¦ 2QU LoRE | Red Flag Warning - Destructive Fires | 2049 | 1.0943e-08 | 1.0943e-08 | 11536.0538 | 319.4911 | 11216.5626 | 0 | 0 | 0 | 1.1281e-05 | 0.00012624 | 0 | 0.00012624 | 0.00012624 | 0 | 0.00012624 | [22 empty] | 7.3.3.17.5 (Remote Grid) Updates to grid topology to minimize risk of ignition in HFTDs Remote GridWLDFREquipment / facility failureAggregated | WLDFR | HFTD - Distribution - Tier 2 - 1QU CoRE ¦ 2QU LoRE | Red Flag Warning - Destructive Fires | Equipment / facility failure | Aggregated | 2049 | 1.9439e-05 | 353.5334 | 0.0068722 | 2049 | Mitigation | 0.95 | 45 | 0 | esc | 0.00097009 | 1.8857e-08 | 0.00097009 | 1.8857e-08
[79 empty] | WLDFR | HFTD - Distribution - Tier 2 - 2QU CoRE ¦ 2QU LoRE | Red Flag Warning - Destructive Fires | 2050 | 1.0943e-08 | 1.0943e-08 | 11536.0538 | 319.4911 | 11216.5626 | 0 | 0 | 0 | 1.1281e-05 | 0.00012624 | 0 | 0.00012624 | 0.00012624 | 0 | 0.00012624 | [22 empty] | 7.3.3.17.5 (Remote Grid) Updates to grid topology to minimize risk of ignition in HFTDs Remote GridWLDFREquipment / facility failureAggregated | WLDFR | HFTD - Distribution - Tier 2 - 1QU CoRE ¦ 2QU LoRE | Red Flag Warning - Destructive Fires | Equipment / facility failure | Aggregated | 2050 | 1.9439e-05 | 353.5334 | 0.0068722 | 2050 | Mitigation | 0.95 | 45 | 0 | esc | 0.00097009 | 1.8857e-08 | 0.00097009 | 1.8857e-08
[79 empty] | WLDFR | HFTD - Distribution - Tier 2 - 2QU CoRE ¦ 2QU LoRE | Red Flag Warning - Destructive Fires | 2051 | 1.0943e-08 | 1.0943e-08 | 11536.0538 | 319.4911 | 11216.5626 | 0 | 0 | 0 | 1.1281e-05 | 0.00012624 | 0 | 0.00012624 | 0.00012624 | 0 | 0.00012624 | [22 empty] | 7.3.3.17.5 (Remote Grid) Updates to grid topology to minimize risk of ignition in HFTDs Remote GridWLDFREquipment / facility failureAggregated | WLDFR | HFTD - Distribution - Tier 2 - 1QU CoRE ¦ 2QU LoRE | Red Flag Warning - Destructive Fires | Equipment / facility failure | Aggregated | 2051 | 1.9439e-05 | 353.5334 | 0.0068722 | 2051 | Mitigation | 0.95 | 45 | 0 | esc | 0.00097009 | 1.8857e-08 | 0.00097009 | 1.8857e-08
[79 empty] | WLDFR | HFTD - Distribution - Tier 2 - 2QU CoRE ¦ 2QU LoRE | Red Flag Warning - Destructive Fires | 2052 | 1.0943e-08 | 1.0943e-08 | 11536.0538 | 319.4911 | 11216.5626 | 0 | 0 | 0 | 1.1281e-05 | 0.00012624 | 0 | 0.00012624 | 0.00012624 | 0 | 0.00012624 | [22 empty] | 7.3.3.17.5 (Remote Grid) Updates to grid topology to minimize risk of ignition in HFTDs Remote GridWLDFREquipment / facility failureAggregated | WLDFR | HFTD - Distribution - Tier 2 - 1QU CoRE ¦ 2QU LoRE | Red Flag Warning - Destructive Fires | Equipment / facility failure | Aggregated | 2052 | 1.9439e-05 | 353.5334 | 0.0068722 | 2052 | Mitigation | 0.95 | 45 | 0 | esc | 0.00097009 | 1.8857e-08 | 0.00097009 | 1.8857e-08
[79 empty] | WLDFR | HFTD - Distribution - Tier 2 - 2QU CoRE ¦ 2QU LoRE | Red Flag Warning - Destructive Fires | 2053 | 1.0943e-08 | 1.0943e-08 | 12097.6769 | 340.5356 | 11757.1413 | 0 | 0 | 0 | 1.1281e-05 | 0.00013239 | 0 | 0.00013239 | 0.00013239 | 0 | 0.00013239 | [22 empty] | 7.3.3.17.5 (Remote Grid) Updates to grid topology to minimize risk of ignition in HFTDs Remote GridWLDFREquipment / facility failureAggregated | WLDFR | HFTD - Distribution - Tier 2 - 1QU CoRE ¦ 2QU LoRE | Red Flag Warning - Destructive Fires | Equipment / facility failure | Aggregated | 2053 | 1.9439e-05 | 353.5334 | 0.0068722 | 2053 | Mitigation | 0.95 | 45 | 0 | esc | 0.00097009 | 1.8857e-08 | 0.00097009 | 1.8857e-08
[79 empty] | WLDFR | HFTD - Distribution - Tier 2 - 2QU CoRE ¦ 2QU LoRE | Red Flag Warning - Destructive Fires | 2054 | 1.0943e-08 | 1.0943e-08 | 12097.6769 | 340.5356 | 11757.1413 | 0 | 0 | 0 | 1.1281e-05 | 0.00013239 | 0 | 0.00013239 | 0.00013239 | 0 | 0.00013239 | [22 empty] | 7.3.3.17.5 (Remote Grid) Updates to grid topology to minimize risk of ignition in HFTDs Remote GridWLDFREquipment / facility failureAggregated | WLDFR | HFTD - Distribution - Tier 2 - 1QU CoRE ¦ 2QU LoRE | Red Flag Warning - Destructive Fires | Equipment / facility failure | Aggregated | 2054 | 1.9439e-05 | 353.5334 | 0.0068722 | 2054 | Mitigation | 0.95 | 45 | 0 | esc | 0.00097009 | 1.8857e-08 | 0.00097009 | 1.8857e-08
[79 empty] | WLDFR | HFTD - Distribution - Tier 2 - 2QU CoRE ¦ 2QU LoRE | Red Flag Warning - Destructive Fires | 2055 | 1.0943e-08 | 1.0943e-08 | 12097.6769 | 340.5356 | 11757.1413 | 0 | 0 | 0 | 1.1281e-05 | 0.00013239 | 0 | 0.00013239 | 0.00013239 | 0 | 0.00013239 | [22 empty] | 7.3.3.17.5 (Remote Grid) Updates to grid topology to minimize risk of ignition in HFTDs Remote GridWLDFREquipment / facility failureAggregated | WLDFR | HFTD - Distribution - Tier 2 - 1QU CoRE ¦ 2QU LoRE | Red Flag Warning - Destructive Fires | Equipment / facility failure | Aggregated | 2055 | 1.9439e-05 | 353.5334 | 0.0068722 | 2055 | Mitigation | 0.95 | 45 | 0 | esc | 0.00097009 | 1.8857e-08 | 0.00097009 | 1.8857e-08
[79 empty] | WLDFR | HFTD - Distribution - Tier 2 - 2QU CoRE ¦ 2QU LoRE | Red Flag Warning - Destructive Fires | 2056 | 1.0943e-08 | 1.0943e-08 | 12097.6769 | 340.5356 | 11757.1413 | 0 | 0 | 0 | 1.1281e-05 | 0.00013239 | 0 | 0.00013239 | 0.00013239 | 0 | 0.00013239 | [22 empty] | 7.3.3.17.5 (Remote Grid) Updates to grid topology to minimize risk of ignition in HFTDs Remote GridWLDFREquipment / facility failureAggregated | WLDFR | HFTD - Distribution - Tier 2 - 1QU CoRE ¦ 2QU LoRE | Red Flag Warning - Destructive Fires | Equipment / facility failure | Aggregated | 2056 | 1.9439e-05 | 353.5334 | 0.0068722 | 2056 | Mitigation | 0.95 | 45 | 0 | esc | 0.00097009 | 1.8857e-08 | 0.00097009 | 1.8857e-08
[79 empty] | WLDFR | HFTD - Distribution - Tier 2 - 2QU CoRE ¦ 2QU LoRE | Red Flag Warning - Destructive Fires | 2057 | 1.0943e-08 | 1.0943e-08 | 12097.6769 | 340.5356 | 11757.1413 | 0 | 0 | 0 | 1.1281e-05 | 0.00013239 | 0 | 0.00013239 | 0.00013239 | 0 | 0.00013239 | [22 empty] | 7.3.3.17.5 (Remote Grid) Updates to grid topology to minimize risk of ignition in HFTDs Remote GridWLDFREquipment / facility failureAggregated | WLDFR | HFTD - Distribution - Tier 2 - 1QU CoRE ¦ 2QU LoRE | Red Flag Warning - Destructive Fires | Equipment / facility failure | Aggregated | 2057 | 1.9439e-05 | 353.5334 | 0.0068722 | 2057 | Mitigation | 0.95 | 45 | 0 | esc | 0.00097009 | 1.8857e-08 | 0.00097009 | 1.8857e-08
[79 empty] | WLDFR | HFTD - Distribution - Tier 2 - 2QU CoRE ¦ 2QU LoRE | Red Flag Warning - Destructive Fires | 2058 | 1.0943e-08 | 1.0943e-08 | 12670.1796 | 362.3049 | 12307.8747 | 0 | 0 | 0 | 1.1281e-05 | 0.00013865 | 0 | 0.00013865 | 0.00013865 | 0 | 0.00013865 | [22 empty] | 7.3.3.17.5 (Remote Grid) Updates to grid topology to minimize risk of ignition in HFTDs Remote GridWLDFREquipment / facility failureAggregated | WLDFR | HFTD - Distribution - Tier 2 - 1QU CoRE ¦ 2QU LoRE | Red Flag Warning - Destructive Fires | Equipment / facility failure | Aggregated | 2058 | 1.9439e-05 | 353.5334 | 0.0068722 | 2058 | Mitigation | 0.95 | 45 | 0 | esc | 0.00097009 | 1.8857e-08 | 0.00097009 | 1.8857e-08
[79 empty] | WLDFR | HFTD - Distribution - Tier 2 - 2QU CoRE ¦ 2QU LoRE | Red Flag Warning - Destructive Fires | 2059 | 1.0943e-08 | 1.0943e-08 | 12670.1796 | 362.3049 | 12307.8747 | 0 | 0 | 0 | 1.1281e-05 | 0.00013865 | 0 | 0.00013865 | 0.00013865 | 0 | 0.00013865 | [22 empty] | 7.3.3.17.5 (Remote Grid) Updates to grid topology to minimize risk of ignition in HFTDs Remote GridWLDFREquipment / facility failureAggregated | WLDFR | HFTD - Distribution - Tier 2 - 1QU CoRE ¦ 2QU LoRE | Red Flag Warning - Destructive Fires | Equipment / facility failure | Aggregated | 2059 | 1.9439e-05 | 353.5334 | 0.0068722 | 2059 | Mitigation | 0.95 | 45 | 0 | esc | 0.00097009 | 1.8857e-08 | 0.00097009 | 1.8857e-08
[79 empty] | WLDFR | HFTD - Distribution - Tier 2 - 2QU CoRE ¦ 2QU LoRE | Red Flag Warning - Destructive Fires | 2060 | 1.0943e-08 | 1.0943e-08 | 12670.1796 | 362.3049 | 12307.8747 | 0 | 0 | 0 | 1.1281e-05 | 0.00013865 | 0 | 0.00013865 | 0.00013865 | 0 | 0.00013865 | [22 empty] | 7.3.3.17.5 (Remote Grid) Updates to grid topology to minimize risk of ignition in HFTDs Remote GridWLDFREquipment / facility failureAggregated | WLDFR | HFTD - Distribution - Tier 2 - 1QU CoRE ¦ 2QU LoRE | Red Flag Warning - Destructive Fires | Equipment / facility failure | Aggregated | 2060 | 1.9439e-05 | 353.5334 | 0.0068722 | 2060 | Mitigation | 0.95 | 45 | 0 | esc | 0.00097009 | 1.8857e-08 | 0.00097009 | 1.8857e-08
[79 empty] | WLDFR | HFTD - Distribution - Tier 2 - 2QU CoRE ¦ 2QU LoRE | Red Flag Warning - Destructive Fires | 2061 | 1.0943e-08 | 1.0943e-08 | 12670.1796 | 362.3049 | 12307.8747 | 0 | 0 | 0 | 1.1281e-05 | 0.00013865 | 0 | 0.00013865 | 0.00013865 | 0 | 0.00013865 | [22 empty] | 7.3.3.17.5 (Remote Grid) Updates to grid topology to minimize risk of ignition in HFTDs Remote GridWLDFREquipment / facility failureAggregated | WLDFR | HFTD - Distribution - Tier 2 - 1QU CoRE ¦ 2QU LoRE | Red Flag Warning - Destructive Fires | Equipment / facility failure | Aggregated | 2061 | 1.9439e-05 | 353.5334 | 0.0068722 | 2061 | Mitigation | 0.95 | 45 | 0 | esc | 0.00097009 | 1.8857e-08 | 0.00097009 | 1.8857e-08
[79 empty] | WLDFR | HFTD - Distribution - Tier 2 - 2QU CoRE ¦ 2QU LoRE | Red Flag Warning - Destructive Fires | 2062 | 1.0943e-08 | 1.0943e-08 | 12670.1796 | 362.3049 | 12307.8747 | 0 | 0 | 0 | 1.1281e-05 | 0.00013865 | 0 | 0.00013865 | 0.00013865 | 0 | 0.00013865 | [22 empty] | 7.3.3.17.5 (Remote Grid) Updates to grid topology to minimize risk of ignition in HFTDs Remote GridWLDFREquipment / facility failureAggregated | WLDFR | HFTD - Distribution - Tier 2 - 1QU CoRE ¦ 2QU LoRE | Red Flag Warning - Destructive Fires | Equipment / facility failure | Aggregated | 2062 | 1.9439e-05 | 353.5334 | 0.0068722 | 2062 | Mitigation | 0.95 | 45 | 0 | esc | 0.00097009 | 1.8857e-08 | 0.00097009 | 1.8857e-08
[79 empty] | WLDFR | HFTD - Distribution - Tier 2 - 2QU CoRE ¦ 2QU LoRE | Red Flag Warning - Destructive Fires | 2063 | 1.0943e-08 | 1.0943e-08 | 13246.6313 | 384.5316 | 12862.0997 | 0 | 0 | 0 | 1.1281e-05 | 0.00014496 | 0 | 0.00014496 | 0.00014496 | 0 | 0.00014496 | [22 empty] | 7.3.3.17.5 (Remote Grid) Updates to grid topology to minimize risk of ignition in HFTDs Remote GridWLDFREquipment / facility failureAggregated | WLDFR | HFTD - Distribution - Tier 2 - 1QU CoRE ¦ 2QU LoRE | Red Flag Warning - Destructive Fires | Equipment / facility failure | Aggregated | 2063 | 1.9439e-05 | 353.5334 | 0.0068722 | 2063 | Mitigation | 0.95 | 45 | 0 | esc | 0.00097009 | 1.8857e-08 | 0.00097009 | 1.8857e-08
[79 empty] | WLDFR | HFTD - Distribution - Tier 2 - 2QU CoRE ¦ 2QU LoRE | Red Flag Warning - Destructive Fires | 2064 | 1.0943e-08 | 1.0943e-08 | 13246.6313 | 384.5316 | 12862.0997 | 0 | 0 | 0 | 1.1281e-05 | 0.00014496 | 0 | 0.00014496 | 0.00014496 | 0 | 0.00014496 | [22 empty] | 7.3.3.17.5 (Remote Grid) Updates to grid topology to minimize risk of ignition in HFTDs Remote GridWLDFREquipment / facility failureAggregated | WLDFR | HFTD - Distribution - Tier 2 - 1QU CoRE ¦ 2QU LoRE | Red Flag Warning - Destructive Fires | Equipment / facility failure | Aggregated | 2064 | 1.9439e-05 | 353.5334 | 0.0068722 | 2064 | Mitigation | 0.95 | 45 | 0 | esc | 0.00097009 | 1.8857e-08 | 0.00097009 | 1.8857e-08
[79 empty] | WLDFR | HFTD - Distribution - Tier 2 - 2QU CoRE ¦ 2QU LoRE | Red Flag Warning - Destructive Fires | 2065 | 1.0943e-08 | 1.0943e-08 | 13246.6313 | 384.5316 | 12862.0997 | 0 | 0 | 0 | 1.1281e-05 | 0.00014496 | 0 | 0.00014496 | 0.00014496 | 0 | 0.00014496 | [22 empty] | 7.3.3.17.5 (Remote Grid) Updates to grid topology to minimize risk of ignition in HFTDs Remote GridWLDFREquipment / facility failureAggregated | WLDFR | HFTD - Distribution - Tier 2 - 1QU CoRE ¦ 2QU LoRE | Red Flag Warning - Destructive Fires | Equipment / facility failure | Aggregated | 2065 | 1.9439e-05 | 353.5334 | 0.0068722 | 2065 | Mitigation | 0.95 | 45 | 0 | esc | 0.00097009 | 1.8857e-08 | 0.00097009 | 1.8857e-08
[79 empty] | WLDFR | HFTD - Distribution - Tier 2 - 2QU CoRE ¦ 2QU LoRE | Red Flag Warning - Destructive Fires | 2066 | 1.0943e-08 | 1.0943e-08 | 13246.6313 | 384.5316 | 12862.0997 | 0 | 0 | 0 | 1.1281e-05 | 0.00014496 | 0 | 0.00014496 | 0.00014496 | 0 | 0.00014496 | [22 empty] | 7.3.3.17.5 (Remote Grid) Updates to grid topology to minimize risk of ignition in HFTDs Remote GridWLDFREquipment / facility failureAggregated | WLDFR | HFTD - Distribution - Tier 2 - 1QU CoRE ¦ 2QU LoRE | Red Flag Warning - Destructive Fires | Equipment / facility failure | Aggregated | 2066 | 1.9439e-05 | 353.5334 | 0.0068722 | 2066 | Mitigation | 0.95 | 45 | 0 | esc | 0.00097009 | 1.8857e-08 | 0.00097009 | 1.8857e-08
[79 empty] | WLDFR | HFTD - Distribution - Tier 2 - 2QU CoRE ¦ 2QU LoRE | Red Flag Warning - Destructive Fires | 2067 | 0 | 1.0943e-08 | 13246.6313 | 384.5316 | 12862.0997 | 0 | 0 | 0 | 1.1281e-05 | 0 | 0 | 0 | 0.00014496 | 0 | 0.00014496 | [22 empty] | 7.3.3.17.5 (Remote Grid) Updates to grid topology to minimize risk of ignition in HFTDs Remote GridWLDFREquipment / facility failureAggregated | WLDFR | HFTD - Distribution - Tier 2 - 1QU CoRE ¦ 2QU LoRE | Red Flag Warning - Destructive Fires | Equipment / facility failure | Aggregated | 2067 | 1.9439e-05 | 353.5334 | 0.0068722 | 2067 | Mitigation | 0.95 | 45 | 0 | esc | 0 | 0 | 0.00097009 | 1.8857e-08
[79 empty] | WLDFR | HFTD - Distribution - Tier 2 - 2QU CoRE ¦ 2QU LoRE | Red Flag Warning - Large Fires | 2022 | 5.6551e-08 | 0 | 5.2406 | 0.69642 | 2.942 | 1.6022 | 0 | 0 | 5.8295e-05 | 2.9636e-07 | 0 | 2.9636e-07 | 0 | 0 | 0 | [22 empty] | 7.3.3.17.5 (Remote Grid) Updates to grid topology to minimize risk of ignition in HFTDs Remote GridWLDFRVegetation ContactAggregated | WLDFR | HFTD - Distribution - Tier 2 - 1QU CoRE ¦ 2QU LoRE | Red Flag Warning - Destructive Fires | Vegetation Contact | Aggregated | 2022 | 1.4403e-05 | 353.5334 | 0.005092 | 2022 | Mitigation | 0.95 | 45 | 0 | esc | 0.00097009 | 1.3972e-08 | 0 | 0
[79 empty] | WLDFR | HFTD - Distribution - Tier 2 - 2QU CoRE ¦ 2QU LoRE | Red Flag Warning - Large Fires | 2023 | 5.6551e-08 | 5.6551e-08 | 5.475 | 0.71896 | 3.0715 | 1.6846 | 0 | 0 | 5.8295e-05 | 3.0962e-07 | 0 | 3.0962e-07 | 3.0962e-07 | 0 | 3.0962e-07 | [22 empty] | 7.3.3.17.5 (Remote Grid) Updates to grid topology to minimize risk of ignition in HFTDs Remote GridWLDFRVegetation ContactAggregated | WLDFR | HFTD - Distribution - Tier 2 - 1QU CoRE ¦ 2QU LoRE | Red Flag Warning - Destructive Fires | Vegetation Contact | Aggregated | 2023 | 1.4403e-05 | 353.5334 | 0.005092 | 2023 | Mitigation | 0.95 | 45 | 0 | esc | 0.00097009 | 1.3972e-08 | 0.00097009 | 1.3972e-08
[79 empty] | WLDFR | HFTD - Distribution - Tier 2 - 2QU CoRE ¦ 2QU LoRE | Red Flag Warning - Large Fires | 2024 | 5.6551e-08 | 5.6551e-08 | 5.475 | 0.71896 | 3.0715 | 1.6846 | 0 | 0 | 5.8295e-05 | 3.0962e-07 | 0 | 3.0962e-07 | 3.0962e-07 | 0 | 3.0962e-07 | [22 empty] | 7.3.3.17.5 (Remote Grid) Updates to grid topology to minimize risk of ignition in HFTDs Remote GridWLDFRVegetation ContactAggregated | WLDFR | HFTD - Distribution - Tier 2 - 1QU CoRE ¦ 2QU LoRE | Red Flag Warning - Destructive Fires | Vegetation Contact | Aggregated | 2024 | 1.4403e-05 | 353.5334 | 0.005092 | 2024 | Mitigation | 0.95 | 45 | 0 | esc | 0.00097009 | 1.3972e-08 | 0.00097009 | 1.3972e-08
[79 empty] | WLDFR | HFTD - Distribution - Tier 2 - 2QU CoRE ¦ 2QU LoRE | Red Flag Warning - Large Fires | 2025 | 5.6551e-08 | 5.6551e-08 | 5.475 | 0.71896 | 3.0715 | 1.6846 | 0 | 0 | 5.8295e-05 | 3.0962e-07 | 0 | 3.0962e-07 | 3.0962e-07 | 0 | 3.0962e-07 | [22 empty] | 7.3.3.17.5 (Remote Grid) Updates to grid topology to minimize risk of ignition in HFTDs Remote GridWLDFRVegetation ContactAggregated | WLDFR | HFTD - Distribution - Tier 2 - 1QU CoRE ¦ 2QU LoRE | Red Flag Warning - Destructive Fires | Vegetation Contact | Aggregated | 2025 | 1.4403e-05 | 353.5334 | 0.005092 | 2025 | Mitigation | 0.95 | 45 | 0 | esc | 0.00097009 | 1.3972e-08 | 0.00097009 | 1.3972e-08
[79 empty] | WLDFR | HFTD - Distribution - Tier 2 - 2QU CoRE ¦ 2QU LoRE | Red Flag Warning - Large Fires | 2026 | 5.6551e-08 | 5.6551e-08 | 5.475 | 0.71896 | 3.0715 | 1.6846 | 0 | 0 | 5.8295e-05 | 3.0962e-07 | 0 | 3.0962e-07 | 3.0962e-07 | 0 | 3.0962e-07 | [22 empty] | 7.3.3.17.5 (Remote Grid) Updates to grid topology to minimize risk of ignition in HFTDs Remote GridWLDFRVegetation ContactAggregated | WLDFR | HFTD - Distribution - Tier 2 - 1QU CoRE ¦ 2QU LoRE | Red Flag Warning - Destructive Fires | Vegetation Contact | Aggregated | 2026 | 1.4403e-05 | 353.5334 | 0.005092 | 2026 | Mitigation | 0.95 | 45 | 0 | esc | 0.00097009 | 1.3972e-08 | 0.00097009 | 1.3972e-08
[79 empty] | WLDFR | HFTD - Distribution - Tier 2 - 2QU CoRE ¦ 2QU LoRE | Red Flag Warning - Large Fires | 2027 | 5.6551e-08 | 5.6551e-08 | 5.475 | 0.71896 | 3.0715 | 1.6846 | 0 | 0 | 5.8295e-05 | 3.0962e-07 | 0 | 3.0962e-07 | 3.0962e-07 | 0 | 3.0962e-07 | [22 empty] | 7.3.3.17.5 (Remote Grid) Updates to grid topology to minimize risk of ignition in HFTDs Remote GridWLDFRVegetation ContactAggregated | WLDFR | HFTD - Distribution - Tier 2 - 1QU CoRE ¦ 2QU LoRE | Red Flag Warning - Destructive Fires | Vegetation Contact | Aggregated | 2027 | 1.4403e-05 | 353.5334 | 0.005092 | 2027 | Mitigation | 0.95 | 45 | 0 | esc | 0.00097009 | 1.3972e-08 | 0.00097009 | 1.3972e-08
[79 empty] | WLDFR | HFTD - Distribution - Tier 2 - 2QU CoRE ¦ 2QU LoRE | Red Flag Warning - Large Fires | 2028 | 5.6551e-08 | 5.6551e-08 | 5.777 | 0.74734 | 3.238 | 1.7917 | 0 | 0 | 5.8295e-05 | 3.2669e-07 | 0 | 3.2669e-07 | 3.2669e-07 | 0 | 3.2669e-07 | [22 empty] | 7.3.3.17.5 (Remote Grid) Updates to grid topology to minimize risk of ignition in HFTDs Remote GridWLDFRVegetation ContactAggregated | WLDFR | HFTD - Distribution - Tier 2 - 1QU CoRE ¦ 2QU LoRE | Red Flag Warning - Destructive Fires | Vegetation Contact | Aggregated | 2028 | 1.4403e-05 | 353.5334 | 0.005092 | 2028 | Mitigation | 0.95 | 45 | 0 | esc | 0.00097009 | 1.3972e-08 | 0.00097009 | 1.3972e-08
[79 empty] | WLDFR | HFTD - Distribution - Tier 2 - 2QU CoRE ¦ 2QU LoRE | Red Flag Warning - Large Fires | 2029 | 5.6551e-08 | 5.6551e-08 | 5.777 | 0.74734 | 3.238 | 1.7917 | 0 | 0 | 5.8295e-05 | 3.2669e-07 | 0 | 3.2669e-07 | 3.2669e-07 | 0 | 3.2669e-07 | [22 empty] | 7.3.3.17.5 (Remote Grid) Updates to grid topology to minimize risk of ignition in HFTDs Remote GridWLDFRVegetation ContactAggregated | WLDFR | HFTD - Distribution - Tier 2 - 1QU CoRE ¦ 2QU LoRE | Red Flag Warning - Destructive Fires | Vegetation Contact | Aggregated | 2029 | 1.4403e-05 | 353.5334 | 0.005092 | 2029 | Mitigation | 0.95 | 45 | 0 | esc | 0.00097009 | 1.3972e-08 | 0.00097009 | 1.3972e-08
[79 empty] | WLDFR | HFTD - Distribution - Tier 2 - 2QU CoRE ¦ 2QU LoRE | Red Flag Warning - Large Fires | 2030 | 5.6551e-08 | 5.6551e-08 | 5.777 | 0.74734 | 3.238 | 1.7917 | 0 | 0 | 5.8295e-05 | 3.2669e-07 | 0 | 3.2669e-07 | 3.2669e-07 | 0 | 3.2669e-07 | [22 empty] | 7.3.3.17.5 (Remote Grid) Updates to grid topology to minimize risk of ignition in HFTDs Remote GridWLDFRVegetation ContactAggregated | WLDFR | HFTD - Distribution - Tier 2 - 1QU CoRE ¦ 2QU LoRE | Red Flag Warning - Destructive Fires | Vegetation Contact | Aggregated | 2030 | 1.4403e-05 | 353.5334 | 0.005092 | 2030 | Mitigation | 0.95 | 45 | 0 | esc | 0.00097009 | 1.3972e-08 | 0.00097009 | 1.3972e-08
[79 empty] | WLDFR | HFTD - Distribution - Tier 2 - 2QU CoRE ¦ 2QU LoRE | Red Flag Warning - Large Fires | 2031 | 5.6551e-08 | 5.6551e-08 | 5.777 | 0.74734 | 3.238 | 1.7917 | 0 | 0 | 5.8295e-05 | 3.2669e-07 | 0 | 3.2669e-07 | 3.2669e-07 | 0 | 3.2669e-07 | [22 empty] | 7.3.3.17.5 (Remote Grid) Updates to grid topology to minimize risk of ignition in HFTDs Remote GridWLDFRVegetation ContactAggregated | WLDFR | HFTD - Distribution - Tier 2 - 1QU CoRE ¦ 2QU LoRE | Red Flag Warning - Destructive Fires | Vegetation Contact | Aggregated | 2031 | 1.4403e-05 | 353.5334 | 0.005092 | 2031 | Mitigation | 0.95 | 45 | 0 | esc | 0.00097009 | 1.3972e-08 | 0.00097009 | 1.3972e-08
[79 empty] | WLDFR | HFTD - Distribution - Tier 2 - 2QU CoRE ¦ 2QU LoRE | Red Flag Warning - Large Fires | 2032 | 5.6551e-08 | 5.6551e-08 | 5.777 | 0.74734 | 3.238 | 1.7917 | 0 | 0 | 5.8295e-05 | 3.2669e-07 | 0 | 3.2669e-07 | 3.2669e-07 | 0 | 3.2669e-07 | [22 empty] | 7.3.3.17.5 (Remote Grid) Updates to grid topology to minimize risk of ignition in HFTDs Remote GridWLDFRVegetation ContactAggregated | WLDFR | HFTD - Distribution - Tier 2 - 1QU CoRE ¦ 2QU LoRE | Red Flag Warning - Destructive Fires | Vegetation Contact | Aggregated | 2032 | 1.4403e-05 | 353.5334 | 0.005092 | 2032 | Mitigation | 0.95 | 45 | 0 | esc | 0.00097009 | 1.3972e-08 | 0.00097009 | 1.3972e-08
[79 empty] | WLDFR | HFTD - Distribution - Tier 2 - 2QU CoRE ¦ 2QU LoRE | Red Flag Warning - Large Fires | 2033 | 5.6551e-08 | 5.6551e-08 | 6.1205 | 0.77885 | 3.4265 | 1.9151 | 0 | 0 | 5.8295e-05 | 3.4612e-07 | 0 | 3.4612e-07 | 3.4612e-07 | 0 | 3.4612e-07 | [22 empty] | 7.3.3.17.5 (Remote Grid) Updates to grid topology to minimize risk of ignition in HFTDs Remote GridWLDFRVegetation ContactAggregated | WLDFR | HFTD - Distribution - Tier 2 - 1QU CoRE ¦ 2QU LoRE | Red Flag Warning - Destructive Fires | Vegetation Contact | Aggregated | 2033 | 1.4403e-05 | 353.5334 | 0.005092 | 2033 | Mitigation | 0.95 | 45 | 0 | esc | 0.00097009 | 1.3972e-08 | 0.00097009 | 1.3972e-08
[79 empty] | WLDFR | HFTD - Distribution - Tier 2 - 2QU CoRE ¦ 2QU LoRE | Red Flag Warning - Large Fires | 2034 | 5.6551e-08 | 5.6551e-08 | 6.1205 | 0.77885 | 3.4265 | 1.9151 | 0 | 0 | 5.8295e-05 | 3.4612e-07 | 0 | 3.4612e-07 | 3.4612e-07 | 0 | 3.4612e-07 | [22 empty] | 7.3.3.17.5 (Remote Grid) Updates to grid topology to minimize risk of ignition in HFTDs Remote GridWLDFRVegetation ContactAggregated | WLDFR | HFTD - Distribution - Tier 2 - 1QU CoRE ¦ 2QU LoRE | Red Flag Warning - Destructive Fires | Vegetation Contact | Aggregated | 2034 | 1.4403e-05 | 353.5334 | 0.005092 | 2034 | Mitigation | 0.95 | 45 | 0 | esc | 0.00097009 | 1.3972e-08 | 0.00097009 | 1.3972e-08
[79 empty] | WLDFR | HFTD - Distribution - Tier 2 - 2QU CoRE ¦ 2QU LoRE | Red Flag Warning - Large Fires | 2035 | 5.6551e-08 | 5.6551e-08 | 6.1205 | 0.77885 | 3.4265 | 1.9151 | 0 | 0 | 5.8295e-05 | 3.4612e-07 | 0 | 3.4612e-07 | 3.4612e-07 | 0 | 3.4612e-07 | [22 empty] | 7.3.3.17.5 (Remote Grid) Updates to grid topology to minimize risk of ignition in HFTDs Remote GridWLDFRVegetation ContactAggregated | WLDFR | HFTD - Distribution - Tier 2 - 1QU CoRE ¦ 2QU LoRE | Red Flag Warning - Destructive Fires | Vegetation Contact | Aggregated | 2035 | 1.4403e-05 | 353.5334 | 0.005092 | 2035 | Mitigation | 0.95 | 45 | 0 | esc | 0.00097009 | 1.3972e-08 | 0.00097009 | 1.3972e-08
[79 empty] | WLDFR | HFTD - Distribution - Tier 2 - 2QU CoRE ¦ 2QU LoRE | Red Flag Warning - Large Fires | 2036 | 5.6551e-08 | 5.6551e-08 | 6.1205 | 0.77885 | 3.4265 | 1.9151 | 0 | 0 | 5.8295e-05 | 3.4612e-07 | 0 | 3.4612e-07 | 3.4612e-07 | 0 | 3.4612e-07 | [22 empty] | 7.3.3.17.5 (Remote Grid) Updates to grid topology to minimize risk of ignition in HFTDs Remote GridWLDFRVegetation ContactAggregated | WLDFR | HFTD - Distribution - Tier 2 - 1QU CoRE ¦ 2QU LoRE | Red Flag Warning - Destructive Fires | Vegetation Contact | Aggregated | 2036 | 1.4403e-05 | 353.5334 | 0.005092 | 2036 | Mitigation | 0.95 | 45 | 0 | esc | 0.00097009 | 1.3972e-08 | 0.00097009 | 1.3972e-08
[79 empty] | WLDFR | HFTD - Distribution - Tier 2 - 2QU CoRE ¦ 2QU LoRE | Red Flag Warning - Large Fires | 2037 | 5.6551e-08 | 5.6551e-08 | 6.1205 | 0.77885 | 3.4265 | 1.9151 | 0 | 0 | 5.8295e-05 | 3.4612e-07 | 0 | 3.4612e-07 | 3.4612e-07 | 0 | 3.4612e-07 | [22 empty] | 7.3.3.17.5 (Remote Grid) Updates to grid topology to minimize risk of ignition in HFTDs Remote GridWLDFRVegetation ContactAggregated | WLDFR | HFTD - Distribution - Tier 2 - 1QU CoRE ¦ 2QU LoRE | Red Flag Warning - Destructive Fires | Vegetation Contact | Aggregated | 2037 | 1.4403e-05 | 353.5334 | 0.005092 | 2037 | Mitigation | 0.95 | 45 | 0 | esc | 0.00097009 | 1.3972e-08 | 0.00097009 | 1.3972e-08
[79 empty] | WLDFR | HFTD - Distribution - Tier 2 - 2QU CoRE ¦ 2QU LoRE | Red Flag Warning - Large Fires | 2038 | 5.6551e-08 | 5.6551e-08 | 6.5028 | 0.81304 | 3.6355 | 2.0543 | 0 | 0 | 5.8295e-05 | 3.6774e-07 | 0 | 3.6774e-07 | 3.6774e-07 | 0 | 3.6774e-07 | [22 empty] | 7.3.3.17.5 (Remote Grid) Updates to grid topology to minimize risk of ignition in HFTDs Remote GridWLDFRVegetation ContactAggregated | WLDFR | HFTD - Distribution - Tier 2 - 1QU CoRE ¦ 2QU LoRE | Red Flag Warning - Destructive Fires | Vegetation Contact | Aggregated | 2038 | 1.4403e-05 | 353.5334 | 0.005092 | 2038 | Mitigation | 0.95 | 45 | 0 | esc | 0.00097009 | 1.3972e-08 | 0.00097009 | 1.3972e-08
[79 empty] | WLDFR | HFTD - Distribution - Tier 2 - 2QU CoRE ¦ 2QU LoRE | Red Flag Warning - Large Fires | 2039 | 5.6551e-08 | 5.6551e-08 | 6.5028 | 0.81304 | 3.6355 | 2.0543 | 0 | 0 | 5.8295e-05 | 3.6774e-07 | 0 | 3.6774e-07 | 3.6774e-07 | 0 | 3.6774e-07 | [22 empty] | 7.3.3.17.5 (Remote Grid) Updates to grid topology to minimize risk of ignition in HFTDs Remote GridWLDFRVegetation ContactAggregated | WLDFR | HFTD - Distribution - Tier 2 - 1QU CoRE ¦ 2QU LoRE | Red Flag Warning - Destructive Fires | Vegetation Contact | Aggregated | 2039 | 1.4403e-05 | 353.5334 | 0.005092 | 2039 | Mitigation | 0.95 | 45 | 0 | esc | 0.00097009 | 1.3972e-08 | 0.00097009 | 1.3972e-08
[79 empty] | WLDFR | HFTD - Distribution - Tier 2 - 2QU CoRE ¦ 2QU LoRE | Red Flag Warning - Large Fires | 2040 | 5.6551e-08 | 5.6551e-08 | 6.5028 | 0.81304 | 3.6355 | 2.0543 | 0 | 0 | 5.8295e-05 | 3.6774e-07 | 0 | 3.6774e-07 | 3.6774e-07 | 0 | 3.6774e-07 | [22 empty] | 7.3.3.17.5 (Remote Grid) Updates to grid topology to minimize risk of ignition in HFTDs Remote GridWLDFRVegetation ContactAggregated | WLDFR | HFTD - Distribution - Tier 2 - 1QU CoRE ¦ 2QU LoRE | Red Flag Warning - Destructive Fires | Vegetation Contact | Aggregated | 2040 | 1.4403e-05 | 353.5334 | 0.005092 | 2040 | Mitigation | 0.95 | 45 | 0 | esc | 0.00097009 | 1.3972e-08 | 0.00097009 | 1.3972e-08
[79 empty] | WLDFR | HFTD - Distribution - Tier 2 - 2QU CoRE ¦ 2QU LoRE | Red Flag Warning - Large Fires | 2041 | 5.6551e-08 | 5.6551e-08 | 6.5028 | 0.81304 | 3.6355 | 2.0543 | 0 | 0 | 5.8295e-05 | 3.6774e-07 | 0 | 3.6774e-07 | 3.6774e-07 | 0 | 3.6774e-07 | [22 empty] | 7.3.3.17.5 (Remote Grid) Updates to grid topology to minimize risk of ignition in HFTDs Remote GridWLDFRVegetation ContactAggregated | WLDFR | HFTD - Distribution - Tier 2 - 1QU CoRE ¦ 2QU LoRE | Red Flag Warning - Destructive Fires | Vegetation Contact | Aggregated | 2041 | 1.4403e-05 | 353.5334 | 0.005092 | 2041 | Mitigation | 0.95 | 45 | 0 | esc | 0.00097009 | 1.3972e-08 | 0.00097009 | 1.3972e-08
[79 empty] | WLDFR | HFTD - Distribution - Tier 2 - 2QU CoRE ¦ 2QU LoRE | Red Flag Warning - Large Fires | 2042 | 5.6551e-08 | 5.6551e-08 | 6.5028 | 0.81304 | 3.6355 | 2.0543 | 0 | 0 | 5.8295e-05 | 3.6774e-07 | 0 | 3.6774e-07 | 3.6774e-07 | 0 | 3.6774e-07 | [22 empty] | 7.3.3.17.5 (Remote Grid) Updates to grid topology to minimize risk of ignition in HFTDs Remote GridWLDFRVegetation ContactAggregated | WLDFR | HFTD - Distribution - Tier 2 - 1QU CoRE ¦ 2QU LoRE | Red Flag Warning - Destructive Fires | Vegetation Contact | Aggregated | 2042 | 1.4403e-05 | 353.5334 | 0.005092 | 2042 | Mitigation | 0.95 | 45 | 0 | esc | 0.00097009 | 1.3972e-08 | 0.00097009 | 1.3972e-08
[79 empty] | WLDFR | HFTD - Distribution - Tier 2 - 2QU CoRE ¦ 2QU LoRE | Red Flag Warning - Large Fires | 2043 | 5.6551e-08 | 5.6551e-08 | 6.9209 | 0.84944 | 3.8632 | 2.2083 | 0 | 0 | 5.8295e-05 | 3.9138e-07 | 0 | 3.9138e-07 | 3.9138e-07 | 0 | 3.9138e-07 | [22 empty] | 7.3.3.17.5 (Remote Grid) Updates to grid topology to minimize risk of ignition in HFTDs Remote GridWLDFRVegetation ContactAggregated | WLDFR | HFTD - Distribution - Tier 2 - 1QU CoRE ¦ 2QU LoRE | Red Flag Warning - Destructive Fires | Vegetation Contact | Aggregated | 2043 | 1.4403e-05 | 353.5334 | 0.005092 | 2043 | Mitigation | 0.95 | 45 | 0 | esc | 0.00097009 | 1.3972e-08 | 0.00097009 | 1.3972e-08
[79 empty] | WLDFR | HFTD - Distribution - Tier 2 - 2QU CoRE ¦ 2QU LoRE | Red Flag Warning - Large Fires | 2044 | 5.6551e-08 | 5.6551e-08 | 6.9209 | 0.84944 | 3.8632 | 2.2083 | 0 | 0 | 5.8295e-05 | 3.9138e-07 | 0 | 3.9138e-07 | 3.9138e-07 | 0 | 3.9138e-07 | [22 empty] | 7.3.3.17.5 (Remote Grid) Updates to grid topology to minimize risk of ignition in HFTDs Remote GridWLDFRVegetation ContactAggregated | WLDFR | HFTD - Distribution - Tier 2 - 1QU CoRE ¦ 2QU LoRE | Red Flag Warning - Destructive Fires | Vegetation Contact | Aggregated | 2044 | 1.4403e-05 | 353.5334 | 0.005092 | 2044 | Mitigation | 0.95 | 45 | 0 | esc | 0.00097009 | 1.3972e-08 | 0.00097009 | 1.3972e-08
[79 empty] | WLDFR | HFTD - Distribution - Tier 2 - 2QU CoRE ¦ 2QU LoRE | Red Flag Warning - Large Fires | 2045 | 5.6551e-08 | 5.6551e-08 | 6.9209 | 0.84944 | 3.8632 | 2.2083 | 0 | 0 | 5.8295e-05 | 3.9138e-07 | 0 | 3.9138e-07 | 3.9138e-07 | 0 | 3.9138e-07 | [22 empty] | 7.3.3.17.5 (Remote Grid) Updates to grid topology to minimize risk of ignition in HFTDs Remote GridWLDFRVegetation ContactAggregated | WLDFR | HFTD - Distribution - Tier 2 - 1QU CoRE ¦ 2QU LoRE | Red Flag Warning - Destructive Fires | Vegetation Contact | Aggregated | 2045 | 1.4403e-05 | 353.5334 | 0.005092 | 2045 | Mitigation | 0.95 | 45 | 0 | esc | 0.00097009 | 1.3972e-08 | 0.00097009 | 1.3972e-08
[79 empty] | WLDFR | HFTD - Distribution - Tier 2 - 2QU CoRE ¦ 2QU LoRE | Red Flag Warning - Large Fires | 2046 | 5.6551e-08 | 5.6551e-08 | 6.9209 | 0.84944 | 3.8632 | 2.2083 | 0 | 0 | 5.8295e-05 | 3.9138e-07 | 0 | 3.9138e-07 | 3.9138e-07 | 0 | 3.9138e-07 | [22 empty] | 7.3.3.17.5 (Remote Grid) Updates to grid topology to minimize risk of ignition in HFTDs Remote GridWLDFRVegetation ContactAggregated | WLDFR | HFTD - Distribution - Tier 2 - 1QU CoRE ¦ 2QU LoRE | Red Flag Warning - Destructive Fires | Vegetation Contact | Aggregated | 2046 | 1.4403e-05 | 353.5334 | 0.005092 | 2046 | Mitigation | 0.95 | 45 | 0 | esc | 0.00097009 | 1.3972e-08 | 0.00097009 | 1.3972e-08
[79 empty] | WLDFR | HFTD - Distribution - Tier 2 - 2QU CoRE ¦ 2QU LoRE | Red Flag Warning - Large Fires | 2047 | 5.6551e-08 | 5.6551e-08 | 6.9209 | 0.84944 | 3.8632 | 2.2083 | 0 | 0 | 5.8295e-05 | 3.9138e-07 | 0 | 3.9138e-07 | 3.9138e-07 | 0 | 3.9138e-07 | [22 empty] | 7.3.3.17.5 (Remote Grid) Updates to grid topology to minimize risk of ignition in HFTDs Remote GridWLDFRVegetation ContactAggregated | WLDFR | HFTD - Distribution - Tier 2 - 1QU CoRE ¦ 2QU LoRE | Red Flag Warning - Destructive Fires | Vegetation Contact | Aggregated | 2047 | 1.4403e-05 | 353.5334 | 0.005092 | 2047 | Mitigation | 0.95 | 45 | 0 | esc | 0.00097009 | 1.3972e-08 | 0.00097009 | 1.3972e-08
[79 empty] | WLDFR | HFTD - Distribution - Tier 2 - 2QU CoRE ¦ 2QU LoRE | Red Flag Warning - Large Fires | 2048 | 5.6551e-08 | 5.6551e-08 | 7.3713 | 0.88759 | 4.1075 | 2.3763 | 0 | 0 | 5.8295e-05 | 4.1685e-07 | 0 | 4.1685e-07 | 4.1685e-07 | 0 | 4.1685e-07 | [22 empty] | 7.3.3.17.5 (Remote Grid) Updates to grid topology to minimize risk of ignition in HFTDs Remote GridWLDFRVegetation ContactAggregated | WLDFR | HFTD - Distribution - Tier 2 - 1QU CoRE ¦ 2QU LoRE | Red Flag Warning - Destructive Fires | Vegetation Contact | Aggregated | 2048 | 1.4403e-05 | 353.5334 | 0.005092 | 2048 | Mitigation | 0.95 | 45 | 0 | esc | 0.00097009 | 1.3972e-08 | 0.00097009 | 1.3972e-08
[79 empty] | WLDFR | HFTD - Distribution - Tier 2 - 2QU CoRE ¦ 2QU LoRE | Red Flag Warning - Large Fires | 2049 | 5.6551e-08 | 5.6551e-08 | 7.3713 | 0.88759 | 4.1075 | 2.3763 | 0 | 0 | 5.8295e-05 | 4.1685e-07 | 0 | 4.1685e-07 | 4.1685e-07 | 0 | 4.1685e-07 | [22 empty] | 7.3.3.17.5 (Remote Grid) Updates to grid topology to minimize risk of ignition in HFTDs Remote GridWLDFRVegetation ContactAggregated | WLDFR | HFTD - Distribution - Tier 2 - 1QU CoRE ¦ 2QU LoRE | Red Flag Warning - Destructive Fires | Vegetation Contact | Aggregated | 2049 | 1.4403e-05 | 353.5334 | 0.005092 | 2049 | Mitigation | 0.95 | 45 | 0 | esc | 0.00097009 | 1.3972e-08 | 0.00097009 | 1.3972e-08
[79 empty] | WLDFR | HFTD - Distribution - Tier 2 - 2QU CoRE ¦ 2QU LoRE | Red Flag Warning - Large Fires | 2050 | 5.6551e-08 | 5.6551e-08 | 7.3713 | 0.88759 | 4.1075 | 2.3763 | 0 | 0 | 5.8295e-05 | 4.1685e-07 | 0 | 4.1685e-07 | 4.1685e-07 | 0 | 4.1685e-07 | [22 empty] | 7.3.3.17.5 (Remote Grid) Updates to grid topology to minimize risk of ignition in HFTDs Remote GridWLDFRVegetation ContactAggregated | WLDFR | HFTD - Distribution - Tier 2 - 1QU CoRE ¦ 2QU LoRE | Red Flag Warning - Destructive Fires | Vegetation Contact | Aggregated | 2050 | 1.4403e-05 | 353.5334 | 0.005092 | 2050 | Mitigation | 0.95 | 45 | 0 | esc | 0.00097009 | 1.3972e-08 | 0.00097009 | 1.3972e-08
[79 empty] | WLDFR | HFTD - Distribution - Tier 2 - 2QU CoRE ¦ 2QU LoRE | Red Flag Warning - Large Fires | 2051 | 5.6551e-08 | 5.6551e-08 | 7.3713 | 0.88759 | 4.1075 | 2.3763 | 0 | 0 | 5.8295e-05 | 4.1685e-07 | 0 | 4.1685e-07 | 4.1685e-07 | 0 | 4.1685e-07 | [22 empty] | 7.3.3.17.5 (Remote Grid) Updates to grid topology to minimize risk of ignition in HFTDs Remote GridWLDFRVegetation ContactAggregated | WLDFR | HFTD - Distribution - Tier 2 - 1QU CoRE ¦ 2QU LoRE | Red Flag Warning - Destructive Fires | Vegetation Contact | Aggregated | 2051 | 1.4403e-05 | 353.5334 | 0.005092 | 2051 | Mitigation | 0.95 | 45 | 0 | esc | 0.00097009 | 1.3972e-08 | 0.00097009 | 1.3972e-08
[79 empty] | WLDFR | HFTD - Distribution - Tier 2 - 2QU CoRE ¦ 2QU LoRE | Red Flag Warning - Large Fires | 2052 | 5.6551e-08 | 5.6551e-08 | 7.3713 | 0.88759 | 4.1075 | 2.3763 | 0 | 0 | 5.8295e-05 | 4.1685e-07 | 0 | 4.1685e-07 | 4.1685e-07 | 0 | 4.1685e-07 | [22 empty] | 7.3.3.17.5 (Remote Grid) Updates to grid topology to minimize risk of ignition in HFTDs Remote GridWLDFRVegetation ContactAggregated | WLDFR | HFTD - Distribution - Tier 2 - 1QU CoRE ¦ 2QU LoRE | Red Flag Warning - Destructive Fires | Vegetation Contact | Aggregated | 2052 | 1.4403e-05 | 353.5334 | 0.005092 | 2052 | Mitigation | 0.95 | 45 | 0 | esc | 0.00097009 | 1.3972e-08 | 0.00097009 | 1.3972e-08
[79 empty] | WLDFR | HFTD - Distribution - Tier 2 - 2QU CoRE ¦ 2QU LoRE | Red Flag Warning - Large Fires | 2053 | 5.6551e-08 | 5.6551e-08 | 7.8503 | 0.92702 | 4.3664 | 2.5569 | 0 | 0 | 5.8295e-05 | 4.4394e-07 | 0 | 4.4394e-07 | 4.4394e-07 | 0 | 4.4394e-07 | [22 empty] | 7.3.3.17.5 (Remote Grid) Updates to grid topology to minimize risk of ignition in HFTDs Remote GridWLDFRVegetation ContactAggregated | WLDFR | HFTD - Distribution - Tier 2 - 1QU CoRE ¦ 2QU LoRE | Red Flag Warning - Destructive Fires | Vegetation Contact | Aggregated | 2053 | 1.4403e-05 | 353.5334 | 0.005092 | 2053 | Mitigation | 0.95 | 45 | 0 | esc | 0.00097009 | 1.3972e-08 | 0.00097009 | 1.3972e-08
[79 empty] | WLDFR | HFTD - Distribution - Tier 2 - 2QU CoRE ¦ 2QU LoRE | Red Flag Warning - Large Fires | 2054 | 5.6551e-08 | 5.6551e-08 | 7.8503 | 0.92702 | 4.3664 | 2.5569 | 0 | 0 | 5.8295e-05 | 4.4394e-07 | 0 | 4.4394e-07 | 4.4394e-07 | 0 | 4.4394e-07 | [22 empty] | 7.3.3.17.5 (Remote Grid) Updates to grid topology to minimize risk of ignition in HFTDs Remote GridWLDFRVegetation ContactAggregated | WLDFR | HFTD - Distribution - Tier 2 - 1QU CoRE ¦ 2QU LoRE | Red Flag Warning - Destructive Fires | Vegetation Contact | Aggregated | 2054 | 1.4403e-05 | 353.5334 | 0.005092 | 2054 | Mitigation | 0.95 | 45 | 0 | esc | 0.00097009 | 1.3972e-08 | 0.00097009 | 1.3972e-08
[79 empty] | WLDFR | HFTD - Distribution - Tier 2 - 2QU CoRE ¦ 2QU LoRE | Red Flag Warning - Large Fires | 2055 | 5.6551e-08 | 5.6551e-08 | 7.8503 | 0.92702 | 4.3664 | 2.5569 | 0 | 0 | 5.8295e-05 | 4.4394e-07 | 0 | 4.4394e-07 | 4.4394e-07 | 0 | 4.4394e-07 | [22 empty] | 7.3.3.17.5 (Remote Grid) Updates to grid topology to minimize risk of ignition in HFTDs Remote GridWLDFRVegetation ContactAggregated | WLDFR | HFTD - Distribution - Tier 2 - 1QU CoRE ¦ 2QU LoRE | Red Flag Warning - Destructive Fires | Vegetation Contact | Aggregated | 2055 | 1.4403e-05 | 353.5334 | 0.005092 | 2055 | Mitigation | 0.95 | 45 | 0 | esc | 0.00097009 | 1.3972e-08 | 0.00097009 | 1.3972e-08
[79 empty] | WLDFR | HFTD - Distribution - Tier 2 - 2QU CoRE ¦ 2QU LoRE | Red Flag Warning - Large Fires | 2056 | 5.6551e-08 | 5.6551e-08 | 7.8503 | 0.92702 | 4.3664 | 2.5569 | 0 | 0 | 5.8295e-05 | 4.4394e-07 | 0 | 4.4394e-07 | 4.4394e-07 | 0 | 4.4394e-07 | [22 empty] | 7.3.3.17.5 (Remote Grid) Updates to grid topology to minimize risk of ignition in HFTDs Remote GridWLDFRVegetation ContactAggregated | WLDFR | HFTD - Distribution - Tier 2 - 1QU CoRE ¦ 2QU LoRE | Red Flag Warning - Destructive Fires | Vegetation Contact | Aggregated | 2056 | 1.4403e-05 | 353.5334 | 0.005092 | 2056 | Mitigation | 0.95 | 45 | 0 | esc | 0.00097009 | 1.3972e-08 | 0.00097009 | 1.3972e-08
[79 empty] | WLDFR | HFTD - Distribution - Tier 2 - 2QU CoRE ¦ 2QU LoRE | Red Flag Warning - Large Fires | 2057 | 5.6551e-08 | 5.6551e-08 | 7.8503 | 0.92702 | 4.3664 | 2.5569 | 0 | 0 | 5.8295e-05 | 4.4394e-07 | 0 | 4.4394e-07 | 4.4394e-07 | 0 | 4.4394e-07 | [22 empty] | 7.3.3.17.5 (Remote Grid) Updates to grid topology to minimize risk of ignition in HFTDs Remote GridWLDFRVegetation ContactAggregated | WLDFR | HFTD - Distribution - Tier 2 - 1QU CoRE ¦ 2QU LoRE | Red Flag Warning - Destructive Fires | Vegetation Contact | Aggregated | 2057 | 1.4403e-05 | 353.5334 | 0.005092 | 2057 | Mitigation | 0.95 | 45 | 0 | esc | 0.00097009 | 1.3972e-08 | 0.00097009 | 1.3972e-08
[79 empty] | WLDFR | HFTD - Distribution - Tier 2 - 2QU CoRE ¦ 2QU LoRE | Red Flag Warning - Large Fires | 2058 | 5.6551e-08 | 5.6551e-08 | 8.3524 | 0.96727 | 4.6367 | 2.7484 | 0 | 0 | 5.8295e-05 | 4.7233e-07 | 0 | 4.7233e-07 | 4.7233e-07 | 0 | 4.7233e-07 | [22 empty] | 7.3.3.17.5 (Remote Grid) Updates to grid topology to minimize risk of ignition in HFTDs Remote GridWLDFRVegetation ContactAggregated | WLDFR | HFTD - Distribution - Tier 2 - 1QU CoRE ¦ 2QU LoRE | Red Flag Warning - Destructive Fires | Vegetation Contact | Aggregated | 2058 | 1.4403e-05 | 353.5334 | 0.005092 | 2058 | Mitigation | 0.95 | 45 | 0 | esc | 0.00097009 | 1.3972e-08 | 0.00097009 | 1.3972e-08
[79 empty] | WLDFR | HFTD - Distribution - Tier 2 - 2QU CoRE ¦ 2QU LoRE | Red Flag Warning - Large Fires | 2059 | 5.6551e-08 | 5.6551e-08 | 8.3524 | 0.96727 | 4.6367 | 2.7484 | 0 | 0 | 5.8295e-05 | 4.7233e-07 | 0 | 4.7233e-07 | 4.7233e-07 | 0 | 4.7233e-07 | [22 empty] | 7.3.3.17.5 (Remote Grid) Updates to grid topology to minimize risk of ignition in HFTDs Remote GridWLDFRVegetation ContactAggregated | WLDFR | HFTD - Distribution - Tier 2 - 1QU CoRE ¦ 2QU LoRE | Red Flag Warning - Destructive Fires | Vegetation Contact | Aggregated | 2059 | 1.4403e-05 | 353.5334 | 0.005092 | 2059 | Mitigation | 0.95 | 45 | 0 | esc | 0.00097009 | 1.3972e-08 | 0.00097009 | 1.3972e-08
[79 empty] | WLDFR | HFTD - Distribution - Tier 2 - 2QU CoRE ¦ 2QU LoRE | Red Flag Warning - Large Fires | 2060 | 5.6551e-08 | 5.6551e-08 | 8.3524 | 0.96727 | 4.6367 | 2.7484 | 0 | 0 | 5.8295e-05 | 4.7233e-07 | 0 | 4.7233e-07 | 4.7233e-07 | 0 | 4.7233e-07 | [22 empty] | 7.3.3.17.5 (Remote Grid) Updates to grid topology to minimize risk of ignition in HFTDs Remote GridWLDFRVegetation ContactAggregated | WLDFR | HFTD - Distribution - Tier 2 - 1QU CoRE ¦ 2QU LoRE | Red Flag Warning - Destructive Fires | Vegetation Contact | Aggregated | 2060 | 1.4403e-05 | 353.5334 | 0.005092 | 2060 | Mitigation | 0.95 | 45 | 0 | esc | 0.00097009 | 1.3972e-08 | 0.00097009 | 1.3972e-08
[79 empty] | WLDFR | HFTD - Distribution - Tier 2 - 2QU CoRE ¦ 2QU LoRE | Red Flag Warning - Large Fires | 2061 | 5.6551e-08 | 5.6551e-08 | 8.3524 | 0.96727 | 4.6367 | 2.7484 | 0 | 0 | 5.8295e-05 | 4.7233e-07 | 0 | 4.7233e-07 | 4.7233e-07 | 0 | 4.7233e-07 | [22 empty] | 7.3.3.17.5 (Remote Grid) Updates to grid topology to minimize risk of ignition in HFTDs Remote GridWLDFRVegetation ContactAggregated | WLDFR | HFTD - Distribution - Tier 2 - 1QU CoRE ¦ 2QU LoRE | Red Flag Warning - Destructive Fires | Vegetation Contact | Aggregated | 2061 | 1.4403e-05 | 353.5334 | 0.005092 | 2061 | Mitigation | 0.95 | 45 | 0 | esc | 0.00097009 | 1.3972e-08 | 0.00097009 | 1.3972e-08
[79 empty] | WLDFR | HFTD - Distribution - Tier 2 - 2QU CoRE ¦ 2QU LoRE | Red Flag Warning - Large Fires | 2062 | 5.6551e-08 | 5.6551e-08 | 8.3524 | 0.96727 | 4.6367 | 2.7484 | 0 | 0 | 5.8295e-05 | 4.7233e-07 | 0 | 4.7233e-07 | 4.7233e-07 | 0 | 4.7233e-07 | [22 empty] | 7.3.3.17.5 (Remote Grid) Updates to grid topology to minimize risk of ignition in HFTDs Remote GridWLDFRVegetation ContactAggregated | WLDFR | HFTD - Distribution - Tier 2 - 1QU CoRE ¦ 2QU LoRE | Red Flag Warning - Destructive Fires | Vegetation Contact | Aggregated | 2062 | 1.4403e-05 | 353.5334 | 0.005092 | 2062 | Mitigation | 0.95 | 45 | 0 | esc | 0.00097009 | 1.3972e-08 | 0.00097009 | 1.3972e-08
[79 empty] | WLDFR | HFTD - Distribution - Tier 2 - 2QU CoRE ¦ 2QU LoRE | Red Flag Warning - Large Fires | 2063 | 5.6551e-08 | 5.6551e-08 | 8.872 | 1.0079 | 4.9153 | 2.9488 | 0 | 0 | 5.8295e-05 | 5.0172e-07 | 0 | 5.0172e-07 | 5.0172e-07 | 0 | 5.0172e-07 | [22 empty] | 7.3.3.17.5 (Remote Grid) Updates to grid topology to minimize risk of ignition in HFTDs Remote GridWLDFRVegetation ContactAggregated | WLDFR | HFTD - Distribution - Tier 2 - 1QU CoRE ¦ 2QU LoRE | Red Flag Warning - Destructive Fires | Vegetation Contact | Aggregated | 2063 | 1.4403e-05 | 353.5334 | 0.005092 | 2063 | Mitigation | 0.95 | 45 | 0 | esc | 0.00097009 | 1.3972e-08 | 0.00097009 | 1.3972e-08
[79 empty] | WLDFR | HFTD - Distribution - Tier 2 - 2QU CoRE ¦ 2QU LoRE | Red Flag Warning - Large Fires | 2064 | 5.6551e-08 | 5.6551e-08 | 8.872 | 1.0079 | 4.9153 | 2.9488 | 0 | 0 | 5.8295e-05 | 5.0172e-07 | 0 | 5.0172e-07 | 5.0172e-07 | 0 | 5.0172e-07 | [22 empty] | 7.3.3.17.5 (Remote Grid) Updates to grid topology to minimize risk of ignition in HFTDs Remote GridWLDFRVegetation ContactAggregated | WLDFR | HFTD - Distribution - Tier 2 - 1QU CoRE ¦ 2QU LoRE | Red Flag Warning - Destructive Fires | Vegetation Contact | Aggregated | 2064 | 1.4403e-05 | 353.5334 | 0.005092 | 2064 | Mitigation | 0.95 | 45 | 0 | esc | 0.00097009 | 1.3972e-08 | 0.00097009 | 1.3972e-08
[79 empty] | WLDFR | HFTD - Distribution - Tier 2 - 2QU CoRE ¦ 2QU LoRE | Red Flag Warning - Large Fires | 2065 | 5.6551e-08 | 5.6551e-08 | 8.872 | 1.0079 | 4.9153 | 2.9488 | 0 | 0 | 5.8295e-05 | 5.0172e-07 | 0 | 5.0172e-07 | 5.0172e-07 | 0 | 5.0172e-07 | [22 empty] | 7.3.3.17.5 (Remote Grid) Updates to grid topology to minimize risk of ignition in HFTDs Remote GridWLDFRVegetation ContactAggregated | WLDFR | HFTD - Distribution - Tier 2 - 1QU CoRE ¦ 2QU LoRE | Red Flag Warning - Destructive Fires | Vegetation Contact | Aggregated | 2065 | 1.4403e-05 | 353.5334 | 0.005092 | 2065 | Mitigation | 0.95 | 45 | 0 | esc | 0.00097009 | 1.3972e-08 | 0.00097009 | 1.3972e-08
[79 empty] | WLDFR | HFTD - Distribution - Tier 2 - 2QU CoRE ¦ 2QU LoRE | Red Flag Warning - Large Fires | 2066 | 5.6551e-08 | 5.6551e-08 | 8.872 | 1.0079 | 4.9153 | 2.9488 | 0 | 0 | 5.8295e-05 | 5.0172e-07 | 0 | 5.0172e-07 | 5.0172e-07 | 0 | 5.0172e-07 | [22 empty] | 7.3.3.17.5 (Remote Grid) Updates to grid topology to minimize risk of ignition in HFTDs Remote GridWLDFRVegetation ContactAggregated | WLDFR | HFTD - Distribution - Tier 2 - 1QU CoRE ¦ 2QU LoRE | Red Flag Warning - Destructive Fires | Vegetation Contact | Aggregated | 2066 | 1.4403e-05 | 353.5334 | 0.005092 | 2066 | Mitigation | 0.95 | 45 | 0 | esc | 0.00097009 | 1.3972e-08 | 0.00097009 | 1.3972e-08
[79 empty] | WLDFR | HFTD - Distribution - Tier 2 - 2QU CoRE ¦ 2QU LoRE | Red Flag Warning - Large Fires | 2067 | 0 | 5.6551e-08 | 8.872 | 1.0079 | 4.9153 | 2.9488 | 0 | 0 | 5.8295e-05 | 0 | 0 | 0 | 5.0172e-07 | 0 | 5.0172e-07 | [22 empty] | 7.3.3.17.5 (Remote Grid) Updates to grid topology to minimize risk of ignition in HFTDs Remote GridWLDFRVegetation ContactAggregated | WLDFR | HFTD - Distribution - Tier 2 - 1QU CoRE ¦ 2QU LoRE | Red Flag Warning - Destructive Fires | Vegetation Contact | Aggregated | 2067 | 1.4403e-05 | 353.5334 | 0.005092 | 2067 | Mitigation | 0.95 | 45 | 0 | esc | 0 | 0 | 0.00097009 | 1.3972e-08
[79 empty] | WLDFR | HFTD - Distribution - Tier 2 - 2QU CoRE ¦ 2QU LoRE | Red Flag Warning - Small Fires | 2022 | 6.4652e-07 | 0 | 0.077901 | 0.036425 | 0.0015809 | 0.039895 | 0 | 0 | 0.00068369 | 5.0364e-08 | 0 | 5.0364e-08 | 0 | 0 | 0 | [22 empty] | 7.3.3.17.5 (Remote Grid) Updates to grid topology to minimize risk of ignition in HFTDs Remote GridWLDFREquipment / facility failureAggregated | WLDFR | HFTD - Distribution - Tier 2 - 1QU CoRE ¦ 2QU LoRE | Red Flag Warning - Large Fires | Equipment / facility failure | Aggregated | 2022 | 7.3726e-05 | 353.5334 | 0.026064 | 2022 | Mitigation | 0.95 | 45 | 0 | esc | 0.00097009 | 7.152e-08 | 0 | 0
[79 empty] | WLDFR | HFTD - Distribution - Tier 2 - 2QU CoRE ¦ 2QU LoRE | Red Flag Warning - Small Fires | 2023 | 6.4652e-07 | 6.4652e-07 | 0.080408 | 0.03759 | 0.0016314 | 0.041187 | 0 | 0 | 0.00068369 | 5.1986e-08 | 0 | 5.1986e-08 | 5.1986e-08 | 0 | 5.1986e-08 | [22 empty] | 7.3.3.17.5 (Remote Grid) Updates to grid topology to minimize risk of ignition in HFTDs Remote GridWLDFREquipment / facility failureAggregated | WLDFR | HFTD - Distribution - Tier 2 - 1QU CoRE ¦ 2QU LoRE | Red Flag Warning - Large Fires | Equipment / facility failure | Aggregated | 2023 | 7.3726e-05 | 353.5334 | 0.026064 | 2023 | Mitigation | 0.95 | 45 | 0 | esc | 0.00097009 | 7.152e-08 | 0.00097009 | 7.152e-08
[79 empty] | WLDFR | HFTD - Distribution - Tier 2 - 2QU CoRE ¦ 2QU LoRE | Red Flag Warning - Small Fires | 2024 | 6.4652e-07 | 6.4652e-07 | 0.080408 | 0.03759 | 0.0016314 | 0.041187 | 0 | 0 | 0.00068369 | 5.1986e-08 | 0 | 5.1986e-08 | 5.1986e-08 | 0 | 5.1986e-08 | [22 empty] | 7.3.3.17.5 (Remote Grid) Updates to grid topology to minimize risk of ignition in HFTDs Remote GridWLDFREquipment / facility failureAggregated | WLDFR | HFTD - Distribution - Tier 2 - 1QU CoRE ¦ 2QU LoRE | Red Flag Warning - Large Fires | Equipment / facility failure | Aggregated | 2024 | 7.3726e-05 | 353.5334 | 0.026064 | 2024 | Mitigation | 0.95 | 45 | 0 | esc | 0.00097009 | 7.152e-08 | 0.00097009 | 7.152e-08
[79 empty] | WLDFR | HFTD - Distribution - Tier 2 - 2QU CoRE ¦ 2QU LoRE | Red Flag Warning - Small Fires | 2025 | 6.4652e-07 | 6.4652e-07 | 0.080408 | 0.03759 | 0.0016314 | 0.041187 | 0 | 0 | 0.00068369 | 5.1986e-08 | 0 | 5.1986e-08 | 5.1986e-08 | 0 | 5.1986e-08 | [22 empty] | 7.3.3.17.5 (Remote Grid) Updates to grid topology to minimize risk of ignition in HFTDs Remote GridWLDFREquipment / facility failureAggregated | WLDFR | HFTD - Distribution - Tier 2 - 1QU CoRE ¦ 2QU LoRE | Red Flag Warning - Large Fires | Equipment / facility failure | Aggregated | 2025 | 7.3726e-05 | 353.5334 | 0.026064 | 2025 | Mitigation | 0.95 | 45 | 0 | esc | 0.00097009 | 7.152e-08 | 0.00097009 | 7.152e-08
[79 empty] | WLDFR | HFTD - Distribution - Tier 2 - 2QU CoRE ¦ 2QU LoRE | Red Flag Warning - Small Fires | 2026 | 6.4652e-07 | 6.4652e-07 | 0.080408 | 0.03759 | 0.0016314 | 0.041187 | 0 | 0 | 0.00068369 | 5.1986e-08 | 0 | 5.1986e-08 | 5.1986e-08 | 0 | 5.1986e-08 | [22 empty] | 7.3.3.17.5 (Remote Grid) Updates to grid topology to minimize risk of ignition in HFTDs Remote GridWLDFREquipment / facility failureAggregated | WLDFR | HFTD - Distribution - Tier 2 - 1QU CoRE ¦ 2QU LoRE | Red Flag Warning - Large Fires | Equipment / facility failure | Aggregated | 2026 | 7.3726e-05 | 353.5334 | 0.026064 | 2026 | Mitigation | 0.95 | 45 | 0 | esc | 0.00097009 | 7.152e-08 | 0.00097009 | 7.152e-08
[79 empty] | WLDFR | HFTD - Distribution - Tier 2 - 2QU CoRE ¦ 2QU LoRE | Red Flag Warning - Small Fires | 2027 | 6.4652e-07 | 6.4652e-07 | 0.080408 | 0.03759 | 0.0016314 | 0.041187 | 0 | 0 | 0.00068369 | 5.1986e-08 | 0 | 5.1986e-08 | 5.1986e-08 | 0 | 5.1986e-08 | [22 empty] | 7.3.3.17.5 (Remote Grid) Updates to grid topology to minimize risk of ignition in HFTDs Remote GridWLDFREquipment / facility failureAggregated | WLDFR | HFTD - Distribution - Tier 2 - 1QU CoRE ¦ 2QU LoRE | Red Flag Warning - Large Fires | Equipment / facility failure | Aggregated | 2027 | 7.3726e-05 | 353.5334 | 0.026064 | 2027 | Mitigation | 0.95 | 45 | 0 | esc | 0.00097009 | 7.152e-08 | 0.00097009 | 7.152e-08
[79 empty] | WLDFR | HFTD - Distribution - Tier 2 - 2QU CoRE ¦ 2QU LoRE | Red Flag Warning - Small Fires | 2028 | 6.4652e-07 | 6.4652e-07 | 0.083606 | 0.039055 | 0.001695 | 0.042856 | 0 | 0 | 0.00068369 | 5.4053e-08 | 0 | 5.4053e-08 | 5.4053e-08 | 0 | 5.4053e-08 | [22 empty] | 7.3.3.17.5 (Remote Grid) Updates to grid topology to minimize risk of ignition in HFTDs Remote GridWLDFREquipment / facility failureAggregated | WLDFR | HFTD - Distribution - Tier 2 - 1QU CoRE ¦ 2QU LoRE | Red Flag Warning - Large Fires | Equipment / facility failure | Aggregated | 2028 | 7.3726e-05 | 353.5334 | 0.026064 | 2028 | Mitigation | 0.95 | 45 | 0 | esc | 0.00097009 | 7.152e-08 | 0.00097009 | 7.152e-08
[79 empty] | WLDFR | HFTD - Distribution - Tier 2 - 2QU CoRE ¦ 2QU LoRE | Red Flag Warning - Small Fires | 2029 | 6.4652e-07 | 6.4652e-07 | 0.083606 | 0.039055 | 0.001695 | 0.042856 | 0 | 0 | 0.00068369 | 5.4053e-08 | 0 | 5.4053e-08 | 5.4053e-08 | 0 | 5.4053e-08 | [22 empty] | 7.3.3.17.5 (Remote Grid) Updates to grid topology to minimize risk of ignition in HFTDs Remote GridWLDFREquipment / facility failureAggregated | WLDFR | HFTD - Distribution - Tier 2 - 1QU CoRE ¦ 2QU LoRE | Red Flag Warning - Large Fires | Equipment / facility failure | Aggregated | 2029 | 7.3726e-05 | 353.5334 | 0.026064 | 2029 | Mitigation | 0.95 | 45 | 0 | esc | 0.00097009 | 7.152e-08 | 0.00097009 | 7.152e-08
[79 empty] | WLDFR | HFTD - Distribution - Tier 2 - 2QU CoRE ¦ 2QU LoRE | Red Flag Warning - Small Fires | 2030 | 6.4652e-07 | 6.4652e-07 | 0.083606 | 0.039055 | 0.001695 | 0.042856 | 0 | 0 | 0.00068369 | 5.4053e-08 | 0 | 5.4053e-08 | 5.4053e-08 | 0 | 5.4053e-08 | [22 empty] | 7.3.3.17.5 (Remote Grid) Updates to grid topology to minimize risk of ignition in HFTDs Remote GridWLDFREquipment / facility failureAggregated | WLDFR | HFTD - Distribution - Tier 2 - 1QU CoRE ¦ 2QU LoRE | Red Flag Warning - Large Fires | Equipment / facility failure | Aggregated | 2030 | 7.3726e-05 | 353.5334 | 0.026064 | 2030 | Mitigation | 0.95 | 45 | 0 | esc | 0.00097009 | 7.152e-08 | 0.00097009 | 7.152e-08
[79 empty] | WLDFR | HFTD - Distribution - Tier 2 - 2QU CoRE ¦ 2QU LoRE | Red Flag Warning - Small Fires | 2031 | 6.4652e-07 | 6.4652e-07 | 0.083606 | 0.039055 | 0.001695 | 0.042856 | 0 | 0 | 0.00068369 | 5.4053e-08 | 0 | 5.4053e-08 | 5.4053e-08 | 0 | 5.4053e-08 | [22 empty] | 7.3.3.17.5 (Remote Grid) Updates to grid topology to minimize risk of ignition in HFTDs Remote GridWLDFREquipment / facility failureAggregated | WLDFR | HFTD - Distribution - Tier 2 - 1QU CoRE ¦ 2QU LoRE | Red Flag Warning - Large Fires | Equipment / facility failure | Aggregated | 2031 | 7.3726e-05 | 353.5334 | 0.026064 | 2031 | Mitigation | 0.95 | 45 | 0 | esc | 0.00097009 | 7.152e-08 | 0.00097009 | 7.152e-08
[79 empty] | WLDFR | HFTD - Distribution - Tier 2 - 2QU CoRE ¦ 2QU LoRE | Red Flag Warning - Small Fires | 2032 | 6.4652e-07 | 6.4652e-07 | 0.083606 | 0.039055 | 0.001695 | 0.042856 | 0 | 0 | 0.00068369 | 5.4053e-08 | 0 | 5.4053e-08 | 5.4053e-08 | 0 | 5.4053e-08 | [22 empty] | 7.3.3.17.5 (Remote Grid) Updates to grid topology to minimize risk of ignition in HFTDs Remote GridWLDFREquipment / facility failureAggregated | WLDFR | HFTD - Distribution - Tier 2 - 1QU CoRE ¦ 2QU LoRE | Red Flag Warning - Large Fires | Equipment / facility failure | Aggregated | 2032 | 7.3726e-05 | 353.5334 | 0.026064 | 2032 | Mitigation | 0.95 | 45 | 0 | esc | 0.00097009 | 7.152e-08 | 0.00097009 | 7.152e-08
[79 empty] | WLDFR | HFTD - Distribution - Tier 2 - 2QU CoRE ¦ 2QU LoRE | Red Flag Warning - Small Fires | 2033 | 6.4652e-07 | 6.4652e-07 | 0.087211 | 0.040679 | 0.0017655 | 0.044766 | 0 | 0 | 0.00068369 | 5.6384e-08 | 0 | 5.6384e-08 | 5.6384e-08 | 0 | 5.6384e-08 | [22 empty] | 7.3.3.17.5 (Remote Grid) Updates to grid topology to minimize risk of ignition in HFTDs Remote GridWLDFREquipment / facility failureAggregated | WLDFR | HFTD - Distribution - Tier 2 - 1QU CoRE ¦ 2QU LoRE | Red Flag Warning - Large Fires | Equipment / facility failure | Aggregated | 2033 | 7.3726e-05 | 353.5334 | 0.026064 | 2033 | Mitigation | 0.95 | 45 | 0 | esc | 0.00097009 | 7.152e-08 | 0.00097009 | 7.152e-08
[79 empty] | WLDFR | HFTD - Distribution - Tier 2 - 2QU CoRE ¦ 2QU LoRE | Red Flag Warning - Small Fires | 2034 | 6.4652e-07 | 6.4652e-07 | 0.087211 | 0.040679 | 0.0017655 | 0.044766 | 0 | 0 | 0.00068369 | 5.6384e-08 | 0 | 5.6384e-08 | 5.6384e-08 | 0 | 5.6384e-08 | [22 empty] | 7.3.3.17.5 (Remote Grid) Updates to grid topology to minimize risk of ignition in HFTDs Remote GridWLDFREquipment / facility failureAggregated | WLDFR | HFTD - Distribution - Tier 2 - 1QU CoRE ¦ 2QU LoRE | Red Flag Warning - Large Fires | Equipment / facility failure | Aggregated | 2034 | 7.3726e-05 | 353.5334 | 0.026064 | 2034 | Mitigation | 0.95 | 45 | 0 | esc | 0.00097009 | 7.152e-08 | 0.00097009 | 7.152e-08
[79 empty] | WLDFR | HFTD - Distribution - Tier 2 - 2QU CoRE ¦ 2QU LoRE | Red Flag Warning - Small Fires | 2035 | 6.4652e-07 | 6.4652e-07 | 0.087211 | 0.040679 | 0.0017655 | 0.044766 | 0 | 0 | 0.00068369 | 5.6384e-08 | 0 | 5.6384e-08 | 5.6384e-08 | 0 | 5.6384e-08 | [22 empty] | 7.3.3.17.5 (Remote Grid) Updates to grid topology to minimize risk of ignition in HFTDs Remote GridWLDFREquipment / facility failureAggregated | WLDFR | HFTD - Distribution - Tier 2 - 1QU CoRE ¦ 2QU LoRE | Red Flag Warning - Large Fires | Equipment / facility failure | Aggregated | 2035 | 7.3726e-05 | 353.5334 | 0.026064 | 2035 | Mitigation | 0.95 | 45 | 0 | esc | 0.00097009 | 7.152e-08 | 0.00097009 | 7.152e-08
[79 empty] | WLDFR | HFTD - Distribution - Tier 2 - 2QU CoRE ¦ 2QU LoRE | Red Flag Warning - Small Fires | 2036 | 6.4652e-07 | 6.4652e-07 | 0.087211 | 0.040679 | 0.0017655 | 0.044766 | 0 | 0 | 0.00068369 | 5.6384e-08 | 0 | 5.6384e-08 | 5.6384e-08 | 0 | 5.6384e-08 | [22 empty] | 7.3.3.17.5 (Remote Grid) Updates to grid topology to minimize risk of ignition in HFTDs Remote GridWLDFREquipment / facility failureAggregated | WLDFR | HFTD - Distribution - Tier 2 - 1QU CoRE ¦ 2QU LoRE | Red Flag Warning - Large Fires | Equipment / facility failure | Aggregated | 2036 | 7.3726e-05 | 353.5334 | 0.026064 | 2036 | Mitigation | 0.95 | 45 | 0 | esc | 0.00097009 | 7.152e-08 | 0.00097009 | 7.152e-08
[79 empty] | WLDFR | HFTD - Distribution - Tier 2 - 2QU CoRE ¦ 2QU LoRE | Red Flag Warning - Small Fires | 2037 | 6.4652e-07 | 6.4652e-07 | 0.087211 | 0.040679 | 0.0017655 | 0.044766 | 0 | 0 | 0.00068369 | 5.6384e-08 | 0 | 5.6384e-08 | 5.6384e-08 | 0 | 5.6384e-08 | [22 empty] | 7.3.3.17.5 (Remote Grid) Updates to grid topology to minimize risk of ignition in HFTDs Remote GridWLDFREquipment / facility failureAggregated | WLDFR | HFTD - Distribution - Tier 2 - 1QU CoRE ¦ 2QU LoRE | Red Flag Warning - Large Fires | Equipment / facility failure | Aggregated | 2037 | 7.3726e-05 | 353.5334 | 0.026064 | 2037 | Mitigation | 0.95 | 45 | 0 | esc | 0.00097009 | 7.152e-08 | 0.00097009 | 7.152e-08
[79 empty] | WLDFR | HFTD - Distribution - Tier 2 - 2QU CoRE ¦ 2QU LoRE | Red Flag Warning - Small Fires | 2038 | 6.4652e-07 | 6.4652e-07 | 0.091184 | 0.042438 | 0.0018418 | 0.046905 | 0 | 0 | 0.00068369 | 5.8952e-08 | 0 | 5.8952e-08 | 5.8952e-08 | 0 | 5.8952e-08 | [22 empty] | 7.3.3.17.5 (Remote Grid) Updates to grid topology to minimize risk of ignition in HFTDs Remote GridWLDFREquipment / facility failureAggregated | WLDFR | HFTD - Distribution - Tier 2 - 1QU CoRE ¦ 2QU LoRE | Red Flag Warning - Large Fires | Equipment / facility failure | Aggregated | 2038 | 7.3726e-05 | 353.5334 | 0.026064 | 2038 | Mitigation | 0.95 | 45 | 0 | esc | 0.00097009 | 7.152e-08 | 0.00097009 | 7.152e-08
[79 empty] | WLDFR | HFTD - Distribution - Tier 2 - 2QU CoRE ¦ 2QU LoRE | Red Flag Warning - Small Fires | 2039 | 6.4652e-07 | 6.4652e-07 | 0.091184 | 0.042438 | 0.0018418 | 0.046905 | 0 | 0 | 0.00068369 | 5.8952e-08 | 0 | 5.8952e-08 | 5.8952e-08 | 0 | 5.8952e-08 | [22 empty] | 7.3.3.17.5 (Remote Grid) Updates to grid topology to minimize risk of ignition in HFTDs Remote GridWLDFREquipment / facility failureAggregated | WLDFR | HFTD - Distribution - Tier 2 - 1QU CoRE ¦ 2QU LoRE | Red Flag Warning - Large Fires | Equipment / facility failure | Aggregated | 2039 | 7.3726e-05 | 353.5334 | 0.026064 | 2039 | Mitigation | 0.95 | 45 | 0 | esc | 0.00097009 | 7.152e-08 | 0.00097009 | 7.152e-08
[79 empty] | WLDFR | HFTD - Distribution - Tier 2 - 2QU CoRE ¦ 2QU LoRE | Red Flag Warning - Small Fires | 2040 | 6.4652e-07 | 6.4652e-07 | 0.091184 | 0.042438 | 0.0018418 | 0.046905 | 0 | 0 | 0.00068369 | 5.8952e-08 | 0 | 5.8952e-08 | 5.8952e-08 | 0 | 5.8952e-08 | [22 empty] | 7.3.3.17.5 (Remote Grid) Updates to grid topology to minimize risk of ignition in HFTDs Remote GridWLDFREquipment / facility failureAggregated | WLDFR | HFTD - Distribution - Tier 2 - 1QU CoRE ¦ 2QU LoRE | Red Flag Warning - Large Fires | Equipment / facility failure | Aggregated | 2040 | 7.3726e-05 | 353.5334 | 0.026064 | 2040 | Mitigation | 0.95 | 45 | 0 | esc | 0.00097009 | 7.152e-08 | 0.00097009 | 7.152e-08
[79 empty] | WLDFR | HFTD - Distribution - Tier 2 - 2QU CoRE ¦ 2QU LoRE | Red Flag Warning - Small Fires | 2041 | 6.4652e-07 | 6.4652e-07 | 0.091184 | 0.042438 | 0.0018418 | 0.046905 | 0 | 0 | 0.00068369 | 5.8952e-08 | 0 | 5.8952e-08 | 5.8952e-08 | 0 | 5.8952e-08 | [22 empty] | 7.3.3.17.5 (Remote Grid) Updates to grid topology to minimize risk of ignition in HFTDs Remote GridWLDFREquipment / facility failureAggregated | WLDFR | HFTD - Distribution - Tier 2 - 1QU CoRE ¦ 2QU LoRE | Red Flag Warning - Large Fires | Equipment / facility failure | Aggregated | 2041 | 7.3726e-05 | 353.5334 | 0.026064 | 2041 | Mitigation | 0.95 | 45 | 0 | esc | 0.00097009 | 7.152e-08 | 0.00097009 | 7.152e-08
[79 empty] | WLDFR | HFTD - Distribution - Tier 2 - 2QU CoRE ¦ 2QU LoRE | Red Flag Warning - Small Fires | 2042 | 6.4652e-07 | 6.4652e-07 | 0.091184 | 0.042438 | 0.0018418 | 0.046905 | 0 | 0 | 0.00068369 | 5.8952e-08 | 0 | 5.8952e-08 | 5.8952e-08 | 0 | 5.8952e-08 | [22 empty] | 7.3.3.17.5 (Remote Grid) Updates to grid topology to minimize risk of ignition in HFTDs Remote GridWLDFREquipment / facility failureAggregated | WLDFR | HFTD - Distribution - Tier 2 - 1QU CoRE ¦ 2QU LoRE | Red Flag Warning - Large Fires | Equipment / facility failure | Aggregated | 2042 | 7.3726e-05 | 353.5334 | 0.026064 | 2042 | Mitigation | 0.95 | 45 | 0 | esc | 0.00097009 | 7.152e-08 | 0.00097009 | 7.152e-08
[79 empty] | WLDFR | HFTD - Distribution - Tier 2 - 2QU CoRE ¦ 2QU LoRE | Red Flag Warning - Small Fires | 2043 | 6.4652e-07 | 6.4652e-07 | 0.095486 | 0.044306 | 0.0019228 | 0.049257 | 0 | 0 | 0.00068369 | 6.1733e-08 | 0 | 6.1733e-08 | 6.1733e-08 | 0 | 6.1733e-08 | [22 empty] | 7.3.3.17.5 (Remote Grid) Updates to grid topology to minimize risk of ignition in HFTDs Remote GridWLDFREquipment / facility failureAggregated | WLDFR | HFTD - Distribution - Tier 2 - 1QU CoRE ¦ 2QU LoRE | Red Flag Warning - Large Fires | Equipment / facility failure | Aggregated | 2043 | 7.3726e-05 | 353.5334 | 0.026064 | 2043 | Mitigation | 0.95 | 45 | 0 | esc | 0.00097009 | 7.152e-08 | 0.00097009 | 7.152e-08
[79 empty] | WLDFR | HFTD - Distribution - Tier 2 - 2QU CoRE ¦ 2QU LoRE | Red Flag Warning - Small Fires | 2044 | 6.4652e-07 | 6.4652e-07 | 0.095486 | 0.044306 | 0.0019228 | 0.049257 | 0 | 0 | 0.00068369 | 6.1733e-08 | 0 | 6.1733e-08 | 6.1733e-08 | 0 | 6.1733e-08 | [22 empty] | 7.3.3.17.5 (Remote Grid) Updates to grid topology to minimize risk of ignition in HFTDs Remote GridWLDFREquipment / facility failureAggregated | WLDFR | HFTD - Distribution - Tier 2 - 1QU CoRE ¦ 2QU LoRE | Red Flag Warning - Large Fires | Equipment / facility failure | Aggregated | 2044 | 7.3726e-05 | 353.5334 | 0.026064 | 2044 | Mitigation | 0.95 | 45 | 0 | esc | 0.00097009 | 7.152e-08 | 0.00097009 | 7.152e-08
[79 empty] | WLDFR | HFTD - Distribution - Tier 2 - 2QU CoRE ¦ 2QU LoRE | Red Flag Warning - Small Fires | 2045 | 6.4652e-07 | 6.4652e-07 | 0.095486 | 0.044306 | 0.0019228 | 0.049257 | 0 | 0 | 0.00068369 | 6.1733e-08 | 0 | 6.1733e-08 | 6.1733e-08 | 0 | 6.1733e-08 | [22 empty] | 7.3.3.17.5 (Remote Grid) Updates to grid topology to minimize risk of ignition in HFTDs Remote GridWLDFREquipment / facility failureAggregated | WLDFR | HFTD - Distribution - Tier 2 - 1QU CoRE ¦ 2QU LoRE | Red Flag Warning - Large Fires | Equipment / facility failure | Aggregated | 2045 | 7.3726e-05 | 353.5334 | 0.026064 | 2045 | Mitigation | 0.95 | 45 | 0 | esc | 0.00097009 | 7.152e-08 | 0.00097009 | 7.152e-08
[79 empty] | WLDFR | HFTD - Distribution - Tier 2 - 2QU CoRE ¦ 2QU LoRE | Red Flag Warning - Small Fires | 2046 | 6.4652e-07 | 6.4652e-07 | 0.095486 | 0.044306 | 0.0019228 | 0.049257 | 0 | 0 | 0.00068369 | 6.1733e-08 | 0 | 6.1733e-08 | 6.1733e-08 | 0 | 6.1733e-08 | [22 empty] | 7.3.3.17.5 (Remote Grid) Updates to grid topology to minimize risk of ignition in HFTDs Remote GridWLDFREquipment / facility failureAggregated | WLDFR | HFTD - Distribution - Tier 2 - 1QU CoRE ¦ 2QU LoRE | Red Flag Warning - Large Fires | Equipment / facility failure | Aggregated | 2046 | 7.3726e-05 | 353.5334 | 0.026064 | 2046 | Mitigation | 0.95 | 45 | 0 | esc | 0.00097009 | 7.152e-08 | 0.00097009 | 7.152e-08
[79 empty] | WLDFR | HFTD - Distribution - Tier 2 - 2QU CoRE ¦ 2QU LoRE | Red Flag Warning - Small Fires | 2047 | 6.4652e-07 | 6.4652e-07 | 0.095486 | 0.044306 | 0.0019228 | 0.049257 | 0 | 0 | 0.00068369 | 6.1733e-08 | 0 | 6.1733e-08 | 6.1733e-08 | 0 | 6.1733e-08 | [22 empty] | 7.3.3.17.5 (Remote Grid) Updates to grid topology to minimize risk of ignition in HFTDs Remote GridWLDFREquipment / facility failureAggregated | WLDFR | HFTD - Distribution - Tier 2 - 1QU CoRE ¦ 2QU LoRE | Red Flag Warning - Large Fires | Equipment / facility failure | Aggregated | 2047 | 7.3726e-05 | 353.5334 | 0.026064 | 2047 | Mitigation | 0.95 | 45 | 0 | esc | 0.00097009 | 7.152e-08 | 0.00097009 | 7.152e-08
[79 empty] | WLDFR | HFTD - Distribution - Tier 2 - 2QU CoRE ¦ 2QU LoRE | Red Flag Warning - Small Fires | 2048 | 6.4652e-07 | 6.4652e-07 | 0.10007 | 0.04626 | 0.0020076 | 0.051804 | 0 | 0 | 0.00068369 | 6.4698e-08 | 0 | 6.4698e-08 | 6.4698e-08 | 0 | 6.4698e-08 | [22 empty] | 7.3.3.17.5 (Remote Grid) Updates to grid topology to minimize risk of ignition in HFTDs Remote GridWLDFREquipment / facility failureAggregated | WLDFR | HFTD - Distribution - Tier 2 - 1QU CoRE ¦ 2QU LoRE | Red Flag Warning - Large Fires | Equipment / facility failure | Aggregated | 2048 | 7.3726e-05 | 353.5334 | 0.026064 | 2048 | Mitigation | 0.95 | 45 | 0 | esc | 0.00097009 | 7.152e-08 | 0.00097009 | 7.152e-08
[79 empty] | WLDFR | HFTD - Distribution - Tier 2 - 2QU CoRE ¦ 2QU LoRE | Red Flag Warning - Small Fires | 2049 | 6.4652e-07 | 6.4652e-07 | 0.10007 | 0.04626 | 0.0020076 | 0.051804 | 0 | 0 | 0.00068369 | 6.4698e-08 | 0 | 6.4698e-08 | 6.4698e-08 | 0 | 6.4698e-08 | [22 empty] | 7.3.3.17.5 (Remote Grid) Updates to grid topology to minimize risk of ignition in HFTDs Remote GridWLDFREquipment / facility failureAggregated | WLDFR | HFTD - Distribution - Tier 2 - 1QU CoRE ¦ 2QU LoRE | Red Flag Warning - Large Fires | Equipment / facility failure | Aggregated | 2049 | 7.3726e-05 | 353.5334 | 0.026064 | 2049 | Mitigation | 0.95 | 45 | 0 | esc | 0.00097009 | 7.152e-08 | 0.00097009 | 7.152e-08
[79 empty] | WLDFR | HFTD - Distribution - Tier 2 - 2QU CoRE ¦ 2QU LoRE | Red Flag Warning - Small Fires | 2050 | 6.4652e-07 | 6.4652e-07 | 0.10007 | 0.04626 | 0.0020076 | 0.051804 | 0 | 0 | 0.00068369 | 6.4698e-08 | 0 | 6.4698e-08 | 6.4698e-08 | 0 | 6.4698e-08 | [22 empty] | 7.3.3.17.5 (Remote Grid) Updates to grid topology to minimize risk of ignition in HFTDs Remote GridWLDFREquipment / facility failureAggregated | WLDFR | HFTD - Distribution - Tier 2 - 1QU CoRE ¦ 2QU LoRE | Red Flag Warning - Large Fires | Equipment / facility failure | Aggregated | 2050 | 7.3726e-05 | 353.5334 | 0.026064 | 2050 | Mitigation | 0.95 | 45 | 0 | esc | 0.00097009 | 7.152e-08 | 0.00097009 | 7.152e-08
[79 empty] | WLDFR | HFTD - Distribution - Tier 2 - 2QU CoRE ¦ 2QU LoRE | Red Flag Warning - Small Fires | 2051 | 6.4652e-07 | 6.4652e-07 | 0.10007 | 0.04626 | 0.0020076 | 0.051804 | 0 | 0 | 0.00068369 | 6.4698e-08 | 0 | 6.4698e-08 | 6.4698e-08 | 0 | 6.4698e-08 | [22 empty] | 7.3.3.17.5 (Remote Grid) Updates to grid topology to minimize risk of ignition in HFTDs Remote GridWLDFREquipment / facility failureAggregated | WLDFR | HFTD - Distribution - Tier 2 - 1QU CoRE ¦ 2QU LoRE | Red Flag Warning - Large Fires | Equipment / facility failure | Aggregated | 2051 | 7.3726e-05 | 353.5334 | 0.026064 | 2051 | Mitigation | 0.95 | 45 | 0 | esc | 0.00097009 | 7.152e-08 | 0.00097009 | 7.152e-08
[79 empty] | WLDFR | HFTD - Distribution - Tier 2 - 2QU CoRE ¦ 2QU LoRE | Red Flag Warning - Small Fires | 2052 | 6.4652e-07 | 6.4652e-07 | 0.10007 | 0.04626 | 0.0020076 | 0.051804 | 0 | 0 | 0.00068369 | 6.4698e-08 | 0 | 6.4698e-08 | 6.4698e-08 | 0 | 6.4698e-08 | [22 empty] | 7.3.3.17.5 (Remote Grid) Updates to grid topology to minimize risk of ignition in HFTDs Remote GridWLDFREquipment / facility failureAggregated | WLDFR | HFTD - Distribution - Tier 2 - 1QU CoRE ¦ 2QU LoRE | Red Flag Warning - Large Fires | Equipment / facility failure | Aggregated | 2052 | 7.3726e-05 | 353.5334 | 0.026064 | 2052 | Mitigation | 0.95 | 45 | 0 | esc | 0.00097009 | 7.152e-08 | 0.00097009 | 7.152e-08
[79 empty] | WLDFR | HFTD - Distribution - Tier 2 - 2QU CoRE ¦ 2QU LoRE | Red Flag Warning - Small Fires | 2053 | 6.4652e-07 | 6.4652e-07 | 0.10489 | 0.048274 | 0.002095 | 0.054525 | 0 | 0 | 0.00068369 | 6.7816e-08 | 0 | 6.7816e-08 | 6.7816e-08 | 0 | 6.7816e-08 | [22 empty] | 7.3.3.17.5 (Remote Grid) Updates to grid topology to minimize risk of ignition in HFTDs Remote GridWLDFREquipment / facility failureAggregated | WLDFR | HFTD - Distribution - Tier 2 - 1QU CoRE ¦ 2QU LoRE | Red Flag Warning - Large Fires | Equipment / facility failure | Aggregated | 2053 | 7.3726e-05 | 353.5334 | 0.026064 | 2053 | Mitigation | 0.95 | 45 | 0 | esc | 0.00097009 | 7.152e-08 | 0.00097009 | 7.152e-08
[79 empty] | WLDFR | HFTD - Distribution - Tier 2 - 2QU CoRE ¦ 2QU LoRE | Red Flag Warning - Small Fires | 2054 | 6.4652e-07 | 6.4652e-07 | 0.10489 | 0.048274 | 0.002095 | 0.054525 | 0 | 0 | 0.00068369 | 6.7816e-08 | 0 | 6.7816e-08 | 6.7816e-08 | 0 | 6.7816e-08 | [22 empty] | 7.3.3.17.5 (Remote Grid) Updates to grid topology to minimize risk of ignition in HFTDs Remote GridWLDFREquipment / facility failureAggregated | WLDFR | HFTD - Distribution - Tier 2 - 1QU CoRE ¦ 2QU LoRE | Red Flag Warning - Large Fires | Equipment / facility failure | Aggregated | 2054 | 7.3726e-05 | 353.5334 | 0.026064 | 2054 | Mitigation | 0.95 | 45 | 0 | esc | 0.00097009 | 7.152e-08 | 0.00097009 | 7.152e-08
[79 empty] | WLDFR | HFTD - Distribution - Tier 2 - 2QU CoRE ¦ 2QU LoRE | Red Flag Warning - Small Fires | 2055 | 6.4652e-07 | 6.4652e-07 | 0.10489 | 0.048274 | 0.002095 | 0.054525 | 0 | 0 | 0.00068369 | 6.7816e-08 | 0 | 6.7816e-08 | 6.7816e-08 | 0 | 6.7816e-08 | [22 empty] | 7.3.3.17.5 (Remote Grid) Updates to grid topology to minimize risk of ignition in HFTDs Remote GridWLDFREquipment / facility failureAggregated | WLDFR | HFTD - Distribution - Tier 2 - 1QU CoRE ¦ 2QU LoRE | Red Flag Warning - Large Fires | Equipment / facility failure | Aggregated | 2055 | 7.3726e-05 | 353.5334 | 0.026064 | 2055 | Mitigation | 0.95 | 45 | 0 | esc | 0.00097009 | 7.152e-08 | 0.00097009 | 7.152e-08
[79 empty] | WLDFR | HFTD - Distribution - Tier 2 - 2QU CoRE ¦ 2QU LoRE | Red Flag Warning - Small Fires | 2056 | 6.4652e-07 | 6.4652e-07 | 0.10489 | 0.048274 | 0.002095 | 0.054525 | 0 | 0 | 0.00068369 | 6.7816e-08 | 0 | 6.7816e-08 | 6.7816e-08 | 0 | 6.7816e-08 | [22 empty] | 7.3.3.17.5 (Remote Grid) Updates to grid topology to minimize risk of ignition in HFTDs Remote GridWLDFREquipment / facility failureAggregated | WLDFR | HFTD - Distribution - Tier 2 - 1QU CoRE ¦ 2QU LoRE | Red Flag Warning - Large Fires | Equipment / facility failure | Aggregated | 2056 | 7.3726e-05 | 353.5334 | 0.026064 | 2056 | Mitigation | 0.95 | 45 | 0 | esc | 0.00097009 | 7.152e-08 | 0.00097009 | 7.152e-08
[79 empty] | WLDFR | HFTD - Distribution - Tier 2 - 2QU CoRE ¦ 2QU LoRE | Red Flag Warning - Small Fires | 2057 | 6.4652e-07 | 6.4652e-07 | 0.10489 | 0.048274 | 0.002095 | 0.054525 | 0 | 0 | 0.00068369 | 6.7816e-08 | 0 | 6.7816e-08 | 6.7816e-08 | 0 | 6.7816e-08 | [22 empty] | 7.3.3.17.5 (Remote Grid) Updates to grid topology to minimize risk of ignition in HFTDs Remote GridWLDFREquipment / facility failureAggregated | WLDFR | HFTD - Distribution - Tier 2 - 1QU CoRE ¦ 2QU LoRE | Red Flag Warning - Large Fires | Equipment / facility failure | Aggregated | 2057 | 7.3726e-05 | 353.5334 | 0.026064 | 2057 | Mitigation | 0.95 | 45 | 0 | esc | 0.00097009 | 7.152e-08 | 0.00097009 | 7.152e-08
[79 empty] | WLDFR | HFTD - Distribution - Tier 2 - 2QU CoRE ¦ 2QU LoRE | Red Flag Warning - Small Fires | 2058 | 6.4652e-07 | 6.4652e-07 | 0.1099 | 0.050325 | 0.0021839 | 0.057393 | 0 | 0 | 0.00068369 | 7.1054e-08 | 0 | 7.1054e-08 | 7.1054e-08 | 0 | 7.1054e-08 | [22 empty] | 7.3.3.17.5 (Remote Grid) Updates to grid topology to minimize risk of ignition in HFTDs Remote GridWLDFREquipment / facility failureAggregated | WLDFR | HFTD - Distribution - Tier 2 - 1QU CoRE ¦ 2QU LoRE | Red Flag Warning - Large Fires | Equipment / facility failure | Aggregated | 2058 | 7.3726e-05 | 353.5334 | 0.026064 | 2058 | Mitigation | 0.95 | 45 | 0 | esc | 0.00097009 | 7.152e-08 | 0.00097009 | 7.152e-08
[79 empty] | WLDFR | HFTD - Distribution - Tier 2 - 2QU CoRE ¦ 2QU LoRE | Red Flag Warning - Small Fires | 2059 | 6.4652e-07 | 6.4652e-07 | 0.1099 | 0.050325 | 0.0021839 | 0.057393 | 0 | 0 | 0.00068369 | 7.1054e-08 | 0 | 7.1054e-08 | 7.1054e-08 | 0 | 7.1054e-08 | [22 empty] | 7.3.3.17.5 (Remote Grid) Updates to grid topology to minimize risk of ignition in HFTDs Remote GridWLDFREquipment / facility failureAggregated | WLDFR | HFTD - Distribution - Tier 2 - 1QU CoRE ¦ 2QU LoRE | Red Flag Warning - Large Fires | Equipment / facility failure | Aggregated | 2059 | 7.3726e-05 | 353.5334 | 0.026064 | 2059 | Mitigation | 0.95 | 45 | 0 | esc | 0.00097009 | 7.152e-08 | 0.00097009 | 7.152e-08
[79 empty] | WLDFR | HFTD - Distribution - Tier 2 - 2QU CoRE ¦ 2QU LoRE | Red Flag Warning - Small Fires | 2060 | 6.4652e-07 | 6.4652e-07 | 0.1099 | 0.050325 | 0.0021839 | 0.057393 | 0 | 0 | 0.00068369 | 7.1054e-08 | 0 | 7.1054e-08 | 7.1054e-08 | 0 | 7.1054e-08 | [22 empty] | 7.3.3.17.5 (Remote Grid) Updates to grid topology to minimize risk of ignition in HFTDs Remote GridWLDFREquipment / facility failureAggregated | WLDFR | HFTD - Distribution - Tier 2 - 1QU CoRE ¦ 2QU LoRE | Red Flag Warning - Large Fires | Equipment / facility failure | Aggregated | 2060 | 7.3726e-05 | 353.5334 | 0.026064 | 2060 | Mitigation | 0.95 | 45 | 0 | esc | 0.00097009 | 7.152e-08 | 0.00097009 | 7.152e-08
[79 empty] | WLDFR | HFTD - Distribution - Tier 2 - 2QU CoRE ¦ 2QU LoRE | Red Flag Warning - Small Fires | 2061 | 6.4652e-07 | 6.4652e-07 | 0.1099 | 0.050325 | 0.0021839 | 0.057393 | 0 | 0 | 0.00068369 | 7.1054e-08 | 0 | 7.1054e-08 | 7.1054e-08 | 0 | 7.1054e-08 | [22 empty] | 7.3.3.17.5 (Remote Grid) Updates to grid topology to minimize risk of ignition in HFTDs Remote GridWLDFREquipment / facility failureAggregated | WLDFR | HFTD - Distribution - Tier 2 - 1QU CoRE ¦ 2QU LoRE | Red Flag Warning - Large Fires | Equipment / facility failure | Aggregated | 2061 | 7.3726e-05 | 353.5334 | 0.026064 | 2061 | Mitigation | 0.95 | 45 | 0 | esc | 0.00097009 | 7.152e-08 | 0.00097009 | 7.152e-08
[79 empty] | WLDFR | HFTD - Distribution - Tier 2 - 2QU CoRE ¦ 2QU LoRE | Red Flag Warning - Small Fires | 2062 | 6.4652e-07 | 6.4652e-07 | 0.1099 | 0.050325 | 0.0021839 | 0.057393 | 0 | 0 | 0.00068369 | 7.1054e-08 | 0 | 7.1054e-08 | 7.1054e-08 | 0 | 7.1054e-08 | [22 empty] | 7.3.3.17.5 (Remote Grid) Updates to grid topology to minimize risk of ignition in HFTDs Remote GridWLDFREquipment / facility failureAggregated | WLDFR | HFTD - Distribution - Tier 2 - 1QU CoRE ¦ 2QU LoRE | Red Flag Warning - Large Fires | Equipment / facility failure | Aggregated | 2062 | 7.3726e-05 | 353.5334 | 0.026064 | 2062 | Mitigation | 0.95 | 45 | 0 | esc | 0.00097009 | 7.152e-08 | 0.00097009 | 7.152e-08
[79 empty] | WLDFR | HFTD - Distribution - Tier 2 - 2QU CoRE ¦ 2QU LoRE | Red Flag Warning - Small Fires | 2063 | 6.4652e-07 | 6.4652e-07 | 0.11504 | 0.052388 | 0.0022734 | 0.060377 | 0 | 0 | 0.00068369 | 7.4375e-08 | 0 | 7.4375e-08 | 7.4375e-08 | 0 | 7.4375e-08 | [22 empty] | 7.3.3.17.5 (Remote Grid) Updates to grid topology to minimize risk of ignition in HFTDs Remote GridWLDFREquipment / facility failureAggregated | WLDFR | HFTD - Distribution - Tier 2 - 1QU CoRE ¦ 2QU LoRE | Red Flag Warning - Large Fires | Equipment / facility failure | Aggregated | 2063 | 7.3726e-05 | 353.5334 | 0.026064 | 2063 | Mitigation | 0.95 | 45 | 0 | esc | 0.00097009 | 7.152e-08 | 0.00097009 | 7.152e-08
[79 empty] | WLDFR | HFTD - Distribution - Tier 2 - 2QU CoRE ¦ 2QU LoRE | Red Flag Warning - Small Fires | 2064 | 6.4652e-07 | 6.4652e-07 | 0.11504 | 0.052388 | 0.0022734 | 0.060377 | 0 | 0 | 0.00068369 | 7.4375e-08 | 0 | 7.4375e-08 | 7.4375e-08 | 0 | 7.4375e-08 | [22 empty] | 7.3.3.17.5 (Remote Grid) Updates to grid topology to minimize risk of ignition in HFTDs Remote GridWLDFREquipment / facility failureAggregated | WLDFR | HFTD - Distribution - Tier 2 - 1QU CoRE ¦ 2QU LoRE | Red Flag Warning - Large Fires | Equipment / facility failure | Aggregated | 2064 | 7.3726e-05 | 353.5334 | 0.026064 | 2064 | Mitigation | 0.95 | 45 | 0 | esc | 0.00097009 | 7.152e-08 | 0.00097009 | 7.152e-08
[79 empty] | WLDFR | HFTD - Distribution - Tier 2 - 2QU CoRE ¦ 2QU LoRE | Red Flag Warning - Small Fires | 2065 | 6.4652e-07 | 6.4652e-07 | 0.11504 | 0.052388 | 0.0022734 | 0.060377 | 0 | 0 | 0.00068369 | 7.4375e-08 | 0 | 7.4375e-08 | 7.4375e-08 | 0 | 7.4375e-08 | [22 empty] | 7.3.3.17.5 (Remote Grid) Updates to grid topology to minimize risk of ignition in HFTDs Remote GridWLDFREquipment / facility failureAggregated | WLDFR | HFTD - Distribution - Tier 2 - 1QU CoRE ¦ 2QU LoRE | Red Flag Warning - Large Fires | Equipment / facility failure | Aggregated | 2065 | 7.3726e-05 | 353.5334 | 0.026064 | 2065 | Mitigation | 0.95 | 45 | 0 | esc | 0.00097009 | 7.152e-08 | 0.00097009 | 7.152e-08
[79 empty] | WLDFR | HFTD - Distribution - Tier 2 - 2QU CoRE ¦ 2QU LoRE | Red Flag Warning - Small Fires | 2066 | 6.4652e-07 | 6.4652e-07 | 0.11504 | 0.052388 | 0.0022734 | 0.060377 | 0 | 0 | 0.00068369 | 7.4375e-08 | 0 | 7.4375e-08 | 7.4375e-08 | 0 | 7.4375e-08 | [22 empty] | 7.3.3.17.5 (Remote Grid) Updates to grid topology to minimize risk of ignition in HFTDs Remote GridWLDFREquipment / facility failureAggregated | WLDFR | HFTD - Distribution - Tier 2 - 1QU CoRE ¦ 2QU LoRE | Red Flag Warning - Large Fires | Equipment / facility failure | Aggregated | 2066 | 7.3726e-05 | 353.5334 | 0.026064 | 2066 | Mitigation | 0.95 | 45 | 0 | esc | 0.00097009 | 7.152e-08 | 0.00097009 | 7.152e-08
[79 empty] | WLDFR | HFTD - Distribution - Tier 2 - 2QU CoRE ¦ 2QU LoRE | Red Flag Warning - Small Fires | 2067 | 0 | 6.4652e-07 | 0.11504 | 0.052388 | 0.0022734 | 0.060377 | 0 | 0 | 0.00068369 | 0 | 0 | 0 | 7.4375e-08 | 0 | 7.4375e-08 | [22 empty] | 7.3.3.17.5 (Remote Grid) Updates to grid topology to minimize risk of ignition in HFTDs Remote GridWLDFREquipment / facility failureAggregated | WLDFR | HFTD - Distribution - Tier 2 - 1QU CoRE ¦ 2QU LoRE | Red Flag Warning - Large Fires | Equipment / facility failure | Aggregated | 2067 | 7.3726e-05 | 353.5334 | 0.026064 | 2067 | Mitigation | 0.95 | 45 | 0 | esc | 0 | 0 | 0.00097009 | 7.152e-08
[79 empty] | WLDFR | HFTD - Distribution - Tier 2 - 2QU CoRE ¦ 3QU LoRE | Non-Red Flag Warning - Catastrophic Fires | 2022 | 3.3602e-09 | 0 | 14146.1306 | 222.2294 | 8585.7228 | 5338.1784 | 0 | 0 | 4.3375e-06 | 4.7534e-05 | 0 | 4.7534e-05 | 0 | 0 | 0 | [22 empty] | 7.3.3.17.5 (Remote Grid) Updates to grid topology to minimize risk of ignition in HFTDs Remote GridWLDFRVegetation ContactAggregated | WLDFR | HFTD - Distribution - Tier 2 - 1QU CoRE ¦ 2QU LoRE | Red Flag Warning - Large Fires | Vegetation Contact | Aggregated | 2022 | 5.0489e-05 | 353.5334 | 0.01785 | 2022 | Mitigation | 0.95 | 45 | 0 | esc | 0.00097009 | 4.8979e-08 | 0 | 0
[79 empty] | WLDFR | HFTD - Distribution - Tier 2 - 2QU CoRE ¦ 3QU LoRE | Non-Red Flag Warning - Catastrophic Fires | 2023 | 3.3602e-09 | 3.3602e-09 | 14664.6376 | 233.2301 | 8896.516 | 5534.8915 | 0 | 0 | 4.3375e-06 | 4.9276e-05 | 0 | 4.9276e-05 | 4.9276e-05 | 0 | 4.9276e-05 | [22 empty] | 7.3.3.17.5 (Remote Grid) Updates to grid topology to minimize risk of ignition in HFTDs Remote GridWLDFRVegetation ContactAggregated | WLDFR | HFTD - Distribution - Tier 2 - 1QU CoRE ¦ 2QU LoRE | Red Flag Warning - Large Fires | Vegetation Contact | Aggregated | 2023 | 5.0489e-05 | 353.5334 | 0.01785 | 2023 | Mitigation | 0.95 | 45 | 0 | esc | 0.00097009 | 4.8979e-08 | 0.00097009 | 4.8979e-08
[79 empty] | WLDFR | HFTD - Distribution - Tier 2 - 2QU CoRE ¦ 3QU LoRE | Non-Red Flag Warning - Catastrophic Fires | 2024 | 3.3602e-09 | 3.3602e-09 | 14664.6376 | 233.2301 | 8896.516 | 5534.8915 | 0 | 0 | 4.3375e-06 | 4.9276e-05 | 0 | 4.9276e-05 | 4.9276e-05 | 0 | 4.9276e-05 | [22 empty] | 7.3.3.17.5 (Remote Grid) Updates to grid topology to minimize risk of ignition in HFTDs Remote GridWLDFRVegetation ContactAggregated | WLDFR | HFTD - Distribution - Tier 2 - 1QU CoRE ¦ 2QU LoRE | Red Flag Warning - Large Fires | Vegetation Contact | Aggregated | 2024 | 5.0489e-05 | 353.5334 | 0.01785 | 2024 | Mitigation | 0.95 | 45 | 0 | esc | 0.00097009 | 4.8979e-08 | 0.00097009 | 4.8979e-08
[79 empty] | WLDFR | HFTD - Distribution - Tier 2 - 2QU CoRE ¦ 3QU LoRE | Non-Red Flag Warning - Catastrophic Fires | 2025 | 3.3602e-09 | 3.3602e-09 | 14664.6376 | 233.2301 | 8896.516 | 5534.8915 | 0 | 0 | 4.3375e-06 | 4.9276e-05 | 0 | 4.9276e-05 | 4.9276e-05 | 0 | 4.9276e-05 | [22 empty] | 7.3.3.17.5 (Remote Grid) Updates to grid topology to minimize risk of ignition in HFTDs Remote GridWLDFRVegetation ContactAggregated | WLDFR | HFTD - Distribution - Tier 2 - 1QU CoRE ¦ 2QU LoRE | Red Flag Warning - Large Fires | Vegetation Contact | Aggregated | 2025 | 5.0489e-05 | 353.5334 | 0.01785 | 2025 | Mitigation | 0.95 | 45 | 0 | esc | 0.00097009 | 4.8979e-08 | 0.00097009 | 4.8979e-08
[79 empty] | WLDFR | HFTD - Distribution - Tier 2 - 2QU CoRE ¦ 3QU LoRE | Non-Red Flag Warning - Catastrophic Fires | 2026 | 3.3602e-09 | 3.3602e-09 | 14664.6376 | 233.2301 | 8896.516 | 5534.8915 | 0 | 0 | 4.3375e-06 | 4.9276e-05 | 0 | 4.9276e-05 | 4.9276e-05 | 0 | 4.9276e-05 | [22 empty] | 7.3.3.17.5 (Remote Grid) Updates to grid topology to minimize risk of ignition in HFTDs Remote GridWLDFRVegetation ContactAggregated | WLDFR | HFTD - Distribution - Tier 2 - 1QU CoRE ¦ 2QU LoRE | Red Flag Warning - Large Fires | Vegetation Contact | Aggregated | 2026 | 5.0489e-05 | 353.5334 | 0.01785 | 2026 | Mitigation | 0.95 | 45 | 0 | esc | 0.00097009 | 4.8979e-08 | 0.00097009 | 4.8979e-08
[79 empty] | WLDFR | HFTD - Distribution - Tier 2 - 2QU CoRE ¦ 3QU LoRE | Non-Red Flag Warning - Catastrophic Fires | 2027 | 3.3602e-09 | 3.3602e-09 | 14664.6376 | 233.2301 | 8896.516 | 5534.8915 | 0 | 0 | 4.3375e-06 | 4.9276e-05 | 0 | 4.9276e-05 | 4.9276e-05 | 0 | 4.9276e-05 | [22 empty] | 7.3.3.17.5 (Remote Grid) Updates to grid topology to minimize risk of ignition in HFTDs Remote GridWLDFRVegetation ContactAggregated | WLDFR | HFTD - Distribution - Tier 2 - 1QU CoRE ¦ 2QU LoRE | Red Flag Warning - Large Fires | Vegetation Contact | Aggregated | 2027 | 5.0489e-05 | 353.5334 | 0.01785 | 2027 | Mitigation | 0.95 | 45 | 0 | esc | 0.00097009 | 4.8979e-08 | 0.00097009 | 4.8979e-08
[79 empty] | WLDFR | HFTD - Distribution - Tier 2 - 2QU CoRE ¦ 3QU LoRE | Non-Red Flag Warning - Catastrophic Fires | 2028 | 3.3602e-09 | 3.3602e-09 | 15317.9909 | 247.273 | 9287.6491 | 5783.0689 | 0 | 0 | 4.3375e-06 | 5.1472e-05 | 0 | 5.1472e-05 | 5.1472e-05 | 0 | 5.1472e-05 | [22 empty] | 7.3.3.17.5 (Remote Grid) Updates to grid topology to minimize risk of ignition in HFTDs Remote GridWLDFRVegetation ContactAggregated | WLDFR | HFTD - Distribution - Tier 2 - 1QU CoRE ¦ 2QU LoRE | Red Flag Warning - Large Fires | Vegetation Contact | Aggregated | 2028 | 5.0489e-05 | 353.5334 | 0.01785 | 2028 | Mitigation | 0.95 | 45 | 0 | esc | 0.00097009 | 4.8979e-08 | 0.00097009 | 4.8979e-08
[79 empty] | WLDFR | HFTD - Distribution - Tier 2 - 2QU CoRE ¦ 3QU LoRE | Non-Red Flag Warning - Catastrophic Fires | 2029 | 3.3602e-09 | 3.3602e-09 | 15317.9909 | 247.273 | 9287.6491 | 5783.0689 | 0 | 0 | 4.3375e-06 | 5.1472e-05 | 0 | 5.1472e-05 | 5.1472e-05 | 0 | 5.1472e-05 | [22 empty] | 7.3.3.17.5 (Remote Grid) Updates to grid topology to minimize risk of ignition in HFTDs Remote GridWLDFRVegetation ContactAggregated | WLDFR | HFTD - Distribution - Tier 2 - 1QU CoRE ¦ 2QU LoRE | Red Flag Warning - Large Fires | Vegetation Contact | Aggregated | 2029 | 5.0489e-05 | 353.5334 | 0.01785 | 2029 | Mitigation | 0.95 | 45 | 0 | esc | 0.00097009 | 4.8979e-08 | 0.00097009 | 4.8979e-08
[79 empty] | WLDFR | HFTD - Distribution - Tier 2 - 2QU CoRE ¦ 3QU LoRE | Non-Red Flag Warning - Catastrophic Fires | 2030 | 3.3602e-09 | 3.3602e-09 | 15317.9909 | 247.273 | 9287.6491 | 5783.0689 | 0 | 0 | 4.3375e-06 | 5.1472e-05 | 0 | 5.1472e-05 | 5.1472e-05 | 0 | 5.1472e-05 | [22 empty] | 7.3.3.17.5 (Remote Grid) Updates to grid topology to minimize risk of ignition in HFTDs Remote GridWLDFRVegetation ContactAggregated | WLDFR | HFTD - Distribution - Tier 2 - 1QU CoRE ¦ 2QU LoRE | Red Flag Warning - Large Fires | Vegetation Contact | Aggregated | 2030 | 5.0489e-05 | 353.5334 | 0.01785 | 2030 | Mitigation | 0.95 | 45 | 0 | esc | 0.00097009 | 4.8979e-08 | 0.00097009 | 4.8979e-08
[79 empty] | WLDFR | HFTD - Distribution - Tier 2 - 2QU CoRE ¦ 3QU LoRE | Non-Red Flag Warning - Catastrophic Fires | 2031 | 3.3602e-09 | 3.3602e-09 | 15317.9909 | 247.273 | 9287.6491 | 5783.0689 | 0 | 0 | 4.3375e-06 | 5.1472e-05 | 0 | 5.1472e-05 | 5.1472e-05 | 0 | 5.1472e-05 | [22 empty] | 7.3.3.17.5 (Remote Grid) Updates to grid topology to minimize risk of ignition in HFTDs Remote GridWLDFRVegetation ContactAggregated | WLDFR | HFTD - Distribution - Tier 2 - 1QU CoRE ¦ 2QU LoRE | Red Flag Warning - Large Fires | Vegetation Contact | Aggregated | 2031 | 5.0489e-05 | 353.5334 | 0.01785 | 2031 | Mitigation | 0.95 | 45 | 0 | esc | 0.00097009 | 4.8979e-08 | 0.00097009 | 4.8979e-08
[79 empty] | WLDFR | HFTD - Distribution - Tier 2 - 2QU CoRE ¦ 3QU LoRE | Non-Red Flag Warning - Catastrophic Fires | 2032 | 3.3602e-09 | 3.3602e-09 | 15317.9909 | 247.273 | 9287.6491 | 5783.0689 | 0 | 0 | 4.3375e-06 | 5.1472e-05 | 0 | 5.1472e-05 | 5.1472e-05 | 0 | 5.1472e-05 | [22 empty] | 7.3.3.17.5 (Remote Grid) Updates to grid topology to minimize risk of ignition in HFTDs Remote GridWLDFRVegetation ContactAggregated | WLDFR | HFTD - Distribution - Tier 2 - 1QU CoRE ¦ 2QU LoRE | Red Flag Warning - Large Fires | Vegetation Contact | Aggregated | 2032 | 5.0489e-05 | 353.5334 | 0.01785 | 2032 | Mitigation | 0.95 | 45 | 0 | esc | 0.00097009 | 4.8979e-08 | 0.00097009 | 4.8979e-08
[79 empty] | WLDFR | HFTD - Distribution - Tier 2 - 2QU CoRE ¦ 3QU LoRE | Non-Red Flag Warning - Catastrophic Fires | 2033 | 3.3602e-09 | 3.3602e-09 | 16044.1264 | 263.1074 | 9721.74 | 6059.2791 | 0 | 0 | 4.3375e-06 | 5.3912e-05 | 0 | 5.3912e-05 | 5.3912e-05 | 0 | 5.3912e-05 | [22 empty] | 7.3.3.17.5 (Remote Grid) Updates to grid topology to minimize risk of ignition in HFTDs Remote GridWLDFRVegetation ContactAggregated | WLDFR | HFTD - Distribution - Tier 2 - 1QU CoRE ¦ 2QU LoRE | Red Flag Warning - Large Fires | Vegetation Contact | Aggregated | 2033 | 5.0489e-05 | 353.5334 | 0.01785 | 2033 | Mitigation | 0.95 | 45 | 0 | esc | 0.00097009 | 4.8979e-08 | 0.00097009 | 4.8979e-08
[79 empty] | WLDFR | HFTD - Distribution - Tier 2 - 2QU CoRE ¦ 3QU LoRE | Non-Red Flag Warning - Catastrophic Fires | 2034 | 3.3602e-09 | 3.3602e-09 | 16044.1264 | 263.1074 | 9721.74 | 6059.2791 | 0 | 0 | 4.3375e-06 | 5.3912e-05 | 0 | 5.3912e-05 | 5.3912e-05 | 0 | 5.3912e-05 | [22 empty] | 7.3.3.17.5 (Remote Grid) Updates to grid topology to minimize risk of ignition in HFTDs Remote GridWLDFRVegetation ContactAggregated | WLDFR | HFTD - Distribution - Tier 2 - 1QU CoRE ¦ 2QU LoRE | Red Flag Warning - Large Fires | Vegetation Contact | Aggregated | 2034 | 5.0489e-05 | 353.5334 | 0.01785 | 2034 | Mitigation | 0.95 | 45 | 0 | esc | 0.00097009 | 4.8979e-08 | 0.00097009 | 4.8979e-08
[79 empty] | WLDFR | HFTD - Distribution - Tier 2 - 2QU CoRE ¦ 3QU LoRE | Non-Red Flag Warning - Catastrophic Fires | 2035 | 3.3602e-09 | 3.3602e-09 | 16044.1264 | 263.1074 | 9721.74 | 6059.2791 | 0 | 0 | 4.3375e-06 | 5.3912e-05 | 0 | 5.3912e-05 | 5.3912e-05 | 0 | 5.3912e-05 | [22 empty] | 7.3.3.17.5 (Remote Grid) Updates to grid topology to minimize risk of ignition in HFTDs Remote GridWLDFRVegetation ContactAggregated | WLDFR | HFTD - Distribution - Tier 2 - 1QU CoRE ¦ 2QU LoRE | Red Flag Warning - Large Fires | Vegetation Contact | Aggregated | 2035 | 5.0489e-05 | 353.5334 | 0.01785 | 2035 | Mitigation | 0.95 | 45 | 0 | esc | 0.00097009 | 4.8979e-08 | 0.00097009 | 4.8979e-08
[79 empty] | WLDFR | HFTD - Distribution - Tier 2 - 2QU CoRE ¦ 3QU LoRE | Non-Red Flag Warning - Catastrophic Fires | 2036 | 3.3602e-09 | 3.3602e-09 | 16044.1264 | 263.1074 | 9721.74 | 6059.2791 | 0 | 0 | 4.3375e-06 | 5.3912e-05 | 0 | 5.3912e-05 | 5.3912e-05 | 0 | 5.3912e-05 | [22 empty] | 7.3.3.17.5 (Remote Grid) Updates to grid topology to minimize risk of ignition in HFTDs Remote GridWLDFRVegetation ContactAggregated | WLDFR | HFTD - Distribution - Tier 2 - 1QU CoRE ¦ 2QU LoRE | Red Flag Warning - Large Fires | Vegetation Contact | Aggregated | 2036 | 5.0489e-05 | 353.5334 | 0.01785 | 2036 | Mitigation | 0.95 | 45 | 0 | esc | 0.00097009 | 4.8979e-08 | 0.00097009 | 4.8979e-08
[79 empty] | WLDFR | HFTD - Distribution - Tier 2 - 2QU CoRE ¦ 3QU LoRE | Non-Red Flag Warning - Catastrophic Fires | 2037 | 3.3602e-09 | 3.3602e-09 | 16044.1264 | 263.1074 | 9721.74 | 6059.2791 | 0 | 0 | 4.3375e-06 | 5.3912e-05 | 0 | 5.3912e-05 | 5.3912e-05 | 0 | 5.3912e-05 | [22 empty] | 7.3.3.17.5 (Remote Grid) Updates to grid topology to minimize risk of ignition in HFTDs Remote GridWLDFRVegetation ContactAggregated | WLDFR | HFTD - Distribution - Tier 2 - 1QU CoRE ¦ 2QU LoRE | Red Flag Warning - Large Fires | Vegetation Contact | Aggregated | 2037 | 5.0489e-05 | 353.5334 | 0.01785 | 2037 | Mitigation | 0.95 | 45 | 0 | esc | 0.00097009 | 4.8979e-08 | 0.00097009 | 4.8979e-08
[79 empty] | WLDFR | HFTD - Distribution - Tier 2 - 2QU CoRE ¦ 3QU LoRE | Non-Red Flag Warning - Catastrophic Fires | 2038 | 3.3602e-09 | 3.3602e-09 | 16832.3912 | 280.5544 | 10192.2718 | 6359.5651 | 0 | 0 | 4.3375e-06 | 5.6561e-05 | 0 | 5.6561e-05 | 5.6561e-05 | 0 | 5.6561e-05 | [22 empty] | 7.3.3.17.5 (Remote Grid) Updates to grid topology to minimize risk of ignition in HFTDs Remote GridWLDFRVegetation ContactAggregated | WLDFR | HFTD - Distribution - Tier 2 - 1QU CoRE ¦ 2QU LoRE | Red Flag Warning - Large Fires | Vegetation Contact | Aggregated | 2038 | 5.0489e-05 | 353.5334 | 0.01785 | 2038 | Mitigation | 0.95 | 45 | 0 | esc | 0.00097009 | 4.8979e-08 | 0.00097009 | 4.8979e-08
[79 empty] | WLDFR | HFTD - Distribution - Tier 2 - 2QU CoRE ¦ 3QU LoRE | Non-Red Flag Warning - Catastrophic Fires | 2039 | 3.3602e-09 | 3.3602e-09 | 16832.3912 | 280.5544 | 10192.2718 | 6359.5651 | 0 | 0 | 4.3375e-06 | 5.6561e-05 | 0 | 5.6561e-05 | 5.6561e-05 | 0 | 5.6561e-05 | [22 empty] | 7.3.3.17.5 (Remote Grid) Updates to grid topology to minimize risk of ignition in HFTDs Remote GridWLDFRVegetation ContactAggregated | WLDFR | HFTD - Distribution - Tier 2 - 1QU CoRE ¦ 2QU LoRE | Red Flag Warning - Large Fires | Vegetation Contact | Aggregated | 2039 | 5.0489e-05 | 353.5334 | 0.01785 | 2039 | Mitigation | 0.95 | 45 | 0 | esc | 0.00097009 | 4.8979e-08 | 0.00097009 | 4.8979e-08
[79 empty] | WLDFR | HFTD - Distribution - Tier 2 - 2QU CoRE ¦ 3QU LoRE | Non-Red Flag Warning - Catastrophic Fires | 2040 | 3.3602e-09 | 3.3602e-09 | 16832.3912 | 280.5544 | 10192.2718 | 6359.5651 | 0 | 0 | 4.3375e-06 | 5.6561e-05 | 0 | 5.6561e-05 | 5.6561e-05 | 0 | 5.6561e-05 | [22 empty] | 7.3.3.17.5 (Remote Grid) Updates to grid topology to minimize risk of ignition in HFTDs Remote GridWLDFRVegetation ContactAggregated | WLDFR | HFTD - Distribution - Tier 2 - 1QU CoRE ¦ 2QU LoRE | Red Flag Warning - Large Fires | Vegetation Contact | Aggregated | 2040 | 5.0489e-05 | 353.5334 | 0.01785 | 2040 | Mitigation | 0.95 | 45 | 0 | esc | 0.00097009 | 4.8979e-08 | 0.00097009 | 4.8979e-08
[79 empty] | WLDFR | HFTD - Distribution - Tier 2 - 2QU CoRE ¦ 3QU LoRE | Non-Red Flag Warning - Catastrophic Fires | 2041 | 3.3602e-09 | 3.3602e-09 | 16832.3912 | 280.5544 | 10192.2718 | 6359.5651 | 0 | 0 | 4.3375e-06 | 5.6561e-05 | 0 | 5.6561e-05 | 5.6561e-05 | 0 | 5.6561e-05 | [22 empty] | 7.3.3.17.5 (Remote Grid) Updates to grid topology to minimize risk of ignition in HFTDs Remote GridWLDFRVegetation ContactAggregated | WLDFR | HFTD - Distribution - Tier 2 - 1QU CoRE ¦ 2QU LoRE | Red Flag Warning - Large Fires | Vegetation Contact | Aggregated | 2041 | 5.0489e-05 | 353.5334 | 0.01785 | 2041 | Mitigation | 0.95 | 45 | 0 | esc | 0.00097009 | 4.8979e-08 | 0.00097009 | 4.8979e-08
[79 empty] | WLDFR | HFTD - Distribution - Tier 2 - 2QU CoRE ¦ 3QU LoRE | Non-Red Flag Warning - Catastrophic Fires | 2042 | 3.3602e-09 | 3.3602e-09 | 16832.3912 | 280.5544 | 10192.2718 | 6359.5651 | 0 | 0 | 4.3375e-06 | 5.6561e-05 | 0 | 5.6561e-05 | 5.6561e-05 | 0 | 5.6561e-05 | [22 empty] | 7.3.3.17.5 (Remote Grid) Updates to grid topology to minimize risk of ignition in HFTDs Remote GridWLDFRVegetation ContactAggregated | WLDFR | HFTD - Distribution - Tier 2 - 1QU CoRE ¦ 2QU LoRE | Red Flag Warning - Large Fires | Vegetation Contact | Aggregated | 2042 | 5.0489e-05 | 353.5334 | 0.01785 | 2042 | Mitigation | 0.95 | 45 | 0 | esc | 0.00097009 | 4.8979e-08 | 0.00097009 | 4.8979e-08
[79 empty] | WLDFR | HFTD - Distribution - Tier 2 - 2QU CoRE ¦ 3QU LoRE | Non-Red Flag Warning - Catastrophic Fires | 2043 | 3.3602e-09 | 3.3602e-09 | 17672.0852 | 299.42 | 10692.7362 | 6679.929 | 0 | 0 | 4.3375e-06 | 5.9382e-05 | 0 | 5.9382e-05 | 5.9382e-05 | 0 | 5.9382e-05 | [22 empty] | 7.3.3.17.5 (Remote Grid) Updates to grid topology to minimize risk of ignition in HFTDs Remote GridWLDFRVegetation ContactAggregated | WLDFR | HFTD - Distribution - Tier 2 - 1QU CoRE ¦ 2QU LoRE | Red Flag Warning - Large Fires | Vegetation Contact | Aggregated | 2043 | 5.0489e-05 | 353.5334 | 0.01785 | 2043 | Mitigation | 0.95 | 45 | 0 | esc | 0.00097009 | 4.8979e-08 | 0.00097009 | 4.8979e-08
[79 empty] | WLDFR | HFTD - Distribution - Tier 2 - 2QU CoRE ¦ 3QU LoRE | Non-Red Flag Warning - Catastrophic Fires | 2044 | 3.3602e-09 | 3.3602e-09 | 17672.0852 | 299.42 | 10692.7362 | 6679.929 | 0 | 0 | 4.3375e-06 | 5.9382e-05 | 0 | 5.9382e-05 | 5.9382e-05 | 0 | 5.9382e-05 | [22 empty] | 7.3.3.17.5 (Remote Grid) Updates to grid topology to minimize risk of ignition in HFTDs Remote GridWLDFRVegetation ContactAggregated | WLDFR | HFTD - Distribution - Tier 2 - 1QU CoRE ¦ 2QU LoRE | Red Flag Warning - Large Fires | Vegetation Contact | Aggregated | 2044 | 5.0489e-05 | 353.5334 | 0.01785 | 2044 | Mitigation | 0.95 | 45 | 0 | esc | 0.00097009 | 4.8979e-08 | 0.00097009 | 4.8979e-08
[79 empty] | WLDFR | HFTD - Distribution - Tier 2 - 2QU CoRE ¦ 3QU LoRE | Non-Red Flag Warning - Catastrophic Fires | 2045 | 3.3602e-09 | 3.3602e-09 | 17672.0852 | 299.42 | 10692.7362 | 6679.929 | 0 | 0 | 4.3375e-06 | 5.9382e-05 | 0 | 5.9382e-05 | 5.9382e-05 | 0 | 5.9382e-05 | [22 empty] | 7.3.3.17.5 (Remote Grid) Updates to grid topology to minimize risk of ignition in HFTDs Remote GridWLDFRVegetation ContactAggregated | WLDFR | HFTD - Distribution - Tier 2 - 1QU CoRE ¦ 2QU LoRE | Red Flag Warning - Large Fires | Vegetation Contact | Aggregated | 2045 | 5.0489e-05 | 353.5334 | 0.01785 | 2045 | Mitigation | 0.95 | 45 | 0 | esc | 0.00097009 | 4.8979e-08 | 0.00097009 | 4.8979e-08
[79 empty] | WLDFR | HFTD - Distribution - Tier 2 - 2QU CoRE ¦ 3QU LoRE | Non-Red Flag Warning - Catastrophic Fires | 2046 | 3.3602e-09 | 3.3602e-09 | 17672.0852 | 299.42 | 10692.7362 | 6679.929 | 0 | 0 | 4.3375e-06 | 5.9382e-05 | 0 | 5.9382e-05 | 5.9382e-05 | 0 | 5.9382e-05 | [22 empty] | 7.3.3.17.5 (Remote Grid) Updates to grid topology to minimize risk of ignition in HFTDs Remote GridWLDFRVegetation ContactAggregated | WLDFR | HFTD - Distribution - Tier 2 - 1QU CoRE ¦ 2QU LoRE | Red Flag Warning - Large Fires | Vegetation Contact | Aggregated | 2046 | 5.0489e-05 | 353.5334 | 0.01785 | 2046 | Mitigation | 0.95 | 45 | 0 | esc | 0.00097009 | 4.8979e-08 | 0.00097009 | 4.8979e-08
[79 empty] | WLDFR | HFTD - Distribution - Tier 2 - 2QU CoRE ¦ 3QU LoRE | Non-Red Flag Warning - Catastrophic Fires | 2047 | 3.3602e-09 | 3.3602e-09 | 17672.0852 | 299.42 | 10692.7362 | 6679.929 | 0 | 0 | 4.3375e-06 | 5.9382e-05 | 0 | 5.9382e-05 | 5.9382e-05 | 0 | 5.9382e-05 | [22 empty] | 7.3.3.17.5 (Remote Grid) Updates to grid topology to minimize risk of ignition in HFTDs Remote GridWLDFRVegetation ContactAggregated | WLDFR | HFTD - Distribution - Tier 2 - 1QU CoRE ¦ 2QU LoRE | Red Flag Warning - Large Fires | Vegetation Contact | Aggregated | 2047 | 5.0489e-05 | 353.5334 | 0.01785 | 2047 | Mitigation | 0.95 | 45 | 0 | esc | 0.00097009 | 4.8979e-08 | 0.00097009 | 4.8979e-08
[79 empty] | WLDFR | HFTD - Distribution - Tier 2 - 2QU CoRE ¦ 3QU LoRE | Non-Red Flag Warning - Catastrophic Fires | 2048 | 3.3602e-09 | 3.3602e-09 | 18552.3348 | 319.4911 | 11216.5626 | 7016.281 | 0 | 0 | 4.3375e-06 | 6.234e-05 | 0 | 6.234e-05 | 6.234e-05 | 0 | 6.234e-05 | [22 empty] | 7.3.3.17.5 (Remote Grid) Updates to grid topology to minimize risk of ignition in HFTDs Remote GridWLDFRVegetation ContactAggregated | WLDFR | HFTD - Distribution - Tier 2 - 1QU CoRE ¦ 2QU LoRE | Red Flag Warning - Large Fires | Vegetation Contact | Aggregated | 2048 | 5.0489e-05 | 353.5334 | 0.01785 | 2048 | Mitigation | 0.95 | 45 | 0 | esc | 0.00097009 | 4.8979e-08 | 0.00097009 | 4.8979e-08
[79 empty] | WLDFR | HFTD - Distribution - Tier 2 - 2QU CoRE ¦ 3QU LoRE | Non-Red Flag Warning - Catastrophic Fires | 2049 | 3.3602e-09 | 3.3602e-09 | 18552.3348 | 319.4911 | 11216.5626 | 7016.281 | 0 | 0 | 4.3375e-06 | 6.234e-05 | 0 | 6.234e-05 | 6.234e-05 | 0 | 6.234e-05 | [22 empty] | 7.3.3.17.5 (Remote Grid) Updates to grid topology to minimize risk of ignition in HFTDs Remote GridWLDFRVegetation ContactAggregated | WLDFR | HFTD - Distribution - Tier 2 - 1QU CoRE ¦ 2QU LoRE | Red Flag Warning - Large Fires | Vegetation Contact | Aggregated | 2049 | 5.0489e-05 | 353.5334 | 0.01785 | 2049 | Mitigation | 0.95 | 45 | 0 | esc | 0.00097009 | 4.8979e-08 | 0.00097009 | 4.8979e-08
[79 empty] | WLDFR | HFTD - Distribution - Tier 2 - 2QU CoRE ¦ 3QU LoRE | Non-Red Flag Warning - Catastrophic Fires | 2050 | 3.3602e-09 | 3.3602e-09 | 18552.3348 | 319.4911 | 11216.5626 | 7016.281 | 0 | 0 | 4.3375e-06 | 6.234e-05 | 0 | 6.234e-05 | 6.234e-05 | 0 | 6.234e-05 | [22 empty] | 7.3.3.17.5 (Remote Grid) Updates to grid topology to minimize risk of ignition in HFTDs Remote GridWLDFRVegetation ContactAggregated | WLDFR | HFTD - Distribution - Tier 2 - 1QU CoRE ¦ 2QU LoRE | Red Flag Warning - Large Fires | Vegetation Contact | Aggregated | 2050 | 5.0489e-05 | 353.5334 | 0.01785 | 2050 | Mitigation | 0.95 | 45 | 0 | esc | 0.00097009 | 4.8979e-08 | 0.00097009 | 4.8979e-08
[79 empty] | WLDFR | HFTD - Distribution - Tier 2 - 2QU CoRE ¦ 3QU LoRE | Non-Red Flag Warning - Catastrophic Fires | 2051 | 3.3602e-09 | 3.3602e-09 | 18552.3348 | 319.4911 | 11216.5626 | 7016.281 | 0 | 0 | 4.3375e-06 | 6.234e-05 | 0 | 6.234e-05 | 6.234e-05 | 0 | 6.234e-05 | [22 empty] | 7.3.3.17.5 (Remote Grid) Updates to grid topology to minimize risk of ignition in HFTDs Remote GridWLDFRVegetation ContactAggregated | WLDFR | HFTD - Distribution - Tier 2 - 1QU CoRE ¦ 2QU LoRE | Red Flag Warning - Large Fires | Vegetation Contact | Aggregated | 2051 | 5.0489e-05 | 353.5334 | 0.01785 | 2051 | Mitigation | 0.95 | 45 | 0 | esc | 0.00097009 | 4.8979e-08 | 0.00097009 | 4.8979e-08
[79 empty] | WLDFR | HFTD - Distribution - Tier 2 - 2QU CoRE ¦ 3QU LoRE | Non-Red Flag Warning - Catastrophic Fires | 2052 | 3.3602e-09 | 3.3602e-09 | 18552.3348 | 319.4911 | 11216.5626 | 7016.281 | 0 | 0 | 4.3375e-06 | 6.234e-05 | 0 | 6.234e-05 | 6.234e-05 | 0 | 6.234e-05 | [22 empty] | 7.3.3.17.5 (Remote Grid) Updates to grid topology to minimize risk of ignition in HFTDs Remote GridWLDFRVegetation ContactAggregated | WLDFR | HFTD - Distribution - Tier 2 - 1QU CoRE ¦ 2QU LoRE | Red Flag Warning - Large Fires | Vegetation Contact | Aggregated | 2052 | 5.0489e-05 | 353.5334 | 0.01785 | 2052 | Mitigation | 0.95 | 45 | 0 | esc | 0.00097009 | 4.8979e-08 | 0.00097009 | 4.8979e-08
[79 empty] | WLDFR | HFTD - Distribution - Tier 2 - 2QU CoRE ¦ 3QU LoRE | Non-Red Flag Warning - Catastrophic Fires | 2053 | 3.3602e-09 | 3.3602e-09 | 19462.1283 | 340.5356 | 11757.1413 | 7364.4514 | 0 | 0 | 4.3375e-06 | 6.5397e-05 | 0 | 6.5397e-05 | 6.5397e-05 | 0 | 6.5397e-05 | [22 empty] | 7.3.3.17.5 (Remote Grid) Updates to grid topology to minimize risk of ignition in HFTDs Remote GridWLDFRVegetation ContactAggregated | WLDFR | HFTD - Distribution - Tier 2 - 1QU CoRE ¦ 2QU LoRE | Red Flag Warning - Large Fires | Vegetation Contact | Aggregated | 2053 | 5.0489e-05 | 353.5334 | 0.01785 | 2053 | Mitigation | 0.95 | 45 | 0 | esc | 0.00097009 | 4.8979e-08 | 0.00097009 | 4.8979e-08
[79 empty] | WLDFR | HFTD - Distribution - Tier 2 - 2QU CoRE ¦ 3QU LoRE | Non-Red Flag Warning - Catastrophic Fires | 2054 | 3.3602e-09 | 3.3602e-09 | 19462.1283 | 340.5356 | 11757.1413 | 7364.4514 | 0 | 0 | 4.3375e-06 | 6.5397e-05 | 0 | 6.5397e-05 | 6.5397e-05 | 0 | 6.5397e-05 | [22 empty] | 7.3.3.17.5 (Remote Grid) Updates to grid topology to minimize risk of ignition in HFTDs Remote GridWLDFRVegetation ContactAggregated | WLDFR | HFTD - Distribution - Tier 2 - 1QU CoRE ¦ 2QU LoRE | Red Flag Warning - Large Fires | Vegetation Contact | Aggregated | 2054 | 5.0489e-05 | 353.5334 | 0.01785 | 2054 | Mitigation | 0.95 | 45 | 0 | esc | 0.00097009 | 4.8979e-08 | 0.00097009 | 4.8979e-08
[79 empty] | WLDFR | HFTD - Distribution - Tier 2 - 2QU CoRE ¦ 3QU LoRE | Non-Red Flag Warning - Catastrophic Fires | 2055 | 3.3602e-09 | 3.3602e-09 | 19462.1283 | 340.5356 | 11757.1413 | 7364.4514 | 0 | 0 | 4.3375e-06 | 6.5397e-05 | 0 | 6.5397e-05 | 6.5397e-05 | 0 | 6.5397e-05 | [22 empty] | 7.3.3.17.5 (Remote Grid) Updates to grid topology to minimize risk of ignition in HFTDs Remote GridWLDFRVegetation ContactAggregated | WLDFR | HFTD - Distribution - Tier 2 - 1QU CoRE ¦ 2QU LoRE | Red Flag Warning - Large Fires | Vegetation Contact | Aggregated | 2055 | 5.0489e-05 | 353.5334 | 0.01785 | 2055 | Mitigation | 0.95 | 45 | 0 | esc | 0.00097009 | 4.8979e-08 | 0.00097009 | 4.8979e-08
[79 empty] | WLDFR | HFTD - Distribution - Tier 2 - 2QU CoRE ¦ 3QU LoRE | Non-Red Flag Warning - Catastrophic Fires | 2056 | 3.3602e-09 | 3.3602e-09 | 19462.1283 | 340.5356 | 11757.1413 | 7364.4514 | 0 | 0 | 4.3375e-06 | 6.5397e-05 | 0 | 6.5397e-05 | 6.5397e-05 | 0 | 6.5397e-05 | [22 empty] | 7.3.3.17.5 (Remote Grid) Updates to grid topology to minimize risk of ignition in HFTDs Remote GridWLDFRVegetation ContactAggregated | WLDFR | HFTD - Distribution - Tier 2 - 1QU CoRE ¦ 2QU LoRE | Red Flag Warning - Large Fires | Vegetation Contact | Aggregated | 2056 | 5.0489e-05 | 353.5334 | 0.01785 | 2056 | Mitigation | 0.95 | 45 | 0 | esc | 0.00097009 | 4.8979e-08 | 0.00097009 | 4.8979e-08
[79 empty] | WLDFR | HFTD - Distribution - Tier 2 - 2QU CoRE ¦ 3QU LoRE | Non-Red Flag Warning - Catastrophic Fires | 2057 | 3.3602e-09 | 3.3602e-09 | 19462.1283 | 340.5356 | 11757.1413 | 7364.4514 | 0 | 0 | 4.3375e-06 | 6.5397e-05 | 0 | 6.5397e-05 | 6.5397e-05 | 0 | 6.5397e-05 | [22 empty] | 7.3.3.17.5 (Remote Grid) Updates to grid topology to minimize risk of ignition in HFTDs Remote GridWLDFRVegetation ContactAggregated | WLDFR | HFTD - Distribution - Tier 2 - 1QU CoRE ¦ 2QU LoRE | Red Flag Warning - Large Fires | Vegetation Contact | Aggregated | 2057 | 5.0489e-05 | 353.5334 | 0.01785 | 2057 | Mitigation | 0.95 | 45 | 0 | esc | 0.00097009 | 4.8979e-08 | 0.00097009 | 4.8979e-08
[79 empty] | WLDFR | HFTD - Distribution - Tier 2 - 2QU CoRE ¦ 3QU LoRE | Non-Red Flag Warning - Catastrophic Fires | 2058 | 3.3602e-09 | 3.3602e-09 | 20390.4035 | 362.3049 | 12307.8747 | 7720.2238 | 0 | 0 | 4.3375e-06 | 6.8516e-05 | 0 | 6.8516e-05 | 6.8516e-05 | 0 | 6.8516e-05 | [22 empty] | 7.3.3.17.5 (Remote Grid) Updates to grid topology to minimize risk of ignition in HFTDs Remote GridWLDFRVegetation ContactAggregated | WLDFR | HFTD - Distribution - Tier 2 - 1QU CoRE ¦ 2QU LoRE | Red Flag Warning - Large Fires | Vegetation Contact | Aggregated | 2058 | 5.0489e-05 | 353.5334 | 0.01785 | 2058 | Mitigation | 0.95 | 45 | 0 | esc | 0.00097009 | 4.8979e-08 | 0.00097009 | 4.8979e-08
[79 empty] | WLDFR | HFTD - Distribution - Tier 2 - 2QU CoRE ¦ 3QU LoRE | Non-Red Flag Warning - Catastrophic Fires | 2059 | 3.3602e-09 | 3.3602e-09 | 20390.4035 | 362.3049 | 12307.8747 | 7720.2238 | 0 | 0 | 4.3375e-06 | 6.8516e-05 | 0 | 6.8516e-05 | 6.8516e-05 | 0 | 6.8516e-05 | [22 empty] | 7.3.3.17.5 (Remote Grid) Updates to grid topology to minimize risk of ignition in HFTDs Remote GridWLDFRVegetation ContactAggregated | WLDFR | HFTD - Distribution - Tier 2 - 1QU CoRE ¦ 2QU LoRE | Red Flag Warning - Large Fires | Vegetation Contact | Aggregated | 2059 | 5.0489e-05 | 353.5334 | 0.01785 | 2059 | Mitigation | 0.95 | 45 | 0 | esc | 0.00097009 | 4.8979e-08 | 0.00097009 | 4.8979e-08
[79 empty] | WLDFR | HFTD - Distribution - Tier 2 - 2QU CoRE ¦ 3QU LoRE | Non-Red Flag Warning - Catastrophic Fires | 2060 | 3.3602e-09 | 3.3602e-09 | 20390.4035 | 362.3049 | 12307.8747 | 7720.2238 | 0 | 0 | 4.3375e-06 | 6.8516e-05 | 0 | 6.8516e-05 | 6.8516e-05 | 0 | 6.8516e-05 | [22 empty] | 7.3.3.17.5 (Remote Grid) Updates to grid topology to minimize risk of ignition in HFTDs Remote GridWLDFRVegetation ContactAggregated | WLDFR | HFTD - Distribution - Tier 2 - 1QU CoRE ¦ 2QU LoRE | Red Flag Warning - Large Fires | Vegetation Contact | Aggregated | 2060 | 5.0489e-05 | 353.5334 | 0.01785 | 2060 | Mitigation | 0.95 | 45 | 0 | esc | 0.00097009 | 4.8979e-08 | 0.00097009 | 4.8979e-08
[79 empty] | WLDFR | HFTD - Distribution - Tier 2 - 2QU CoRE ¦ 3QU LoRE | Non-Red Flag Warning - Catastrophic Fires | 2061 | 3.3602e-09 | 3.3602e-09 | 20390.4035 | 362.3049 | 12307.8747 | 7720.2238 | 0 | 0 | 4.3375e-06 | 6.8516e-05 | 0 | 6.8516e-05 | 6.8516e-05 | 0 | 6.8516e-05 | [22 empty] | 7.3.3.17.5 (Remote Grid) Updates to grid topology to minimize risk of ignition in HFTDs Remote GridWLDFRVegetation ContactAggregated | WLDFR | HFTD - Distribution - Tier 2 - 1QU CoRE ¦ 2QU LoRE | Red Flag Warning - Large Fires | Vegetation Contact | Aggregated | 2061 | 5.0489e-05 | 353.5334 | 0.01785 | 2061 | Mitigation | 0.95 | 45 | 0 | esc | 0.00097009 | 4.8979e-08 | 0.00097009 | 4.8979e-08
[79 empty] | WLDFR | HFTD - Distribution - Tier 2 - 2QU CoRE ¦ 3QU LoRE | Non-Red Flag Warning - Catastrophic Fires | 2062 | 3.3602e-09 | 3.3602e-09 | 20390.4035 | 362.3049 | 12307.8747 | 7720.2238 | 0 | 0 | 4.3375e-06 | 6.8516e-05 | 0 | 6.8516e-05 | 6.8516e-05 | 0 | 6.8516e-05 | [22 empty] | 7.3.3.17.5 (Remote Grid) Updates to grid topology to minimize risk of ignition in HFTDs Remote GridWLDFRVegetation ContactAggregated | WLDFR | HFTD - Distribution - Tier 2 - 1QU CoRE ¦ 2QU LoRE | Red Flag Warning - Large Fires | Vegetation Contact | Aggregated | 2062 | 5.0489e-05 | 353.5334 | 0.01785 | 2062 | Mitigation | 0.95 | 45 | 0 | esc | 0.00097009 | 4.8979e-08 | 0.00097009 | 4.8979e-08
[79 empty] | WLDFR | HFTD - Distribution - Tier 2 - 2QU CoRE ¦ 3QU LoRE | Non-Red Flag Warning - Catastrophic Fires | 2063 | 3.3602e-09 | 3.3602e-09 | 21325.9188 | 384.5316 | 12862.0997 | 8079.2876 | 0 | 0 | 4.3375e-06 | 7.166e-05 | 0 | 7.166e-05 | 7.166e-05 | 0 | 7.166e-05 | [22 empty] | 7.3.3.17.5 (Remote Grid) Updates to grid topology to minimize risk of ignition in HFTDs Remote GridWLDFRVegetation ContactAggregated | WLDFR | HFTD - Distribution - Tier 2 - 1QU CoRE ¦ 2QU LoRE | Red Flag Warning - Large Fires | Vegetation Contact | Aggregated | 2063 | 5.0489e-05 | 353.5334 | 0.01785 | 2063 | Mitigation | 0.95 | 45 | 0 | esc | 0.00097009 | 4.8979e-08 | 0.00097009 | 4.8979e-08
[79 empty] | WLDFR | HFTD - Distribution - Tier 2 - 2QU CoRE ¦ 3QU LoRE | Non-Red Flag Warning - Catastrophic Fires | 2064 | 3.3602e-09 | 3.3602e-09 | 21325.9188 | 384.5316 | 12862.0997 | 8079.2876 | 0 | 0 | 4.3375e-06 | 7.166e-05 | 0 | 7.166e-05 | 7.166e-05 | 0 | 7.166e-05 | [22 empty] | 7.3.3.17.5 (Remote Grid) Updates to grid topology to minimize risk of ignition in HFTDs Remote GridWLDFRVegetation ContactAggregated | WLDFR | HFTD - Distribution - Tier 2 - 1QU CoRE ¦ 2QU LoRE | Red Flag Warning - Large Fires | Vegetation Contact | Aggregated | 2064 | 5.0489e-05 | 353.5334 | 0.01785 | 2064 | Mitigation | 0.95 | 45 | 0 | esc | 0.00097009 | 4.8979e-08 | 0.00097009 | 4.8979e-08
[79 empty] | WLDFR | HFTD - Distribution - Tier 2 - 2QU CoRE ¦ 3QU LoRE | Non-Red Flag Warning - Catastrophic Fires | 2065 | 3.3602e-09 | 3.3602e-09 | 21325.9188 | 384.5316 | 12862.0997 | 8079.2876 | 0 | 0 | 4.3375e-06 | 7.166e-05 | 0 | 7.166e-05 | 7.166e-05 | 0 | 7.166e-05 | [22 empty] | 7.3.3.17.5 (Remote Grid) Updates to grid topology to minimize risk of ignition in HFTDs Remote GridWLDFRVegetation ContactAggregated | WLDFR | HFTD - Distribution - Tier 2 - 1QU CoRE ¦ 2QU LoRE | Red Flag Warning - Large Fires | Vegetation Contact | Aggregated | 2065 | 5.0489e-05 | 353.5334 | 0.01785 | 2065 | Mitigation | 0.95 | 45 | 0 | esc | 0.00097009 | 4.8979e-08 | 0.00097009 | 4.8979e-08
[79 empty] | WLDFR | HFTD - Distribution - Tier 2 - 2QU CoRE ¦ 3QU LoRE | Non-Red Flag Warning - Catastrophic Fires | 2066 | 3.3602e-09 | 3.3602e-09 | 21325.9188 | 384.5316 | 12862.0997 | 8079.2876 | 0 | 0 | 4.3375e-06 | 7.166e-05 | 0 | 7.166e-05 | 7.166e-05 | 0 | 7.166e-05 | [22 empty] | 7.3.3.17.5 (Remote Grid) Updates to grid topology to minimize risk of ignition in HFTDs Remote GridWLDFRVegetation ContactAggregated | WLDFR | HFTD - Distribution - Tier 2 - 1QU CoRE ¦ 2QU LoRE | Red Flag Warning - Large Fires | Vegetation Contact | Aggregated | 2066 | 5.0489e-05 | 353.5334 | 0.01785 | 2066 | Mitigation | 0.95 | 45 | 0 | esc | 0.00097009 | 4.8979e-08 | 0.00097009 | 4.8979e-08
[79 empty] | WLDFR | HFTD - Distribution - Tier 2 - 2QU CoRE ¦ 3QU LoRE | Non-Red Flag Warning - Catastrophic Fires | 2067 | 0 | 3.3602e-09 | 21325.9188 | 384.5316 | 12862.0997 | 8079.2876 | 0 | 0 | 4.3375e-06 | 0 | 0 | 0 | 7.166e-05 | 0 | 7.166e-05 | [22 empty] | 7.3.3.17.5 (Remote Grid) Updates to grid topology to minimize risk of ignition in HFTDs Remote GridWLDFRVegetation ContactAggregated | WLDFR | HFTD - Distribution - Tier 2 - 1QU CoRE ¦ 2QU LoRE | Red Flag Warning - Large Fires | Vegetation Contact | Aggregated | 2067 | 5.0489e-05 | 353.5334 | 0.01785 | 2067 | Mitigation | 0.95 | 45 | 0 | esc | 0 | 0 | 0.00097009 | 4.8979e-08
[79 empty] | WLDFR | HFTD - Distribution - Tier 2 - 2QU CoRE ¦ 3QU LoRE | Non-Red Flag Warning - Destructive Fires | 2022 | 3.3461e-09 | 0 | 8807.9522 | 222.2294 | 8585.7228 | 0 | 0 | 0 | 4.0447e-06 | 2.9472e-05 | 0 | 2.9472e-05 | 0 | 0 | 0 | [22 empty] | 7.3.3.17.5 (Remote Grid) Updates to grid topology to minimize risk of ignition in HFTDs Remote GridWLDFRContact from objectAggregated | WLDFR | HFTD - Distribution - Tier 2 - 1QU CoRE ¦ 2QU LoRE | Red Flag Warning - Small Fires | Contact from object | Aggregated | 2022 | 3.0918e-05 | 353.5334 | 0.010931 | 2022 | Mitigation | 0.95 | 45 | 0 | esc | 0.00097009 | 2.9993e-08 | 0 | 0
[79 empty] | WLDFR | HFTD - Distribution - Tier 2 - 2QU CoRE ¦ 3QU LoRE | Non-Red Flag Warning - Destructive Fires | 2023 | 3.3461e-09 | 3.3461e-09 | 9129.7461 | 233.2301 | 8896.516 | 0 | 0 | 0 | 4.0447e-06 | 3.0549e-05 | 0 | 3.0549e-05 | 3.0549e-05 | 0 | 3.0549e-05 | [22 empty] | 7.3.3.17.5 (Remote Grid) Updates to grid topology to minimize risk of ignition in HFTDs Remote GridWLDFRContact from objectAggregated | WLDFR | HFTD - Distribution - Tier 2 - 1QU CoRE ¦ 2QU LoRE | Red Flag Warning - Small Fires | Contact from object | Aggregated | 2023 | 3.0918e-05 | 353.5334 | 0.010931 | 2023 | Mitigation | 0.95 | 45 | 0 | esc | 0.00097009 | 2.9993e-08 | 0.00097009 | 2.9993e-08
[79 empty] | WLDFR | HFTD - Distribution - Tier 2 - 2QU CoRE ¦ 3QU LoRE | Non-Red Flag Warning - Destructive Fires | 2024 | 3.3461e-09 | 3.3461e-09 | 9129.7461 | 233.2301 | 8896.516 | 0 | 0 | 0 | 4.0447e-06 | 3.0549e-05 | 0 | 3.0549e-05 | 3.0549e-05 | 0 | 3.0549e-05 | [22 empty] | 7.3.3.17.5 (Remote Grid) Updates to grid topology to minimize risk of ignition in HFTDs Remote GridWLDFRContact from objectAggregated | WLDFR | HFTD - Distribution - Tier 2 - 1QU CoRE ¦ 2QU LoRE | Red Flag Warning - Small Fires | Contact from object | Aggregated | 2024 | 3.0918e-05 | 353.5334 | 0.010931 | 2024 | Mitigation | 0.95 | 45 | 0 | esc | 0.00097009 | 2.9993e-08 | 0.00097009 | 2.9993e-08
[79 empty] | WLDFR | HFTD - Distribution - Tier 2 - 2QU CoRE ¦ 3QU LoRE | Non-Red Flag Warning - Destructive Fires | 2025 | 3.3461e-09 | 3.3461e-09 | 9129.7461 | 233.2301 | 8896.516 | 0 | 0 | 0 | 4.0447e-06 | 3.0549e-05 | 0 | 3.0549e-05 | 3.0549e-05 | 0 | 3.0549e-05 | [22 empty] | 7.3.3.17.5 (Remote Grid) Updates to grid topology to minimize risk of ignition in HFTDs Remote GridWLDFRContact from objectAggregated | WLDFR | HFTD - Distribution - Tier 2 - 1QU CoRE ¦ 2QU LoRE | Red Flag Warning - Small Fires | Contact from object | Aggregated | 2025 | 3.0918e-05 | 353.5334 | 0.010931 | 2025 | Mitigation | 0.95 | 45 | 0 | esc | 0.00097009 | 2.9993e-08 | 0.00097009 | 2.9993e-08
[79 empty] | WLDFR | HFTD - Distribution - Tier 2 - 2QU CoRE ¦ 3QU LoRE | Non-Red Flag Warning - Destructive Fires | 2026 | 3.3461e-09 | 3.3461e-09 | 9129.7461 | 233.2301 | 8896.516 | 0 | 0 | 0 | 4.0447e-06 | 3.0549e-05 | 0 | 3.0549e-05 | 3.0549e-05 | 0 | 3.0549e-05 | [22 empty] | 7.3.3.17.5 (Remote Grid) Updates to grid topology to minimize risk of ignition in HFTDs Remote GridWLDFRContact from objectAggregated | WLDFR | HFTD - Distribution - Tier 2 - 1QU CoRE ¦ 2QU LoRE | Red Flag Warning - Small Fires | Contact from object | Aggregated | 2026 | 3.0918e-05 | 353.5334 | 0.010931 | 2026 | Mitigation | 0.95 | 45 | 0 | esc | 0.00097009 | 2.9993e-08 | 0.00097009 | 2.9993e-08
[79 empty] | WLDFR | HFTD - Distribution - Tier 2 - 2QU CoRE ¦ 3QU LoRE | Non-Red Flag Warning - Destructive Fires | 2027 | 3.3461e-09 | 3.3461e-09 | 9129.7461 | 233.2301 | 8896.516 | 0 | 0 | 0 | 4.0447e-06 | 3.0549e-05 | 0 | 3.0549e-05 | 3.0549e-05 | 0 | 3.0549e-05 | [22 empty] | 7.3.3.17.5 (Remote Grid) Updates to grid topology to minimize risk of ignition in HFTDs Remote GridWLDFRContact from objectAggregated | WLDFR | HFTD - Distribution - Tier 2 - 1QU CoRE ¦ 2QU LoRE | Red Flag Warning - Small Fires | Contact from object | Aggregated | 2027 | 3.0918e-05 | 353.5334 | 0.010931 | 2027 | Mitigation | 0.95 | 45 | 0 | esc | 0.00097009 | 2.9993e-08 | 0.00097009 | 2.9993e-08
[79 empty] | WLDFR | HFTD - Distribution - Tier 2 - 2QU CoRE ¦ 3QU LoRE | Non-Red Flag Warning - Destructive Fires | 2028 | 3.3461e-09 | 3.3461e-09 | 9534.9221 | 247.273 | 9287.6491 | 0 | 0 | 0 | 4.0447e-06 | 3.1905e-05 | 0 | 3.1905e-05 | 3.1905e-05 | 0 | 3.1905e-05 | [22 empty] | 7.3.3.17.5 (Remote Grid) Updates to grid topology to minimize risk of ignition in HFTDs Remote GridWLDFRContact from objectAggregated | WLDFR | HFTD - Distribution - Tier 2 - 1QU CoRE ¦ 2QU LoRE | Red Flag Warning - Small Fires | Contact from object | Aggregated | 2028 | 3.0918e-05 | 353.5334 | 0.010931 | 2028 | Mitigation | 0.95 | 45 | 0 | esc | 0.00097009 | 2.9993e-08 | 0.00097009 | 2.9993e-08
[79 empty] | WLDFR | HFTD - Distribution - Tier 2 - 2QU CoRE ¦ 3QU LoRE | Non-Red Flag Warning - Destructive Fires | 2029 | 3.3461e-09 | 3.3461e-09 | 9534.9221 | 247.273 | 9287.6491 | 0 | 0 | 0 | 4.0447e-06 | 3.1905e-05 | 0 | 3.1905e-05 | 3.1905e-05 | 0 | 3.1905e-05 | [22 empty] | 7.3.3.17.5 (Remote Grid) Updates to grid topology to minimize risk of ignition in HFTDs Remote GridWLDFRContact from objectAggregated | WLDFR | HFTD - Distribution - Tier 2 - 1QU CoRE ¦ 2QU LoRE | Red Flag Warning - Small Fires | Contact from object | Aggregated | 2029 | 3.0918e-05 | 353.5334 | 0.010931 | 2029 | Mitigation | 0.95 | 45 | 0 | esc | 0.00097009 | 2.9993e-08 | 0.00097009 | 2.9993e-08
[79 empty] | WLDFR | HFTD - Distribution - Tier 2 - 2QU CoRE ¦ 3QU LoRE | Non-Red Flag Warning - Destructive Fires | 2030 | 3.3461e-09 | 3.3461e-09 | 9534.9221 | 247.273 | 9287.6491 | 0 | 0 | 0 | 4.0447e-06 | 3.1905e-05 | 0 | 3.1905e-05 | 3.1905e-05 | 0 | 3.1905e-05 | [22 empty] | 7.3.3.17.5 (Remote Grid) Updates to grid topology to minimize risk of ignition in HFTDs Remote GridWLDFRContact from objectAggregated | WLDFR | HFTD - Distribution - Tier 2 - 1QU CoRE ¦ 2QU LoRE | Red Flag Warning - Small Fires | Contact from object | Aggregated | 2030 | 3.0918e-05 | 353.5334 | 0.010931 | 2030 | Mitigation | 0.95 | 45 | 0 | esc | 0.00097009 | 2.9993e-08 | 0.00097009 | 2.9993e-08
[79 empty] | WLDFR | HFTD - Distribution - Tier 2 - 2QU CoRE ¦ 3QU LoRE | Non-Red Flag Warning - Destructive Fires | 2031 | 3.3461e-09 | 3.3461e-09 | 9534.9221 | 247.273 | 9287.6491 | 0 | 0 | 0 | 4.0447e-06 | 3.1905e-05 | 0 | 3.1905e-05 | 3.1905e-05 | 0 | 3.1905e-05 | [22 empty] | 7.3.3.17.5 (Remote Grid) Updates to grid topology to minimize risk of ignition in HFTDs Remote GridWLDFRContact from objectAggregated | WLDFR | HFTD - Distribution - Tier 2 - 1QU CoRE ¦ 2QU LoRE | Red Flag Warning - Small Fires | Contact from object | Aggregated | 2031 | 3.0918e-05 | 353.5334 | 0.010931 | 2031 | Mitigation | 0.95 | 45 | 0 | esc | 0.00097009 | 2.9993e-08 | 0.00097009 | 2.9993e-08
[79 empty] | WLDFR | HFTD - Distribution - Tier 2 - 2QU CoRE ¦ 3QU LoRE | Non-Red Flag Warning - Destructive Fires | 2032 | 3.3461e-09 | 3.3461e-09 | 9534.9221 | 247.273 | 9287.6491 | 0 | 0 | 0 | 4.0447e-06 | 3.1905e-05 | 0 | 3.1905e-05 | 3.1905e-05 | 0 | 3.1905e-05 | [22 empty] | 7.3.3.17.5 (Remote Grid) Updates to grid topology to minimize risk of ignition in HFTDs Remote GridWLDFRContact from objectAggregated | WLDFR | HFTD - Distribution - Tier 2 - 1QU CoRE ¦ 2QU LoRE | Red Flag Warning - Small Fires | Contact from object | Aggregated | 2032 | 3.0918e-05 | 353.5334 | 0.010931 | 2032 | Mitigation | 0.95 | 45 | 0 | esc | 0.00097009 | 2.9993e-08 | 0.00097009 | 2.9993e-08
[79 empty] | WLDFR | HFTD - Distribution - Tier 2 - 2QU CoRE ¦ 3QU LoRE | Non-Red Flag Warning - Destructive Fires | 2033 | 3.3461e-09 | 3.3461e-09 | 9984.8474 | 263.1074 | 9721.74 | 0 | 0 | 0 | 4.0447e-06 | 3.341e-05 | 0 | 3.341e-05 | 3.341e-05 | 0 | 3.341e-05 | [22 empty] | 7.3.3.17.5 (Remote Grid) Updates to grid topology to minimize risk of ignition in HFTDs Remote GridWLDFRContact from objectAggregated | WLDFR | HFTD - Distribution - Tier 2 - 1QU CoRE ¦ 2QU LoRE | Red Flag Warning - Small Fires | Contact from object | Aggregated | 2033 | 3.0918e-05 | 353.5334 | 0.010931 | 2033 | Mitigation | 0.95 | 45 | 0 | esc | 0.00097009 | 2.9993e-08 | 0.00097009 | 2.9993e-08
[79 empty] | WLDFR | HFTD - Distribution - Tier 2 - 2QU CoRE ¦ 3QU LoRE | Non-Red Flag Warning - Destructive Fires | 2034 | 3.3461e-09 | 3.3461e-09 | 9984.8474 | 263.1074 | 9721.74 | 0 | 0 | 0 | 4.0447e-06 | 3.341e-05 | 0 | 3.341e-05 | 3.341e-05 | 0 | 3.341e-05 | [22 empty] | 7.3.3.17.5 (Remote Grid) Updates to grid topology to minimize risk of ignition in HFTDs Remote GridWLDFRContact from objectAggregated | WLDFR | HFTD - Distribution - Tier 2 - 1QU CoRE ¦ 2QU LoRE | Red Flag Warning - Small Fires | Contact from object | Aggregated | 2034 | 3.0918e-05 | 353.5334 | 0.010931 | 2034 | Mitigation | 0.95 | 45 | 0 | esc | 0.00097009 | 2.9993e-08 | 0.00097009 | 2.9993e-08
[79 empty] | WLDFR | HFTD - Distribution - Tier 2 - 2QU CoRE ¦ 3QU LoRE | Non-Red Flag Warning - Destructive Fires | 2035 | 3.3461e-09 | 3.3461e-09 | 9984.8474 | 263.1074 | 9721.74 | 0 | 0 | 0 | 4.0447e-06 | 3.341e-05 | 0 | 3.341e-05 | 3.341e-05 | 0 | 3.341e-05 | [22 empty] | 7.3.3.17.5 (Remote Grid) Updates to grid topology to minimize risk of ignition in HFTDs Remote GridWLDFRContact from objectAggregated | WLDFR | HFTD - Distribution - Tier 2 - 1QU CoRE ¦ 2QU LoRE | Red Flag Warning - Small Fires | Contact from object | Aggregated | 2035 | 3.0918e-05 | 353.5334 | 0.010931 | 2035 | Mitigation | 0.95 | 45 | 0 | esc | 0.00097009 | 2.9993e-08 | 0.00097009 | 2.9993e-08
[79 empty] | WLDFR | HFTD - Distribution - Tier 2 - 2QU CoRE ¦ 3QU LoRE | Non-Red Flag Warning - Destructive Fires | 2036 | 3.3461e-09 | 3.3461e-09 | 9984.8474 | 263.1074 | 9721.74 | 0 | 0 | 0 | 4.0447e-06 | 3.341e-05 | 0 | 3.341e-05 | 3.341e-05 | 0 | 3.341e-05 | [22 empty] | 7.3.3.17.5 (Remote Grid) Updates to grid topology to minimize risk of ignition in HFTDs Remote GridWLDFRContact from objectAggregated | WLDFR | HFTD - Distribution - Tier 2 - 1QU CoRE ¦ 2QU LoRE | Red Flag Warning - Small Fires | Contact from object | Aggregated | 2036 | 3.0918e-05 | 353.5334 | 0.010931 | 2036 | Mitigation | 0.95 | 45 | 0 | esc | 0.00097009 | 2.9993e-08 | 0.00097009 | 2.9993e-08
[79 empty] | WLDFR | HFTD - Distribution - Tier 2 - 2QU CoRE ¦ 3QU LoRE | Non-Red Flag Warning - Destructive Fires | 2037 | 3.3461e-09 | 3.3461e-09 | 9984.8474 | 263.1074 | 9721.74 | 0 | 0 | 0 | 4.0447e-06 | 3.341e-05 | 0 | 3.341e-05 | 3.341e-05 | 0 | 3.341e-05 | [22 empty] | 7.3.3.17.5 (Remote Grid) Updates to grid topology to minimize risk of ignition in HFTDs Remote GridWLDFRContact from objectAggregated | WLDFR | HFTD - Distribution - Tier 2 - 1QU CoRE ¦ 2QU LoRE | Red Flag Warning - Small Fires | Contact from object | Aggregated | 2037 | 3.0918e-05 | 353.5334 | 0.010931 | 2037 | Mitigation | 0.95 | 45 | 0 | esc | 0.00097009 | 2.9993e-08 | 0.00097009 | 2.9993e-08
[79 empty] | WLDFR | HFTD - Distribution - Tier 2 - 2QU CoRE ¦ 3QU LoRE | Non-Red Flag Warning - Destructive Fires | 2038 | 3.3461e-09 | 3.3461e-09 | 10472.8261 | 280.5544 | 10192.2718 | 0 | 0 | 0 | 4.0447e-06 | 3.5043e-05 | 0 | 3.5043e-05 | 3.5043e-05 | 0 | 3.5043e-05 | [22 empty] | 7.3.3.17.5 (Remote Grid) Updates to grid topology to minimize risk of ignition in HFTDs Remote GridWLDFRContact from objectAggregated | WLDFR | HFTD - Distribution - Tier 2 - 1QU CoRE ¦ 2QU LoRE | Red Flag Warning - Small Fires | Contact from object | Aggregated | 2038 | 3.0918e-05 | 353.5334 | 0.010931 | 2038 | Mitigation | 0.95 | 45 | 0 | esc | 0.00097009 | 2.9993e-08 | 0.00097009 | 2.9993e-08
[79 empty] | WLDFR | HFTD - Distribution - Tier 2 - 2QU CoRE ¦ 3QU LoRE | Non-Red Flag Warning - Destructive Fires | 2039 | 3.3461e-09 | 3.3461e-09 | 10472.8261 | 280.5544 | 10192.2718 | 0 | 0 | 0 | 4.0447e-06 | 3.5043e-05 | 0 | 3.5043e-05 | 3.5043e-05 | 0 | 3.5043e-05 | [22 empty] | 7.3.3.17.5 (Remote Grid) Updates to grid topology to minimize risk of ignition in HFTDs Remote GridWLDFRContact from objectAggregated | WLDFR | HFTD - Distribution - Tier 2 - 1QU CoRE ¦ 2QU LoRE | Red Flag Warning - Small Fires | Contact from object | Aggregated | 2039 | 3.0918e-05 | 353.5334 | 0.010931 | 2039 | Mitigation | 0.95 | 45 | 0 | esc | 0.00097009 | 2.9993e-08 | 0.00097009 | 2.9993e-08
[79 empty] | WLDFR | HFTD - Distribution - Tier 2 - 2QU CoRE ¦ 3QU LoRE | Non-Red Flag Warning - Destructive Fires | 2040 | 3.3461e-09 | 3.3461e-09 | 10472.8261 | 280.5544 | 10192.2718 | 0 | 0 | 0 | 4.0447e-06 | 3.5043e-05 | 0 | 3.5043e-05 | 3.5043e-05 | 0 | 3.5043e-05 | [22 empty] | 7.3.3.17.5 (Remote Grid) Updates to grid topology to minimize risk of ignition in HFTDs Remote GridWLDFRContact from objectAggregated | WLDFR | HFTD - Distribution - Tier 2 - 1QU CoRE ¦ 2QU LoRE | Red Flag Warning - Small Fires | Contact from object | Aggregated | 2040 | 3.0918e-05 | 353.5334 | 0.010931 | 2040 | Mitigation | 0.95 | 45 | 0 | esc | 0.00097009 | 2.9993e-08 | 0.00097009 | 2.9993e-08
[79 empty] | WLDFR | HFTD - Distribution - Tier 2 - 2QU CoRE ¦ 3QU LoRE | Non-Red Flag Warning - Destructive Fires | 2041 | 3.3461e-09 | 3.3461e-09 | 10472.8261 | 280.5544 | 10192.2718 | 0 | 0 | 0 | 4.0447e-06 | 3.5043e-05 | 0 | 3.5043e-05 | 3.5043e-05 | 0 | 3.5043e-05 | [22 empty] | 7.3.3.17.5 (Remote Grid) Updates to grid topology to minimize risk of ignition in HFTDs Remote GridWLDFRContact from objectAggregated | WLDFR | HFTD - Distribution - Tier 2 - 1QU CoRE ¦ 2QU LoRE | Red Flag Warning - Small Fires | Contact from object | Aggregated | 2041 | 3.0918e-05 | 353.5334 | 0.010931 | 2041 | Mitigation | 0.95 | 45 | 0 | esc | 0.00097009 | 2.9993e-08 | 0.00097009 | 2.9993e-08
[79 empty] | WLDFR | HFTD - Distribution - Tier 2 - 2QU CoRE ¦ 3QU LoRE | Non-Red Flag Warning - Destructive Fires | 2042 | 3.3461e-09 | 3.3461e-09 | 10472.8261 | 280.5544 | 10192.2718 | 0 | 0 | 0 | 4.0447e-06 | 3.5043e-05 | 0 | 3.5043e-05 | 3.5043e-05 | 0 | 3.5043e-05 | [22 empty] | 7.3.3.17.5 (Remote Grid) Updates to grid topology to minimize risk of ignition in HFTDs Remote GridWLDFRContact from objectAggregated | WLDFR | HFTD - Distribution - Tier 2 - 1QU CoRE ¦ 2QU LoRE | Red Flag Warning - Small Fires | Contact from object | Aggregated | 2042 | 3.0918e-05 | 353.5334 | 0.010931 | 2042 | Mitigation | 0.95 | 45 | 0 | esc | 0.00097009 | 2.9993e-08 | 0.00097009 | 2.9993e-08
[79 empty] | WLDFR | HFTD - Distribution - Tier 2 - 2QU CoRE ¦ 3QU LoRE | Non-Red Flag Warning - Destructive Fires | 2043 | 3.3461e-09 | 3.3461e-09 | 10992.1562 | 299.42 | 10692.7362 | 0 | 0 | 0 | 4.0447e-06 | 3.6781e-05 | 0 | 3.6781e-05 | 3.6781e-05 | 0 | 3.6781e-05 | [22 empty] | 7.3.3.17.5 (Remote Grid) Updates to grid topology to minimize risk of ignition in HFTDs Remote GridWLDFRContact from objectAggregated | WLDFR | HFTD - Distribution - Tier 2 - 1QU CoRE ¦ 2QU LoRE | Red Flag Warning - Small Fires | Contact from object | Aggregated | 2043 | 3.0918e-05 | 353.5334 | 0.010931 | 2043 | Mitigation | 0.95 | 45 | 0 | esc | 0.00097009 | 2.9993e-08 | 0.00097009 | 2.9993e-08
[79 empty] | WLDFR | HFTD - Distribution - Tier 2 - 2QU CoRE ¦ 3QU LoRE | Non-Red Flag Warning - Destructive Fires | 2044 | 3.3461e-09 | 3.3461e-09 | 10992.1562 | 299.42 | 10692.7362 | 0 | 0 | 0 | 4.0447e-06 | 3.6781e-05 | 0 | 3.6781e-05 | 3.6781e-05 | 0 | 3.6781e-05 | [22 empty] | 7.3.3.17.5 (Remote Grid) Updates to grid topology to minimize risk of ignition in HFTDs Remote GridWLDFRContact from objectAggregated | WLDFR | HFTD - Distribution - Tier 2 - 1QU CoRE ¦ 2QU LoRE | Red Flag Warning - Small Fires | Contact from object | Aggregated | 2044 | 3.0918e-05 | 353.5334 | 0.010931 | 2044 | Mitigation | 0.95 | 45 | 0 | esc | 0.00097009 | 2.9993e-08 | 0.00097009 | 2.9993e-08
[79 empty] | WLDFR | HFTD - Distribution - Tier 2 - 2QU CoRE ¦ 3QU LoRE | Non-Red Flag Warning - Destructive Fires | 2045 | 3.3461e-09 | 3.3461e-09 | 10992.1562 | 299.42 | 10692.7362 | 0 | 0 | 0 | 4.0447e-06 | 3.6781e-05 | 0 | 3.6781e-05 | 3.6781e-05 | 0 | 3.6781e-05 | [22 empty] | 7.3.3.17.5 (Remote Grid) Updates to grid topology to minimize risk of ignition in HFTDs Remote GridWLDFRContact from objectAggregated | WLDFR | HFTD - Distribution - Tier 2 - 1QU CoRE ¦ 2QU LoRE | Red Flag Warning - Small Fires | Contact from object | Aggregated | 2045 | 3.0918e-05 | 353.5334 | 0.010931 | 2045 | Mitigation | 0.95 | 45 | 0 | esc | 0.00097009 | 2.9993e-08 | 0.00097009 | 2.9993e-08
[79 empty] | WLDFR | HFTD - Distribution - Tier 2 - 2QU CoRE ¦ 3QU LoRE | Non-Red Flag Warning - Destructive Fires | 2046 | 3.3461e-09 | 3.3461e-09 | 10992.1562 | 299.42 | 10692.7362 | 0 | 0 | 0 | 4.0447e-06 | 3.6781e-05 | 0 | 3.6781e-05 | 3.6781e-05 | 0 | 3.6781e-05 | [22 empty] | 7.3.3.17.5 (Remote Grid) Updates to grid topology to minimize risk of ignition in HFTDs Remote GridWLDFRContact from objectAggregated | WLDFR | HFTD - Distribution - Tier 2 - 1QU CoRE ¦ 2QU LoRE | Red Flag Warning - Small Fires | Contact from object | Aggregated | 2046 | 3.0918e-05 | 353.5334 | 0.010931 | 2046 | Mitigation | 0.95 | 45 | 0 | esc | 0.00097009 | 2.9993e-08 | 0.00097009 | 2.9993e-08
[79 empty] | WLDFR | HFTD - Distribution - Tier 2 - 2QU CoRE ¦ 3QU LoRE | Non-Red Flag Warning - Destructive Fires | 2047 | 3.3461e-09 | 3.3461e-09 | 10992.1562 | 299.42 | 10692.7362 | 0 | 0 | 0 | 4.0447e-06 | 3.6781e-05 | 0 | 3.6781e-05 | 3.6781e-05 | 0 | 3.6781e-05 | [22 empty] | 7.3.3.17.5 (Remote Grid) Updates to grid topology to minimize risk of ignition in HFTDs Remote GridWLDFRContact from objectAggregated | WLDFR | HFTD - Distribution - Tier 2 - 1QU CoRE ¦ 2QU LoRE | Red Flag Warning - Small Fires | Contact from object | Aggregated | 2047 | 3.0918e-05 | 353.5334 | 0.010931 | 2047 | Mitigation | 0.95 | 45 | 0 | esc | 0.00097009 | 2.9993e-08 | 0.00097009 | 2.9993e-08
[79 empty] | WLDFR | HFTD - Distribution - Tier 2 - 2QU CoRE ¦ 3QU LoRE | Non-Red Flag Warning - Destructive Fires | 2048 | 3.3461e-09 | 3.3461e-09 | 11536.0538 | 319.4911 | 11216.5626 | 0 | 0 | 0 | 4.0447e-06 | 3.8601e-05 | 0 | 3.8601e-05 | 3.8601e-05 | 0 | 3.8601e-05 | [22 empty] | 7.3.3.17.5 (Remote Grid) Updates to grid topology to minimize risk of ignition in HFTDs Remote GridWLDFRContact from objectAggregated | WLDFR | HFTD - Distribution - Tier 2 - 1QU CoRE ¦ 2QU LoRE | Red Flag Warning - Small Fires | Contact from object | Aggregated | 2048 | 3.0918e-05 | 353.5334 | 0.010931 | 2048 | Mitigation | 0.95 | 45 | 0 | esc | 0.00097009 | 2.9993e-08 | 0.00097009 | 2.9993e-08
[79 empty] | WLDFR | HFTD - Distribution - Tier 2 - 2QU CoRE ¦ 3QU LoRE | Non-Red Flag Warning - Destructive Fires | 2049 | 3.3461e-09 | 3.3461e-09 | 11536.0538 | 319.4911 | 11216.5626 | 0 | 0 | 0 | 4.0447e-06 | 3.8601e-05 | 0 | 3.8601e-05 | 3.8601e-05 | 0 | 3.8601e-05 | [22 empty] | 7.3.3.17.5 (Remote Grid) Updates to grid topology to minimize risk of ignition in HFTDs Remote GridWLDFRContact from objectAggregated | WLDFR | HFTD - Distribution - Tier 2 - 1QU CoRE ¦ 2QU LoRE | Red Flag Warning - Small Fires | Contact from object | Aggregated | 2049 | 3.0918e-05 | 353.5334 | 0.010931 | 2049 | Mitigation | 0.95 | 45 | 0 | esc | 0.00097009 | 2.9993e-08 | 0.00097009 | 2.9993e-08
[79 empty] | WLDFR | HFTD - Distribution - Tier 2 - 2QU CoRE ¦ 3QU LoRE | Non-Red Flag Warning - Destructive Fires | 2050 | 3.3461e-09 | 3.3461e-09 | 11536.0538 | 319.4911 | 11216.5626 | 0 | 0 | 0 | 4.0447e-06 | 3.8601e-05 | 0 | 3.8601e-05 | 3.8601e-05 | 0 | 3.8601e-05 | [22 empty] | 7.3.3.17.5 (Remote Grid) Updates to grid topology to minimize risk of ignition in HFTDs Remote GridWLDFRContact from objectAggregated | WLDFR | HFTD - Distribution - Tier 2 - 1QU CoRE ¦ 2QU LoRE | Red Flag Warning - Small Fires | Contact from object | Aggregated | 2050 | 3.0918e-05 | 353.5334 | 0.010931 | 2050 | Mitigation | 0.95 | 45 | 0 | esc | 0.00097009 | 2.9993e-08 | 0.00097009 | 2.9993e-08
[79 empty] | WLDFR | HFTD - Distribution - Tier 2 - 2QU CoRE ¦ 3QU LoRE | Non-Red Flag Warning - Destructive Fires | 2051 | 3.3461e-09 | 3.3461e-09 | 11536.0538 | 319.4911 | 11216.5626 | 0 | 0 | 0 | 4.0447e-06 | 3.8601e-05 | 0 | 3.8601e-05 | 3.8601e-05 | 0 | 3.8601e-05 | [22 empty] | 7.3.3.17.5 (Remote Grid) Updates to grid topology to minimize risk of ignition in HFTDs Remote GridWLDFRContact from objectAggregated | WLDFR | HFTD - Distribution - Tier 2 - 1QU CoRE ¦ 2QU LoRE | Red Flag Warning - Small Fires | Contact from object | Aggregated | 2051 | 3.0918e-05 | 353.5334 | 0.010931 | 2051 | Mitigation | 0.95 | 45 | 0 | esc | 0.00097009 | 2.9993e-08 | 0.00097009 | 2.9993e-08
[79 empty] | WLDFR | HFTD - Distribution - Tier 2 - 2QU CoRE ¦ 3QU LoRE | Non-Red Flag Warning - Destructive Fires | 2052 | 3.3461e-09 | 3.3461e-09 | 11536.0538 | 319.4911 | 11216.5626 | 0 | 0 | 0 | 4.0447e-06 | 3.8601e-05 | 0 | 3.8601e-05 | 3.8601e-05 | 0 | 3.8601e-05 | [22 empty] | 7.3.3.17.5 (Remote Grid) Updates to grid topology to minimize risk of ignition in HFTDs Remote GridWLDFRContact from objectAggregated | WLDFR | HFTD - Distribution - Tier 2 - 1QU CoRE ¦ 2QU LoRE | Red Flag Warning - Small Fires | Contact from object | Aggregated | 2052 | 3.0918e-05 | 353.5334 | 0.010931 | 2052 | Mitigation | 0.95 | 45 | 0 | esc | 0.00097009 | 2.9993e-08 | 0.00097009 | 2.9993e-08
[79 empty] | WLDFR | HFTD - Distribution - Tier 2 - 2QU CoRE ¦ 3QU LoRE | Non-Red Flag Warning - Destructive Fires | 2053 | 3.3461e-09 | 3.3461e-09 | 12097.6769 | 340.5356 | 11757.1413 | 0 | 0 | 0 | 4.0447e-06 | 4.048e-05 | 0 | 4.048e-05 | 4.048e-05 | 0 | 4.048e-05 | [22 empty] | 7.3.3.17.5 (Remote Grid) Updates to grid topology to minimize risk of ignition in HFTDs Remote GridWLDFRContact from objectAggregated | WLDFR | HFTD - Distribution - Tier 2 - 1QU CoRE ¦ 2QU LoRE | Red Flag Warning - Small Fires | Contact from object | Aggregated | 2053 | 3.0918e-05 | 353.5334 | 0.010931 | 2053 | Mitigation | 0.95 | 45 | 0 | esc | 0.00097009 | 2.9993e-08 | 0.00097009 | 2.9993e-08
[79 empty] | WLDFR | HFTD - Distribution - Tier 2 - 2QU CoRE ¦ 3QU LoRE | Non-Red Flag Warning - Destructive Fires | 2054 | 3.3461e-09 | 3.3461e-09 | 12097.6769 | 340.5356 | 11757.1413 | 0 | 0 | 0 | 4.0447e-06 | 4.048e-05 | 0 | 4.048e-05 | 4.048e-05 | 0 | 4.048e-05 | [22 empty] | 7.3.3.17.5 (Remote Grid) Updates to grid topology to minimize risk of ignition in HFTDs Remote GridWLDFRContact from objectAggregated | WLDFR | HFTD - Distribution - Tier 2 - 1QU CoRE ¦ 2QU LoRE | Red Flag Warning - Small Fires | Contact from object | Aggregated | 2054 | 3.0918e-05 | 353.5334 | 0.010931 | 2054 | Mitigation | 0.95 | 45 | 0 | esc | 0.00097009 | 2.9993e-08 | 0.00097009 | 2.9993e-08
[79 empty] | WLDFR | HFTD - Distribution - Tier 2 - 2QU CoRE ¦ 3QU LoRE | Non-Red Flag Warning - Destructive Fires | 2055 | 3.3461e-09 | 3.3461e-09 | 12097.6769 | 340.5356 | 11757.1413 | 0 | 0 | 0 | 4.0447e-06 | 4.048e-05 | 0 | 4.048e-05 | 4.048e-05 | 0 | 4.048e-05 | [22 empty] | 7.3.3.17.5 (Remote Grid) Updates to grid topology to minimize risk of ignition in HFTDs Remote GridWLDFRContact from objectAggregated | WLDFR | HFTD - Distribution - Tier 2 - 1QU CoRE ¦ 2QU LoRE | Red Flag Warning - Small Fires | Contact from object | Aggregated | 2055 | 3.0918e-05 | 353.5334 | 0.010931 | 2055 | Mitigation | 0.95 | 45 | 0 | esc | 0.00097009 | 2.9993e-08 | 0.00097009 | 2.9993e-08
[79 empty] | WLDFR | HFTD - Distribution - Tier 2 - 2QU CoRE ¦ 3QU LoRE | Non-Red Flag Warning - Destructive Fires | 2056 | 3.3461e-09 | 3.3461e-09 | 12097.6769 | 340.5356 | 11757.1413 | 0 | 0 | 0 | 4.0447e-06 | 4.048e-05 | 0 | 4.048e-05 | 4.048e-05 | 0 | 4.048e-05 | [22 empty] | 7.3.3.17.5 (Remote Grid) Updates to grid topology to minimize risk of ignition in HFTDs Remote GridWLDFRContact from objectAggregated | WLDFR | HFTD - Distribution - Tier 2 - 1QU CoRE ¦ 2QU LoRE | Red Flag Warning - Small Fires | Contact from object | Aggregated | 2056 | 3.0918e-05 | 353.5334 | 0.010931 | 2056 | Mitigation | 0.95 | 45 | 0 | esc | 0.00097009 | 2.9993e-08 | 0.00097009 | 2.9993e-08
[79 empty] | WLDFR | HFTD - Distribution - Tier 2 - 2QU CoRE ¦ 3QU LoRE | Non-Red Flag Warning - Destructive Fires | 2057 | 3.3461e-09 | 3.3461e-09 | 12097.6769 | 340.5356 | 11757.1413 | 0 | 0 | 0 | 4.0447e-06 | 4.048e-05 | 0 | 4.048e-05 | 4.048e-05 | 0 | 4.048e-05 | [22 empty] | 7.3.3.17.5 (Remote Grid) Updates to grid topology to minimize risk of ignition in HFTDs Remote GridWLDFRContact from objectAggregated | WLDFR | HFTD - Distribution - Tier 2 - 1QU CoRE ¦ 2QU LoRE | Red Flag Warning - Small Fires | Contact from object | Aggregated | 2057 | 3.0918e-05 | 353.5334 | 0.010931 | 2057 | Mitigation | 0.95 | 45 | 0 | esc | 0.00097009 | 2.9993e-08 | 0.00097009 | 2.9993e-08
[79 empty] | WLDFR | HFTD - Distribution - Tier 2 - 2QU CoRE ¦ 3QU LoRE | Non-Red Flag Warning - Destructive Fires | 2058 | 3.3461e-09 | 3.3461e-09 | 12670.1796 | 362.3049 | 12307.8747 | 0 | 0 | 0 | 4.0447e-06 | 4.2395e-05 | 0 | 4.2395e-05 | 4.2395e-05 | 0 | 4.2395e-05 | [22 empty] | 7.3.3.17.5 (Remote Grid) Updates to grid topology to minimize risk of ignition in HFTDs Remote GridWLDFRContact from objectAggregated | WLDFR | HFTD - Distribution - Tier 2 - 1QU CoRE ¦ 2QU LoRE | Red Flag Warning - Small Fires | Contact from object | Aggregated | 2058 | 3.0918e-05 | 353.5334 | 0.010931 | 2058 | Mitigation | 0.95 | 45 | 0 | esc | 0.00097009 | 2.9993e-08 | 0.00097009 | 2.9993e-08
[79 empty] | WLDFR | HFTD - Distribution - Tier 2 - 2QU CoRE ¦ 3QU LoRE | Non-Red Flag Warning - Destructive Fires | 2059 | 3.3461e-09 | 3.3461e-09 | 12670.1796 | 362.3049 | 12307.8747 | 0 | 0 | 0 | 4.0447e-06 | 4.2395e-05 | 0 | 4.2395e-05 | 4.2395e-05 | 0 | 4.2395e-05 | [22 empty] | 7.3.3.17.5 (Remote Grid) Updates to grid topology to minimize risk of ignition in HFTDs Remote GridWLDFRContact from objectAggregated | WLDFR | HFTD - Distribution - Tier 2 - 1QU CoRE ¦ 2QU LoRE | Red Flag Warning - Small Fires | Contact from object | Aggregated | 2059 | 3.0918e-05 | 353.5334 | 0.010931 | 2059 | Mitigation | 0.95 | 45 | 0 | esc | 0.00097009 | 2.9993e-08 | 0.00097009 | 2.9993e-08
[79 empty] | WLDFR | HFTD - Distribution - Tier 2 - 2QU CoRE ¦ 3QU LoRE | Non-Red Flag Warning - Destructive Fires | 2060 | 3.3461e-09 | 3.3461e-09 | 12670.1796 | 362.3049 | 12307.8747 | 0 | 0 | 0 | 4.0447e-06 | 4.2395e-05 | 0 | 4.2395e-05 | 4.2395e-05 | 0 | 4.2395e-05 | [22 empty] | 7.3.3.17.5 (Remote Grid) Updates to grid topology to minimize risk of ignition in HFTDs Remote GridWLDFRContact from objectAggregated | WLDFR | HFTD - Distribution - Tier 2 - 1QU CoRE ¦ 2QU LoRE | Red Flag Warning - Small Fires | Contact from object | Aggregated | 2060 | 3.0918e-05 | 353.5334 | 0.010931 | 2060 | Mitigation | 0.95 | 45 | 0 | esc | 0.00097009 | 2.9993e-08 | 0.00097009 | 2.9993e-08
[79 empty] | WLDFR | HFTD - Distribution - Tier 2 - 2QU CoRE ¦ 3QU LoRE | Non-Red Flag Warning - Destructive Fires | 2061 | 3.3461e-09 | 3.3461e-09 | 12670.1796 | 362.3049 | 12307.8747 | 0 | 0 | 0 | 4.0447e-06 | 4.2395e-05 | 0 | 4.2395e-05 | 4.2395e-05 | 0 | 4.2395e-05 | [22 empty] | 7.3.3.17.5 (Remote Grid) Updates to grid topology to minimize risk of ignition in HFTDs Remote GridWLDFRContact from objectAggregated | WLDFR | HFTD - Distribution - Tier 2 - 1QU CoRE ¦ 2QU LoRE | Red Flag Warning - Small Fires | Contact from object | Aggregated | 2061 | 3.0918e-05 | 353.5334 | 0.010931 | 2061 | Mitigation | 0.95 | 45 | 0 | esc | 0.00097009 | 2.9993e-08 | 0.00097009 | 2.9993e-08
[79 empty] | WLDFR | HFTD - Distribution - Tier 2 - 2QU CoRE ¦ 3QU LoRE | Non-Red Flag Warning - Destructive Fires | 2062 | 3.3461e-09 | 3.3461e-09 | 12670.1796 | 362.3049 | 12307.8747 | 0 | 0 | 0 | 4.0447e-06 | 4.2395e-05 | 0 | 4.2395e-05 | 4.2395e-05 | 0 | 4.2395e-05 | [22 empty] | 7.3.3.17.5 (Remote Grid) Updates to grid topology to minimize risk of ignition in HFTDs Remote GridWLDFRContact from objectAggregated | WLDFR | HFTD - Distribution - Tier 2 - 1QU CoRE ¦ 2QU LoRE | Red Flag Warning - Small Fires | Contact from object | Aggregated | 2062 | 3.0918e-05 | 353.5334 | 0.010931 | 2062 | Mitigation | 0.95 | 45 | 0 | esc | 0.00097009 | 2.9993e-08 | 0.00097009 | 2.9993e-08
[79 empty] | WLDFR | HFTD - Distribution - Tier 2 - 2QU CoRE ¦ 3QU LoRE | Non-Red Flag Warning - Destructive Fires | 2063 | 3.3461e-09 | 3.3461e-09 | 13246.6313 | 384.5316 | 12862.0997 | 0 | 0 | 0 | 4.0447e-06 | 4.4324e-05 | 0 | 4.4324e-05 | 4.4324e-05 | 0 | 4.4324e-05 | [22 empty] | 7.3.3.17.5 (Remote Grid) Updates to grid topology to minimize risk of ignition in HFTDs Remote GridWLDFRContact from objectAggregated | WLDFR | HFTD - Distribution - Tier 2 - 1QU CoRE ¦ 2QU LoRE | Red Flag Warning - Small Fires | Contact from object | Aggregated | 2063 | 3.0918e-05 | 353.5334 | 0.010931 | 2063 | Mitigation | 0.95 | 45 | 0 | esc | 0.00097009 | 2.9993e-08 | 0.00097009 | 2.9993e-08
[79 empty] | WLDFR | HFTD - Distribution - Tier 2 - 2QU CoRE ¦ 3QU LoRE | Non-Red Flag Warning - Destructive Fires | 2064 | 3.3461e-09 | 3.3461e-09 | 13246.6313 | 384.5316 | 12862.0997 | 0 | 0 | 0 | 4.0447e-06 | 4.4324e-05 | 0 | 4.4324e-05 | 4.4324e-05 | 0 | 4.4324e-05 | [22 empty] | 7.3.3.17.5 (Remote Grid) Updates to grid topology to minimize risk of ignition in HFTDs Remote GridWLDFRContact from objectAggregated | WLDFR | HFTD - Distribution - Tier 2 - 1QU CoRE ¦ 2QU LoRE | Red Flag Warning - Small Fires | Contact from object | Aggregated | 2064 | 3.0918e-05 | 353.5334 | 0.010931 | 2064 | Mitigation | 0.95 | 45 | 0 | esc | 0.00097009 | 2.9993e-08 | 0.00097009 | 2.9993e-08
[79 empty] | WLDFR | HFTD - Distribution - Tier 2 - 2QU CoRE ¦ 3QU LoRE | Non-Red Flag Warning - Destructive Fires | 2065 | 3.3461e-09 | 3.3461e-09 | 13246.6313 | 384.5316 | 12862.0997 | 0 | 0 | 0 | 4.0447e-06 | 4.4324e-05 | 0 | 4.4324e-05 | 4.4324e-05 | 0 | 4.4324e-05 | [22 empty] | 7.3.3.17.5 (Remote Grid) Updates to grid topology to minimize risk of ignition in HFTDs Remote GridWLDFRContact from objectAggregated | WLDFR | HFTD - Distribution - Tier 2 - 1QU CoRE ¦ 2QU LoRE | Red Flag Warning - Small Fires | Contact from object | Aggregated | 2065 | 3.0918e-05 | 353.5334 | 0.010931 | 2065 | Mitigation | 0.95 | 45 | 0 | esc | 0.00097009 | 2.9993e-08 | 0.00097009 | 2.9993e-08
[79 empty] | WLDFR | HFTD - Distribution - Tier 2 - 2QU CoRE ¦ 3QU LoRE | Non-Red Flag Warning - Destructive Fires | 2066 | 3.3461e-09 | 3.3461e-09 | 13246.6313 | 384.5316 | 12862.0997 | 0 | 0 | 0 | 4.0447e-06 | 4.4324e-05 | 0 | 4.4324e-05 | 4.4324e-05 | 0 | 4.4324e-05 | [22 empty] | 7.3.3.17.5 (Remote Grid) Updates to grid topology to minimize risk of ignition in HFTDs Remote GridWLDFRContact from objectAggregated | WLDFR | HFTD - Distribution - Tier 2 - 1QU CoRE ¦ 2QU LoRE | Red Flag Warning - Small Fires | Contact from object | Aggregated | 2066 | 3.0918e-05 | 353.5334 | 0.010931 | 2066 | Mitigation | 0.95 | 45 | 0 | esc | 0.00097009 | 2.9993e-08 | 0.00097009 | 2.9993e-08
[79 empty] | WLDFR | HFTD - Distribution - Tier 2 - 2QU CoRE ¦ 3QU LoRE | Non-Red Flag Warning - Destructive Fires | 2067 | 0 | 3.3461e-09 | 13246.6313 | 384.5316 | 12862.0997 | 0 | 0 | 0 | 4.0447e-06 | 0 | 0 | 0 | 4.4324e-05 | 0 | 4.4324e-05 | [22 empty] | 7.3.3.17.5 (Remote Grid) Updates to grid topology to minimize risk of ignition in HFTDs Remote GridWLDFRContact from objectAggregated | WLDFR | HFTD - Distribution - Tier 2 - 1QU CoRE ¦ 2QU LoRE | Red Flag Warning - Small Fires | Contact from object | Aggregated | 2067 | 3.0918e-05 | 353.5334 | 0.010931 | 2067 | Mitigation | 0.95 | 45 | 0 | esc | 0 | 0 | 0.00097009 | 2.9993e-08
[79 empty] | WLDFR | HFTD - Distribution - Tier 2 - 2QU CoRE ¦ 3QU LoRE | Non-Red Flag Warning - Large Fires | 2022 | 3.0119e-08 | 0 | 5.2406 | 0.69642 | 2.942 | 1.6022 | 0 | 0 | 3.6047e-05 | 1.5784e-07 | 0 | 1.5784e-07 | 0 | 0 | 0 | [22 empty] | 7.3.3.17.5 (Remote Grid) Updates to grid topology to minimize risk of ignition in HFTDs Remote GridWLDFRContaminationAggregated | WLDFR | HFTD - Distribution - Tier 2 - 1QU CoRE ¦ 2QU LoRE | Red Flag Warning - Small Fires | Contamination | Aggregated | 2022 | 1.4971e-07 | 353.5334 | 5.2926e-05 | 2022 | Mitigation | 0.95 | 45 | 0 | esc | 0.00097009 | 1.4523e-10 | 0 | 0
[79 empty] | WLDFR | HFTD - Distribution - Tier 2 - 2QU CoRE ¦ 3QU LoRE | Non-Red Flag Warning - Large Fires | 2023 | 3.0119e-08 | 3.0119e-08 | 5.475 | 0.71896 | 3.0715 | 1.6846 | 0 | 0 | 3.6047e-05 | 1.649e-07 | 0 | 1.649e-07 | 1.649e-07 | 0 | 1.649e-07 | [22 empty] | 7.3.3.17.5 (Remote Grid) Updates to grid topology to minimize risk of ignition in HFTDs Remote GridWLDFRContaminationAggregated | WLDFR | HFTD - Distribution - Tier 2 - 1QU CoRE ¦ 2QU LoRE | Red Flag Warning - Small Fires | Contamination | Aggregated | 2023 | 1.4971e-07 | 353.5334 | 5.2926e-05 | 2023 | Mitigation | 0.95 | 45 | 0 | esc | 0.00097009 | 1.4523e-10 | 0.00097009 | 1.4523e-10
[79 empty] | WLDFR | HFTD - Distribution - Tier 2 - 2QU CoRE ¦ 3QU LoRE | Non-Red Flag Warning - Large Fires | 2024 | 3.0119e-08 | 3.0119e-08 | 5.475 | 0.71896 | 3.0715 | 1.6846 | 0 | 0 | 3.6047e-05 | 1.649e-07 | 0 | 1.649e-07 | 1.649e-07 | 0 | 1.649e-07 | [22 empty] | 7.3.3.17.5 (Remote Grid) Updates to grid topology to minimize risk of ignition in HFTDs Remote GridWLDFRContaminationAggregated | WLDFR | HFTD - Distribution - Tier 2 - 1QU CoRE ¦ 2QU LoRE | Red Flag Warning - Small Fires | Contamination | Aggregated | 2024 | 1.4971e-07 | 353.5334 | 5.2926e-05 | 2024 | Mitigation | 0.95 | 45 | 0 | esc | 0.00097009 | 1.4523e-10 | 0.00097009 | 1.4523e-10
[79 empty] | WLDFR | HFTD - Distribution - Tier 2 - 2QU CoRE ¦ 3QU LoRE | Non-Red Flag Warning - Large Fires | 2025 | 3.0119e-08 | 3.0119e-08 | 5.475 | 0.71896 | 3.0715 | 1.6846 | 0 | 0 | 3.6047e-05 | 1.649e-07 | 0 | 1.649e-07 | 1.649e-07 | 0 | 1.649e-07 | [22 empty] | 7.3.3.17.5 (Remote Grid) Updates to grid topology to minimize risk of ignition in HFTDs Remote GridWLDFRContaminationAggregated | WLDFR | HFTD - Distribution - Tier 2 - 1QU CoRE ¦ 2QU LoRE | Red Flag Warning - Small Fires | Contamination | Aggregated | 2025 | 1.4971e-07 | 353.5334 | 5.2926e-05 | 2025 | Mitigation | 0.95 | 45 | 0 | esc | 0.00097009 | 1.4523e-10 | 0.00097009 | 1.4523e-10
[79 empty] | WLDFR | HFTD - Distribution - Tier 2 - 2QU CoRE ¦ 3QU LoRE | Non-Red Flag Warning - Large Fires | 2026 | 3.0119e-08 | 3.0119e-08 | 5.475 | 0.71896 | 3.0715 | 1.6846 | 0 | 0 | 3.6047e-05 | 1.649e-07 | 0 | 1.649e-07 | 1.649e-07 | 0 | 1.649e-07 | [22 empty] | 7.3.3.17.5 (Remote Grid) Updates to grid topology to minimize risk of ignition in HFTDs Remote GridWLDFRContaminationAggregated | WLDFR | HFTD - Distribution - Tier 2 - 1QU CoRE ¦ 2QU LoRE | Red Flag Warning - Small Fires | Contamination | Aggregated | 2026 | 1.4971e-07 | 353.5334 | 5.2926e-05 | 2026 | Mitigation | 0.95 | 45 | 0 | esc | 0.00097009 | 1.4523e-10 | 0.00097009 | 1.4523e-10
[79 empty] | WLDFR | HFTD - Distribution - Tier 2 - 2QU CoRE ¦ 3QU LoRE | Non-Red Flag Warning - Large Fires | 2027 | 3.0119e-08 | 3.0119e-08 | 5.475 | 0.71896 | 3.0715 | 1.6846 | 0 | 0 | 3.6047e-05 | 1.649e-07 | 0 | 1.649e-07 | 1.649e-07 | 0 | 1.649e-07 | [22 empty] | 7.3.3.17.5 (Remote Grid) Updates to grid topology to minimize risk of ignition in HFTDs Remote GridWLDFRContaminationAggregated | WLDFR | HFTD - Distribution - Tier 2 - 1QU CoRE ¦ 2QU LoRE | Red Flag Warning - Small Fires | Contamination | Aggregated | 2027 | 1.4971e-07 | 353.5334 | 5.2926e-05 | 2027 | Mitigation | 0.95 | 45 | 0 | esc | 0.00097009 | 1.4523e-10 | 0.00097009 | 1.4523e-10
[79 empty] | WLDFR | HFTD - Distribution - Tier 2 - 2QU CoRE ¦ 3QU LoRE | Non-Red Flag Warning - Large Fires | 2028 | 3.0119e-08 | 3.0119e-08 | 5.777 | 0.74734 | 3.238 | 1.7917 | 0 | 0 | 3.6047e-05 | 1.74e-07 | 0 | 1.74e-07 | 1.74e-07 | 0 | 1.74e-07 | [22 empty] | 7.3.3.17.5 (Remote Grid) Updates to grid topology to minimize risk of ignition in HFTDs Remote GridWLDFRContaminationAggregated | WLDFR | HFTD - Distribution - Tier 2 - 1QU CoRE ¦ 2QU LoRE | Red Flag Warning - Small Fires | Contamination | Aggregated | 2028 | 1.4971e-07 | 353.5334 | 5.2926e-05 | 2028 | Mitigation | 0.95 | 45 | 0 | esc | 0.00097009 | 1.4523e-10 | 0.00097009 | 1.4523e-10
[79 empty] | WLDFR | HFTD - Distribution - Tier 2 - 2QU CoRE ¦ 3QU LoRE | Non-Red Flag Warning - Large Fires | 2029 | 3.0119e-08 | 3.0119e-08 | 5.777 | 0.74734 | 3.238 | 1.7917 | 0 | 0 | 3.6047e-05 | 1.74e-07 | 0 | 1.74e-07 | 1.74e-07 | 0 | 1.74e-07 | [22 empty] | 7.3.3.17.5 (Remote Grid) Updates to grid topology to minimize risk of ignition in HFTDs Remote GridWLDFRContaminationAggregated | WLDFR | HFTD - Distribution - Tier 2 - 1QU CoRE ¦ 2QU LoRE | Red Flag Warning - Small Fires | Contamination | Aggregated | 2029 | 1.4971e-07 | 353.5334 | 5.2926e-05 | 2029 | Mitigation | 0.95 | 45 | 0 | esc | 0.00097009 | 1.4523e-10 | 0.00097009 | 1.4523e-10
[79 empty] | WLDFR | HFTD - Distribution - Tier 2 - 2QU CoRE ¦ 3QU LoRE | Non-Red Flag Warning - Large Fires | 2030 | 3.0119e-08 | 3.0119e-08 | 5.777 | 0.74734 | 3.238 | 1.7917 | 0 | 0 | 3.6047e-05 | 1.74e-07 | 0 | 1.74e-07 | 1.74e-07 | 0 | 1.74e-07 | [22 empty] | 7.3.3.17.5 (Remote Grid) Updates to grid topology to minimize risk of ignition in HFTDs Remote GridWLDFRContaminationAggregated | WLDFR | HFTD - Distribution - Tier 2 - 1QU CoRE ¦ 2QU LoRE | Red Flag Warning - Small Fires | Contamination | Aggregated | 2030 | 1.4971e-07 | 353.5334 | 5.2926e-05 | 2030 | Mitigation | 0.95 | 45 | 0 | esc | 0.00097009 | 1.4523e-10 | 0.00097009 | 1.4523e-10
[79 empty] | WLDFR | HFTD - Distribution - Tier 2 - 2QU CoRE ¦ 3QU LoRE | Non-Red Flag Warning - Large Fires | 2031 | 3.0119e-08 | 3.0119e-08 | 5.777 | 0.74734 | 3.238 | 1.7917 | 0 | 0 | 3.6047e-05 | 1.74e-07 | 0 | 1.74e-07 | 1.74e-07 | 0 | 1.74e-07 | [22 empty] | 7.3.3.17.5 (Remote Grid) Updates to grid topology to minimize risk of ignition in HFTDs Remote GridWLDFRContaminationAggregated | WLDFR | HFTD - Distribution - Tier 2 - 1QU CoRE ¦ 2QU LoRE | Red Flag Warning - Small Fires | Contamination | Aggregated | 2031 | 1.4971e-07 | 353.5334 | 5.2926e-05 | 2031 | Mitigation | 0.95 | 45 | 0 | esc | 0.00097009 | 1.4523e-10 | 0.00097009 | 1.4523e-10
[79 empty] | WLDFR | HFTD - Distribution - Tier 2 - 2QU CoRE ¦ 3QU LoRE | Non-Red Flag Warning - Large Fires | 2032 | 3.0119e-08 | 3.0119e-08 | 5.777 | 0.74734 | 3.238 | 1.7917 | 0 | 0 | 3.6047e-05 | 1.74e-07 | 0 | 1.74e-07 | 1.74e-07 | 0 | 1.74e-07 | [22 empty] | 7.3.3.17.5 (Remote Grid) Updates to grid topology to minimize risk of ignition in HFTDs Remote GridWLDFRContaminationAggregated | WLDFR | HFTD - Distribution - Tier 2 - 1QU CoRE ¦ 2QU LoRE | Red Flag Warning - Small Fires | Contamination | Aggregated | 2032 | 1.4971e-07 | 353.5334 | 5.2926e-05 | 2032 | Mitigation | 0.95 | 45 | 0 | esc | 0.00097009 | 1.4523e-10 | 0.00097009 | 1.4523e-10
[79 empty] | WLDFR | HFTD - Distribution - Tier 2 - 2QU CoRE ¦ 3QU LoRE | Non-Red Flag Warning - Large Fires | 2033 | 3.0119e-08 | 3.0119e-08 | 6.1205 | 0.77885 | 3.4265 | 1.9151 | 0 | 0 | 3.6047e-05 | 1.8434e-07 | 0 | 1.8434e-07 | 1.8434e-07 | 0 | 1.8434e-07 | [22 empty] | 7.3.3.17.5 (Remote Grid) Updates to grid topology to minimize risk of ignition in HFTDs Remote GridWLDFRContaminationAggregated | WLDFR | HFTD - Distribution - Tier 2 - 1QU CoRE ¦ 2QU LoRE | Red Flag Warning - Small Fires | Contamination | Aggregated | 2033 | 1.4971e-07 | 353.5334 | 5.2926e-05 | 2033 | Mitigation | 0.95 | 45 | 0 | esc | 0.00097009 | 1.4523e-10 | 0.00097009 | 1.4523e-10
[79 empty] | WLDFR | HFTD - Distribution - Tier 2 - 2QU CoRE ¦ 3QU LoRE | Non-Red Flag Warning - Large Fires | 2034 | 3.0119e-08 | 3.0119e-08 | 6.1205 | 0.77885 | 3.4265 | 1.9151 | 0 | 0 | 3.6047e-05 | 1.8434e-07 | 0 | 1.8434e-07 | 1.8434e-07 | 0 | 1.8434e-07 | [22 empty] | 7.3.3.17.5 (Remote Grid) Updates to grid topology to minimize risk of ignition in HFTDs Remote GridWLDFRContaminationAggregated | WLDFR | HFTD - Distribution - Tier 2 - 1QU CoRE ¦ 2QU LoRE | Red Flag Warning - Small Fires | Contamination | Aggregated | 2034 | 1.4971e-07 | 353.5334 | 5.2926e-05 | 2034 | Mitigation | 0.95 | 45 | 0 | esc | 0.00097009 | 1.4523e-10 | 0.00097009 | 1.4523e-10
[79 empty] | WLDFR | HFTD - Distribution - Tier 2 - 2QU CoRE ¦ 3QU LoRE | Non-Red Flag Warning - Large Fires | 2035 | 3.0119e-08 | 3.0119e-08 | 6.1205 | 0.77885 | 3.4265 | 1.9151 | 0 | 0 | 3.6047e-05 | 1.8434e-07 | 0 | 1.8434e-07 | 1.8434e-07 | 0 | 1.8434e-07 | [22 empty] | 7.3.3.17.5 (Remote Grid) Updates to grid topology to minimize risk of ignition in HFTDs Remote GridWLDFRContaminationAggregated | WLDFR | HFTD - Distribution - Tier 2 - 1QU CoRE ¦ 2QU LoRE | Red Flag Warning - Small Fires | Contamination | Aggregated | 2035 | 1.4971e-07 | 353.5334 | 5.2926e-05 | 2035 | Mitigation | 0.95 | 45 | 0 | esc | 0.00097009 | 1.4523e-10 | 0.00097009 | 1.4523e-10
[79 empty] | WLDFR | HFTD - Distribution - Tier 2 - 2QU CoRE ¦ 3QU LoRE | Non-Red Flag Warning - Large Fires | 2036 | 3.0119e-08 | 3.0119e-08 | 6.1205 | 0.77885 | 3.4265 | 1.9151 | 0 | 0 | 3.6047e-05 | 1.8434e-07 | 0 | 1.8434e-07 | 1.8434e-07 | 0 | 1.8434e-07 | [22 empty] | 7.3.3.17.5 (Remote Grid) Updates to grid topology to minimize risk of ignition in HFTDs Remote GridWLDFRContaminationAggregated | WLDFR | HFTD - Distribution - Tier 2 - 1QU CoRE ¦ 2QU LoRE | Red Flag Warning - Small Fires | Contamination | Aggregated | 2036 | 1.4971e-07 | 353.5334 | 5.2926e-05 | 2036 | Mitigation | 0.95 | 45 | 0 | esc | 0.00097009 | 1.4523e-10 | 0.00097009 | 1.4523e-10
[79 empty] | WLDFR | HFTD - Distribution - Tier 2 - 2QU CoRE ¦ 3QU LoRE | Non-Red Flag Warning - Large Fires | 2037 | 3.0119e-08 | 3.0119e-08 | 6.1205 | 0.77885 | 3.4265 | 1.9151 | 0 | 0 | 3.6047e-05 | 1.8434e-07 | 0 | 1.8434e-07 | 1.8434e-07 | 0 | 1.8434e-07 | [22 empty] | 7.3.3.17.5 (Remote Grid) Updates to grid topology to minimize risk of ignition in HFTDs Remote GridWLDFRContaminationAggregated | WLDFR | HFTD - Distribution - Tier 2 - 1QU CoRE ¦ 2QU LoRE | Red Flag Warning - Small Fires | Contamination | Aggregated | 2037 | 1.4971e-07 | 353.5334 | 5.2926e-05 | 2037 | Mitigation | 0.95 | 45 | 0 | esc | 0.00097009 | 1.4523e-10 | 0.00097009 | 1.4523e-10
[79 empty] | WLDFR | HFTD - Distribution - Tier 2 - 2QU CoRE ¦ 3QU LoRE | Non-Red Flag Warning - Large Fires | 2038 | 3.0119e-08 | 3.0119e-08 | 6.5028 | 0.81304 | 3.6355 | 2.0543 | 0 | 0 | 3.6047e-05 | 1.9586e-07 | 0 | 1.9586e-07 | 1.9586e-07 | 0 | 1.9586e-07 | [22 empty] | 7.3.3.17.5 (Remote Grid) Updates to grid topology to minimize risk of ignition in HFTDs Remote GridWLDFRContaminationAggregated | WLDFR | HFTD - Distribution - Tier 2 - 1QU CoRE ¦ 2QU LoRE | Red Flag Warning - Small Fires | Contamination | Aggregated | 2038 | 1.4971e-07 | 353.5334 | 5.2926e-05 | 2038 | Mitigation | 0.95 | 45 | 0 | esc | 0.00097009 | 1.4523e-10 | 0.00097009 | 1.4523e-10
[79 empty] | WLDFR | HFTD - Distribution - Tier 2 - 2QU CoRE ¦ 3QU LoRE | Non-Red Flag Warning - Large Fires | 2039 | 3.0119e-08 | 3.0119e-08 | 6.5028 | 0.81304 | 3.6355 | 2.0543 | 0 | 0 | 3.6047e-05 | 1.9586e-07 | 0 | 1.9586e-07 | 1.9586e-07 | 0 | 1.9586e-07 | [22 empty] | 7.3.3.17.5 (Remote Grid) Updates to grid topology to minimize risk of ignition in HFTDs Remote GridWLDFRContaminationAggregated | WLDFR | HFTD - Distribution - Tier 2 - 1QU CoRE ¦ 2QU LoRE | Red Flag Warning - Small Fires | Contamination | Aggregated | 2039 | 1.4971e-07 | 353.5334 | 5.2926e-05 | 2039 | Mitigation | 0.95 | 45 | 0 | esc | 0.00097009 | 1.4523e-10 | 0.00097009 | 1.4523e-10
[79 empty] | WLDFR | HFTD - Distribution - Tier 2 - 2QU CoRE ¦ 3QU LoRE | Non-Red Flag Warning - Large Fires | 2040 | 3.0119e-08 | 3.0119e-08 | 6.5028 | 0.81304 | 3.6355 | 2.0543 | 0 | 0 | 3.6047e-05 | 1.9586e-07 | 0 | 1.9586e-07 | 1.9586e-07 | 0 | 1.9586e-07 | [22 empty] | 7.3.3.17.5 (Remote Grid) Updates to grid topology to minimize risk of ignition in HFTDs Remote GridWLDFRContaminationAggregated | WLDFR | HFTD - Distribution - Tier 2 - 1QU CoRE ¦ 2QU LoRE | Red Flag Warning - Small Fires | Contamination | Aggregated | 2040 | 1.4971e-07 | 353.5334 | 5.2926e-05 | 2040 | Mitigation | 0.95 | 45 | 0 | esc | 0.00097009 | 1.4523e-10 | 0.00097009 | 1.4523e-10
[79 empty] | WLDFR | HFTD - Distribution - Tier 2 - 2QU CoRE ¦ 3QU LoRE | Non-Red Flag Warning - Large Fires | 2041 | 3.0119e-08 | 3.0119e-08 | 6.5028 | 0.81304 | 3.6355 | 2.0543 | 0 | 0 | 3.6047e-05 | 1.9586e-07 | 0 | 1.9586e-07 | 1.9586e-07 | 0 | 1.9586e-07 | [22 empty] | 7.3.3.17.5 (Remote Grid) Updates to grid topology to minimize risk of ignition in HFTDs Remote GridWLDFRContaminationAggregated | WLDFR | HFTD - Distribution - Tier 2 - 1QU CoRE ¦ 2QU LoRE | Red Flag Warning - Small Fires | Contamination | Aggregated | 2041 | 1.4971e-07 | 353.5334 | 5.2926e-05 | 2041 | Mitigation | 0.95 | 45 | 0 | esc | 0.00097009 | 1.4523e-10 | 0.00097009 | 1.4523e-10
[79 empty] | WLDFR | HFTD - Distribution - Tier 2 - 2QU CoRE ¦ 3QU LoRE | Non-Red Flag Warning - Large Fires | 2042 | 3.0119e-08 | 3.0119e-08 | 6.5028 | 0.81304 | 3.6355 | 2.0543 | 0 | 0 | 3.6047e-05 | 1.9586e-07 | 0 | 1.9586e-07 | 1.9586e-07 | 0 | 1.9586e-07 | [22 empty] | 7.3.3.17.5 (Remote Grid) Updates to grid topology to minimize risk of ignition in HFTDs Remote GridWLDFRContaminationAggregated | WLDFR | HFTD - Distribution - Tier 2 - 1QU CoRE ¦ 2QU LoRE | Red Flag Warning - Small Fires | Contamination | Aggregated | 2042 | 1.4971e-07 | 353.5334 | 5.2926e-05 | 2042 | Mitigation | 0.95 | 45 | 0 | esc | 0.00097009 | 1.4523e-10 | 0.00097009 | 1.4523e-10
[79 empty] | WLDFR | HFTD - Distribution - Tier 2 - 2QU CoRE ¦ 3QU LoRE | Non-Red Flag Warning - Large Fires | 2043 | 3.0119e-08 | 3.0119e-08 | 6.9209 | 0.84944 | 3.8632 | 2.2083 | 0 | 0 | 3.6047e-05 | 2.0845e-07 | 0 | 2.0845e-07 | 2.0845e-07 | 0 | 2.0845e-07 | [22 empty] | 7.3.3.17.5 (Remote Grid) Updates to grid topology to minimize risk of ignition in HFTDs Remote GridWLDFRContaminationAggregated | WLDFR | HFTD - Distribution - Tier 2 - 1QU CoRE ¦ 2QU LoRE | Red Flag Warning - Small Fires | Contamination | Aggregated | 2043 | 1.4971e-07 | 353.5334 | 5.2926e-05 | 2043 | Mitigation | 0.95 | 45 | 0 | esc | 0.00097009 | 1.4523e-10 | 0.00097009 | 1.4523e-10
[79 empty] | WLDFR | HFTD - Distribution - Tier 2 - 2QU CoRE ¦ 3QU LoRE | Non-Red Flag Warning - Large Fires | 2044 | 3.0119e-08 | 3.0119e-08 | 6.9209 | 0.84944 | 3.8632 | 2.2083 | 0 | 0 | 3.6047e-05 | 2.0845e-07 | 0 | 2.0845e-07 | 2.0845e-07 | 0 | 2.0845e-07 | [22 empty] | 7.3.3.17.5 (Remote Grid) Updates to grid topology to minimize risk of ignition in HFTDs Remote GridWLDFRContaminationAggregated | WLDFR | HFTD - Distribution - Tier 2 - 1QU CoRE ¦ 2QU LoRE | Red Flag Warning - Small Fires | Contamination | Aggregated | 2044 | 1.4971e-07 | 353.5334 | 5.2926e-05 | 2044 | Mitigation | 0.95 | 45 | 0 | esc | 0.00097009 | 1.4523e-10 | 0.00097009 | 1.4523e-10
[79 empty] | WLDFR | HFTD - Distribution - Tier 2 - 2QU CoRE ¦ 3QU LoRE | Non-Red Flag Warning - Large Fires | 2045 | 3.0119e-08 | 3.0119e-08 | 6.9209 | 0.84944 | 3.8632 | 2.2083 | 0 | 0 | 3.6047e-05 | 2.0845e-07 | 0 | 2.0845e-07 | 2.0845e-07 | 0 | 2.0845e-07 | [22 empty] | 7.3.3.17.5 (Remote Grid) Updates to grid topology to minimize risk of ignition in HFTDs Remote GridWLDFRContaminationAggregated | WLDFR | HFTD - Distribution - Tier 2 - 1QU CoRE ¦ 2QU LoRE | Red Flag Warning - Small Fires | Contamination | Aggregated | 2045 | 1.4971e-07 | 353.5334 | 5.2926e-05 | 2045 | Mitigation | 0.95 | 45 | 0 | esc | 0.00097009 | 1.4523e-10 | 0.00097009 | 1.4523e-10
[79 empty] | WLDFR | HFTD - Distribution - Tier 2 - 2QU CoRE ¦ 3QU LoRE | Non-Red Flag Warning - Large Fires | 2046 | 3.0119e-08 | 3.0119e-08 | 6.9209 | 0.84944 | 3.8632 | 2.2083 | 0 | 0 | 3.6047e-05 | 2.0845e-07 | 0 | 2.0845e-07 | 2.0845e-07 | 0 | 2.0845e-07 | [22 empty] | 7.3.3.17.5 (Remote Grid) Updates to grid topology to minimize risk of ignition in HFTDs Remote GridWLDFRContaminationAggregated | WLDFR | HFTD - Distribution - Tier 2 - 1QU CoRE ¦ 2QU LoRE | Red Flag Warning - Small Fires | Contamination | Aggregated | 2046 | 1.4971e-07 | 353.5334 | 5.2926e-05 | 2046 | Mitigation | 0.95 | 45 | 0 | esc | 0.00097009 | 1.4523e-10 | 0.00097009 | 1.4523e-10
[79 empty] | WLDFR | HFTD - Distribution - Tier 2 - 2QU CoRE ¦ 3QU LoRE | Non-Red Flag Warning - Large Fires | 2047 | 3.0119e-08 | 3.0119e-08 | 6.9209 | 0.84944 | 3.8632 | 2.2083 | 0 | 0 | 3.6047e-05 | 2.0845e-07 | 0 | 2.0845e-07 | 2.0845e-07 | 0 | 2.0845e-07 | [22 empty] | 7.3.3.17.5 (Remote Grid) Updates to grid topology to minimize risk of ignition in HFTDs Remote GridWLDFRContaminationAggregated | WLDFR | HFTD - Distribution - Tier 2 - 1QU CoRE ¦ 2QU LoRE | Red Flag Warning - Small Fires | Contamination | Aggregated | 2047 | 1.4971e-07 | 353.5334 | 5.2926e-05 | 2047 | Mitigation | 0.95 | 45 | 0 | esc | 0.00097009 | 1.4523e-10 | 0.00097009 | 1.4523e-10
[79 empty] | WLDFR | HFTD - Distribution - Tier 2 - 2QU CoRE ¦ 3QU LoRE | Non-Red Flag Warning - Large Fires | 2048 | 3.0119e-08 | 3.0119e-08 | 7.3713 | 0.88759 | 4.1075 | 2.3763 | 0 | 0 | 3.6047e-05 | 2.2202e-07 | 0 | 2.2202e-07 | 2.2202e-07 | 0 | 2.2202e-07 | [22 empty] | 7.3.3.17.5 (Remote Grid) Updates to grid topology to minimize risk of ignition in HFTDs Remote GridWLDFRContaminationAggregated | WLDFR | HFTD - Distribution - Tier 2 - 1QU CoRE ¦ 2QU LoRE | Red Flag Warning - Small Fires | Contamination | Aggregated | 2048 | 1.4971e-07 | 353.5334 | 5.2926e-05 | 2048 | Mitigation | 0.95 | 45 | 0 | esc | 0.00097009 | 1.4523e-10 | 0.00097009 | 1.4523e-10
[79 empty] | WLDFR | HFTD - Distribution - Tier 2 - 2QU CoRE ¦ 3QU LoRE | Non-Red Flag Warning - Large Fires | 2049 | 3.0119e-08 | 3.0119e-08 | 7.3713 | 0.88759 | 4.1075 | 2.3763 | 0 | 0 | 3.6047e-05 | 2.2202e-07 | 0 | 2.2202e-07 | 2.2202e-07 | 0 | 2.2202e-07 | [22 empty] | 7.3.3.17.5 (Remote Grid) Updates to grid topology to minimize risk of ignition in HFTDs Remote GridWLDFRContaminationAggregated | WLDFR | HFTD - Distribution - Tier 2 - 1QU CoRE ¦ 2QU LoRE | Red Flag Warning - Small Fires | Contamination | Aggregated | 2049 | 1.4971e-07 | 353.5334 | 5.2926e-05 | 2049 | Mitigation | 0.95 | 45 | 0 | esc | 0.00097009 | 1.4523e-10 | 0.00097009 | 1.4523e-10
[79 empty] | WLDFR | HFTD - Distribution - Tier 2 - 2QU CoRE ¦ 3QU LoRE | Non-Red Flag Warning - Large Fires | 2050 | 3.0119e-08 | 3.0119e-08 | 7.3713 | 0.88759 | 4.1075 | 2.3763 | 0 | 0 | 3.6047e-05 | 2.2202e-07 | 0 | 2.2202e-07 | 2.2202e-07 | 0 | 2.2202e-07 | [22 empty] | 7.3.3.17.5 (Remote Grid) Updates to grid topology to minimize risk of ignition in HFTDs Remote GridWLDFRContaminationAggregated | WLDFR | HFTD - Distribution - Tier 2 - 1QU CoRE ¦ 2QU LoRE | Red Flag Warning - Small Fires | Contamination | Aggregated | 2050 | 1.4971e-07 | 353.5334 | 5.2926e-05 | 2050 | Mitigation | 0.95 | 45 | 0 | esc | 0.00097009 | 1.4523e-10 | 0.00097009 | 1.4523e-10
[79 empty] | WLDFR | HFTD - Distribution - Tier 2 - 2QU CoRE ¦ 3QU LoRE | Non-Red Flag Warning - Large Fires | 2051 | 3.0119e-08 | 3.0119e-08 | 7.3713 | 0.88759 | 4.1075 | 2.3763 | 0 | 0 | 3.6047e-05 | 2.2202e-07 | 0 | 2.2202e-07 | 2.2202e-07 | 0 | 2.2202e-07 | [22 empty] | 7.3.3.17.5 (Remote Grid) Updates to grid topology to minimize risk of ignition in HFTDs Remote GridWLDFRContaminationAggregated | WLDFR | HFTD - Distribution - Tier 2 - 1QU CoRE ¦ 2QU LoRE | Red Flag Warning - Small Fires | Contamination | Aggregated | 2051 | 1.4971e-07 | 353.5334 | 5.2926e-05 | 2051 | Mitigation | 0.95 | 45 | 0 | esc | 0.00097009 | 1.4523e-10 | 0.00097009 | 1.4523e-10
[79 empty] | WLDFR | HFTD - Distribution - Tier 2 - 2QU CoRE ¦ 3QU LoRE | Non-Red Flag Warning - Large Fires | 2052 | 3.0119e-08 | 3.0119e-08 | 7.3713 | 0.88759 | 4.1075 | 2.3763 | 0 | 0 | 3.6047e-05 | 2.2202e-07 | 0 | 2.2202e-07 | 2.2202e-07 | 0 | 2.2202e-07 | [22 empty] | 7.3.3.17.5 (Remote Grid) Updates to grid topology to minimize risk of ignition in HFTDs Remote GridWLDFRContaminationAggregated | WLDFR | HFTD - Distribution - Tier 2 - 1QU CoRE ¦ 2QU LoRE | Red Flag Warning - Small Fires | Contamination | Aggregated | 2052 | 1.4971e-07 | 353.5334 | 5.2926e-05 | 2052 | Mitigation | 0.95 | 45 | 0 | esc | 0.00097009 | 1.4523e-10 | 0.00097009 | 1.4523e-10
[79 empty] | WLDFR | HFTD - Distribution - Tier 2 - 2QU CoRE ¦ 3QU LoRE | Non-Red Flag Warning - Large Fires | 2053 | 3.0119e-08 | 3.0119e-08 | 7.8503 | 0.92702 | 4.3664 | 2.5569 | 0 | 0 | 3.6047e-05 | 2.3644e-07 | 0 | 2.3644e-07 | 2.3644e-07 | 0 | 2.3644e-07 | [22 empty] | 7.3.3.17.5 (Remote Grid) Updates to grid topology to minimize risk of ignition in HFTDs Remote GridWLDFRContaminationAggregated | WLDFR | HFTD - Distribution - Tier 2 - 1QU CoRE ¦ 2QU LoRE | Red Flag Warning - Small Fires | Contamination | Aggregated | 2053 | 1.4971e-07 | 353.5334 | 5.2926e-05 | 2053 | Mitigation | 0.95 | 45 | 0 | esc | 0.00097009 | 1.4523e-10 | 0.00097009 | 1.4523e-10
[79 empty] | WLDFR | HFTD - Distribution - Tier 2 - 2QU CoRE ¦ 3QU LoRE | Non-Red Flag Warning - Large Fires | 2054 | 3.0119e-08 | 3.0119e-08 | 7.8503 | 0.92702 | 4.3664 | 2.5569 | 0 | 0 | 3.6047e-05 | 2.3644e-07 | 0 | 2.3644e-07 | 2.3644e-07 | 0 | 2.3644e-07 | [22 empty] | 7.3.3.17.5 (Remote Grid) Updates to grid topology to minimize risk of ignition in HFTDs Remote GridWLDFRContaminationAggregated | WLDFR | HFTD - Distribution - Tier 2 - 1QU CoRE ¦ 2QU LoRE | Red Flag Warning - Small Fires | Contamination | Aggregated | 2054 | 1.4971e-07 | 353.5334 | 5.2926e-05 | 2054 | Mitigation | 0.95 | 45 | 0 | esc | 0.00097009 | 1.4523e-10 | 0.00097009 | 1.4523e-10
[79 empty] | WLDFR | HFTD - Distribution - Tier 2 - 2QU CoRE ¦ 3QU LoRE | Non-Red Flag Warning - Large Fires | 2055 | 3.0119e-08 | 3.0119e-08 | 7.8503 | 0.92702 | 4.3664 | 2.5569 | 0 | 0 | 3.6047e-05 | 2.3644e-07 | 0 | 2.3644e-07 | 2.3644e-07 | 0 | 2.3644e-07 | [22 empty] | 7.3.3.17.5 (Remote Grid) Updates to grid topology to minimize risk of ignition in HFTDs Remote GridWLDFRContaminationAggregated | WLDFR | HFTD - Distribution - Tier 2 - 1QU CoRE ¦ 2QU LoRE | Red Flag Warning - Small Fires | Contamination | Aggregated | 2055 | 1.4971e-07 | 353.5334 | 5.2926e-05 | 2055 | Mitigation | 0.95 | 45 | 0 | esc | 0.00097009 | 1.4523e-10 | 0.00097009 | 1.4523e-10
[79 empty] | WLDFR | HFTD - Distribution - Tier 2 - 2QU CoRE ¦ 3QU LoRE | Non-Red Flag Warning - Large Fires | 2056 | 3.0119e-08 | 3.0119e-08 | 7.8503 | 0.92702 | 4.3664 | 2.5569 | 0 | 0 | 3.6047e-05 | 2.3644e-07 | 0 | 2.3644e-07 | 2.3644e-07 | 0 | 2.3644e-07 | [22 empty] | 7.3.3.17.5 (Remote Grid) Updates to grid topology to minimize risk of ignition in HFTDs Remote GridWLDFRContaminationAggregated | WLDFR | HFTD - Distribution - Tier 2 - 1QU CoRE ¦ 2QU LoRE | Red Flag Warning - Small Fires | Contamination | Aggregated | 2056 | 1.4971e-07 | 353.5334 | 5.2926e-05 | 2056 | Mitigation | 0.95 | 45 | 0 | esc | 0.00097009 | 1.4523e-10 | 0.00097009 | 1.4523e-10
[79 empty] | WLDFR | HFTD - Distribution - Tier 2 - 2QU CoRE ¦ 3QU LoRE | Non-Red Flag Warning - Large Fires | 2057 | 3.0119e-08 | 3.0119e-08 | 7.8503 | 0.92702 | 4.3664 | 2.5569 | 0 | 0 | 3.6047e-05 | 2.3644e-07 | 0 | 2.3644e-07 | 2.3644e-07 | 0 | 2.3644e-07 | [22 empty] | 7.3.3.17.5 (Remote Grid) Updates to grid topology to minimize risk of ignition in HFTDs Remote GridWLDFRContaminationAggregated | WLDFR | HFTD - Distribution - Tier 2 - 1QU CoRE ¦ 2QU LoRE | Red Flag Warning - Small Fires | Contamination | Aggregated | 2057 | 1.4971e-07 | 353.5334 | 5.2926e-05 | 2057 | Mitigation | 0.95 | 45 | 0 | esc | 0.00097009 | 1.4523e-10 | 0.00097009 | 1.4523e-10
[79 empty] | WLDFR | HFTD - Distribution - Tier 2 - 2QU CoRE ¦ 3QU LoRE | Non-Red Flag Warning - Large Fires | 2058 | 3.0119e-08 | 3.0119e-08 | 8.3524 | 0.96727 | 4.6367 | 2.7484 | 0 | 0 | 3.6047e-05 | 2.5157e-07 | 0 | 2.5157e-07 | 2.5157e-07 | 0 | 2.5157e-07 | [22 empty] | 7.3.3.17.5 (Remote Grid) Updates to grid topology to minimize risk of ignition in HFTDs Remote GridWLDFRContaminationAggregated | WLDFR | HFTD - Distribution - Tier 2 - 1QU CoRE ¦ 2QU LoRE | Red Flag Warning - Small Fires | Contamination | Aggregated | 2058 | 1.4971e-07 | 353.5334 | 5.2926e-05 | 2058 | Mitigation | 0.95 | 45 | 0 | esc | 0.00097009 | 1.4523e-10 | 0.00097009 | 1.4523e-10
[79 empty] | WLDFR | HFTD - Distribution - Tier 2 - 2QU CoRE ¦ 3QU LoRE | Non-Red Flag Warning - Large Fires | 2059 | 3.0119e-08 | 3.0119e-08 | 8.3524 | 0.96727 | 4.6367 | 2.7484 | 0 | 0 | 3.6047e-05 | 2.5157e-07 | 0 | 2.5157e-07 | 2.5157e-07 | 0 | 2.5157e-07 | [22 empty] | 7.3.3.17.5 (Remote Grid) Updates to grid topology to minimize risk of ignition in HFTDs Remote GridWLDFRContaminationAggregated | WLDFR | HFTD - Distribution - Tier 2 - 1QU CoRE ¦ 2QU LoRE | Red Flag Warning - Small Fires | Contamination | Aggregated | 2059 | 1.4971e-07 | 353.5334 | 5.2926e-05 | 2059 | Mitigation | 0.95 | 45 | 0 | esc | 0.00097009 | 1.4523e-10 | 0.00097009 | 1.4523e-10
[79 empty] | WLDFR | HFTD - Distribution - Tier 2 - 2QU CoRE ¦ 3QU LoRE | Non-Red Flag Warning - Large Fires | 2060 | 3.0119e-08 | 3.0119e-08 | 8.3524 | 0.96727 | 4.6367 | 2.7484 | 0 | 0 | 3.6047e-05 | 2.5157e-07 | 0 | 2.5157e-07 | 2.5157e-07 | 0 | 2.5157e-07 | [22 empty] | 7.3.3.17.5 (Remote Grid) Updates to grid topology to minimize risk of ignition in HFTDs Remote GridWLDFRContaminationAggregated | WLDFR | HFTD - Distribution - Tier 2 - 1QU CoRE ¦ 2QU LoRE | Red Flag Warning - Small Fires | Contamination | Aggregated | 2060 | 1.4971e-07 | 353.5334 | 5.2926e-05 | 2060 | Mitigation | 0.95 | 45 | 0 | esc | 0.00097009 | 1.4523e-10 | 0.00097009 | 1.4523e-10
[79 empty] | WLDFR | HFTD - Distribution - Tier 2 - 2QU CoRE ¦ 3QU LoRE | Non-Red Flag Warning - Large Fires | 2061 | 3.0119e-08 | 3.0119e-08 | 8.3524 | 0.96727 | 4.6367 | 2.7484 | 0 | 0 | 3.6047e-05 | 2.5157e-07 | 0 | 2.5157e-07 | 2.5157e-07 | 0 | 2.5157e-07 | [22 empty] | 7.3.3.17.5 (Remote Grid) Updates to grid topology to minimize risk of ignition in HFTDs Remote GridWLDFRContaminationAggregated | WLDFR | HFTD - Distribution - Tier 2 - 1QU CoRE ¦ 2QU LoRE | Red Flag Warning - Small Fires | Contamination | Aggregated | 2061 | 1.4971e-07 | 353.5334 | 5.2926e-05 | 2061 | Mitigation | 0.95 | 45 | 0 | esc | 0.00097009 | 1.4523e-10 | 0.00097009 | 1.4523e-10
[79 empty] | WLDFR | HFTD - Distribution - Tier 2 - 2QU CoRE ¦ 3QU LoRE | Non-Red Flag Warning - Large Fires | 2062 | 3.0119e-08 | 3.0119e-08 | 8.3524 | 0.96727 | 4.6367 | 2.7484 | 0 | 0 | 3.6047e-05 | 2.5157e-07 | 0 | 2.5157e-07 | 2.5157e-07 | 0 | 2.5157e-07 | [22 empty] | 7.3.3.17.5 (Remote Grid) Updates to grid topology to minimize risk of ignition in HFTDs Remote GridWLDFRContaminationAggregated | WLDFR | HFTD - Distribution - Tier 2 - 1QU CoRE ¦ 2QU LoRE | Red Flag Warning - Small Fires | Contamination | Aggregated | 2062 | 1.4971e-07 | 353.5334 | 5.2926e-05 | 2062 | Mitigation | 0.95 | 45 | 0 | esc | 0.00097009 | 1.4523e-10 | 0.00097009 | 1.4523e-10
[79 empty] | WLDFR | HFTD - Distribution - Tier 2 - 2QU CoRE ¦ 3QU LoRE | Non-Red Flag Warning - Large Fires | 2063 | 3.0119e-08 | 3.0119e-08 | 8.872 | 1.0079 | 4.9153 | 2.9488 | 0 | 0 | 3.6047e-05 | 2.6722e-07 | 0 | 2.6722e-07 | 2.6722e-07 | 0 | 2.6722e-07 | [22 empty] | 7.3.3.17.5 (Remote Grid) Updates to grid topology to minimize risk of ignition in HFTDs Remote GridWLDFRContaminationAggregated | WLDFR | HFTD - Distribution - Tier 2 - 1QU CoRE ¦ 2QU LoRE | Red Flag Warning - Small Fires | Contamination | Aggregated | 2063 | 1.4971e-07 | 353.5334 | 5.2926e-05 | 2063 | Mitigation | 0.95 | 45 | 0 | esc | 0.00097009 | 1.4523e-10 | 0.00097009 | 1.4523e-10
[79 empty] | WLDFR | HFTD - Distribution - Tier 2 - 2QU CoRE ¦ 3QU LoRE | Non-Red Flag Warning - Large Fires | 2064 | 3.0119e-08 | 3.0119e-08 | 8.872 | 1.0079 | 4.9153 | 2.9488 | 0 | 0 | 3.6047e-05 | 2.6722e-07 | 0 | 2.6722e-07 | 2.6722e-07 | 0 | 2.6722e-07 | [22 empty] | 7.3.3.17.5 (Remote Grid) Updates to grid topology to minimize risk of ignition in HFTDs Remote GridWLDFRContaminationAggregated | WLDFR | HFTD - Distribution - Tier 2 - 1QU CoRE ¦ 2QU LoRE | Red Flag Warning - Small Fires | Contamination | Aggregated | 2064 | 1.4971e-07 | 353.5334 | 5.2926e-05 | 2064 | Mitigation | 0.95 | 45 | 0 | esc | 0.00097009 | 1.4523e-10 | 0.00097009 | 1.4523e-10
[79 empty] | WLDFR | HFTD - Distribution - Tier 2 - 2QU CoRE ¦ 3QU LoRE | Non-Red Flag Warning - Large Fires | 2065 | 3.0119e-08 | 3.0119e-08 | 8.872 | 1.0079 | 4.9153 | 2.9488 | 0 | 0 | 3.6047e-05 | 2.6722e-07 | 0 | 2.6722e-07 | 2.6722e-07 | 0 | 2.6722e-07 | [22 empty] | 7.3.3.17.5 (Remote Grid) Updates to grid topology to minimize risk of ignition in HFTDs Remote GridWLDFRContaminationAggregated | WLDFR | HFTD - Distribution - Tier 2 - 1QU CoRE ¦ 2QU LoRE | Red Flag Warning - Small Fires | Contamination | Aggregated | 2065 | 1.4971e-07 | 353.5334 | 5.2926e-05 | 2065 | Mitigation | 0.95 | 45 | 0 | esc | 0.00097009 | 1.4523e-10 | 0.00097009 | 1.4523e-10
[79 empty] | WLDFR | HFTD - Distribution - Tier 2 - 2QU CoRE ¦ 3QU LoRE | Non-Red Flag Warning - Large Fires | 2066 | 3.0119e-08 | 3.0119e-08 | 8.872 | 1.0079 | 4.9153 | 2.9488 | 0 | 0 | 3.6047e-05 | 2.6722e-07 | 0 | 2.6722e-07 | 2.6722e-07 | 0 | 2.6722e-07 | [22 empty] | 7.3.3.17.5 (Remote Grid) Updates to grid topology to minimize risk of ignition in HFTDs Remote GridWLDFRContaminationAggregated | WLDFR | HFTD - Distribution - Tier 2 - 1QU CoRE ¦ 2QU LoRE | Red Flag Warning - Small Fires | Contamination | Aggregated | 2066 | 1.4971e-07 | 353.5334 | 5.2926e-05 | 2066 | Mitigation | 0.95 | 45 | 0 | esc | 0.00097009 | 1.4523e-10 | 0.00097009 | 1.4523e-10
[79 empty] | WLDFR | HFTD - Distribution - Tier 2 - 2QU CoRE ¦ 3QU LoRE | Non-Red Flag Warning - Large Fires | 2067 | 0 | 3.0119e-08 | 8.872 | 1.0079 | 4.9153 | 2.9488 | 0 | 0 | 3.6047e-05 | 0 | 0 | 0 | 2.6722e-07 | 0 | 2.6722e-07 | [22 empty] | 7.3.3.17.5 (Remote Grid) Updates to grid topology to minimize risk of ignition in HFTDs Remote GridWLDFRContaminationAggregated | WLDFR | HFTD - Distribution - Tier 2 - 1QU CoRE ¦ 2QU LoRE | Red Flag Warning - Small Fires | Contamination | Aggregated | 2067 | 1.4971e-07 | 353.5334 | 5.2926e-05 | 2067 | Mitigation | 0.95 | 45 | 0 | esc | 0 | 0 | 0.00097009 | 1.4523e-10
[79 empty] | WLDFR | HFTD - Distribution - Tier 2 - 2QU CoRE ¦ 3QU LoRE | Non-Red Flag Warning - Small Fires | 2022 | 3.6536e-06 | 0 | 0.077901 | 0.036425 | 0.0015809 | 0.039895 | 0 | 0 | 0.0041181 | 2.8462e-07 | 0 | 2.8462e-07 | 0 | 0 | 0 | [22 empty] | 7.3.3.17.5 (Remote Grid) Updates to grid topology to minimize risk of ignition in HFTDs Remote GridWLDFREquipment / facility failureAggregated | WLDFR | HFTD - Distribution - Tier 2 - 1QU CoRE ¦ 2QU LoRE | Red Flag Warning - Small Fires | Equipment / facility failure | Aggregated | 2022 | 0.00015681 | 353.5334 | 0.055439 | 2022 | Mitigation | 0.95 | 45 | 0 | esc | 0.00097009 | 1.5212e-07 | 0 | 0
[79 empty] | WLDFR | HFTD - Distribution - Tier 2 - 2QU CoRE ¦ 3QU LoRE | Non-Red Flag Warning - Small Fires | 2023 | 3.6536e-06 | 3.6536e-06 | 0.080408 | 0.03759 | 0.0016314 | 0.041187 | 0 | 0 | 0.0041181 | 2.9378e-07 | 0 | 2.9378e-07 | 2.9378e-07 | 0 | 2.9378e-07 | [22 empty] | 7.3.3.17.5 (Remote Grid) Updates to grid topology to minimize risk of ignition in HFTDs Remote GridWLDFREquipment / facility failureAggregated | WLDFR | HFTD - Distribution - Tier 2 - 1QU CoRE ¦ 2QU LoRE | Red Flag Warning - Small Fires | Equipment / facility failure | Aggregated | 2023 | 0.00015681 | 353.5334 | 0.055439 | 2023 | Mitigation | 0.95 | 45 | 0 | esc | 0.00097009 | 1.5212e-07 | 0.00097009 | 1.5212e-07
[79 empty] | WLDFR | HFTD - Distribution - Tier 2 - 2QU CoRE ¦ 3QU LoRE | Non-Red Flag Warning - Small Fires | 2024 | 3.6536e-06 | 3.6536e-06 | 0.080408 | 0.03759 | 0.0016314 | 0.041187 | 0 | 0 | 0.0041181 | 2.9378e-07 | 0 | 2.9378e-07 | 2.9378e-07 | 0 | 2.9378e-07 | [22 empty] | 7.3.3.17.5 (Remote Grid) Updates to grid topology to minimize risk of ignition in HFTDs Remote GridWLDFREquipment / facility failureAggregated | WLDFR | HFTD - Distribution - Tier 2 - 1QU CoRE ¦ 2QU LoRE | Red Flag Warning - Small Fires | Equipment / facility failure | Aggregated | 2024 | 0.00015681 | 353.5334 | 0.055439 | 2024 | Mitigation | 0.95 | 45 | 0 | esc | 0.00097009 | 1.5212e-07 | 0.00097009 | 1.5212e-07
[79 empty] | WLDFR | HFTD - Distribution - Tier 2 - 2QU CoRE ¦ 3QU LoRE | Non-Red Flag Warning - Small Fires | 2025 | 3.6536e-06 | 3.6536e-06 | 0.080408 | 0.03759 | 0.0016314 | 0.041187 | 0 | 0 | 0.0041181 | 2.9378e-07 | 0 | 2.9378e-07 | 2.9378e-07 | 0 | 2.9378e-07 | [22 empty] | 7.3.3.17.5 (Remote Grid) Updates to grid topology to minimize risk of ignition in HFTDs Remote GridWLDFREquipment / facility failureAggregated | WLDFR | HFTD - Distribution - Tier 2 - 1QU CoRE ¦ 2QU LoRE | Red Flag Warning - Small Fires | Equipment / facility failure | Aggregated | 2025 | 0.00015681 | 353.5334 | 0.055439 | 2025 | Mitigation | 0.95 | 45 | 0 | esc | 0.00097009 | 1.5212e-07 | 0.00097009 | 1.5212e-07
[79 empty] | WLDFR | HFTD - Distribution - Tier 2 - 2QU CoRE ¦ 3QU LoRE | Non-Red Flag Warning - Small Fires | 2026 | 3.6536e-06 | 3.6536e-06 | 0.080408 | 0.03759 | 0.0016314 | 0.041187 | 0 | 0 | 0.0041181 | 2.9378e-07 | 0 | 2.9378e-07 | 2.9378e-07 | 0 | 2.9378e-07 | [22 empty] | 7.3.3.17.5 (Remote Grid) Updates to grid topology to minimize risk of ignition in HFTDs Remote GridWLDFREquipment / facility failureAggregated | WLDFR | HFTD - Distribution - Tier 2 - 1QU CoRE ¦ 2QU LoRE | Red Flag Warning - Small Fires | Equipment / facility failure | Aggregated | 2026 | 0.00015681 | 353.5334 | 0.055439 | 2026 | Mitigation | 0.95 | 45 | 0 | esc | 0.00097009 | 1.5212e-07 | 0.00097009 | 1.5212e-07
[79 empty] | WLDFR | HFTD - Distribution - Tier 2 - 2QU CoRE ¦ 3QU LoRE | Non-Red Flag Warning - Small Fires | 2027 | 3.6536e-06 | 3.6536e-06 | 0.080408 | 0.03759 | 0.0016314 | 0.041187 | 0 | 0 | 0.0041181 | 2.9378e-07 | 0 | 2.9378e-07 | 2.9378e-07 | 0 | 2.9378e-07 | [22 empty] | 7.3.3.17.5 (Remote Grid) Updates to grid topology to minimize risk of ignition in HFTDs Remote GridWLDFREquipment / facility failureAggregated | WLDFR | HFTD - Distribution - Tier 2 - 1QU CoRE ¦ 2QU LoRE | Red Flag Warning - Small Fires | Equipment / facility failure | Aggregated | 2027 | 0.00015681 | 353.5334 | 0.055439 | 2027 | Mitigation | 0.95 | 45 | 0 | esc | 0.00097009 | 1.5212e-07 | 0.00097009 | 1.5212e-07
[79 empty] | WLDFR | HFTD - Distribution - Tier 2 - 2QU CoRE ¦ 3QU LoRE | Non-Red Flag Warning - Small Fires | 2028 | 3.6536e-06 | 3.6536e-06 | 0.083606 | 0.039055 | 0.001695 | 0.042856 | 0 | 0 | 0.0041181 | 3.0547e-07 | 0 | 3.0547e-07 | 3.0547e-07 | 0 | 3.0547e-07 | [22 empty] | 7.3.3.17.5 (Remote Grid) Updates to grid topology to minimize risk of ignition in HFTDs Remote GridWLDFREquipment / facility failureAggregated | WLDFR | HFTD - Distribution - Tier 2 - 1QU CoRE ¦ 2QU LoRE | Red Flag Warning - Small Fires | Equipment / facility failure | Aggregated | 2028 | 0.00015681 | 353.5334 | 0.055439 | 2028 | Mitigation | 0.95 | 45 | 0 | esc | 0.00097009 | 1.5212e-07 | 0.00097009 | 1.5212e-07
[79 empty] | WLDFR | HFTD - Distribution - Tier 2 - 2QU CoRE ¦ 3QU LoRE | Non-Red Flag Warning - Small Fires | 2029 | 3.6536e-06 | 3.6536e-06 | 0.083606 | 0.039055 | 0.001695 | 0.042856 | 0 | 0 | 0.0041181 | 3.0547e-07 | 0 | 3.0547e-07 | 3.0547e-07 | 0 | 3.0547e-07 | [22 empty] | 7.3.3.17.5 (Remote Grid) Updates to grid topology to minimize risk of ignition in HFTDs Remote GridWLDFREquipment / facility failureAggregated | WLDFR | HFTD - Distribution - Tier 2 - 1QU CoRE ¦ 2QU LoRE | Red Flag Warning - Small Fires | Equipment / facility failure | Aggregated | 2029 | 0.00015681 | 353.5334 | 0.055439 | 2029 | Mitigation | 0.95 | 45 | 0 | esc | 0.00097009 | 1.5212e-07 | 0.00097009 | 1.5212e-07
[79 empty] | WLDFR | HFTD - Distribution - Tier 2 - 2QU CoRE ¦ 3QU LoRE | Non-Red Flag Warning - Small Fires | 2030 | 3.6536e-06 | 3.6536e-06 | 0.083606 | 0.039055 | 0.001695 | 0.042856 | 0 | 0 | 0.0041181 | 3.0547e-07 | 0 | 3.0547e-07 | 3.0547e-07 | 0 | 3.0547e-07 | [22 empty] | 7.3.3.17.5 (Remote Grid) Updates to grid topology to minimize risk of ignition in HFTDs Remote GridWLDFREquipment / facility failureAggregated | WLDFR | HFTD - Distribution - Tier 2 - 1QU CoRE ¦ 2QU LoRE | Red Flag Warning - Small Fires | Equipment / facility failure | Aggregated | 2030 | 0.00015681 | 353.5334 | 0.055439 | 2030 | Mitigation | 0.95 | 45 | 0 | esc | 0.00097009 | 1.5212e-07 | 0.00097009 | 1.5212e-07
[79 empty] | WLDFR | HFTD - Distribution - Tier 2 - 2QU CoRE ¦ 3QU LoRE | Non-Red Flag Warning - Small Fires | 2031 | 3.6536e-06 | 3.6536e-06 | 0.083606 | 0.039055 | 0.001695 | 0.042856 | 0 | 0 | 0.0041181 | 3.0547e-07 | 0 | 3.0547e-07 | 3.0547e-07 | 0 | 3.0547e-07 | [22 empty] | 7.3.3.17.5 (Remote Grid) Updates to grid topology to minimize risk of ignition in HFTDs Remote GridWLDFREquipment / facility failureAggregated | WLDFR | HFTD - Distribution - Tier 2 - 1QU CoRE ¦ 2QU LoRE | Red Flag Warning - Small Fires | Equipment / facility failure | Aggregated | 2031 | 0.00015681 | 353.5334 | 0.055439 | 2031 | Mitigation | 0.95 | 45 | 0 | esc | 0.00097009 | 1.5212e-07 | 0.00097009 | 1.5212e-07
[79 empty] | WLDFR | HFTD - Distribution - Tier 2 - 2QU CoRE ¦ 3QU LoRE | Non-Red Flag Warning - Small Fires | 2032 | 3.6536e-06 | 3.6536e-06 | 0.083606 | 0.039055 | 0.001695 | 0.042856 | 0 | 0 | 0.0041181 | 3.0547e-07 | 0 | 3.0547e-07 | 3.0547e-07 | 0 | 3.0547e-07 | [22 empty] | 7.3.3.17.5 (Remote Grid) Updates to grid topology to minimize risk of ignition in HFTDs Remote GridWLDFREquipment / facility failureAggregated | WLDFR | HFTD - Distribution - Tier 2 - 1QU CoRE ¦ 2QU LoRE | Red Flag Warning - Small Fires | Equipment / facility failure | Aggregated | 2032 | 0.00015681 | 353.5334 | 0.055439 | 2032 | Mitigation | 0.95 | 45 | 0 | esc | 0.00097009 | 1.5212e-07 | 0.00097009 | 1.5212e-07
[79 empty] | WLDFR | HFTD - Distribution - Tier 2 - 2QU CoRE ¦ 3QU LoRE | Non-Red Flag Warning - Small Fires | 2033 | 3.6536e-06 | 3.6536e-06 | 0.087211 | 0.040679 | 0.0017655 | 0.044766 | 0 | 0 | 0.0041181 | 3.1864e-07 | 0 | 3.1864e-07 | 3.1864e-07 | 0 | 3.1864e-07 | [22 empty] | 7.3.3.17.5 (Remote Grid) Updates to grid topology to minimize risk of ignition in HFTDs Remote GridWLDFREquipment / facility failureAggregated | WLDFR | HFTD - Distribution - Tier 2 - 1QU CoRE ¦ 2QU LoRE | Red Flag Warning - Small Fires | Equipment / facility failure | Aggregated | 2033 | 0.00015681 | 353.5334 | 0.055439 | 2033 | Mitigation | 0.95 | 45 | 0 | esc | 0.00097009 | 1.5212e-07 | 0.00097009 | 1.5212e-07
[79 empty] | WLDFR | HFTD - Distribution - Tier 2 - 2QU CoRE ¦ 3QU LoRE | Non-Red Flag Warning - Small Fires | 2034 | 3.6536e-06 | 3.6536e-06 | 0.087211 | 0.040679 | 0.0017655 | 0.044766 | 0 | 0 | 0.0041181 | 3.1864e-07 | 0 | 3.1864e-07 | 3.1864e-07 | 0 | 3.1864e-07 | [22 empty] | 7.3.3.17.5 (Remote Grid) Updates to grid topology to minimize risk of ignition in HFTDs Remote GridWLDFREquipment / facility failureAggregated | WLDFR | HFTD - Distribution - Tier 2 - 1QU CoRE ¦ 2QU LoRE | Red Flag Warning - Small Fires | Equipment / facility failure | Aggregated | 2034 | 0.00015681 | 353.5334 | 0.055439 | 2034 | Mitigation | 0.95 | 45 | 0 | esc | 0.00097009 | 1.5212e-07 | 0.00097009 | 1.5212e-07
[79 empty] | WLDFR | HFTD - Distribution - Tier 2 - 2QU CoRE ¦ 3QU LoRE | Non-Red Flag Warning - Small Fires | 2035 | 3.6536e-06 | 3.6536e-06 | 0.087211 | 0.040679 | 0.0017655 | 0.044766 | 0 | 0 | 0.0041181 | 3.1864e-07 | 0 | 3.1864e-07 | 3.1864e-07 | 0 | 3.1864e-07 | [22 empty] | 7.3.3.17.5 (Remote Grid) Updates to grid topology to minimize risk of ignition in HFTDs Remote GridWLDFREquipment / facility failureAggregated | WLDFR | HFTD - Distribution - Tier 2 - 1QU CoRE ¦ 2QU LoRE | Red Flag Warning - Small Fires | Equipment / facility failure | Aggregated | 2035 | 0.00015681 | 353.5334 | 0.055439 | 2035 | Mitigation | 0.95 | 45 | 0 | esc | 0.00097009 | 1.5212e-07 | 0.00097009 | 1.5212e-07
[79 empty] | WLDFR | HFTD - Distribution - Tier 2 - 2QU CoRE ¦ 3QU LoRE | Non-Red Flag Warning - Small Fires | 2036 | 3.6536e-06 | 3.6536e-06 | 0.087211 | 0.040679 | 0.0017655 | 0.044766 | 0 | 0 | 0.0041181 | 3.1864e-07 | 0 | 3.1864e-07 | 3.1864e-07 | 0 | 3.1864e-07 | [22 empty] | 7.3.3.17.5 (Remote Grid) Updates to grid topology to minimize risk of ignition in HFTDs Remote GridWLDFREquipment / facility failureAggregated | WLDFR | HFTD - Distribution - Tier 2 - 1QU CoRE ¦ 2QU LoRE | Red Flag Warning - Small Fires | Equipment / facility failure | Aggregated | 2036 | 0.00015681 | 353.5334 | 0.055439 | 2036 | Mitigation | 0.95 | 45 | 0 | esc | 0.00097009 | 1.5212e-07 | 0.00097009 | 1.5212e-07
[79 empty] | WLDFR | HFTD - Distribution - Tier 2 - 2QU CoRE ¦ 3QU LoRE | Non-Red Flag Warning - Small Fires | 2037 | 3.6536e-06 | 3.6536e-06 | 0.087211 | 0.040679 | 0.0017655 | 0.044766 | 0 | 0 | 0.0041181 | 3.1864e-07 | 0 | 3.1864e-07 | 3.1864e-07 | 0 | 3.1864e-07 | [22 empty] | 7.3.3.17.5 (Remote Grid) Updates to grid topology to minimize risk of ignition in HFTDs Remote GridWLDFREquipment / facility failureAggregated | WLDFR | HFTD - Distribution - Tier 2 - 1QU CoRE ¦ 2QU LoRE | Red Flag Warning - Small Fires | Equipment / facility failure | Aggregated | 2037 | 0.00015681 | 353.5334 | 0.055439 | 2037 | Mitigation | 0.95 | 45 | 0 | esc | 0.00097009 | 1.5212e-07 | 0.00097009 | 1.5212e-07
[79 empty] | WLDFR | HFTD - Distribution - Tier 2 - 2QU CoRE ¦ 3QU LoRE | Non-Red Flag Warning - Small Fires | 2038 | 3.6536e-06 | 3.6536e-06 | 0.091184 | 0.042438 | 0.0018418 | 0.046905 | 0 | 0 | 0.0041181 | 3.3315e-07 | 0 | 3.3315e-07 | 3.3315e-07 | 0 | 3.3315e-07 | [22 empty] | 7.3.3.17.5 (Remote Grid) Updates to grid topology to minimize risk of ignition in HFTDs Remote GridWLDFREquipment / facility failureAggregated | WLDFR | HFTD - Distribution - Tier 2 - 1QU CoRE ¦ 2QU LoRE | Red Flag Warning - Small Fires | Equipment / facility failure | Aggregated | 2038 | 0.00015681 | 353.5334 | 0.055439 | 2038 | Mitigation | 0.95 | 45 | 0 | esc | 0.00097009 | 1.5212e-07 | 0.00097009 | 1.5212e-07
[79 empty] | WLDFR | HFTD - Distribution - Tier 2 - 2QU CoRE ¦ 3QU LoRE | Non-Red Flag Warning - Small Fires | 2039 | 3.6536e-06 | 3.6536e-06 | 0.091184 | 0.042438 | 0.0018418 | 0.046905 | 0 | 0 | 0.0041181 | 3.3315e-07 | 0 | 3.3315e-07 | 3.3315e-07 | 0 | 3.3315e-07 | [22 empty] | 7.3.3.17.5 (Remote Grid) Updates to grid topology to minimize risk of ignition in HFTDs Remote GridWLDFREquipment / facility failureAggregated | WLDFR | HFTD - Distribution - Tier 2 - 1QU CoRE ¦ 2QU LoRE | Red Flag Warning - Small Fires | Equipment / facility failure | Aggregated | 2039 | 0.00015681 | 353.5334 | 0.055439 | 2039 | Mitigation | 0.95 | 45 | 0 | esc | 0.00097009 | 1.5212e-07 | 0.00097009 | 1.5212e-07
[79 empty] | WLDFR | HFTD - Distribution - Tier 2 - 2QU CoRE ¦ 3QU LoRE | Non-Red Flag Warning - Small Fires | 2040 | 3.6536e-06 | 3.6536e-06 | 0.091184 | 0.042438 | 0.0018418 | 0.046905 | 0 | 0 | 0.0041181 | 3.3315e-07 | 0 | 3.3315e-07 | 3.3315e-07 | 0 | 3.3315e-07 | [22 empty] | 7.3.3.17.5 (Remote Grid) Updates to grid topology to minimize risk of ignition in HFTDs Remote GridWLDFREquipment / facility failureAggregated | WLDFR | HFTD - Distribution - Tier 2 - 1QU CoRE ¦ 2QU LoRE | Red Flag Warning - Small Fires | Equipment / facility failure | Aggregated | 2040 | 0.00015681 | 353.5334 | 0.055439 | 2040 | Mitigation | 0.95 | 45 | 0 | esc | 0.00097009 | 1.5212e-07 | 0.00097009 | 1.5212e-07
[79 empty] | WLDFR | HFTD - Distribution - Tier 2 - 2QU CoRE ¦ 3QU LoRE | Non-Red Flag Warning - Small Fires | 2041 | 3.6536e-06 | 3.6536e-06 | 0.091184 | 0.042438 | 0.0018418 | 0.046905 | 0 | 0 | 0.0041181 | 3.3315e-07 | 0 | 3.3315e-07 | 3.3315e-07 | 0 | 3.3315e-07 | [22 empty] | 7.3.3.17.5 (Remote Grid) Updates to grid topology to minimize risk of ignition in HFTDs Remote GridWLDFREquipment / facility failureAggregated | WLDFR | HFTD - Distribution - Tier 2 - 1QU CoRE ¦ 2QU LoRE | Red Flag Warning - Small Fires | Equipment / facility failure | Aggregated | 2041 | 0.00015681 | 353.5334 | 0.055439 | 2041 | Mitigation | 0.95 | 45 | 0 | esc | 0.00097009 | 1.5212e-07 | 0.00097009 | 1.5212e-07
[79 empty] | WLDFR | HFTD - Distribution - Tier 2 - 2QU CoRE ¦ 3QU LoRE | Non-Red Flag Warning - Small Fires | 2042 | 3.6536e-06 | 3.6536e-06 | 0.091184 | 0.042438 | 0.0018418 | 0.046905 | 0 | 0 | 0.0041181 | 3.3315e-07 | 0 | 3.3315e-07 | 3.3315e-07 | 0 | 3.3315e-07 | [22 empty] | 7.3.3.17.5 (Remote Grid) Updates to grid topology to minimize risk of ignition in HFTDs Remote GridWLDFREquipment / facility failureAggregated | WLDFR | HFTD - Distribution - Tier 2 - 1QU CoRE ¦ 2QU LoRE | Red Flag Warning - Small Fires | Equipment / facility failure | Aggregated | 2042 | 0.00015681 | 353.5334 | 0.055439 | 2042 | Mitigation | 0.95 | 45 | 0 | esc | 0.00097009 | 1.5212e-07 | 0.00097009 | 1.5212e-07
[79 empty] | WLDFR | HFTD - Distribution - Tier 2 - 2QU CoRE ¦ 3QU LoRE | Non-Red Flag Warning - Small Fires | 2043 | 3.6536e-06 | 3.6536e-06 | 0.095486 | 0.044306 | 0.0019228 | 0.049257 | 0 | 0 | 0.0041181 | 3.4887e-07 | 0 | 3.4887e-07 | 3.4887e-07 | 0 | 3.4887e-07 | [22 empty] | 7.3.3.17.5 (Remote Grid) Updates to grid topology to minimize risk of ignition in HFTDs Remote GridWLDFREquipment / facility failureAggregated | WLDFR | HFTD - Distribution - Tier 2 - 1QU CoRE ¦ 2QU LoRE | Red Flag Warning - Small Fires | Equipment / facility failure | Aggregated | 2043 | 0.00015681 | 353.5334 | 0.055439 | 2043 | Mitigation | 0.95 | 45 | 0 | esc | 0.00097009 | 1.5212e-07 | 0.00097009 | 1.5212e-07
[79 empty] | WLDFR | HFTD - Distribution - Tier 2 - 2QU CoRE ¦ 3QU LoRE | Non-Red Flag Warning - Small Fires | 2044 | 3.6536e-06 | 3.6536e-06 | 0.095486 | 0.044306 | 0.0019228 | 0.049257 | 0 | 0 | 0.0041181 | 3.4887e-07 | 0 | 3.4887e-07 | 3.4887e-07 | 0 | 3.4887e-07 | [22 empty] | 7.3.3.17.5 (Remote Grid) Updates to grid topology to minimize risk of ignition in HFTDs Remote GridWLDFREquipment / facility failureAggregated | WLDFR | HFTD - Distribution - Tier 2 - 1QU CoRE ¦ 2QU LoRE | Red Flag Warning - Small Fires | Equipment / facility failure | Aggregated | 2044 | 0.00015681 | 353.5334 | 0.055439 | 2044 | Mitigation | 0.95 | 45 | 0 | esc | 0.00097009 | 1.5212e-07 | 0.00097009 | 1.5212e-07
[79 empty] | WLDFR | HFTD - Distribution - Tier 2 - 2QU CoRE ¦ 3QU LoRE | Non-Red Flag Warning - Small Fires | 2045 | 3.6536e-06 | 3.6536e-06 | 0.095486 | 0.044306 | 0.0019228 | 0.049257 | 0 | 0 | 0.0041181 | 3.4887e-07 | 0 | 3.4887e-07 | 3.4887e-07 | 0 | 3.4887e-07 | [22 empty] | 7.3.3.17.5 (Remote Grid) Updates to grid topology to minimize risk of ignition in HFTDs Remote GridWLDFREquipment / facility failureAggregated | WLDFR | HFTD - Distribution - Tier 2 - 1QU CoRE ¦ 2QU LoRE | Red Flag Warning - Small Fires | Equipment / facility failure | Aggregated | 2045 | 0.00015681 | 353.5334 | 0.055439 | 2045 | Mitigation | 0.95 | 45 | 0 | esc | 0.00097009 | 1.5212e-07 | 0.00097009 | 1.5212e-07
[79 empty] | WLDFR | HFTD - Distribution - Tier 2 - 2QU CoRE ¦ 3QU LoRE | Non-Red Flag Warning - Small Fires | 2046 | 3.6536e-06 | 3.6536e-06 | 0.095486 | 0.044306 | 0.0019228 | 0.049257 | 0 | 0 | 0.0041181 | 3.4887e-07 | 0 | 3.4887e-07 | 3.4887e-07 | 0 | 3.4887e-07 | [22 empty] | 7.3.3.17.5 (Remote Grid) Updates to grid topology to minimize risk of ignition in HFTDs Remote GridWLDFREquipment / facility failureAggregated | WLDFR | HFTD - Distribution - Tier 2 - 1QU CoRE ¦ 2QU LoRE | Red Flag Warning - Small Fires | Equipment / facility failure | Aggregated | 2046 | 0.00015681 | 353.5334 | 0.055439 | 2046 | Mitigation | 0.95 | 45 | 0 | esc | 0.00097009 | 1.5212e-07 | 0.00097009 | 1.5212e-07
[79 empty] | WLDFR | HFTD - Distribution - Tier 2 - 2QU CoRE ¦ 3QU LoRE | Non-Red Flag Warning - Small Fires | 2047 | 3.6536e-06 | 3.6536e-06 | 0.095486 | 0.044306 | 0.0019228 | 0.049257 | 0 | 0 | 0.0041181 | 3.4887e-07 | 0 | 3.4887e-07 | 3.4887e-07 | 0 | 3.4887e-07 | [22 empty] | 7.3.3.17.5 (Remote Grid) Updates to grid topology to minimize risk of ignition in HFTDs Remote GridWLDFREquipment / facility failureAggregated | WLDFR | HFTD - Distribution - Tier 2 - 1QU CoRE ¦ 2QU LoRE | Red Flag Warning - Small Fires | Equipment / facility failure | Aggregated | 2047 | 0.00015681 | 353.5334 | 0.055439 | 2047 | Mitigation | 0.95 | 45 | 0 | esc | 0.00097009 | 1.5212e-07 | 0.00097009 | 1.5212e-07
[79 empty] | WLDFR | HFTD - Distribution - Tier 2 - 2QU CoRE ¦ 3QU LoRE | Non-Red Flag Warning - Small Fires | 2048 | 3.6536e-06 | 3.6536e-06 | 0.10007 | 0.04626 | 0.0020076 | 0.051804 | 0 | 0 | 0.0041181 | 3.6562e-07 | 0 | 3.6562e-07 | 3.6562e-07 | 0 | 3.6562e-07 | [22 empty] | 7.3.3.17.5 (Remote Grid) Updates to grid topology to minimize risk of ignition in HFTDs Remote GridWLDFREquipment / facility failureAggregated | WLDFR | HFTD - Distribution - Tier 2 - 1QU CoRE ¦ 2QU LoRE | Red Flag Warning - Small Fires | Equipment / facility failure | Aggregated | 2048 | 0.00015681 | 353.5334 | 0.055439 | 2048 | Mitigation | 0.95 | 45 | 0 | esc | 0.00097009 | 1.5212e-07 | 0.00097009 | 1.5212e-07
[79 empty] | WLDFR | HFTD - Distribution - Tier 2 - 2QU CoRE ¦ 3QU LoRE | Non-Red Flag Warning - Small Fires | 2049 | 3.6536e-06 | 3.6536e-06 | 0.10007 | 0.04626 | 0.0020076 | 0.051804 | 0 | 0 | 0.0041181 | 3.6562e-07 | 0 | 3.6562e-07 | 3.6562e-07 | 0 | 3.6562e-07 | [22 empty] | 7.3.3.17.5 (Remote Grid) Updates to grid topology to minimize risk of ignition in HFTDs Remote GridWLDFREquipment / facility failureAggregated | WLDFR | HFTD - Distribution - Tier 2 - 1QU CoRE ¦ 2QU LoRE | Red Flag Warning - Small Fires | Equipment / facility failure | Aggregated | 2049 | 0.00015681 | 353.5334 | 0.055439 | 2049 | Mitigation | 0.95 | 45 | 0 | esc | 0.00097009 | 1.5212e-07 | 0.00097009 | 1.5212e-07
[79 empty] | WLDFR | HFTD - Distribution - Tier 2 - 2QU CoRE ¦ 3QU LoRE | Non-Red Flag Warning - Small Fires | 2050 | 3.6536e-06 | 3.6536e-06 | 0.10007 | 0.04626 | 0.0020076 | 0.051804 | 0 | 0 | 0.0041181 | 3.6562e-07 | 0 | 3.6562e-07 | 3.6562e-07 | 0 | 3.6562e-07 | [22 empty] | 7.3.3.17.5 (Remote Grid) Updates to grid topology to minimize risk of ignition in HFTDs Remote GridWLDFREquipment / facility failureAggregated | WLDFR | HFTD - Distribution - Tier 2 - 1QU CoRE ¦ 2QU LoRE | Red Flag Warning - Small Fires | Equipment / facility failure | Aggregated | 2050 | 0.00015681 | 353.5334 | 0.055439 | 2050 | Mitigation | 0.95 | 45 | 0 | esc | 0.00097009 | 1.5212e-07 | 0.00097009 | 1.5212e-07
[79 empty] | WLDFR | HFTD - Distribution - Tier 2 - 2QU CoRE ¦ 3QU LoRE | Non-Red Flag Warning - Small Fires | 2051 | 3.6536e-06 | 3.6536e-06 | 0.10007 | 0.04626 | 0.0020076 | 0.051804 | 0 | 0 | 0.0041181 | 3.6562e-07 | 0 | 3.6562e-07 | 3.6562e-07 | 0 | 3.6562e-07 | [22 empty] | 7.3.3.17.5 (Remote Grid) Updates to grid topology to minimize risk of ignition in HFTDs Remote GridWLDFREquipment / facility failureAggregated | WLDFR | HFTD - Distribution - Tier 2 - 1QU CoRE ¦ 2QU LoRE | Red Flag Warning - Small Fires | Equipment / facility failure | Aggregated | 2051 | 0.00015681 | 353.5334 | 0.055439 | 2051 | Mitigation | 0.95 | 45 | 0 | esc | 0.00097009 | 1.5212e-07 | 0.00097009 | 1.5212e-07
[79 empty] | WLDFR | HFTD - Distribution - Tier 2 - 2QU CoRE ¦ 3QU LoRE | Non-Red Flag Warning - Small Fires | 2052 | 3.6536e-06 | 3.6536e-06 | 0.10007 | 0.04626 | 0.0020076 | 0.051804 | 0 | 0 | 0.0041181 | 3.6562e-07 | 0 | 3.6562e-07 | 3.6562e-07 | 0 | 3.6562e-07 | [22 empty] | 7.3.3.17.5 (Remote Grid) Updates to grid topology to minimize risk of ignition in HFTDs Remote GridWLDFREquipment / facility failureAggregated | WLDFR | HFTD - Distribution - Tier 2 - 1QU CoRE ¦ 2QU LoRE | Red Flag Warning - Small Fires | Equipment / facility failure | Aggregated | 2052 | 0.00015681 | 353.5334 | 0.055439 | 2052 | Mitigation | 0.95 | 45 | 0 | esc | 0.00097009 | 1.5212e-07 | 0.00097009 | 1.5212e-07
[79 empty] | WLDFR | HFTD - Distribution - Tier 2 - 2QU CoRE ¦ 3QU LoRE | Non-Red Flag Warning - Small Fires | 2053 | 3.6536e-06 | 3.6536e-06 | 0.10489 | 0.048274 | 0.002095 | 0.054525 | 0 | 0 | 0.0041181 | 3.8324e-07 | 0 | 3.8324e-07 | 3.8324e-07 | 0 | 3.8324e-07 | [22 empty] | 7.3.3.17.5 (Remote Grid) Updates to grid topology to minimize risk of ignition in HFTDs Remote GridWLDFREquipment / facility failureAggregated | WLDFR | HFTD - Distribution - Tier 2 - 1QU CoRE ¦ 2QU LoRE | Red Flag Warning - Small Fires | Equipment / facility failure | Aggregated | 2053 | 0.00015681 | 353.5334 | 0.055439 | 2053 | Mitigation | 0.95 | 45 | 0 | esc | 0.00097009 | 1.5212e-07 | 0.00097009 | 1.5212e-07
[79 empty] | WLDFR | HFTD - Distribution - Tier 2 - 2QU CoRE ¦ 3QU LoRE | Non-Red Flag Warning - Small Fires | 2054 | 3.6536e-06 | 3.6536e-06 | 0.10489 | 0.048274 | 0.002095 | 0.054525 | 0 | 0 | 0.0041181 | 3.8324e-07 | 0 | 3.8324e-07 | 3.8324e-07 | 0 | 3.8324e-07 | [22 empty] | 7.3.3.17.5 (Remote Grid) Updates to grid topology to minimize risk of ignition in HFTDs Remote GridWLDFREquipment / facility failureAggregated | WLDFR | HFTD - Distribution - Tier 2 - 1QU CoRE ¦ 2QU LoRE | Red Flag Warning - Small Fires | Equipment / facility failure | Aggregated | 2054 | 0.00015681 | 353.5334 | 0.055439 | 2054 | Mitigation | 0.95 | 45 | 0 | esc | 0.00097009 | 1.5212e-07 | 0.00097009 | 1.5212e-07
[79 empty] | WLDFR | HFTD - Distribution - Tier 2 - 2QU CoRE ¦ 3QU LoRE | Non-Red Flag Warning - Small Fires | 2055 | 3.6536e-06 | 3.6536e-06 | 0.10489 | 0.048274 | 0.002095 | 0.054525 | 0 | 0 | 0.0041181 | 3.8324e-07 | 0 | 3.8324e-07 | 3.8324e-07 | 0 | 3.8324e-07 | [22 empty] | 7.3.3.17.5 (Remote Grid) Updates to grid topology to minimize risk of ignition in HFTDs Remote GridWLDFREquipment / facility failureAggregated | WLDFR | HFTD - Distribution - Tier 2 - 1QU CoRE ¦ 2QU LoRE | Red Flag Warning - Small Fires | Equipment / facility failure | Aggregated | 2055 | 0.00015681 | 353.5334 | 0.055439 | 2055 | Mitigation | 0.95 | 45 | 0 | esc | 0.00097009 | 1.5212e-07 | 0.00097009 | 1.5212e-07
[79 empty] | WLDFR | HFTD - Distribution - Tier 2 - 2QU CoRE ¦ 3QU LoRE | Non-Red Flag Warning - Small Fires | 2056 | 3.6536e-06 | 3.6536e-06 | 0.10489 | 0.048274 | 0.002095 | 0.054525 | 0 | 0 | 0.0041181 | 3.8324e-07 | 0 | 3.8324e-07 | 3.8324e-07 | 0 | 3.8324e-07 | [22 empty] | 7.3.3.17.5 (Remote Grid) Updates to grid topology to minimize risk of ignition in HFTDs Remote GridWLDFREquipment / facility failureAggregated | WLDFR | HFTD - Distribution - Tier 2 - 1QU CoRE ¦ 2QU LoRE | Red Flag Warning - Small Fires | Equipment / facility failure | Aggregated | 2056 | 0.00015681 | 353.5334 | 0.055439 | 2056 | Mitigation | 0.95 | 45 | 0 | esc | 0.00097009 | 1.5212e-07 | 0.00097009 | 1.5212e-07
[79 empty] | WLDFR | HFTD - Distribution - Tier 2 - 2QU CoRE ¦ 3QU LoRE | Non-Red Flag Warning - Small Fires | 2057 | 3.6536e-06 | 3.6536e-06 | 0.10489 | 0.048274 | 0.002095 | 0.054525 | 0 | 0 | 0.0041181 | 3.8324e-07 | 0 | 3.8324e-07 | 3.8324e-07 | 0 | 3.8324e-07 | [22 empty] | 7.3.3.17.5 (Remote Grid) Updates to grid topology to minimize risk of ignition in HFTDs Remote GridWLDFREquipment / facility failureAggregated | WLDFR | HFTD - Distribution - Tier 2 - 1QU CoRE ¦ 2QU LoRE | Red Flag Warning - Small Fires | Equipment / facility failure | Aggregated | 2057 | 0.00015681 | 353.5334 | 0.055439 | 2057 | Mitigation | 0.95 | 45 | 0 | esc | 0.00097009 | 1.5212e-07 | 0.00097009 | 1.5212e-07
[79 empty] | WLDFR | HFTD - Distribution - Tier 2 - 2QU CoRE ¦ 3QU LoRE | Non-Red Flag Warning - Small Fires | 2058 | 3.6536e-06 | 3.6536e-06 | 0.1099 | 0.050325 | 0.0021839 | 0.057393 | 0 | 0 | 0.0041181 | 4.0154e-07 | 0 | 4.0154e-07 | 4.0154e-07 | 0 | 4.0154e-07 | [22 empty] | 7.3.3.17.5 (Remote Grid) Updates to grid topology to minimize risk of ignition in HFTDs Remote GridWLDFREquipment / facility failureAggregated | WLDFR | HFTD - Distribution - Tier 2 - 1QU CoRE ¦ 2QU LoRE | Red Flag Warning - Small Fires | Equipment / facility failure | Aggregated | 2058 | 0.00015681 | 353.5334 | 0.055439 | 2058 | Mitigation | 0.95 | 45 | 0 | esc | 0.00097009 | 1.5212e-07 | 0.00097009 | 1.5212e-07
[79 empty] | WLDFR | HFTD - Distribution - Tier 2 - 2QU CoRE ¦ 3QU LoRE | Non-Red Flag Warning - Small Fires | 2059 | 3.6536e-06 | 3.6536e-06 | 0.1099 | 0.050325 | 0.0021839 | 0.057393 | 0 | 0 | 0.0041181 | 4.0154e-07 | 0 | 4.0154e-07 | 4.0154e-07 | 0 | 4.0154e-07 | [22 empty] | 7.3.3.17.5 (Remote Grid) Updates to grid topology to minimize risk of ignition in HFTDs Remote GridWLDFREquipment / facility failureAggregated | WLDFR | HFTD - Distribution - Tier 2 - 1QU CoRE ¦ 2QU LoRE | Red Flag Warning - Small Fires | Equipment / facility failure | Aggregated | 2059 | 0.00015681 | 353.5334 | 0.055439 | 2059 | Mitigation | 0.95 | 45 | 0 | esc | 0.00097009 | 1.5212e-07 | 0.00097009 | 1.5212e-07
[79 empty] | WLDFR | HFTD - Distribution - Tier 2 - 2QU CoRE ¦ 3QU LoRE | Non-Red Flag Warning - Small Fires | 2060 | 3.6536e-06 | 3.6536e-06 | 0.1099 | 0.050325 | 0.0021839 | 0.057393 | 0 | 0 | 0.0041181 | 4.0154e-07 | 0 | 4.0154e-07 | 4.0154e-07 | 0 | 4.0154e-07 | [22 empty] | 7.3.3.17.5 (Remote Grid) Updates to grid topology to minimize risk of ignition in HFTDs Remote GridWLDFREquipment / facility failureAggregated | WLDFR | HFTD - Distribution - Tier 2 - 1QU CoRE ¦ 2QU LoRE | Red Flag Warning - Small Fires | Equipment / facility failure | Aggregated | 2060 | 0.00015681 | 353.5334 | 0.055439 | 2060 | Mitigation | 0.95 | 45 | 0 | esc | 0.00097009 | 1.5212e-07 | 0.00097009 | 1.5212e-07
[79 empty] | WLDFR | HFTD - Distribution - Tier 2 - 2QU CoRE ¦ 3QU LoRE | Non-Red Flag Warning - Small Fires | 2061 | 3.6536e-06 | 3.6536e-06 | 0.1099 | 0.050325 | 0.0021839 | 0.057393 | 0 | 0 | 0.0041181 | 4.0154e-07 | 0 | 4.0154e-07 | 4.0154e-07 | 0 | 4.0154e-07 | [22 empty] | 7.3.3.17.5 (Remote Grid) Updates to grid topology to minimize risk of ignition in HFTDs Remote GridWLDFREquipment / facility failureAggregated | WLDFR | HFTD - Distribution - Tier 2 - 1QU CoRE ¦ 2QU LoRE | Red Flag Warning - Small Fires | Equipment / facility failure | Aggregated | 2061 | 0.00015681 | 353.5334 | 0.055439 | 2061 | Mitigation | 0.95 | 45 | 0 | esc | 0.00097009 | 1.5212e-07 | 0.00097009 | 1.5212e-07
[79 empty] | WLDFR | HFTD - Distribution - Tier 2 - 2QU CoRE ¦ 3QU LoRE | Non-Red Flag Warning - Small Fires | 2062 | 3.6536e-06 | 3.6536e-06 | 0.1099 | 0.050325 | 0.0021839 | 0.057393 | 0 | 0 | 0.0041181 | 4.0154e-07 | 0 | 4.0154e-07 | 4.0154e-07 | 0 | 4.0154e-07 | [22 empty] | 7.3.3.17.5 (Remote Grid) Updates to grid topology to minimize risk of ignition in HFTDs Remote GridWLDFREquipment / facility failureAggregated | WLDFR | HFTD - Distribution - Tier 2 - 1QU CoRE ¦ 2QU LoRE | Red Flag Warning - Small Fires | Equipment / facility failure | Aggregated | 2062 | 0.00015681 | 353.5334 | 0.055439 | 2062 | Mitigation | 0.95 | 45 | 0 | esc | 0.00097009 | 1.5212e-07 | 0.00097009 | 1.5212e-07
[79 empty] | WLDFR | HFTD - Distribution - Tier 2 - 2QU CoRE ¦ 3QU LoRE | Non-Red Flag Warning - Small Fires | 2063 | 3.6536e-06 | 3.6536e-06 | 0.11504 | 0.052388 | 0.0022734 | 0.060377 | 0 | 0 | 0.0041181 | 4.2031e-07 | 0 | 4.2031e-07 | 4.2031e-07 | 0 | 4.2031e-07 | [22 empty] | 7.3.3.17.5 (Remote Grid) Updates to grid topology to minimize risk of ignition in HFTDs Remote GridWLDFREquipment / facility failureAggregated | WLDFR | HFTD - Distribution - Tier 2 - 1QU CoRE ¦ 2QU LoRE | Red Flag Warning - Small Fires | Equipment / facility failure | Aggregated | 2063 | 0.00015681 | 353.5334 | 0.055439 | 2063 | Mitigation | 0.95 | 45 | 0 | esc | 0.00097009 | 1.5212e-07 | 0.00097009 | 1.5212e-07
[79 empty] | WLDFR | HFTD - Distribution - Tier 2 - 2QU CoRE ¦ 3QU LoRE | Non-Red Flag Warning - Small Fires | 2064 | 3.6536e-06 | 3.6536e-06 | 0.11504 | 0.052388 | 0.0022734 | 0.060377 | 0 | 0 | 0.0041181 | 4.2031e-07 | 0 | 4.2031e-07 | 4.2031e-07 | 0 | 4.2031e-07 | [22 empty] | 7.3.3.17.5 (Remote Grid) Updates to grid topology to minimize risk of ignition in HFTDs Remote GridWLDFREquipment / facility failureAggregated | WLDFR | HFTD - Distribution - Tier 2 - 1QU CoRE ¦ 2QU LoRE | Red Flag Warning - Small Fires | Equipment / facility failure | Aggregated | 2064 | 0.00015681 | 353.5334 | 0.055439 | 2064 | Mitigation | 0.95 | 45 | 0 | esc | 0.00097009 | 1.5212e-07 | 0.00097009 | 1.5212e-07
[79 empty] | WLDFR | HFTD - Distribution - Tier 2 - 2QU CoRE ¦ 3QU LoRE | Non-Red Flag Warning - Small Fires | 2065 | 3.6536e-06 | 3.6536e-06 | 0.11504 | 0.052388 | 0.0022734 | 0.060377 | 0 | 0 | 0.0041181 | 4.2031e-07 | 0 | 4.2031e-07 | 4.2031e-07 | 0 | 4.2031e-07 | [22 empty] | 7.3.3.17.5 (Remote Grid) Updates to grid topology to minimize risk of ignition in HFTDs Remote GridWLDFREquipment / facility failureAggregated | WLDFR | HFTD - Distribution - Tier 2 - 1QU CoRE ¦ 2QU LoRE | Red Flag Warning - Small Fires | Equipment / facility failure | Aggregated | 2065 | 0.00015681 | 353.5334 | 0.055439 | 2065 | Mitigation | 0.95 | 45 | 0 | esc | 0.00097009 | 1.5212e-07 | 0.00097009 | 1.5212e-07
[79 empty] | WLDFR | HFTD - Distribution - Tier 2 - 2QU CoRE ¦ 3QU LoRE | Non-Red Flag Warning - Small Fires | 2066 | 3.6536e-06 | 3.6536e-06 | 0.11504 | 0.052388 | 0.0022734 | 0.060377 | 0 | 0 | 0.0041181 | 4.2031e-07 | 0 | 4.2031e-07 | 4.2031e-07 | 0 | 4.2031e-07 | [22 empty] | 7.3.3.17.5 (Remote Grid) Updates to grid topology to minimize risk of ignition in HFTDs Remote GridWLDFREquipment / facility failureAggregated | WLDFR | HFTD - Distribution - Tier 2 - 1QU CoRE ¦ 2QU LoRE | Red Flag Warning - Small Fires | Equipment / facility failure | Aggregated | 2066 | 0.00015681 | 353.5334 | 0.055439 | 2066 | Mitigation | 0.95 | 45 | 0 | esc | 0.00097009 | 1.5212e-07 | 0.00097009 | 1.5212e-07
[79 empty] | WLDFR | HFTD - Distribution - Tier 2 - 2QU CoRE ¦ 3QU LoRE | Non-Red Flag Warning - Small Fires | 2067 | 0 | 3.6536e-06 | 0.11504 | 0.052388 | 0.0022734 | 0.060377 | 0 | 0 | 0.0041181 | 0 | 0 | 0 | 4.2031e-07 | 0 | 4.2031e-07 | [22 empty] | 7.3.3.17.5 (Remote Grid) Updates to grid topology to minimize risk of ignition in HFTDs Remote GridWLDFREquipment / facility failureAggregated | WLDFR | HFTD - Distribution - Tier 2 - 1QU CoRE ¦ 2QU LoRE | Red Flag Warning - Small Fires | Equipment / facility failure | Aggregated | 2067 | 0.00015681 | 353.5334 | 0.055439 | 2067 | Mitigation | 0.95 | 45 | 0 | esc | 0 | 0 | 0.00097009 | 1.5212e-07
[79 empty] | WLDFR | HFTD - Distribution - Tier 2 - 2QU CoRE ¦ 3QU LoRE | Red Flag Warning - Catastrophic Fires | 2022 | 6.4403e-08 | 0 | 14146.1306 | 222.2294 | 8585.7228 | 5338.1784 | 0 | 0 | 6.6389e-05 | 0.00091106 | 0 | 0.00091106 | 0 | 0 | 0 | [22 empty] | 7.3.3.17.5 (Remote Grid) Updates to grid topology to minimize risk of ignition in HFTDs Remote GridWLDFRVegetation ContactAggregated | WLDFR | HFTD - Distribution - Tier 2 - 1QU CoRE ¦ 2QU LoRE | Red Flag Warning - Small Fires | Vegetation Contact | Aggregated | 2022 | 0.00038173 | 353.5334 | 0.13496 | 2022 | Mitigation | 0.95 | 45 | 0 | esc | 0.00097009 | 3.7032e-07 | 0 | 0
[79 empty] | WLDFR | HFTD - Distribution - Tier 2 - 2QU CoRE ¦ 3QU LoRE | Red Flag Warning - Catastrophic Fires | 2023 | 6.4403e-08 | 6.4403e-08 | 14664.6376 | 233.2301 | 8896.516 | 5534.8915 | 0 | 0 | 6.6389e-05 | 0.00094445 | 0 | 0.00094445 | 0.00094445 | 0 | 0.00094445 | [22 empty] | 7.3.3.17.5 (Remote Grid) Updates to grid topology to minimize risk of ignition in HFTDs Remote GridWLDFRVegetation ContactAggregated | WLDFR | HFTD - Distribution - Tier 2 - 1QU CoRE ¦ 2QU LoRE | Red Flag Warning - Small Fires | Vegetation Contact | Aggregated | 2023 | 0.00038173 | 353.5334 | 0.13496 | 2023 | Mitigation | 0.95 | 45 | 0 | esc | 0.00097009 | 3.7032e-07 | 0.00097009 | 3.7032e-07
[79 empty] | WLDFR | HFTD - Distribution - Tier 2 - 2QU CoRE ¦ 3QU LoRE | Red Flag Warning - Catastrophic Fires | 2024 | 6.4403e-08 | 6.4403e-08 | 14664.6376 | 233.2301 | 8896.516 | 5534.8915 | 0 | 0 | 6.6389e-05 | 0.00094445 | 0 | 0.00094445 | 0.00094445 | 0 | 0.00094445 | [22 empty] | 7.3.3.17.5 (Remote Grid) Updates to grid topology to minimize risk of ignition in HFTDs Remote GridWLDFRVegetation ContactAggregated | WLDFR | HFTD - Distribution - Tier 2 - 1QU CoRE ¦ 2QU LoRE | Red Flag Warning - Small Fires | Vegetation Contact | Aggregated | 2024 | 0.00038173 | 353.5334 | 0.13496 | 2024 | Mitigation | 0.95 | 45 | 0 | esc | 0.00097009 | 3.7032e-07 | 0.00097009 | 3.7032e-07
[79 empty] | WLDFR | HFTD - Distribution - Tier 2 - 2QU CoRE ¦ 3QU LoRE | Red Flag Warning - Catastrophic Fires | 2025 | 6.4403e-08 | 6.4403e-08 | 14664.6376 | 233.2301 | 8896.516 | 5534.8915 | 0 | 0 | 6.6389e-05 | 0.00094445 | 0 | 0.00094445 | 0.00094445 | 0 | 0.00094445 | [22 empty] | 7.3.3.17.5 (Remote Grid) Updates to grid topology to minimize risk of ignition in HFTDs Remote GridWLDFRVegetation ContactAggregated | WLDFR | HFTD - Distribution - Tier 2 - 1QU CoRE ¦ 2QU LoRE | Red Flag Warning - Small Fires | Vegetation Contact | Aggregated | 2025 | 0.00038173 | 353.5334 | 0.13496 | 2025 | Mitigation | 0.95 | 45 | 0 | esc | 0.00097009 | 3.7032e-07 | 0.00097009 | 3.7032e-07
[79 empty] | WLDFR | HFTD - Distribution - Tier 2 - 2QU CoRE ¦ 3QU LoRE | Red Flag Warning - Catastrophic Fires | 2026 | 6.4403e-08 | 6.4403e-08 | 14664.6376 | 233.2301 | 8896.516 | 5534.8915 | 0 | 0 | 6.6389e-05 | 0.00094445 | 0 | 0.00094445 | 0.00094445 | 0 | 0.00094445 | [22 empty] | 7.3.3.17.5 (Remote Grid) Updates to grid topology to minimize risk of ignition in HFTDs Remote GridWLDFRVegetation ContactAggregated | WLDFR | HFTD - Distribution - Tier 2 - 1QU CoRE ¦ 2QU LoRE | Red Flag Warning - Small Fires | Vegetation Contact | Aggregated | 2026 | 0.00038173 | 353.5334 | 0.13496 | 2026 | Mitigation | 0.95 | 45 | 0 | esc | 0.00097009 | 3.7032e-07 | 0.00097009 | 3.7032e-07
[79 empty] | WLDFR | HFTD - Distribution - Tier 2 - 2QU CoRE ¦ 3QU LoRE | Red Flag Warning - Catastrophic Fires | 2027 | 6.4403e-08 | 6.4403e-08 | 14664.6376 | 233.2301 | 8896.516 | 5534.8915 | 0 | 0 | 6.6389e-05 | 0.00094445 | 0 | 0.00094445 | 0.00094445 | 0 | 0.00094445 | [22 empty] | 7.3.3.17.5 (Remote Grid) Updates to grid topology to minimize risk of ignition in HFTDs Remote GridWLDFRVegetation ContactAggregated | WLDFR | HFTD - Distribution - Tier 2 - 1QU CoRE ¦ 2QU LoRE | Red Flag Warning - Small Fires | Vegetation Contact | Aggregated | 2027 | 0.00038173 | 353.5334 | 0.13496 | 2027 | Mitigation | 0.95 | 45 | 0 | esc | 0.00097009 | 3.7032e-07 | 0.00097009 | 3.7032e-07
[79 empty] | WLDFR | HFTD - Distribution - Tier 2 - 2QU CoRE ¦ 3QU LoRE | Red Flag Warning - Catastrophic Fires | 2028 | 6.4403e-08 | 6.4403e-08 | 15317.9909 | 247.273 | 9287.6491 | 5783.0689 | 0 | 0 | 6.6389e-05 | 0.00098653 | 0 | 0.00098653 | 0.00098653 | 0 | 0.00098653 | [22 empty] | 7.3.3.17.5 (Remote Grid) Updates to grid topology to minimize risk of ignition in HFTDs Remote GridWLDFRVegetation ContactAggregated | WLDFR | HFTD - Distribution - Tier 2 - 1QU CoRE ¦ 2QU LoRE | Red Flag Warning - Small Fires | Vegetation Contact | Aggregated | 2028 | 0.00038173 | 353.5334 | 0.13496 | 2028 | Mitigation | 0.95 | 45 | 0 | esc | 0.00097009 | 3.7032e-07 | 0.00097009 | 3.7032e-07
[79 empty] | WLDFR | HFTD - Distribution - Tier 2 - 2QU CoRE ¦ 3QU LoRE | Red Flag Warning - Catastrophic Fires | 2029 | 6.4403e-08 | 6.4403e-08 | 15317.9909 | 247.273 | 9287.6491 | 5783.0689 | 0 | 0 | 6.6389e-05 | 0.00098653 | 0 | 0.00098653 | 0.00098653 | 0 | 0.00098653 | [22 empty] | 7.3.3.17.5 (Remote Grid) Updates to grid topology to minimize risk of ignition in HFTDs Remote GridWLDFRVegetation ContactAggregated | WLDFR | HFTD - Distribution - Tier 2 - 1QU CoRE ¦ 2QU LoRE | Red Flag Warning - Small Fires | Vegetation Contact | Aggregated | 2029 | 0.00038173 | 353.5334 | 0.13496 | 2029 | Mitigation | 0.95 | 45 | 0 | esc | 0.00097009 | 3.7032e-07 | 0.00097009 | 3.7032e-07
[79 empty] | WLDFR | HFTD - Distribution - Tier 2 - 2QU CoRE ¦ 3QU LoRE | Red Flag Warning - Catastrophic Fires | 2030 | 6.4403e-08 | 6.4403e-08 | 15317.9909 | 247.273 | 9287.6491 | 5783.0689 | 0 | 0 | 6.6389e-05 | 0.00098653 | 0 | 0.00098653 | 0.00098653 | 0 | 0.00098653 | [22 empty] | 7.3.3.17.5 (Remote Grid) Updates to grid topology to minimize risk of ignition in HFTDs Remote GridWLDFRVegetation ContactAggregated | WLDFR | HFTD - Distribution - Tier 2 - 1QU CoRE ¦ 2QU LoRE | Red Flag Warning - Small Fires | Vegetation Contact | Aggregated | 2030 | 0.00038173 | 353.5334 | 0.13496 | 2030 | Mitigation | 0.95 | 45 | 0 | esc | 0.00097009 | 3.7032e-07 | 0.00097009 | 3.7032e-07
[79 empty] | WLDFR | HFTD - Distribution - Tier 2 - 2QU CoRE ¦ 3QU LoRE | Red Flag Warning - Catastrophic Fires | 2031 | 6.4403e-08 | 6.4403e-08 | 15317.9909 | 247.273 | 9287.6491 | 5783.0689 | 0 | 0 | 6.6389e-05 | 0.00098653 | 0 | 0.00098653 | 0.00098653 | 0 | 0.00098653 | [22 empty] | 7.3.3.17.5 (Remote Grid) Updates to grid topology to minimize risk of ignition in HFTDs Remote GridWLDFRVegetation ContactAggregated | WLDFR | HFTD - Distribution - Tier 2 - 1QU CoRE ¦ 2QU LoRE | Red Flag Warning - Small Fires | Vegetation Contact | Aggregated | 2031 | 0.00038173 | 353.5334 | 0.13496 | 2031 | Mitigation | 0.95 | 45 | 0 | esc | 0.00097009 | 3.7032e-07 | 0.00097009 | 3.7032e-07
[79 empty] | WLDFR | HFTD - Distribution - Tier 2 - 2QU CoRE ¦ 3QU LoRE | Red Flag Warning - Catastrophic Fires | 2032 | 6.4403e-08 | 6.4403e-08 | 15317.9909 | 247.273 | 9287.6491 | 5783.0689 | 0 | 0 | 6.6389e-05 | 0.00098653 | 0 | 0.00098653 | 0.00098653 | 0 | 0.00098653 | [22 empty] | 7.3.3.17.5 (Remote Grid) Updates to grid topology to minimize risk of ignition in HFTDs Remote GridWLDFRVegetation ContactAggregated | WLDFR | HFTD - Distribution - Tier 2 - 1QU CoRE ¦ 2QU LoRE | Red Flag Warning - Small Fires | Vegetation Contact | Aggregated | 2032 | 0.00038173 | 353.5334 | 0.13496 | 2032 | Mitigation | 0.95 | 45 | 0 | esc | 0.00097009 | 3.7032e-07 | 0.00097009 | 3.7032e-07
[79 empty] | WLDFR | HFTD - Distribution - Tier 2 - 2QU CoRE ¦ 3QU LoRE | Red Flag Warning - Catastrophic Fires | 2033 | 6.4403e-08 | 6.4403e-08 | 16044.1264 | 263.1074 | 9721.74 | 6059.2791 | 0 | 0 | 6.6389e-05 | 0.0010333 | 0 | 0.0010333 | 0.0010333 | 0 | 0.0010333 | [22 empty] | 7.3.3.17.5 (Remote Grid) Updates to grid topology to minimize risk of ignition in HFTDs Remote GridWLDFRVegetation ContactAggregated | WLDFR | HFTD - Distribution - Tier 2 - 1QU CoRE ¦ 2QU LoRE | Red Flag Warning - Small Fires | Vegetation Contact | Aggregated | 2033 | 0.00038173 | 353.5334 | 0.13496 | 2033 | Mitigation | 0.95 | 45 | 0 | esc | 0.00097009 | 3.7032e-07 | 0.00097009 | 3.7032e-07
[79 empty] | WLDFR | HFTD - Distribution - Tier 2 - 2QU CoRE ¦ 3QU LoRE | Red Flag Warning - Catastrophic Fires | 2034 | 6.4403e-08 | 6.4403e-08 | 16044.1264 | 263.1074 | 9721.74 | 6059.2791 | 0 | 0 | 6.6389e-05 | 0.0010333 | 0 | 0.0010333 | 0.0010333 | 0 | 0.0010333 | [22 empty] | 7.3.3.17.5 (Remote Grid) Updates to grid topology to minimize risk of ignition in HFTDs Remote GridWLDFRVegetation ContactAggregated | WLDFR | HFTD - Distribution - Tier 2 - 1QU CoRE ¦ 2QU LoRE | Red Flag Warning - Small Fires | Vegetation Contact | Aggregated | 2034 | 0.00038173 | 353.5334 | 0.13496 | 2034 | Mitigation | 0.95 | 45 | 0 | esc | 0.00097009 | 3.7032e-07 | 0.00097009 | 3.7032e-07
[79 empty] | WLDFR | HFTD - Distribution - Tier 2 - 2QU CoRE ¦ 3QU LoRE | Red Flag Warning - Catastrophic Fires | 2035 | 6.4403e-08 | 6.4403e-08 | 16044.1264 | 263.1074 | 9721.74 | 6059.2791 | 0 | 0 | 6.6389e-05 | 0.0010333 | 0 | 0.0010333 | 0.0010333 | 0 | 0.0010333 | [22 empty] | 7.3.3.17.5 (Remote Grid) Updates to grid topology to minimize risk of ignition in HFTDs Remote GridWLDFRVegetation ContactAggregated | WLDFR | HFTD - Distribution - Tier 2 - 1QU CoRE ¦ 2QU LoRE | Red Flag Warning - Small Fires | Vegetation Contact | Aggregated | 2035 | 0.00038173 | 353.5334 | 0.13496 | 2035 | Mitigation | 0.95 | 45 | 0 | esc | 0.00097009 | 3.7032e-07 | 0.00097009 | 3.7032e-07
[79 empty] | WLDFR | HFTD - Distribution - Tier 2 - 2QU CoRE ¦ 3QU LoRE | Red Flag Warning - Catastrophic Fires | 2036 | 6.4403e-08 | 6.4403e-08 | 16044.1264 | 263.1074 | 9721.74 | 6059.2791 | 0 | 0 | 6.6389e-05 | 0.0010333 | 0 | 0.0010333 | 0.0010333 | 0 | 0.0010333 | [22 empty] | 7.3.3.17.5 (Remote Grid) Updates to grid topology to minimize risk of ignition in HFTDs Remote GridWLDFRVegetation ContactAggregated | WLDFR | HFTD - Distribution - Tier 2 - 1QU CoRE ¦ 2QU LoRE | Red Flag Warning - Small Fires | Vegetation Contact | Aggregated | 2036 | 0.00038173 | 353.5334 | 0.13496 | 2036 | Mitigation | 0.95 | 45 | 0 | esc | 0.00097009 | 3.7032e-07 | 0.00097009 | 3.7032e-07
[79 empty] | WLDFR | HFTD - Distribution - Tier 2 - 2QU CoRE ¦ 3QU LoRE | Red Flag Warning - Catastrophic Fires | 2037 | 6.4403e-08 | 6.4403e-08 | 16044.1264 | 263.1074 | 9721.74 | 6059.2791 | 0 | 0 | 6.6389e-05 | 0.0010333 | 0 | 0.0010333 | 0.0010333 | 0 | 0.0010333 | [22 empty] | 7.3.3.17.5 (Remote Grid) Updates to grid topology to minimize risk of ignition in HFTDs Remote GridWLDFRVegetation ContactAggregated | WLDFR | HFTD - Distribution - Tier 2 - 1QU CoRE ¦ 2QU LoRE | Red Flag Warning - Small Fires | Vegetation Contact | Aggregated | 2037 | 0.00038173 | 353.5334 | 0.13496 | 2037 | Mitigation | 0.95 | 45 | 0 | esc | 0.00097009 | 3.7032e-07 | 0.00097009 | 3.7032e-07
[79 empty] | WLDFR | HFTD - Distribution - Tier 2 - 2QU CoRE ¦ 3QU LoRE | Red Flag Warning - Catastrophic Fires | 2038 | 6.4403e-08 | 6.4403e-08 | 16832.3912 | 280.5544 | 10192.2718 | 6359.5651 | 0 | 0 | 6.6389e-05 | 0.0010841 | 0 | 0.0010841 | 0.0010841 | 0 | 0.0010841 | [22 empty] | 7.3.3.17.5 (Remote Grid) Updates to grid topology to minimize risk of ignition in HFTDs Remote GridWLDFRVegetation ContactAggregated | WLDFR | HFTD - Distribution - Tier 2 - 1QU CoRE ¦ 2QU LoRE | Red Flag Warning - Small Fires | Vegetation Contact | Aggregated | 2038 | 0.00038173 | 353.5334 | 0.13496 | 2038 | Mitigation | 0.95 | 45 | 0 | esc | 0.00097009 | 3.7032e-07 | 0.00097009 | 3.7032e-07
[79 empty] | WLDFR | HFTD - Distribution - Tier 2 - 2QU CoRE ¦ 3QU LoRE | Red Flag Warning - Catastrophic Fires | 2039 | 6.4403e-08 | 6.4403e-08 | 16832.3912 | 280.5544 | 10192.2718 | 6359.5651 | 0 | 0 | 6.6389e-05 | 0.0010841 | 0 | 0.0010841 | 0.0010841 | 0 | 0.0010841 | [22 empty] | 7.3.3.17.5 (Remote Grid) Updates to grid topology to minimize risk of ignition in HFTDs Remote GridWLDFRVegetation ContactAggregated | WLDFR | HFTD - Distribution - Tier 2 - 1QU CoRE ¦ 2QU LoRE | Red Flag Warning - Small Fires | Vegetation Contact | Aggregated | 2039 | 0.00038173 | 353.5334 | 0.13496 | 2039 | Mitigation | 0.95 | 45 | 0 | esc | 0.00097009 | 3.7032e-07 | 0.00097009 | 3.7032e-07
[79 empty] | WLDFR | HFTD - Distribution - Tier 2 - 2QU CoRE ¦ 3QU LoRE | Red Flag Warning - Catastrophic Fires | 2040 | 6.4403e-08 | 6.4403e-08 | 16832.3912 | 280.5544 | 10192.2718 | 6359.5651 | 0 | 0 | 6.6389e-05 | 0.0010841 | 0 | 0.0010841 | 0.0010841 | 0 | 0.0010841 | [22 empty] | 7.3.3.17.5 (Remote Grid) Updates to grid topology to minimize risk of ignition in HFTDs Remote GridWLDFRVegetation ContactAggregated | WLDFR | HFTD - Distribution - Tier 2 - 1QU CoRE ¦ 2QU LoRE | Red Flag Warning - Small Fires | Vegetation Contact | Aggregated | 2040 | 0.00038173 | 353.5334 | 0.13496 | 2040 | Mitigation | 0.95 | 45 | 0 | esc | 0.00097009 | 3.7032e-07 | 0.00097009 | 3.7032e-07
[79 empty] | WLDFR | HFTD - Distribution - Tier 2 - 2QU CoRE ¦ 3QU LoRE | Red Flag Warning - Catastrophic Fires | 2041 | 6.4403e-08 | 6.4403e-08 | 16832.3912 | 280.5544 | 10192.2718 | 6359.5651 | 0 | 0 | 6.6389e-05 | 0.0010841 | 0 | 0.0010841 | 0.0010841 | 0 | 0.0010841 | [22 empty] | 7.3.3.17.5 (Remote Grid) Updates to grid topology to minimize risk of ignition in HFTDs Remote GridWLDFRVegetation ContactAggregated | WLDFR | HFTD - Distribution - Tier 2 - 1QU CoRE ¦ 2QU LoRE | Red Flag Warning - Small Fires | Vegetation Contact | Aggregated | 2041 | 0.00038173 | 353.5334 | 0.13496 | 2041 | Mitigation | 0.95 | 45 | 0 | esc | 0.00097009 | 3.7032e-07 | 0.00097009 | 3.7032e-07
[79 empty] | WLDFR | HFTD - Distribution - Tier 2 - 2QU CoRE ¦ 3QU LoRE | Red Flag Warning - Catastrophic Fires | 2042 | 6.4403e-08 | 6.4403e-08 | 16832.3912 | 280.5544 | 10192.2718 | 6359.5651 | 0 | 0 | 6.6389e-05 | 0.0010841 | 0 | 0.0010841 | 0.0010841 | 0 | 0.0010841 | [22 empty] | 7.3.3.17.5 (Remote Grid) Updates to grid topology to minimize risk of ignition in HFTDs Remote GridWLDFRVegetation ContactAggregated | WLDFR | HFTD - Distribution - Tier 2 - 1QU CoRE ¦ 2QU LoRE | Red Flag Warning - Small Fires | Vegetation Contact | Aggregated | 2042 | 0.00038173 | 353.5334 | 0.13496 | 2042 | Mitigation | 0.95 | 45 | 0 | esc | 0.00097009 | 3.7032e-07 | 0.00097009 | 3.7032e-07
[79 empty] | WLDFR | HFTD - Distribution - Tier 2 - 2QU CoRE ¦ 3QU LoRE | Red Flag Warning - Catastrophic Fires | 2043 | 6.4403e-08 | 6.4403e-08 | 17672.0852 | 299.42 | 10692.7362 | 6679.929 | 0 | 0 | 6.6389e-05 | 0.0011381 | 0 | 0.0011381 | 0.0011381 | 0 | 0.0011381 | [22 empty] | 7.3.3.17.5 (Remote Grid) Updates to grid topology to minimize risk of ignition in HFTDs Remote GridWLDFRVegetation ContactAggregated | WLDFR | HFTD - Distribution - Tier 2 - 1QU CoRE ¦ 2QU LoRE | Red Flag Warning - Small Fires | Vegetation Contact | Aggregated | 2043 | 0.00038173 | 353.5334 | 0.13496 | 2043 | Mitigation | 0.95 | 45 | 0 | esc | 0.00097009 | 3.7032e-07 | 0.00097009 | 3.7032e-07
[79 empty] | WLDFR | HFTD - Distribution - Tier 2 - 2QU CoRE ¦ 3QU LoRE | Red Flag Warning - Catastrophic Fires | 2044 | 6.4403e-08 | 6.4403e-08 | 17672.0852 | 299.42 | 10692.7362 | 6679.929 | 0 | 0 | 6.6389e-05 | 0.0011381 | 0 | 0.0011381 | 0.0011381 | 0 | 0.0011381 | [22 empty] | 7.3.3.17.5 (Remote Grid) Updates to grid topology to minimize risk of ignition in HFTDs Remote GridWLDFRVegetation ContactAggregated | WLDFR | HFTD - Distribution - Tier 2 - 1QU CoRE ¦ 2QU LoRE | Red Flag Warning - Small Fires | Vegetation Contact | Aggregated | 2044 | 0.00038173 | 353.5334 | 0.13496 | 2044 | Mitigation | 0.95 | 45 | 0 | esc | 0.00097009 | 3.7032e-07 | 0.00097009 | 3.7032e-07
[79 empty] | WLDFR | HFTD - Distribution - Tier 2 - 2QU CoRE ¦ 3QU LoRE | Red Flag Warning - Catastrophic Fires | 2045 | 6.4403e-08 | 6.4403e-08 | 17672.0852 | 299.42 | 10692.7362 | 6679.929 | 0 | 0 | 6.6389e-05 | 0.0011381 | 0 | 0.0011381 | 0.0011381 | 0 | 0.0011381 | [22 empty] | 7.3.3.17.5 (Remote Grid) Updates to grid topology to minimize risk of ignition in HFTDs Remote GridWLDFRVegetation ContactAggregated | WLDFR | HFTD - Distribution - Tier 2 - 1QU CoRE ¦ 2QU LoRE | Red Flag Warning - Small Fires | Vegetation Contact | Aggregated | 2045 | 0.00038173 | 353.5334 | 0.13496 | 2045 | Mitigation | 0.95 | 45 | 0 | esc | 0.00097009 | 3.7032e-07 | 0.00097009 | 3.7032e-07
[79 empty] | WLDFR | HFTD - Distribution - Tier 2 - 2QU CoRE ¦ 3QU LoRE | Red Flag Warning - Catastrophic Fires | 2046 | 6.4403e-08 | 6.4403e-08 | 17672.0852 | 299.42 | 10692.7362 | 6679.929 | 0 | 0 | 6.6389e-05 | 0.0011381 | 0 | 0.0011381 | 0.0011381 | 0 | 0.0011381 | [22 empty] | 7.3.3.17.5 (Remote Grid) Updates to grid topology to minimize risk of ignition in HFTDs Remote GridWLDFRVegetation ContactAggregated | WLDFR | HFTD - Distribution - Tier 2 - 1QU CoRE ¦ 2QU LoRE | Red Flag Warning - Small Fires | Vegetation Contact | Aggregated | 2046 | 0.00038173 | 353.5334 | 0.13496 | 2046 | Mitigation | 0.95 | 45 | 0 | esc | 0.00097009 | 3.7032e-07 | 0.00097009 | 3.7032e-07
[79 empty] | WLDFR | HFTD - Distribution - Tier 2 - 2QU CoRE ¦ 3QU LoRE | Red Flag Warning - Catastrophic Fires | 2047 | 6.4403e-08 | 6.4403e-08 | 17672.0852 | 299.42 | 10692.7362 | 6679.929 | 0 | 0 | 6.6389e-05 | 0.0011381 | 0 | 0.0011381 | 0.0011381 | 0 | 0.0011381 | [22 empty] | 7.3.3.17.5 (Remote Grid) Updates to grid topology to minimize risk of ignition in HFTDs Remote GridWLDFRVegetation ContactAggregated | WLDFR | HFTD - Distribution - Tier 2 - 1QU CoRE ¦ 2QU LoRE | Red Flag Warning - Small Fires | Vegetation Contact | Aggregated | 2047 | 0.00038173 | 353.5334 | 0.13496 | 2047 | Mitigation | 0.95 | 45 | 0 | esc | 0.00097009 | 3.7032e-07 | 0.00097009 | 3.7032e-07
[79 empty] | WLDFR | HFTD - Distribution - Tier 2 - 2QU CoRE ¦ 3QU LoRE | Red Flag Warning - Catastrophic Fires | 2048 | 6.4403e-08 | 6.4403e-08 | 18552.3348 | 319.4911 | 11216.5626 | 7016.281 | 0 | 0 | 6.6389e-05 | 0.0011948 | 0 | 0.0011948 | 0.0011948 | 0 | 0.0011948 | [22 empty] | 7.3.3.17.5 (Remote Grid) Updates to grid topology to minimize risk of ignition in HFTDs Remote GridWLDFRVegetation ContactAggregated | WLDFR | HFTD - Distribution - Tier 2 - 1QU CoRE ¦ 2QU LoRE | Red Flag Warning - Small Fires | Vegetation Contact | Aggregated | 2048 | 0.00038173 | 353.5334 | 0.13496 | 2048 | Mitigation | 0.95 | 45 | 0 | esc | 0.00097009 | 3.7032e-07 | 0.00097009 | 3.7032e-07
[79 empty] | WLDFR | HFTD - Distribution - Tier 2 - 2QU CoRE ¦ 3QU LoRE | Red Flag Warning - Catastrophic Fires | 2049 | 6.4403e-08 | 6.4403e-08 | 18552.3348 | 319.4911 | 11216.5626 | 7016.281 | 0 | 0 | 6.6389e-05 | 0.0011948 | 0 | 0.0011948 | 0.0011948 | 0 | 0.0011948 | [22 empty] | 7.3.3.17.5 (Remote Grid) Updates to grid topology to minimize risk of ignition in HFTDs Remote GridWLDFRVegetation ContactAggregated | WLDFR | HFTD - Distribution - Tier 2 - 1QU CoRE ¦ 2QU LoRE | Red Flag Warning - Small Fires | Vegetation Contact | Aggregated | 2049 | 0.00038173 | 353.5334 | 0.13496 | 2049 | Mitigation | 0.95 | 45 | 0 | esc | 0.00097009 | 3.7032e-07 | 0.00097009 | 3.7032e-07
[79 empty] | WLDFR | HFTD - Distribution - Tier 2 - 2QU CoRE ¦ 3QU LoRE | Red Flag Warning - Catastrophic Fires | 2050 | 6.4403e-08 | 6.4403e-08 | 18552.3348 | 319.4911 | 11216.5626 | 7016.281 | 0 | 0 | 6.6389e-05 | 0.0011948 | 0 | 0.0011948 | 0.0011948 | 0 | 0.0011948 | [22 empty] | 7.3.3.17.5 (Remote Grid) Updates to grid topology to minimize risk of ignition in HFTDs Remote GridWLDFRVegetation ContactAggregated | WLDFR | HFTD - Distribution - Tier 2 - 1QU CoRE ¦ 2QU LoRE | Red Flag Warning - Small Fires | Vegetation Contact | Aggregated | 2050 | 0.00038173 | 353.5334 | 0.13496 | 2050 | Mitigation | 0.95 | 45 | 0 | esc | 0.00097009 | 3.7032e-07 | 0.00097009 | 3.7032e-07
[79 empty] | WLDFR | HFTD - Distribution - Tier 2 - 2QU CoRE ¦ 3QU LoRE | Red Flag Warning - Catastrophic Fires | 2051 | 6.4403e-08 | 6.4403e-08 | 18552.3348 | 319.4911 | 11216.5626 | 7016.281 | 0 | 0 | 6.6389e-05 | 0.0011948 | 0 | 0.0011948 | 0.0011948 | 0 | 0.0011948 | [22 empty] | 7.3.3.17.5 (Remote Grid) Updates to grid topology to minimize risk of ignition in HFTDs Remote GridWLDFRVegetation ContactAggregated | WLDFR | HFTD - Distribution - Tier 2 - 1QU CoRE ¦ 2QU LoRE | Red Flag Warning - Small Fires | Vegetation Contact | Aggregated | 2051 | 0.00038173 | 353.5334 | 0.13496 | 2051 | Mitigation | 0.95 | 45 | 0 | esc | 0.00097009 | 3.7032e-07 | 0.00097009 | 3.7032e-07
[79 empty] | WLDFR | HFTD - Distribution - Tier 2 - 2QU CoRE ¦ 3QU LoRE | Red Flag Warning - Catastrophic Fires | 2052 | 6.4403e-08 | 6.4403e-08 | 18552.3348 | 319.4911 | 11216.5626 | 7016.281 | 0 | 0 | 6.6389e-05 | 0.0011948 | 0 | 0.0011948 | 0.0011948 | 0 | 0.0011948 | [22 empty] | 7.3.3.17.5 (Remote Grid) Updates to grid topology to minimize risk of ignition in HFTDs Remote GridWLDFRVegetation ContactAggregated | WLDFR | HFTD - Distribution - Tier 2 - 1QU CoRE ¦ 2QU LoRE | Red Flag Warning - Small Fires | Vegetation Contact | Aggregated | 2052 | 0.00038173 | 353.5334 | 0.13496 | 2052 | Mitigation | 0.95 | 45 | 0 | esc | 0.00097009 | 3.7032e-07 | 0.00097009 | 3.7032e-07
[79 empty] | WLDFR | HFTD - Distribution - Tier 2 - 2QU CoRE ¦ 3QU LoRE | Red Flag Warning - Catastrophic Fires | 2053 | 6.4403e-08 | 6.4403e-08 | 19462.1283 | 340.5356 | 11757.1413 | 7364.4514 | 0 | 0 | 6.6389e-05 | 0.0012534 | 0 | 0.0012534 | 0.0012534 | 0 | 0.0012534 | [22 empty] | 7.3.3.17.5 (Remote Grid) Updates to grid topology to minimize risk of ignition in HFTDs Remote GridWLDFRVegetation ContactAggregated | WLDFR | HFTD - Distribution - Tier 2 - 1QU CoRE ¦ 2QU LoRE | Red Flag Warning - Small Fires | Vegetation Contact | Aggregated | 2053 | 0.00038173 | 353.5334 | 0.13496 | 2053 | Mitigation | 0.95 | 45 | 0 | esc | 0.00097009 | 3.7032e-07 | 0.00097009 | 3.7032e-07
[79 empty] | WLDFR | HFTD - Distribution - Tier 2 - 2QU CoRE ¦ 3QU LoRE | Red Flag Warning - Catastrophic Fires | 2054 | 6.4403e-08 | 6.4403e-08 | 19462.1283 | 340.5356 | 11757.1413 | 7364.4514 | 0 | 0 | 6.6389e-05 | 0.0012534 | 0 | 0.0012534 | 0.0012534 | 0 | 0.0012534 | [22 empty] | 7.3.3.17.5 (Remote Grid) Updates to grid topology to minimize risk of ignition in HFTDs Remote GridWLDFRVegetation ContactAggregated | WLDFR | HFTD - Distribution - Tier 2 - 1QU CoRE ¦ 2QU LoRE | Red Flag Warning - Small Fires | Vegetation Contact | Aggregated | 2054 | 0.00038173 | 353.5334 | 0.13496 | 2054 | Mitigation | 0.95 | 45 | 0 | esc | 0.00097009 | 3.7032e-07 | 0.00097009 | 3.7032e-07
[79 empty] | WLDFR | HFTD - Distribution - Tier 2 - 2QU CoRE ¦ 3QU LoRE | Red Flag Warning - Catastrophic Fires | 2055 | 6.4403e-08 | 6.4403e-08 | 19462.1283 | 340.5356 | 11757.1413 | 7364.4514 | 0 | 0 | 6.6389e-05 | 0.0012534 | 0 | 0.0012534 | 0.0012534 | 0 | 0.0012534 | [22 empty] | 7.3.3.17.5 (Remote Grid) Updates to grid topology to minimize risk of ignition in HFTDs Remote GridWLDFRVegetation ContactAggregated | WLDFR | HFTD - Distribution - Tier 2 - 1QU CoRE ¦ 2QU LoRE | Red Flag Warning - Small Fires | Vegetation Contact | Aggregated | 2055 | 0.00038173 | 353.5334 | 0.13496 | 2055 | Mitigation | 0.95 | 45 | 0 | esc | 0.00097009 | 3.7032e-07 | 0.00097009 | 3.7032e-07
[79 empty] | WLDFR | HFTD - Distribution - Tier 2 - 2QU CoRE ¦ 3QU LoRE | Red Flag Warning - Catastrophic Fires | 2056 | 6.4403e-08 | 6.4403e-08 | 19462.1283 | 340.5356 | 11757.1413 | 7364.4514 | 0 | 0 | 6.6389e-05 | 0.0012534 | 0 | 0.0012534 | 0.0012534 | 0 | 0.0012534 | [22 empty] | 7.3.3.17.5 (Remote Grid) Updates to grid topology to minimize risk of ignition in HFTDs Remote GridWLDFRVegetation ContactAggregated | WLDFR | HFTD - Distribution - Tier 2 - 1QU CoRE ¦ 2QU LoRE | Red Flag Warning - Small Fires | Vegetation Contact | Aggregated | 2056 | 0.00038173 | 353.5334 | 0.13496 | 2056 | Mitigation | 0.95 | 45 | 0 | esc | 0.00097009 | 3.7032e-07 | 0.00097009 | 3.7032e-07
[79 empty] | WLDFR | HFTD - Distribution - Tier 2 - 2QU CoRE ¦ 3QU LoRE | Red Flag Warning - Catastrophic Fires | 2057 | 6.4403e-08 | 6.4403e-08 | 19462.1283 | 340.5356 | 11757.1413 | 7364.4514 | 0 | 0 | 6.6389e-05 | 0.0012534 | 0 | 0.0012534 | 0.0012534 | 0 | 0.0012534 | [22 empty] | 7.3.3.17.5 (Remote Grid) Updates to grid topology to minimize risk of ignition in HFTDs Remote GridWLDFRVegetation ContactAggregated | WLDFR | HFTD - Distribution - Tier 2 - 1QU CoRE ¦ 2QU LoRE | Red Flag Warning - Small Fires | Vegetation Contact | Aggregated | 2057 | 0.00038173 | 353.5334 | 0.13496 | 2057 | Mitigation | 0.95 | 45 | 0 | esc | 0.00097009 | 3.7032e-07 | 0.00097009 | 3.7032e-07
[79 empty] | WLDFR | HFTD - Distribution - Tier 2 - 2QU CoRE ¦ 3QU LoRE | Red Flag Warning - Catastrophic Fires | 2058 | 6.4403e-08 | 6.4403e-08 | 20390.4035 | 362.3049 | 12307.8747 | 7720.2238 | 0 | 0 | 6.6389e-05 | 0.0013132 | 0 | 0.0013132 | 0.0013132 | 0 | 0.0013132 | [22 empty] | 7.3.3.17.5 (Remote Grid) Updates to grid topology to minimize risk of ignition in HFTDs Remote GridWLDFRVegetation ContactAggregated | WLDFR | HFTD - Distribution - Tier 2 - 1QU CoRE ¦ 2QU LoRE | Red Flag Warning - Small Fires | Vegetation Contact | Aggregated | 2058 | 0.00038173 | 353.5334 | 0.13496 | 2058 | Mitigation | 0.95 | 45 | 0 | esc | 0.00097009 | 3.7032e-07 | 0.00097009 | 3.7032e-07
[79 empty] | WLDFR | HFTD - Distribution - Tier 2 - 2QU CoRE ¦ 3QU LoRE | Red Flag Warning - Catastrophic Fires | 2059 | 6.4403e-08 | 6.4403e-08 | 20390.4035 | 362.3049 | 12307.8747 | 7720.2238 | 0 | 0 | 6.6389e-05 | 0.0013132 | 0 | 0.0013132 | 0.0013132 | 0 | 0.0013132 | [22 empty] | 7.3.3.17.5 (Remote Grid) Updates to grid topology to minimize risk of ignition in HFTDs Remote GridWLDFRVegetation ContactAggregated | WLDFR | HFTD - Distribution - Tier 2 - 1QU CoRE ¦ 2QU LoRE | Red Flag Warning - Small Fires | Vegetation Contact | Aggregated | 2059 | 0.00038173 | 353.5334 | 0.13496 | 2059 | Mitigation | 0.95 | 45 | 0 | esc | 0.00097009 | 3.7032e-07 | 0.00097009 | 3.7032e-07
[79 empty] | WLDFR | HFTD - Distribution - Tier 2 - 2QU CoRE ¦ 3QU LoRE | Red Flag Warning - Catastrophic Fires | 2060 | 6.4403e-08 | 6.4403e-08 | 20390.4035 | 362.3049 | 12307.8747 | 7720.2238 | 0 | 0 | 6.6389e-05 | 0.0013132 | 0 | 0.0013132 | 0.0013132 | 0 | 0.0013132 | [22 empty] | 7.3.3.17.5 (Remote Grid) Updates to grid topology to minimize risk of ignition in HFTDs Remote GridWLDFRVegetation ContactAggregated | WLDFR | HFTD - Distribution - Tier 2 - 1QU CoRE ¦ 2QU LoRE | Red Flag Warning - Small Fires | Vegetation Contact | Aggregated | 2060 | 0.00038173 | 353.5334 | 0.13496 | 2060 | Mitigation | 0.95 | 45 | 0 | esc | 0.00097009 | 3.7032e-07 | 0.00097009 | 3.7032e-07
[79 empty] | WLDFR | HFTD - Distribution - Tier 2 - 2QU CoRE ¦ 3QU LoRE | Red Flag Warning - Catastrophic Fires | 2061 | 6.4403e-08 | 6.4403e-08 | 20390.4035 | 362.3049 | 12307.8747 | 7720.2238 | 0 | 0 | 6.6389e-05 | 0.0013132 | 0 | 0.0013132 | 0.0013132 | 0 | 0.0013132 | [22 empty] | 7.3.3.17.5 (Remote Grid) Updates to grid topology to minimize risk of ignition in HFTDs Remote GridWLDFRVegetation ContactAggregated | WLDFR | HFTD - Distribution - Tier 2 - 1QU CoRE ¦ 2QU LoRE | Red Flag Warning - Small Fires | Vegetation Contact | Aggregated | 2061 | 0.00038173 | 353.5334 | 0.13496 | 2061 | Mitigation | 0.95 | 45 | 0 | esc | 0.00097009 | 3.7032e-07 | 0.00097009 | 3.7032e-07
[79 empty] | WLDFR | HFTD - Distribution - Tier 2 - 2QU CoRE ¦ 3QU LoRE | Red Flag Warning - Catastrophic Fires | 2062 | 6.4403e-08 | 6.4403e-08 | 20390.4035 | 362.3049 | 12307.8747 | 7720.2238 | 0 | 0 | 6.6389e-05 | 0.0013132 | 0 | 0.0013132 | 0.0013132 | 0 | 0.0013132 | [22 empty] | 7.3.3.17.5 (Remote Grid) Updates to grid topology to minimize risk of ignition in HFTDs Remote GridWLDFRVegetation ContactAggregated | WLDFR | HFTD - Distribution - Tier 2 - 1QU CoRE ¦ 2QU LoRE | Red Flag Warning - Small Fires | Vegetation Contact | Aggregated | 2062 | 0.00038173 | 353.5334 | 0.13496 | 2062 | Mitigation | 0.95 | 45 | 0 | esc | 0.00097009 | 3.7032e-07 | 0.00097009 | 3.7032e-07
[79 empty] | WLDFR | HFTD - Distribution - Tier 2 - 2QU CoRE ¦ 3QU LoRE | Red Flag Warning - Catastrophic Fires | 2063 | 6.4403e-08 | 6.4403e-08 | 21325.9188 | 384.5316 | 12862.0997 | 8079.2876 | 0 | 0 | 6.6389e-05 | 0.0013735 | 0 | 0.0013735 | 0.0013735 | 0 | 0.0013735 | [22 empty] | 7.3.3.17.5 (Remote Grid) Updates to grid topology to minimize risk of ignition in HFTDs Remote GridWLDFRVegetation ContactAggregated | WLDFR | HFTD - Distribution - Tier 2 - 1QU CoRE ¦ 2QU LoRE | Red Flag Warning - Small Fires | Vegetation Contact | Aggregated | 2063 | 0.00038173 | 353.5334 | 0.13496 | 2063 | Mitigation | 0.95 | 45 | 0 | esc | 0.00097009 | 3.7032e-07 | 0.00097009 | 3.7032e-07
[79 empty] | WLDFR | HFTD - Distribution - Tier 2 - 2QU CoRE ¦ 3QU LoRE | Red Flag Warning - Catastrophic Fires | 2064 | 6.4403e-08 | 6.4403e-08 | 21325.9188 | 384.5316 | 12862.0997 | 8079.2876 | 0 | 0 | 6.6389e-05 | 0.0013735 | 0 | 0.0013735 | 0.0013735 | 0 | 0.0013735 | [22 empty] | 7.3.3.17.5 (Remote Grid) Updates to grid topology to minimize risk of ignition in HFTDs Remote GridWLDFRVegetation ContactAggregated | WLDFR | HFTD - Distribution - Tier 2 - 1QU CoRE ¦ 2QU LoRE | Red Flag Warning - Small Fires | Vegetation Contact | Aggregated | 2064 | 0.00038173 | 353.5334 | 0.13496 | 2064 | Mitigation | 0.95 | 45 | 0 | esc | 0.00097009 | 3.7032e-07 | 0.00097009 | 3.7032e-07
[79 empty] | WLDFR | HFTD - Distribution - Tier 2 - 2QU CoRE ¦ 3QU LoRE | Red Flag Warning - Catastrophic Fires | 2065 | 6.4403e-08 | 6.4403e-08 | 21325.9188 | 384.5316 | 12862.0997 | 8079.2876 | 0 | 0 | 6.6389e-05 | 0.0013735 | 0 | 0.0013735 | 0.0013735 | 0 | 0.0013735 | [22 empty] | 7.3.3.17.5 (Remote Grid) Updates to grid topology to minimize risk of ignition in HFTDs Remote GridWLDFRVegetation ContactAggregated | WLDFR | HFTD - Distribution - Tier 2 - 1QU CoRE ¦ 2QU LoRE | Red Flag Warning - Small Fires | Vegetation Contact | Aggregated | 2065 | 0.00038173 | 353.5334 | 0.13496 | 2065 | Mitigation | 0.95 | 45 | 0 | esc | 0.00097009 | 3.7032e-07 | 0.00097009 | 3.7032e-07
[79 empty] | WLDFR | HFTD - Distribution - Tier 2 - 2QU CoRE ¦ 3QU LoRE | Red Flag Warning - Catastrophic Fires | 2066 | 6.4403e-08 | 6.4403e-08 | 21325.9188 | 384.5316 | 12862.0997 | 8079.2876 | 0 | 0 | 6.6389e-05 | 0.0013735 | 0 | 0.0013735 | 0.0013735 | 0 | 0.0013735 | [22 empty] | 7.3.3.17.5 (Remote Grid) Updates to grid topology to minimize risk of ignition in HFTDs Remote GridWLDFRVegetation ContactAggregated | WLDFR | HFTD - Distribution - Tier 2 - 1QU CoRE ¦ 2QU LoRE | Red Flag Warning - Small Fires | Vegetation Contact | Aggregated | 2066 | 0.00038173 | 353.5334 | 0.13496 | 2066 | Mitigation | 0.95 | 45 | 0 | esc | 0.00097009 | 3.7032e-07 | 0.00097009 | 3.7032e-07
[79 empty] | WLDFR | HFTD - Distribution - Tier 2 - 2QU CoRE ¦ 3QU LoRE | Red Flag Warning - Catastrophic Fires | 2067 | 0 | 6.4403e-08 | 21325.9188 | 384.5316 | 12862.0997 | 8079.2876 | 0 | 0 | 6.6389e-05 | 0 | 0 | 0 | 0.0013735 | 0 | 0.0013735 | [22 empty] | 7.3.3.17.5 (Remote Grid) Updates to grid topology to minimize risk of ignition in HFTDs Remote GridWLDFRVegetation ContactAggregated | WLDFR | HFTD - Distribution - Tier 2 - 1QU CoRE ¦ 2QU LoRE | Red Flag Warning - Small Fires | Vegetation Contact | Aggregated | 2067 | 0.00038173 | 353.5334 | 0.13496 | 2067 | Mitigation | 0.95 | 45 | 0 | esc | 0 | 0 | 0.00097009 | 3.7032e-07
[79 empty] | WLDFR | HFTD - Distribution - Tier 2 - 2QU CoRE ¦ 3QU LoRE | Red Flag Warning - Destructive Fires | 2022 | 8.8927e-09 | 0 | 8807.9522 | 222.2294 | 8585.7228 | 0 | 0 | 0 | 9.1669e-06 | 7.8326e-05 | 0 | 7.8326e-05 | 0 | 0 | 0 | [22 empty] | 7.3.3.17.5 (Remote Grid) Updates to grid topology to minimize risk of ignition in HFTDs Remote GridWLDFRWire-to-wire contactAggregated | WLDFR | HFTD - Distribution - Tier 2 - 1QU CoRE ¦ 2QU LoRE | Red Flag Warning - Small Fires | Wire-to-wire contact | Aggregated | 2022 | 1.7081e-05 | 353.5334 | 0.0060386 | 2022 | Mitigation | 0.95 | 45 | 0 | esc | 0.00097009 | 1.657e-08 | 0 | 0
[79 empty] | WLDFR | HFTD - Distribution - Tier 2 - 2QU CoRE ¦ 3QU LoRE | Red Flag Warning - Destructive Fires | 2023 | 8.8927e-09 | 8.8927e-09 | 9129.7461 | 233.2301 | 8896.516 | 0 | 0 | 0 | 9.1669e-06 | 8.1188e-05 | 0 | 8.1188e-05 | 8.1188e-05 | 0 | 8.1188e-05 | [22 empty] | 7.3.3.17.5 (Remote Grid) Updates to grid topology to minimize risk of ignition in HFTDs Remote GridWLDFRWire-to-wire contactAggregated | WLDFR | HFTD - Distribution - Tier 2 - 1QU CoRE ¦ 2QU LoRE | Red Flag Warning - Small Fires | Wire-to-wire contact | Aggregated | 2023 | 1.7081e-05 | 353.5334 | 0.0060386 | 2023 | Mitigation | 0.95 | 45 | 0 | esc | 0.00097009 | 1.657e-08 | 0.00097009 | 1.657e-08
[79 empty] | WLDFR | HFTD - Distribution - Tier 2 - 2QU CoRE ¦ 3QU LoRE | Red Flag Warning - Destructive Fires | 2024 | 8.8927e-09 | 8.8927e-09 | 9129.7461 | 233.2301 | 8896.516 | 0 | 0 | 0 | 9.1669e-06 | 8.1188e-05 | 0 | 8.1188e-05 | 8.1188e-05 | 0 | 8.1188e-05 | [22 empty] | 7.3.3.17.5 (Remote Grid) Updates to grid topology to minimize risk of ignition in HFTDs Remote GridWLDFRWire-to-wire contactAggregated | WLDFR | HFTD - Distribution - Tier 2 - 1QU CoRE ¦ 2QU LoRE | Red Flag Warning - Small Fires | Wire-to-wire contact | Aggregated | 2024 | 1.7081e-05 | 353.5334 | 0.0060386 | 2024 | Mitigation | 0.95 | 45 | 0 | esc | 0.00097009 | 1.657e-08 | 0.00097009 | 1.657e-08
[79 empty] | WLDFR | HFTD - Distribution - Tier 2 - 2QU CoRE ¦ 3QU LoRE | Red Flag Warning - Destructive Fires | 2025 | 8.8927e-09 | 8.8927e-09 | 9129.7461 | 233.2301 | 8896.516 | 0 | 0 | 0 | 9.1669e-06 | 8.1188e-05 | 0 | 8.1188e-05 | 8.1188e-05 | 0 | 8.1188e-05 | [22 empty] | 7.3.3.17.5 (Remote Grid) Updates to grid topology to minimize risk of ignition in HFTDs Remote GridWLDFRWire-to-wire contactAggregated | WLDFR | HFTD - Distribution - Tier 2 - 1QU CoRE ¦ 2QU LoRE | Red Flag Warning - Small Fires | Wire-to-wire contact | Aggregated | 2025 | 1.7081e-05 | 353.5334 | 0.0060386 | 2025 | Mitigation | 0.95 | 45 | 0 | esc | 0.00097009 | 1.657e-08 | 0.00097009 | 1.657e-08
[79 empty] | WLDFR | HFTD - Distribution - Tier 2 - 2QU CoRE ¦ 3QU LoRE | Red Flag Warning - Destructive Fires | 2026 | 8.8927e-09 | 8.8927e-09 | 9129.7461 | 233.2301 | 8896.516 | 0 | 0 | 0 | 9.1669e-06 | 8.1188e-05 | 0 | 8.1188e-05 | 8.1188e-05 | 0 | 8.1188e-05 | [22 empty] | 7.3.3.17.5 (Remote Grid) Updates to grid topology to minimize risk of ignition in HFTDs Remote GridWLDFRWire-to-wire contactAggregated | WLDFR | HFTD - Distribution - Tier 2 - 1QU CoRE ¦ 2QU LoRE | Red Flag Warning - Small Fires | Wire-to-wire contact | Aggregated | 2026 | 1.7081e-05 | 353.5334 | 0.0060386 | 2026 | Mitigation | 0.95 | 45 | 0 | esc | 0.00097009 | 1.657e-08 | 0.00097009 | 1.657e-08
[79 empty] | WLDFR | HFTD - Distribution - Tier 2 - 2QU CoRE ¦ 3QU LoRE | Red Flag Warning - Destructive Fires | 2027 | 8.8927e-09 | 8.8927e-09 | 9129.7461 | 233.2301 | 8896.516 | 0 | 0 | 0 | 9.1669e-06 | 8.1188e-05 | 0 | 8.1188e-05 | 8.1188e-05 | 0 | 8.1188e-05 | [22 empty] | 7.3.3.17.5 (Remote Grid) Updates to grid topology to minimize risk of ignition in HFTDs Remote GridWLDFRWire-to-wire contactAggregated | WLDFR | HFTD - Distribution - Tier 2 - 1QU CoRE ¦ 2QU LoRE | Red Flag Warning - Small Fires | Wire-to-wire contact | Aggregated | 2027 | 1.7081e-05 | 353.5334 | 0.0060386 | 2027 | Mitigation | 0.95 | 45 | 0 | esc | 0.00097009 | 1.657e-08 | 0.00097009 | 1.657e-08
[79 empty] | WLDFR | HFTD - Distribution - Tier 2 - 2QU CoRE ¦ 3QU LoRE | Red Flag Warning - Destructive Fires | 2028 | 8.8927e-09 | 8.8927e-09 | 9534.9221 | 247.273 | 9287.6491 | 0 | 0 | 0 | 9.1669e-06 | 8.4791e-05 | 0 | 8.4791e-05 | 8.4791e-05 | 0 | 8.4791e-05 | [22 empty] | 7.3.3.17.5 (Remote Grid) Updates to grid topology to minimize risk of ignition in HFTDs Remote GridWLDFRWire-to-wire contactAggregated | WLDFR | HFTD - Distribution - Tier 2 - 1QU CoRE ¦ 2QU LoRE | Red Flag Warning - Small Fires | Wire-to-wire contact | Aggregated | 2028 | 1.7081e-05 | 353.5334 | 0.0060386 | 2028 | Mitigation | 0.95 | 45 | 0 | esc | 0.00097009 | 1.657e-08 | 0.00097009 | 1.657e-08
[79 empty] | WLDFR | HFTD - Distribution - Tier 2 - 2QU CoRE ¦ 3QU LoRE | Red Flag Warning - Destructive Fires | 2029 | 8.8927e-09 | 8.8927e-09 | 9534.9221 | 247.273 | 9287.6491 | 0 | 0 | 0 | 9.1669e-06 | 8.4791e-05 | 0 | 8.4791e-05 | 8.4791e-05 | 0 | 8.4791e-05 | [22 empty] | 7.3.3.17.5 (Remote Grid) Updates to grid topology to minimize risk of ignition in HFTDs Remote GridWLDFRWire-to-wire contactAggregated | WLDFR | HFTD - Distribution - Tier 2 - 1QU CoRE ¦ 2QU LoRE | Red Flag Warning - Small Fires | Wire-to-wire contact | Aggregated | 2029 | 1.7081e-05 | 353.5334 | 0.0060386 | 2029 | Mitigation | 0.95 | 45 | 0 | esc | 0.00097009 | 1.657e-08 | 0.00097009 | 1.657e-08
[79 empty] | WLDFR | HFTD - Distribution - Tier 2 - 2QU CoRE ¦ 3QU LoRE | Red Flag Warning - Destructive Fires | 2030 | 8.8927e-09 | 8.8927e-09 | 9534.9221 | 247.273 | 9287.6491 | 0 | 0 | 0 | 9.1669e-06 | 8.4791e-05 | 0 | 8.4791e-05 | 8.4791e-05 | 0 | 8.4791e-05 | [22 empty] | 7.3.3.17.5 (Remote Grid) Updates to grid topology to minimize risk of ignition in HFTDs Remote GridWLDFRWire-to-wire contactAggregated | WLDFR | HFTD - Distribution - Tier 2 - 1QU CoRE ¦ 2QU LoRE | Red Flag Warning - Small Fires | Wire-to-wire contact | Aggregated | 2030 | 1.7081e-05 | 353.5334 | 0.0060386 | 2030 | Mitigation | 0.95 | 45 | 0 | esc | 0.00097009 | 1.657e-08 | 0.00097009 | 1.657e-08
[79 empty] | WLDFR | HFTD - Distribution - Tier 2 - 2QU CoRE ¦ 3QU LoRE | Red Flag Warning - Destructive Fires | 2031 | 8.8927e-09 | 8.8927e-09 | 9534.9221 | 247.273 | 9287.6491 | 0 | 0 | 0 | 9.1669e-06 | 8.4791e-05 | 0 | 8.4791e-05 | 8.4791e-05 | 0 | 8.4791e-05 | [22 empty] | 7.3.3.17.5 (Remote Grid) Updates to grid topology to minimize risk of ignition in HFTDs Remote GridWLDFRWire-to-wire contactAggregated | WLDFR | HFTD - Distribution - Tier 2 - 1QU CoRE ¦ 2QU LoRE | Red Flag Warning - Small Fires | Wire-to-wire contact | Aggregated | 2031 | 1.7081e-05 | 353.5334 | 0.0060386 | 2031 | Mitigation | 0.95 | 45 | 0 | esc | 0.00097009 | 1.657e-08 | 0.00097009 | 1.657e-08
[79 empty] | WLDFR | HFTD - Distribution - Tier 2 - 2QU CoRE ¦ 3QU LoRE | Red Flag Warning - Destructive Fires | 2032 | 8.8927e-09 | 8.8927e-09 | 9534.9221 | 247.273 | 9287.6491 | 0 | 0 | 0 | 9.1669e-06 | 8.4791e-05 | 0 | 8.4791e-05 | 8.4791e-05 | 0 | 8.4791e-05 | [22 empty] | 7.3.3.17.5 (Remote Grid) Updates to grid topology to minimize risk of ignition in HFTDs Remote GridWLDFRWire-to-wire contactAggregated | WLDFR | HFTD - Distribution - Tier 2 - 1QU CoRE ¦ 2QU LoRE | Red Flag Warning - Small Fires | Wire-to-wire contact | Aggregated | 2032 | 1.7081e-05 | 353.5334 | 0.0060386 | 2032 | Mitigation | 0.95 | 45 | 0 | esc | 0.00097009 | 1.657e-08 | 0.00097009 | 1.657e-08
[79 empty] | WLDFR | HFTD - Distribution - Tier 2 - 2QU CoRE ¦ 3QU LoRE | Red Flag Warning - Destructive Fires | 2033 | 8.8927e-09 | 8.8927e-09 | 9984.8474 | 263.1074 | 9721.74 | 0 | 0 | 0 | 9.1669e-06 | 8.8792e-05 | 0 | 8.8792e-05 | 8.8792e-05 | 0 | 8.8792e-05 | [22 empty] | 7.3.3.17.5 (Remote Grid) Updates to grid topology to minimize risk of ignition in HFTDs Remote GridWLDFRWire-to-wire contactAggregated | WLDFR | HFTD - Distribution - Tier 2 - 1QU CoRE ¦ 2QU LoRE | Red Flag Warning - Small Fires | Wire-to-wire contact | Aggregated | 2033 | 1.7081e-05 | 353.5334 | 0.0060386 | 2033 | Mitigation | 0.95 | 45 | 0 | esc | 0.00097009 | 1.657e-08 | 0.00097009 | 1.657e-08
[79 empty] | WLDFR | HFTD - Distribution - Tier 2 - 2QU CoRE ¦ 3QU LoRE | Red Flag Warning - Destructive Fires | 2034 | 8.8927e-09 | 8.8927e-09 | 9984.8474 | 263.1074 | 9721.74 | 0 | 0 | 0 | 9.1669e-06 | 8.8792e-05 | 0 | 8.8792e-05 | 8.8792e-05 | 0 | 8.8792e-05 | [22 empty] | 7.3.3.17.5 (Remote Grid) Updates to grid topology to minimize risk of ignition in HFTDs Remote GridWLDFRWire-to-wire contactAggregated | WLDFR | HFTD - Distribution - Tier 2 - 1QU CoRE ¦ 2QU LoRE | Red Flag Warning - Small Fires | Wire-to-wire contact | Aggregated | 2034 | 1.7081e-05 | 353.5334 | 0.0060386 | 2034 | Mitigation | 0.95 | 45 | 0 | esc | 0.00097009 | 1.657e-08 | 0.00097009 | 1.657e-08
[79 empty] | WLDFR | HFTD - Distribution - Tier 2 - 2QU CoRE ¦ 3QU LoRE | Red Flag Warning - Destructive Fires | 2035 | 8.8927e-09 | 8.8927e-09 | 9984.8474 | 263.1074 | 9721.74 | 0 | 0 | 0 | 9.1669e-06 | 8.8792e-05 | 0 | 8.8792e-05 | 8.8792e-05 | 0 | 8.8792e-05 | [22 empty] | 7.3.3.17.5 (Remote Grid) Updates to grid topology to minimize risk of ignition in HFTDs Remote GridWLDFRWire-to-wire contactAggregated | WLDFR | HFTD - Distribution - Tier 2 - 1QU CoRE ¦ 2QU LoRE | Red Flag Warning - Small Fires | Wire-to-wire contact | Aggregated | 2035 | 1.7081e-05 | 353.5334 | 0.0060386 | 2035 | Mitigation | 0.95 | 45 | 0 | esc | 0.00097009 | 1.657e-08 | 0.00097009 | 1.657e-08
[79 empty] | WLDFR | HFTD - Distribution - Tier 2 - 2QU CoRE ¦ 3QU LoRE | Red Flag Warning - Destructive Fires | 2036 | 8.8927e-09 | 8.8927e-09 | 9984.8474 | 263.1074 | 9721.74 | 0 | 0 | 0 | 9.1669e-06 | 8.8792e-05 | 0 | 8.8792e-05 | 8.8792e-05 | 0 | 8.8792e-05 | [22 empty] | 7.3.3.17.5 (Remote Grid) Updates to grid topology to minimize risk of ignition in HFTDs Remote GridWLDFRWire-to-wire contactAggregated | WLDFR | HFTD - Distribution - Tier 2 - 1QU CoRE ¦ 2QU LoRE | Red Flag Warning - Small Fires | Wire-to-wire contact | Aggregated | 2036 | 1.7081e-05 | 353.5334 | 0.0060386 | 2036 | Mitigation | 0.95 | 45 | 0 | esc | 0.00097009 | 1.657e-08 | 0.00097009 | 1.657e-08
[79 empty] | WLDFR | HFTD - Distribution - Tier 2 - 2QU CoRE ¦ 3QU LoRE | Red Flag Warning - Destructive Fires | 2037 | 8.8927e-09 | 8.8927e-09 | 9984.8474 | 263.1074 | 9721.74 | 0 | 0 | 0 | 9.1669e-06 | 8.8792e-05 | 0 | 8.8792e-05 | 8.8792e-05 | 0 | 8.8792e-05 | [22 empty] | 7.3.3.17.5 (Remote Grid) Updates to grid topology to minimize risk of ignition in HFTDs Remote GridWLDFRWire-to-wire contactAggregated | WLDFR | HFTD - Distribution - Tier 2 - 1QU CoRE ¦ 2QU LoRE | Red Flag Warning - Small Fires | Wire-to-wire contact | Aggregated | 2037 | 1.7081e-05 | 353.5334 | 0.0060386 | 2037 | Mitigation | 0.95 | 45 | 0 | esc | 0.00097009 | 1.657e-08 | 0.00097009 | 1.657e-08
[79 empty] | WLDFR | HFTD - Distribution - Tier 2 - 2QU CoRE ¦ 3QU LoRE | Red Flag Warning - Destructive Fires | 2038 | 8.8927e-09 | 8.8927e-09 | 10472.8261 | 280.5544 | 10192.2718 | 0 | 0 | 0 | 9.1669e-06 | 9.3131e-05 | 0 | 9.3131e-05 | 9.3131e-05 | 0 | 9.3131e-05 | [22 empty] | 7.3.3.17.5 (Remote Grid) Updates to grid topology to minimize risk of ignition in HFTDs Remote GridWLDFRWire-to-wire contactAggregated | WLDFR | HFTD - Distribution - Tier 2 - 1QU CoRE ¦ 2QU LoRE | Red Flag Warning - Small Fires | Wire-to-wire contact | Aggregated | 2038 | 1.7081e-05 | 353.5334 | 0.0060386 | 2038 | Mitigation | 0.95 | 45 | 0 | esc | 0.00097009 | 1.657e-08 | 0.00097009 | 1.657e-08
[79 empty] | WLDFR | HFTD - Distribution - Tier 2 - 2QU CoRE ¦ 3QU LoRE | Red Flag Warning - Destructive Fires | 2039 | 8.8927e-09 | 8.8927e-09 | 10472.8261 | 280.5544 | 10192.2718 | 0 | 0 | 0 | 9.1669e-06 | 9.3131e-05 | 0 | 9.3131e-05 | 9.3131e-05 | 0 | 9.3131e-05 | [22 empty] | 7.3.3.17.5 (Remote Grid) Updates to grid topology to minimize risk of ignition in HFTDs Remote GridWLDFRWire-to-wire contactAggregated | WLDFR | HFTD - Distribution - Tier 2 - 1QU CoRE ¦ 2QU LoRE | Red Flag Warning - Small Fires | Wire-to-wire contact | Aggregated | 2039 | 1.7081e-05 | 353.5334 | 0.0060386 | 2039 | Mitigation | 0.95 | 45 | 0 | esc | 0.00097009 | 1.657e-08 | 0.00097009 | 1.657e-08
[79 empty] | WLDFR | HFTD - Distribution - Tier 2 - 2QU CoRE ¦ 3QU LoRE | Red Flag Warning - Destructive Fires | 2040 | 8.8927e-09 | 8.8927e-09 | 10472.8261 | 280.5544 | 10192.2718 | 0 | 0 | 0 | 9.1669e-06 | 9.3131e-05 | 0 | 9.3131e-05 | 9.3131e-05 | 0 | 9.3131e-05 | [22 empty] | 7.3.3.17.5 (Remote Grid) Updates to grid topology to minimize risk of ignition in HFTDs Remote GridWLDFRWire-to-wire contactAggregated | WLDFR | HFTD - Distribution - Tier 2 - 1QU CoRE ¦ 2QU LoRE | Red Flag Warning - Small Fires | Wire-to-wire contact | Aggregated | 2040 | 1.7081e-05 | 353.5334 | 0.0060386 | 2040 | Mitigation | 0.95 | 45 | 0 | esc | 0.00097009 | 1.657e-08 | 0.00097009 | 1.657e-08
[79 empty] | WLDFR | HFTD - Distribution - Tier 2 - 2QU CoRE ¦ 3QU LoRE | Red Flag Warning - Destructive Fires | 2041 | 8.8927e-09 | 8.8927e-09 | 10472.8261 | 280.5544 | 10192.2718 | 0 | 0 | 0 | 9.1669e-06 | 9.3131e-05 | 0 | 9.3131e-05 | 9.3131e-05 | 0 | 9.3131e-05 | [22 empty] | 7.3.3.17.5 (Remote Grid) Updates to grid topology to minimize risk of ignition in HFTDs Remote GridWLDFRWire-to-wire contactAggregated | WLDFR | HFTD - Distribution - Tier 2 - 1QU CoRE ¦ 2QU LoRE | Red Flag Warning - Small Fires | Wire-to-wire contact | Aggregated | 2041 | 1.7081e-05 | 353.5334 | 0.0060386 | 2041 | Mitigation | 0.95 | 45 | 0 | esc | 0.00097009 | 1.657e-08 | 0.00097009 | 1.657e-08
[79 empty] | WLDFR | HFTD - Distribution - Tier 2 - 2QU CoRE ¦ 3QU LoRE | Red Flag Warning - Destructive Fires | 2042 | 8.8927e-09 | 8.8927e-09 | 10472.8261 | 280.5544 | 10192.2718 | 0 | 0 | 0 | 9.1669e-06 | 9.3131e-05 | 0 | 9.3131e-05 | 9.3131e-05 | 0 | 9.3131e-05 | [22 empty] | 7.3.3.17.5 (Remote Grid) Updates to grid topology to minimize risk of ignition in HFTDs Remote GridWLDFRWire-to-wire contactAggregated | WLDFR | HFTD - Distribution - Tier 2 - 1QU CoRE ¦ 2QU LoRE | Red Flag Warning - Small Fires | Wire-to-wire contact | Aggregated | 2042 | 1.7081e-05 | 353.5334 | 0.0060386 | 2042 | Mitigation | 0.95 | 45 | 0 | esc | 0.00097009 | 1.657e-08 | 0.00097009 | 1.657e-08
[79 empty] | WLDFR | HFTD - Distribution - Tier 2 - 2QU CoRE ¦ 3QU LoRE | Red Flag Warning - Destructive Fires | 2043 | 8.8927e-09 | 8.8927e-09 | 10992.1562 | 299.42 | 10692.7362 | 0 | 0 | 0 | 9.1669e-06 | 9.7749e-05 | 0 | 9.7749e-05 | 9.7749e-05 | 0 | 9.7749e-05 | [22 empty] | 7.3.3.17.5 (Remote Grid) Updates to grid topology to minimize risk of ignition in HFTDs Remote GridWLDFRWire-to-wire contactAggregated | WLDFR | HFTD - Distribution - Tier 2 - 1QU CoRE ¦ 2QU LoRE | Red Flag Warning - Small Fires | Wire-to-wire contact | Aggregated | 2043 | 1.7081e-05 | 353.5334 | 0.0060386 | 2043 | Mitigation | 0.95 | 45 | 0 | esc | 0.00097009 | 1.657e-08 | 0.00097009 | 1.657e-08
[79 empty] | WLDFR | HFTD - Distribution - Tier 2 - 2QU CoRE ¦ 3QU LoRE | Red Flag Warning - Destructive Fires | 2044 | 8.8927e-09 | 8.8927e-09 | 10992.1562 | 299.42 | 10692.7362 | 0 | 0 | 0 | 9.1669e-06 | 9.7749e-05 | 0 | 9.7749e-05 | 9.7749e-05 | 0 | 9.7749e-05 | [22 empty] | 7.3.3.17.5 (Remote Grid) Updates to grid topology to minimize risk of ignition in HFTDs Remote GridWLDFRWire-to-wire contactAggregated | WLDFR | HFTD - Distribution - Tier 2 - 1QU CoRE ¦ 2QU LoRE | Red Flag Warning - Small Fires | Wire-to-wire contact | Aggregated | 2044 | 1.7081e-05 | 353.5334 | 0.0060386 | 2044 | Mitigation | 0.95 | 45 | 0 | esc | 0.00097009 | 1.657e-08 | 0.00097009 | 1.657e-08
[79 empty] | WLDFR | HFTD - Distribution - Tier 2 - 2QU CoRE ¦ 3QU LoRE | Red Flag Warning - Destructive Fires | 2045 | 8.8927e-09 | 8.8927e-09 | 10992.1562 | 299.42 | 10692.7362 | 0 | 0 | 0 | 9.1669e-06 | 9.7749e-05 | 0 | 9.7749e-05 | 9.7749e-05 | 0 | 9.7749e-05 | [22 empty] | 7.3.3.17.5 (Remote Grid) Updates to grid topology to minimize risk of ignition in HFTDs Remote GridWLDFRWire-to-wire contactAggregated | WLDFR | HFTD - Distribution - Tier 2 - 1QU CoRE ¦ 2QU LoRE | Red Flag Warning - Small Fires | Wire-to-wire contact | Aggregated | 2045 | 1.7081e-05 | 353.5334 | 0.0060386 | 2045 | Mitigation | 0.95 | 45 | 0 | esc | 0.00097009 | 1.657e-08 | 0.00097009 | 1.657e-08
[79 empty] | WLDFR | HFTD - Distribution - Tier 2 - 2QU CoRE ¦ 3QU LoRE | Red Flag Warning - Destructive Fires | 2046 | 8.8927e-09 | 8.8927e-09 | 10992.1562 | 299.42 | 10692.7362 | 0 | 0 | 0 | 9.1669e-06 | 9.7749e-05 | 0 | 9.7749e-05 | 9.7749e-05 | 0 | 9.7749e-05 | [22 empty] | 7.3.3.17.5 (Remote Grid) Updates to grid topology to minimize risk of ignition in HFTDs Remote GridWLDFRWire-to-wire contactAggregated | WLDFR | HFTD - Distribution - Tier 2 - 1QU CoRE ¦ 2QU LoRE | Red Flag Warning - Small Fires | Wire-to-wire contact | Aggregated | 2046 | 1.7081e-05 | 353.5334 | 0.0060386 | 2046 | Mitigation | 0.95 | 45 | 0 | esc | 0.00097009 | 1.657e-08 | 0.00097009 | 1.657e-08
[79 empty] | WLDFR | HFTD - Distribution - Tier 2 - 2QU CoRE ¦ 3QU LoRE | Red Flag Warning - Destructive Fires | 2047 | 8.8927e-09 | 8.8927e-09 | 10992.1562 | 299.42 | 10692.7362 | 0 | 0 | 0 | 9.1669e-06 | 9.7749e-05 | 0 | 9.7749e-05 | 9.7749e-05 | 0 | 9.7749e-05 | [22 empty] | 7.3.3.17.5 (Remote Grid) Updates to grid topology to minimize risk of ignition in HFTDs Remote GridWLDFRWire-to-wire contactAggregated | WLDFR | HFTD - Distribution - Tier 2 - 1QU CoRE ¦ 2QU LoRE | Red Flag Warning - Small Fires | Wire-to-wire contact | Aggregated | 2047 | 1.7081e-05 | 353.5334 | 0.0060386 | 2047 | Mitigation | 0.95 | 45 | 0 | esc | 0.00097009 | 1.657e-08 | 0.00097009 | 1.657e-08
[79 empty] | WLDFR | HFTD - Distribution - Tier 2 - 2QU CoRE ¦ 3QU LoRE | Red Flag Warning - Destructive Fires | 2048 | 8.8927e-09 | 8.8927e-09 | 11536.0538 | 319.4911 | 11216.5626 | 0 | 0 | 0 | 9.1669e-06 | 0.00010259 | 0 | 0.00010259 | 0.00010259 | 0 | 0.00010259 | [22 empty] | 7.3.3.17.5 (Remote Grid) Updates to grid topology to minimize risk of ignition in HFTDs Remote GridWLDFRWire-to-wire contactAggregated | WLDFR | HFTD - Distribution - Tier 2 - 1QU CoRE ¦ 2QU LoRE | Red Flag Warning - Small Fires | Wire-to-wire contact | Aggregated | 2048 | 1.7081e-05 | 353.5334 | 0.0060386 | 2048 | Mitigation | 0.95 | 45 | 0 | esc | 0.00097009 | 1.657e-08 | 0.00097009 | 1.657e-08
[79 empty] | WLDFR | HFTD - Distribution - Tier 2 - 2QU CoRE ¦ 3QU LoRE | Red Flag Warning - Destructive Fires | 2049 | 8.8927e-09 | 8.8927e-09 | 11536.0538 | 319.4911 | 11216.5626 | 0 | 0 | 0 | 9.1669e-06 | 0.00010259 | 0 | 0.00010259 | 0.00010259 | 0 | 0.00010259 | [22 empty] | 7.3.3.17.5 (Remote Grid) Updates to grid topology to minimize risk of ignition in HFTDs Remote GridWLDFRWire-to-wire contactAggregated | WLDFR | HFTD - Distribution - Tier 2 - 1QU CoRE ¦ 2QU LoRE | Red Flag Warning - Small Fires | Wire-to-wire contact | Aggregated | 2049 | 1.7081e-05 | 353.5334 | 0.0060386 | 2049 | Mitigation | 0.95 | 45 | 0 | esc | 0.00097009 | 1.657e-08 | 0.00097009 | 1.657e-08
[79 empty] | WLDFR | HFTD - Distribution - Tier 2 - 2QU CoRE ¦ 3QU LoRE | Red Flag Warning - Destructive Fires | 2050 | 8.8927e-09 | 8.8927e-09 | 11536.0538 | 319.4911 | 11216.5626 | 0 | 0 | 0 | 9.1669e-06 | 0.00010259 | 0 | 0.00010259 | 0.00010259 | 0 | 0.00010259 | [22 empty] | 7.3.3.17.5 (Remote Grid) Updates to grid topology to minimize risk of ignition in HFTDs Remote GridWLDFRWire-to-wire contactAggregated | WLDFR | HFTD - Distribution - Tier 2 - 1QU CoRE ¦ 2QU LoRE | Red Flag Warning - Small Fires | Wire-to-wire contact | Aggregated | 2050 | 1.7081e-05 | 353.5334 | 0.0060386 | 2050 | Mitigation | 0.95 | 45 | 0 | esc | 0.00097009 | 1.657e-08 | 0.00097009 | 1.657e-08
[79 empty] | WLDFR | HFTD - Distribution - Tier 2 - 2QU CoRE ¦ 3QU LoRE | Red Flag Warning - Destructive Fires | 2051 | 8.8927e-09 | 8.8927e-09 | 11536.0538 | 319.4911 | 11216.5626 | 0 | 0 | 0 | 9.1669e-06 | 0.00010259 | 0 | 0.00010259 | 0.00010259 | 0 | 0.00010259 | [22 empty] | 7.3.3.17.5 (Remote Grid) Updates to grid topology to minimize risk of ignition in HFTDs Remote GridWLDFRWire-to-wire contactAggregated | WLDFR | HFTD - Distribution - Tier 2 - 1QU CoRE ¦ 2QU LoRE | Red Flag Warning - Small Fires | Wire-to-wire contact | Aggregated | 2051 | 1.7081e-05 | 353.5334 | 0.0060386 | 2051 | Mitigation | 0.95 | 45 | 0 | esc | 0.00097009 | 1.657e-08 | 0.00097009 | 1.657e-08
[79 empty] | WLDFR | HFTD - Distribution - Tier 2 - 2QU CoRE ¦ 3QU LoRE | Red Flag Warning - Destructive Fires | 2052 | 8.8927e-09 | 8.8927e-09 | 11536.0538 | 319.4911 | 11216.5626 | 0 | 0 | 0 | 9.1669e-06 | 0.00010259 | 0 | 0.00010259 | 0.00010259 | 0 | 0.00010259 | [22 empty] | 7.3.3.17.5 (Remote Grid) Updates to grid topology to minimize risk of ignition in HFTDs Remote GridWLDFRWire-to-wire contactAggregated | WLDFR | HFTD - Distribution - Tier 2 - 1QU CoRE ¦ 2QU LoRE | Red Flag Warning - Small Fires | Wire-to-wire contact | Aggregated | 2052 | 1.7081e-05 | 353.5334 | 0.0060386 | 2052 | Mitigation | 0.95 | 45 | 0 | esc | 0.00097009 | 1.657e-08 | 0.00097009 | 1.657e-08
[79 empty] | WLDFR | HFTD - Distribution - Tier 2 - 2QU CoRE ¦ 3QU LoRE | Red Flag Warning - Destructive Fires | 2053 | 8.8927e-09 | 8.8927e-09 | 12097.6769 | 340.5356 | 11757.1413 | 0 | 0 | 0 | 9.1669e-06 | 0.00010758 | 0 | 0.00010758 | 0.00010758 | 0 | 0.00010758 | [22 empty] | 7.3.3.17.5 (Remote Grid) Updates to grid topology to minimize risk of ignition in HFTDs Remote GridWLDFRWire-to-wire contactAggregated | WLDFR | HFTD - Distribution - Tier 2 - 1QU CoRE ¦ 2QU LoRE | Red Flag Warning - Small Fires | Wire-to-wire contact | Aggregated | 2053 | 1.7081e-05 | 353.5334 | 0.0060386 | 2053 | Mitigation | 0.95 | 45 | 0 | esc | 0.00097009 | 1.657e-08 | 0.00097009 | 1.657e-08
[79 empty] | WLDFR | HFTD - Distribution - Tier 2 - 2QU CoRE ¦ 3QU LoRE | Red Flag Warning - Destructive Fires | 2054 | 8.8927e-09 | 8.8927e-09 | 12097.6769 | 340.5356 | 11757.1413 | 0 | 0 | 0 | 9.1669e-06 | 0.00010758 | 0 | 0.00010758 | 0.00010758 | 0 | 0.00010758 | [22 empty] | 7.3.3.17.5 (Remote Grid) Updates to grid topology to minimize risk of ignition in HFTDs Remote GridWLDFRWire-to-wire contactAggregated | WLDFR | HFTD - Distribution - Tier 2 - 1QU CoRE ¦ 2QU LoRE | Red Flag Warning - Small Fires | Wire-to-wire contact | Aggregated | 2054 | 1.7081e-05 | 353.5334 | 0.0060386 | 2054 | Mitigation | 0.95 | 45 | 0 | esc | 0.00097009 | 1.657e-08 | 0.00097009 | 1.657e-08
[79 empty] | WLDFR | HFTD - Distribution - Tier 2 - 2QU CoRE ¦ 3QU LoRE | Red Flag Warning - Destructive Fires | 2055 | 8.8927e-09 | 8.8927e-09 | 12097.6769 | 340.5356 | 11757.1413 | 0 | 0 | 0 | 9.1669e-06 | 0.00010758 | 0 | 0.00010758 | 0.00010758 | 0 | 0.00010758 | [22 empty] | 7.3.3.17.5 (Remote Grid) Updates to grid topology to minimize risk of ignition in HFTDs Remote GridWLDFRWire-to-wire contactAggregated | WLDFR | HFTD - Distribution - Tier 2 - 1QU CoRE ¦ 2QU LoRE | Red Flag Warning - Small Fires | Wire-to-wire contact | Aggregated | 2055 | 1.7081e-05 | 353.5334 | 0.0060386 | 2055 | Mitigation | 0.95 | 45 | 0 | esc | 0.00097009 | 1.657e-08 | 0.00097009 | 1.657e-08
[79 empty] | WLDFR | HFTD - Distribution - Tier 2 - 2QU CoRE ¦ 3QU LoRE | Red Flag Warning - Destructive Fires | 2056 | 8.8927e-09 | 8.8927e-09 | 12097.6769 | 340.5356 | 11757.1413 | 0 | 0 | 0 | 9.1669e-06 | 0.00010758 | 0 | 0.00010758 | 0.00010758 | 0 | 0.00010758 | [22 empty] | 7.3.3.17.5 (Remote Grid) Updates to grid topology to minimize risk of ignition in HFTDs Remote GridWLDFRWire-to-wire contactAggregated | WLDFR | HFTD - Distribution - Tier 2 - 1QU CoRE ¦ 2QU LoRE | Red Flag Warning - Small Fires | Wire-to-wire contact | Aggregated | 2056 | 1.7081e-05 | 353.5334 | 0.0060386 | 2056 | Mitigation | 0.95 | 45 | 0 | esc | 0.00097009 | 1.657e-08 | 0.00097009 | 1.657e-08
[79 empty] | WLDFR | HFTD - Distribution - Tier 2 - 2QU CoRE ¦ 3QU LoRE | Red Flag Warning - Destructive Fires | 2057 | 8.8927e-09 | 8.8927e-09 | 12097.6769 | 340.5356 | 11757.1413 | 0 | 0 | 0 | 9.1669e-06 | 0.00010758 | 0 | 0.00010758 | 0.00010758 | 0 | 0.00010758 | [22 empty] | 7.3.3.17.5 (Remote Grid) Updates to grid topology to minimize risk of ignition in HFTDs Remote GridWLDFRWire-to-wire contactAggregated | WLDFR | HFTD - Distribution - Tier 2 - 1QU CoRE ¦ 2QU LoRE | Red Flag Warning - Small Fires | Wire-to-wire contact | Aggregated | 2057 | 1.7081e-05 | 353.5334 | 0.0060386 | 2057 | Mitigation | 0.95 | 45 | 0 | esc | 0.00097009 | 1.657e-08 | 0.00097009 | 1.657e-08
[79 empty] | WLDFR | HFTD - Distribution - Tier 2 - 2QU CoRE ¦ 3QU LoRE | Red Flag Warning - Destructive Fires | 2058 | 8.8927e-09 | 8.8927e-09 | 12670.1796 | 362.3049 | 12307.8747 | 0 | 0 | 0 | 9.1669e-06 | 0.00011267 | 0 | 0.00011267 | 0.00011267 | 0 | 0.00011267 | [22 empty] | 7.3.3.17.5 (Remote Grid) Updates to grid topology to minimize risk of ignition in HFTDs Remote GridWLDFRWire-to-wire contactAggregated | WLDFR | HFTD - Distribution - Tier 2 - 1QU CoRE ¦ 2QU LoRE | Red Flag Warning - Small Fires | Wire-to-wire contact | Aggregated | 2058 | 1.7081e-05 | 353.5334 | 0.0060386 | 2058 | Mitigation | 0.95 | 45 | 0 | esc | 0.00097009 | 1.657e-08 | 0.00097009 | 1.657e-08
[79 empty] | WLDFR | HFTD - Distribution - Tier 2 - 2QU CoRE ¦ 3QU LoRE | Red Flag Warning - Destructive Fires | 2059 | 8.8927e-09 | 8.8927e-09 | 12670.1796 | 362.3049 | 12307.8747 | 0 | 0 | 0 | 9.1669e-06 | 0.00011267 | 0 | 0.00011267 | 0.00011267 | 0 | 0.00011267 | [22 empty] | 7.3.3.17.5 (Remote Grid) Updates to grid topology to minimize risk of ignition in HFTDs Remote GridWLDFRWire-to-wire contactAggregated | WLDFR | HFTD - Distribution - Tier 2 - 1QU CoRE ¦ 2QU LoRE | Red Flag Warning - Small Fires | Wire-to-wire contact | Aggregated | 2059 | 1.7081e-05 | 353.5334 | 0.0060386 | 2059 | Mitigation | 0.95 | 45 | 0 | esc | 0.00097009 | 1.657e-08 | 0.00097009 | 1.657e-08
[79 empty] | WLDFR | HFTD - Distribution - Tier 2 - 2QU CoRE ¦ 3QU LoRE | Red Flag Warning - Destructive Fires | 2060 | 8.8927e-09 | 8.8927e-09 | 12670.1796 | 362.3049 | 12307.8747 | 0 | 0 | 0 | 9.1669e-06 | 0.00011267 | 0 | 0.00011267 | 0.00011267 | 0 | 0.00011267 | [22 empty] | 7.3.3.17.5 (Remote Grid) Updates to grid topology to minimize risk of ignition in HFTDs Remote GridWLDFRWire-to-wire contactAggregated | WLDFR | HFTD - Distribution - Tier 2 - 1QU CoRE ¦ 2QU LoRE | Red Flag Warning - Small Fires | Wire-to-wire contact | Aggregated | 2060 | 1.7081e-05 | 353.5334 | 0.0060386 | 2060 | Mitigation | 0.95 | 45 | 0 | esc | 0.00097009 | 1.657e-08 | 0.00097009 | 1.657e-08
[79 empty] | WLDFR | HFTD - Distribution - Tier 2 - 2QU CoRE ¦ 3QU LoRE | Red Flag Warning - Destructive Fires | 2061 | 8.8927e-09 | 8.8927e-09 | 12670.1796 | 362.3049 | 12307.8747 | 0 | 0 | 0 | 9.1669e-06 | 0.00011267 | 0 | 0.00011267 | 0.00011267 | 0 | 0.00011267 | [22 empty] | 7.3.3.17.5 (Remote Grid) Updates to grid topology to minimize risk of ignition in HFTDs Remote GridWLDFRWire-to-wire contactAggregated | WLDFR | HFTD - Distribution - Tier 2 - 1QU CoRE ¦ 2QU LoRE | Red Flag Warning - Small Fires | Wire-to-wire contact | Aggregated | 2061 | 1.7081e-05 | 353.5334 | 0.0060386 | 2061 | Mitigation | 0.95 | 45 | 0 | esc | 0.00097009 | 1.657e-08 | 0.00097009 | 1.657e-08
[79 empty] | WLDFR | HFTD - Distribution - Tier 2 - 2QU CoRE ¦ 3QU LoRE | Red Flag Warning - Destructive Fires | 2062 | 8.8927e-09 | 8.8927e-09 | 12670.1796 | 362.3049 | 12307.8747 | 0 | 0 | 0 | 9.1669e-06 | 0.00011267 | 0 | 0.00011267 | 0.00011267 | 0 | 0.00011267 | [22 empty] | 7.3.3.17.5 (Remote Grid) Updates to grid topology to minimize risk of ignition in HFTDs Remote GridWLDFRWire-to-wire contactAggregated | WLDFR | HFTD - Distribution - Tier 2 - 1QU CoRE ¦ 2QU LoRE | Red Flag Warning - Small Fires | Wire-to-wire contact | Aggregated | 2062 | 1.7081e-05 | 353.5334 | 0.0060386 | 2062 | Mitigation | 0.95 | 45 | 0 | esc | 0.00097009 | 1.657e-08 | 0.00097009 | 1.657e-08
[79 empty] | WLDFR | HFTD - Distribution - Tier 2 - 2QU CoRE ¦ 3QU LoRE | Red Flag Warning - Destructive Fires | 2063 | 8.8927e-09 | 8.8927e-09 | 13246.6313 | 384.5316 | 12862.0997 | 0 | 0 | 0 | 9.1669e-06 | 0.0001178 | 0 | 0.0001178 | 0.0001178 | 0 | 0.0001178 | [22 empty] | 7.3.3.17.5 (Remote Grid) Updates to grid topology to minimize risk of ignition in HFTDs Remote GridWLDFRWire-to-wire contactAggregated | WLDFR | HFTD - Distribution - Tier 2 - 1QU CoRE ¦ 2QU LoRE | Red Flag Warning - Small Fires | Wire-to-wire contact | Aggregated | 2063 | 1.7081e-05 | 353.5334 | 0.0060386 | 2063 | Mitigation | 0.95 | 45 | 0 | esc | 0.00097009 | 1.657e-08 | 0.00097009 | 1.657e-08
[79 empty] | WLDFR | HFTD - Distribution - Tier 2 - 2QU CoRE ¦ 3QU LoRE | Red Flag Warning - Destructive Fires | 2064 | 8.8927e-09 | 8.8927e-09 | 13246.6313 | 384.5316 | 12862.0997 | 0 | 0 | 0 | 9.1669e-06 | 0.0001178 | 0 | 0.0001178 | 0.0001178 | 0 | 0.0001178 | [22 empty] | 7.3.3.17.5 (Remote Grid) Updates to grid topology to minimize risk of ignition in HFTDs Remote GridWLDFRWire-to-wire contactAggregated | WLDFR | HFTD - Distribution - Tier 2 - 1QU CoRE ¦ 2QU LoRE | Red Flag Warning - Small Fires | Wire-to-wire contact | Aggregated | 2064 | 1.7081e-05 | 353.5334 | 0.0060386 | 2064 | Mitigation | 0.95 | 45 | 0 | esc | 0.00097009 | 1.657e-08 | 0.00097009 | 1.657e-08
[79 empty] | WLDFR | HFTD - Distribution - Tier 2 - 2QU CoRE ¦ 3QU LoRE | Red Flag Warning - Destructive Fires | 2065 | 8.8927e-09 | 8.8927e-09 | 13246.6313 | 384.5316 | 12862.0997 | 0 | 0 | 0 | 9.1669e-06 | 0.0001178 | 0 | 0.0001178 | 0.0001178 | 0 | 0.0001178 | [22 empty] | 7.3.3.17.5 (Remote Grid) Updates to grid topology to minimize risk of ignition in HFTDs Remote GridWLDFRWire-to-wire contactAggregated | WLDFR | HFTD - Distribution - Tier 2 - 1QU CoRE ¦ 2QU LoRE | Red Flag Warning - Small Fires | Wire-to-wire contact | Aggregated | 2065 | 1.7081e-05 | 353.5334 | 0.0060386 | 2065 | Mitigation | 0.95 | 45 | 0 | esc | 0.00097009 | 1.657e-08 | 0.00097009 | 1.657e-08
[79 empty] | WLDFR | HFTD - Distribution - Tier 2 - 2QU CoRE ¦ 3QU LoRE | Red Flag Warning - Destructive Fires | 2066 | 8.8927e-09 | 8.8927e-09 | 13246.6313 | 384.5316 | 12862.0997 | 0 | 0 | 0 | 9.1669e-06 | 0.0001178 | 0 | 0.0001178 | 0.0001178 | 0 | 0.0001178 | [22 empty] | 7.3.3.17.5 (Remote Grid) Updates to grid topology to minimize risk of ignition in HFTDs Remote GridWLDFRWire-to-wire contactAggregated | WLDFR | HFTD - Distribution - Tier 2 - 1QU CoRE ¦ 2QU LoRE | Red Flag Warning - Small Fires | Wire-to-wire contact | Aggregated | 2066 | 1.7081e-05 | 353.5334 | 0.0060386 | 2066 | Mitigation | 0.95 | 45 | 0 | esc | 0.00097009 | 1.657e-08 | 0.00097009 | 1.657e-08
[79 empty] | WLDFR | HFTD - Distribution - Tier 2 - 2QU CoRE ¦ 3QU LoRE | Red Flag Warning - Destructive Fires | 2067 | 0 | 8.8927e-09 | 13246.6313 | 384.5316 | 12862.0997 | 0 | 0 | 0 | 9.1669e-06 | 0 | 0 | 0 | 0.0001178 | 0 | 0.0001178 | [22 empty] | 7.3.3.17.5 (Remote Grid) Updates to grid topology to minimize risk of ignition in HFTDs Remote GridWLDFRWire-to-wire contactAggregated | WLDFR | HFTD - Distribution - Tier 2 - 1QU CoRE ¦ 2QU LoRE | Red Flag Warning - Small Fires | Wire-to-wire contact | Aggregated | 2067 | 1.7081e-05 | 353.5334 | 0.0060386 | 2067 | Mitigation | 0.95 | 45 | 0 | esc | 0 | 0 | 0.00097009 | 1.657e-08
[79 empty] | WLDFR | HFTD - Distribution - Tier 2 - 2QU CoRE ¦ 3QU LoRE | Red Flag Warning - Large Fires | 2022 | 5.0969e-08 | 0 | 5.2406 | 0.69642 | 2.942 | 1.6022 | 0 | 0 | 5.254e-05 | 2.671e-07 | 0 | 2.671e-07 | 0 | 0 | 0 | [22 empty] | 7.3.3.17.5 (Remote Grid) Updates to grid topology to minimize risk of ignition in HFTDs Remote GridWLDFRContact from objectAggregated | WLDFR | HFTD - Distribution - Tier 2 - 1QU CoRE ¦ 3QU LoRE | Non-Red Flag Warning - Catastrophic Fires | Contact from object | Aggregated | 2022 | 5.2267e-06 | 1013.9529 | 0.0052996 | 2022 | Mitigation | 0.95 | 45 | 0 | esc | 0.00097009 | 5.0703e-09 | 0 | 0
[79 empty] | WLDFR | HFTD - Distribution - Tier 2 - 2QU CoRE ¦ 3QU LoRE | Red Flag Warning - Large Fires | 2023 | 5.0969e-08 | 5.0969e-08 | 5.475 | 0.71896 | 3.0715 | 1.6846 | 0 | 0 | 5.254e-05 | 2.7905e-07 | 0 | 2.7905e-07 | 2.7905e-07 | 0 | 2.7905e-07 | [22 empty] | 7.3.3.17.5 (Remote Grid) Updates to grid topology to minimize risk of ignition in HFTDs Remote GridWLDFRContact from objectAggregated | WLDFR | HFTD - Distribution - Tier 2 - 1QU CoRE ¦ 3QU LoRE | Non-Red Flag Warning - Catastrophic Fires | Contact from object | Aggregated | 2023 | 5.2267e-06 | 1013.9529 | 0.0052996 | 2023 | Mitigation | 0.95 | 45 | 0 | esc | 0.00097009 | 5.0703e-09 | 0.00097009 | 5.0703e-09
[79 empty] | WLDFR | HFTD - Distribution - Tier 2 - 2QU CoRE ¦ 3QU LoRE | Red Flag Warning - Large Fires | 2024 | 5.0969e-08 | 5.0969e-08 | 5.475 | 0.71896 | 3.0715 | 1.6846 | 0 | 0 | 5.254e-05 | 2.7905e-07 | 0 | 2.7905e-07 | 2.7905e-07 | 0 | 2.7905e-07 | [22 empty] | 7.3.3.17.5 (Remote Grid) Updates to grid topology to minimize risk of ignition in HFTDs Remote GridWLDFRContact from objectAggregated | WLDFR | HFTD - Distribution - Tier 2 - 1QU CoRE ¦ 3QU LoRE | Non-Red Flag Warning - Catastrophic Fires | Contact from object | Aggregated | 2024 | 5.2267e-06 | 1013.9529 | 0.0052996 | 2024 | Mitigation | 0.95 | 45 | 0 | esc | 0.00097009 | 5.0703e-09 | 0.00097009 | 5.0703e-09
[79 empty] | WLDFR | HFTD - Distribution - Tier 2 - 2QU CoRE ¦ 3QU LoRE | Red Flag Warning - Large Fires | 2025 | 5.0969e-08 | 5.0969e-08 | 5.475 | 0.71896 | 3.0715 | 1.6846 | 0 | 0 | 5.254e-05 | 2.7905e-07 | 0 | 2.7905e-07 | 2.7905e-07 | 0 | 2.7905e-07 | [22 empty] | 7.3.3.17.5 (Remote Grid) Updates to grid topology to minimize risk of ignition in HFTDs Remote GridWLDFRContact from objectAggregated | WLDFR | HFTD - Distribution - Tier 2 - 1QU CoRE ¦ 3QU LoRE | Non-Red Flag Warning - Catastrophic Fires | Contact from object | Aggregated | 2025 | 5.2267e-06 | 1013.9529 | 0.0052996 | 2025 | Mitigation | 0.95 | 45 | 0 | esc | 0.00097009 | 5.0703e-09 | 0.00097009 | 5.0703e-09
[79 empty] | WLDFR | HFTD - Distribution - Tier 2 - 2QU CoRE ¦ 3QU LoRE | Red Flag Warning - Large Fires | 2026 | 5.0969e-08 | 5.0969e-08 | 5.475 | 0.71896 | 3.0715 | 1.6846 | 0 | 0 | 5.254e-05 | 2.7905e-07 | 0 | 2.7905e-07 | 2.7905e-07 | 0 | 2.7905e-07 | [22 empty] | 7.3.3.17.5 (Remote Grid) Updates to grid topology to minimize risk of ignition in HFTDs Remote GridWLDFRContact from objectAggregated | WLDFR | HFTD - Distribution - Tier 2 - 1QU CoRE ¦ 3QU LoRE | Non-Red Flag Warning - Catastrophic Fires | Contact from object | Aggregated | 2026 | 5.2267e-06 | 1013.9529 | 0.0052996 | 2026 | Mitigation | 0.95 | 45 | 0 | esc | 0.00097009 | 5.0703e-09 | 0.00097009 | 5.0703e-09
[79 empty] | WLDFR | HFTD - Distribution - Tier 2 - 2QU CoRE ¦ 3QU LoRE | Red Flag Warning - Large Fires | 2027 | 5.0969e-08 | 5.0969e-08 | 5.475 | 0.71896 | 3.0715 | 1.6846 | 0 | 0 | 5.254e-05 | 2.7905e-07 | 0 | 2.7905e-07 | 2.7905e-07 | 0 | 2.7905e-07 | [22 empty] | 7.3.3.17.5 (Remote Grid) Updates to grid topology to minimize risk of ignition in HFTDs Remote GridWLDFRContact from objectAggregated | WLDFR | HFTD - Distribution - Tier 2 - 1QU CoRE ¦ 3QU LoRE | Non-Red Flag Warning - Catastrophic Fires | Contact from object | Aggregated | 2027 | 5.2267e-06 | 1013.9529 | 0.0052996 | 2027 | Mitigation | 0.95 | 45 | 0 | esc | 0.00097009 | 5.0703e-09 | 0.00097009 | 5.0703e-09
[79 empty] | WLDFR | HFTD - Distribution - Tier 2 - 2QU CoRE ¦ 3QU LoRE | Red Flag Warning - Large Fires | 2028 | 5.0969e-08 | 5.0969e-08 | 5.777 | 0.74734 | 3.238 | 1.7917 | 0 | 0 | 5.254e-05 | 2.9445e-07 | 0 | 2.9445e-07 | 2.9445e-07 | 0 | 2.9445e-07 | [22 empty] | 7.3.3.17.5 (Remote Grid) Updates to grid topology to minimize risk of ignition in HFTDs Remote GridWLDFRContact from objectAggregated | WLDFR | HFTD - Distribution - Tier 2 - 1QU CoRE ¦ 3QU LoRE | Non-Red Flag Warning - Catastrophic Fires | Contact from object | Aggregated | 2028 | 5.2267e-06 | 1013.9529 | 0.0052996 | 2028 | Mitigation | 0.95 | 45 | 0 | esc | 0.00097009 | 5.0703e-09 | 0.00097009 | 5.0703e-09
[79 empty] | WLDFR | HFTD - Distribution - Tier 2 - 2QU CoRE ¦ 3QU LoRE | Red Flag Warning - Large Fires | 2029 | 5.0969e-08 | 5.0969e-08 | 5.777 | 0.74734 | 3.238 | 1.7917 | 0 | 0 | 5.254e-05 | 2.9445e-07 | 0 | 2.9445e-07 | 2.9445e-07 | 0 | 2.9445e-07 | [22 empty] | 7.3.3.17.5 (Remote Grid) Updates to grid topology to minimize risk of ignition in HFTDs Remote GridWLDFRContact from objectAggregated | WLDFR | HFTD - Distribution - Tier 2 - 1QU CoRE ¦ 3QU LoRE | Non-Red Flag Warning - Catastrophic Fires | Contact from object | Aggregated | 2029 | 5.2267e-06 | 1013.9529 | 0.0052996 | 2029 | Mitigation | 0.95 | 45 | 0 | esc | 0.00097009 | 5.0703e-09 | 0.00097009 | 5.0703e-09
[79 empty] | WLDFR | HFTD - Distribution - Tier 2 - 2QU CoRE ¦ 3QU LoRE | Red Flag Warning - Large Fires | 2030 | 5.0969e-08 | 5.0969e-08 | 5.777 | 0.74734 | 3.238 | 1.7917 | 0 | 0 | 5.254e-05 | 2.9445e-07 | 0 | 2.9445e-07 | 2.9445e-07 | 0 | 2.9445e-07 | 0 | 0.00068669 | 0.0015053 | 0 | 0.0015053 | 0 | 1.5032e-06 | 3.0064e-06 | 0 | 3.0064e-06 | [12 empty] | 7.3.3.17.5 (Remote Grid) Updates to grid topology to minimize risk of ignition in HFTDs Remote GridWLDFRContact from objectAggregated | WLDFR | HFTD - Distribution - Tier 2 - 1QU CoRE ¦ 3QU LoRE | Non-Red Flag Warning - Catastrophic Fires | Contact from object | Aggregated | 2030 | 5.2267e-06 | 1013.9529 | 0.0052996 | 2030 | Mitigation | 0.95 | 45 | 0 | esc | 0.00097009 | 5.0703e-09 | 0.00097009 | 5.0703e-09
[79 empty] | WLDFR | HFTD - Distribution - Tier 2 - 2QU CoRE ¦ 3QU LoRE | Red Flag Warning - Large Fires | 2031 | 5.0969e-08 | 5.0969e-08 | 5.777 | 0.74734 | 3.238 | 1.7917 | 0 | 0 | 5.254e-05 | 2.9445e-07 | 0 | 2.9445e-07 | 2.9445e-07 | 0 | 2.9445e-07 | 0 | 0.00068669 | 0.0015053 | 0 | 0.0015053 | 0 | 1.5999e-06 | 3.1997e-06 | 0 | 3.1997e-06 | [12 empty] | 7.3.3.17.5 (Remote Grid) Updates to grid topology to minimize risk of ignition in HFTDs Remote GridWLDFRContact from objectAggregated | WLDFR | HFTD - Distribution - Tier 2 - 1QU CoRE ¦ 3QU LoRE | Non-Red Flag Warning - Catastrophic Fires | Contact from object | Aggregated | 2031 | 5.2267e-06 | 1013.9529 | 0.0052996 | 2031 | Mitigation | 0.95 | 45 | 0 | esc | 0.00097009 | 5.0703e-09 | 0.00097009 | 5.0703e-09
[79 empty] | WLDFR | HFTD - Distribution - Tier 2 - 2QU CoRE ¦ 3QU LoRE | Red Flag Warning - Large Fires | 2032 | 5.0969e-08 | 5.0969e-08 | 5.777 | 0.74734 | 3.238 | 1.7917 | 0 | 0 | 5.254e-05 | 2.9445e-07 | 0 | 2.9445e-07 | 2.9445e-07 | 0 | 2.9445e-07 | 0 | 0.00068669 | 0.0015053 | 0 | 0.0015053 | 0 | 1.5999e-06 | 3.1997e-06 | 0 | 3.1997e-06 | [12 empty] | 7.3.3.17.5 (Remote Grid) Updates to grid topology to minimize risk of ignition in HFTDs Remote GridWLDFRContact from objectAggregated | WLDFR | HFTD - Distribution - Tier 2 - 1QU CoRE ¦ 3QU LoRE | Non-Red Flag Warning - Catastrophic Fires | Contact from object | Aggregated | 2032 | 5.2267e-06 | 1013.9529 | 0.0052996 | 2032 | Mitigation | 0.95 | 45 | 0 | esc | 0.00097009 | 5.0703e-09 | 0.00097009 | 5.0703e-09
[79 empty] | WLDFR | HFTD - Distribution - Tier 2 - 2QU CoRE ¦ 3QU LoRE | Red Flag Warning - Large Fires | 2033 | 5.0969e-08 | 5.0969e-08 | 6.1205 | 0.77885 | 3.4265 | 1.9151 | 0 | 0 | 5.254e-05 | 3.1195e-07 | 0 | 3.1195e-07 | 3.1195e-07 | 0 | 3.1195e-07 | 0 | 0.00071729 | 0.0015723 | 0 | 0.0015723 | 0 | 1.5999e-06 | 3.1997e-06 | 0 | 3.1997e-06 | [12 empty] | 7.3.3.17.5 (Remote Grid) Updates to grid topology to minimize risk of ignition in HFTDs Remote GridWLDFRContact from objectAggregated | WLDFR | HFTD - Distribution - Tier 2 - 1QU CoRE ¦ 3QU LoRE | Non-Red Flag Warning - Catastrophic Fires | Contact from object | Aggregated | 2033 | 5.2267e-06 | 1013.9529 | 0.0052996 | 2033 | Mitigation | 0.95 | 45 | 0 | esc | 0.00097009 | 5.0703e-09 | 0.00097009 | 5.0703e-09
[79 empty] | WLDFR | HFTD - Distribution - Tier 2 - 2QU CoRE ¦ 3QU LoRE | Red Flag Warning - Large Fires | 2034 | 5.0969e-08 | 5.0969e-08 | 6.1205 | 0.77885 | 3.4265 | 1.9151 | 0 | 0 | 5.254e-05 | 3.1195e-07 | 0 | 3.1195e-07 | 3.1195e-07 | 0 | 3.1195e-07 | 0 | 0.00071729 | 0.0015723 | 0 | 0.0015723 | 0 | 1.5999e-06 | 3.1997e-06 | 0 | 3.1997e-06 | [12 empty] | 7.3.3.17.5 (Remote Grid) Updates to grid topology to minimize risk of ignition in HFTDs Remote GridWLDFRContact from objectAggregated | WLDFR | HFTD - Distribution - Tier 2 - 1QU CoRE ¦ 3QU LoRE | Non-Red Flag Warning - Catastrophic Fires | Contact from object | Aggregated | 2034 | 5.2267e-06 | 1013.9529 | 0.0052996 | 2034 | Mitigation | 0.95 | 45 | 0 | esc | 0.00097009 | 5.0703e-09 | 0.00097009 | 5.0703e-09
[79 empty] | WLDFR | HFTD - Distribution - Tier 2 - 2QU CoRE ¦ 3QU LoRE | Red Flag Warning - Large Fires | 2035 | 5.0969e-08 | 5.0969e-08 | 6.1205 | 0.77885 | 3.4265 | 1.9151 | 0 | 0 | 5.254e-05 | 3.1195e-07 | 0 | 3.1195e-07 | 3.1195e-07 | 0 | 3.1195e-07 | 0 | 0.00071729 | 0.0015723 | 0 | 0.0015723 | 0 | 1.5999e-06 | 3.1997e-06 | 0 | 3.1997e-06 | [12 empty] | 7.3.3.17.5 (Remote Grid) Updates to grid topology to minimize risk of ignition in HFTDs Remote GridWLDFRContact from objectAggregated | WLDFR | HFTD - Distribution - Tier 2 - 1QU CoRE ¦ 3QU LoRE | Non-Red Flag Warning - Catastrophic Fires | Contact from object | Aggregated | 2035 | 5.2267e-06 | 1013.9529 | 0.0052996 | 2035 | Mitigation | 0.95 | 45 | 0 | esc | 0.00097009 | 5.0703e-09 | 0.00097009 | 5.0703e-09
[79 empty] | WLDFR | HFTD - Distribution - Tier 2 - 2QU CoRE ¦ 3QU LoRE | Red Flag Warning - Large Fires | 2036 | 5.0969e-08 | 5.0969e-08 | 6.1205 | 0.77885 | 3.4265 | 1.9151 | 0 | 0 | 5.254e-05 | 3.1195e-07 | 0 | 3.1195e-07 | 3.1195e-07 | 0 | 3.1195e-07 | 0 | 0.00071729 | 0.0015723 | 0 | 0.0015723 | 0 | 1.704e-06 | 3.408e-06 | 0 | 3.408e-06 | [12 empty] | 7.3.3.17.5 (Remote Grid) Updates to grid topology to minimize risk of ignition in HFTDs Remote GridWLDFRContact from objectAggregated | WLDFR | HFTD - Distribution - Tier 2 - 1QU CoRE ¦ 3QU LoRE | Non-Red Flag Warning - Catastrophic Fires | Contact from object | Aggregated | 2036 | 5.2267e-06 | 1013.9529 | 0.0052996 | 2036 | Mitigation | 0.95 | 45 | 0 | esc | 0.00097009 | 5.0703e-09 | 0.00097009 | 5.0703e-09
[79 empty] | WLDFR | HFTD - Distribution - Tier 2 - 2QU CoRE ¦ 3QU LoRE | Red Flag Warning - Large Fires | 2037 | 5.0969e-08 | 5.0969e-08 | 6.1205 | 0.77885 | 3.4265 | 1.9151 | 0 | 0 | 5.254e-05 | 3.1195e-07 | 0 | 3.1195e-07 | 3.1195e-07 | 0 | 3.1195e-07 | 0 | 0.00071729 | 0.0015723 | 0 | 0.0015723 | 0 | 1.704e-06 | 3.408e-06 | 0 | 3.408e-06 | [12 empty] | 7.3.3.17.5 (Remote Grid) Updates to grid topology to minimize risk of ignition in HFTDs Remote GridWLDFRContact from objectAggregated | WLDFR | HFTD - Distribution - Tier 2 - 1QU CoRE ¦ 3QU LoRE | Non-Red Flag Warning - Catastrophic Fires | Contact from object | Aggregated | 2037 | 5.2267e-06 | 1013.9529 | 0.0052996 | 2037 | Mitigation | 0.95 | 45 | 0 | esc | 0.00097009 | 5.0703e-09 | 0.00097009 | 5.0703e-09
[79 empty] | WLDFR | HFTD - Distribution - Tier 2 - 2QU CoRE ¦ 3QU LoRE | Red Flag Warning - Large Fires | 2038 | 5.0969e-08 | 5.0969e-08 | 6.5028 | 0.81304 | 3.6355 | 2.0543 | 0 | 0 | 5.254e-05 | 3.3144e-07 | 0 | 3.3144e-07 | 3.3144e-07 | 0 | 3.3144e-07 | 0 | 0.00075129 | 0.0016468 | 0 | 0.0016468 | 0 | 1.704e-06 | 3.408e-06 | 0 | 3.408e-06 | [12 empty] | 7.3.3.17.5 (Remote Grid) Updates to grid topology to minimize risk of ignition in HFTDs Remote GridWLDFRContact from objectAggregated | WLDFR | HFTD - Distribution - Tier 2 - 1QU CoRE ¦ 3QU LoRE | Non-Red Flag Warning - Catastrophic Fires | Contact from object | Aggregated | 2038 | 5.2267e-06 | 1013.9529 | 0.0052996 | 2038 | Mitigation | 0.95 | 45 | 0 | esc | 0.00097009 | 5.0703e-09 | 0.00097009 | 5.0703e-09
[79 empty] | WLDFR | HFTD - Distribution - Tier 2 - 2QU CoRE ¦ 3QU LoRE | Red Flag Warning - Large Fires | 2039 | 5.0969e-08 | 5.0969e-08 | 6.5028 | 0.81304 | 3.6355 | 2.0543 | 0 | 0 | 5.254e-05 | 3.3144e-07 | 0 | 3.3144e-07 | 3.3144e-07 | 0 | 3.3144e-07 | 0 | 0.00075129 | 0.0016468 | 0 | 0.0016468 | 0 | 1.704e-06 | 3.408e-06 | 0 | 3.408e-06 | [12 empty] | 7.3.3.17.5 (Remote Grid) Updates to grid topology to minimize risk of ignition in HFTDs Remote GridWLDFRContact from objectAggregated | WLDFR | HFTD - Distribution - Tier 2 - 1QU CoRE ¦ 3QU LoRE | Non-Red Flag Warning - Catastrophic Fires | Contact from object | Aggregated | 2039 | 5.2267e-06 | 1013.9529 | 0.0052996 | 2039 | Mitigation | 0.95 | 45 | 0 | esc | 0.00097009 | 5.0703e-09 | 0.00097009 | 5.0703e-09
[79 empty] | WLDFR | HFTD - Distribution - Tier 2 - 2QU CoRE ¦ 3QU LoRE | Red Flag Warning - Large Fires | 2040 | 5.0969e-08 | 5.0969e-08 | 6.5028 | 0.81304 | 3.6355 | 2.0543 | 0 | 0 | 5.254e-05 | 3.3144e-07 | 0 | 3.3144e-07 | 3.3144e-07 | 0 | 3.3144e-07 | 0 | 0.00075129 | 0.0016468 | 0 | 0.0016468 | 0 | 0 | 3.408e-06 | 0 | 3.408e-06 | [12 empty] | 7.3.3.17.5 (Remote Grid) Updates to grid topology to minimize risk of ignition in HFTDs Remote GridWLDFRContact from objectAggregated | WLDFR | HFTD - Distribution - Tier 2 - 1QU CoRE ¦ 3QU LoRE | Non-Red Flag Warning - Catastrophic Fires | Contact from object | Aggregated | 2040 | 5.2267e-06 | 1013.9529 | 0.0052996 | 2040 | Mitigation | 0.95 | 45 | 0 | esc | 0.00097009 | 5.0703e-09 | 0.00097009 | 5.0703e-09
[79 empty] | WLDFR | HFTD - Distribution - Tier 2 - 2QU CoRE ¦ 3QU LoRE | Red Flag Warning - Large Fires | 2041 | 5.0969e-08 | 5.0969e-08 | 6.5028 | 0.81304 | 3.6355 | 2.0543 | 0 | 0 | 5.254e-05 | 3.3144e-07 | 0 | 3.3144e-07 | 3.3144e-07 | 0 | 3.3144e-07 | 0 | 0.00075129 | 0.0016468 | 0 | 0.0016468 | 0 | 0 | 0 | 0 | 0 | [12 empty] | 7.3.3.17.5 (Remote Grid) Updates to grid topology to minimize risk of ignition in HFTDs Remote GridWLDFRContact from objectAggregated | WLDFR | HFTD - Distribution - Tier 2 - 1QU CoRE ¦ 3QU LoRE | Non-Red Flag Warning - Catastrophic Fires | Contact from object | Aggregated | 2041 | 5.2267e-06 | 1013.9529 | 0.0052996 | 2041 | Mitigation | 0.95 | 45 | 0 | esc | 0.00097009 | 5.0703e-09 | 0.00097009 | 5.0703e-09
[79 empty] | WLDFR | HFTD - Distribution - Tier 2 - 2QU CoRE ¦ 3QU LoRE | Red Flag Warning - Large Fires | 2042 | 5.0969e-08 | 5.0969e-08 | 6.5028 | 0.81304 | 3.6355 | 2.0543 | 0 | 0 | 5.254e-05 | 3.3144e-07 | 0 | 3.3144e-07 | 3.3144e-07 | 0 | 3.3144e-07 | 0 | 0.00075129 | 0.0016468 | 0 | 0.0016468 | 0 | 0 | 0 | 0 | 0 | [12 empty] | 7.3.3.17.5 (Remote Grid) Updates to grid topology to minimize risk of ignition in HFTDs Remote GridWLDFRContact from objectAggregated | WLDFR | HFTD - Distribution - Tier 2 - 1QU CoRE ¦ 3QU LoRE | Non-Red Flag Warning - Catastrophic Fires | Contact from object | Aggregated | 2042 | 5.2267e-06 | 1013.9529 | 0.0052996 | 2042 | Mitigation | 0.95 | 45 | 0 | esc | 0.00097009 | 5.0703e-09 | 0.00097009 | 5.0703e-09
[79 empty] | WLDFR | HFTD - Distribution - Tier 2 - 2QU CoRE ¦ 3QU LoRE | Red Flag Warning - Large Fires | 2043 | 5.0969e-08 | 5.0969e-08 | 6.9209 | 0.84944 | 3.8632 | 2.2083 | 0 | 0 | 5.254e-05 | 3.5275e-07 | 0 | 3.5275e-07 | 3.5275e-07 | 0 | 3.5275e-07 | 0 | 0.0007882 | 0.0017278 | 0 | 0.0017278 | 0 | 1.3636e-07 | 0 | 0 | 0 | [12 empty] | 7.3.3.17.5 (Remote Grid) Updates to grid topology to minimize risk of ignition in HFTDs Remote GridWLDFRContact from objectAggregated | WLDFR | HFTD - Distribution - Tier 2 - 1QU CoRE ¦ 3QU LoRE | Non-Red Flag Warning - Catastrophic Fires | Contact from object | Aggregated | 2043 | 5.2267e-06 | 1013.9529 | 0.0052996 | 2043 | Mitigation | 0.95 | 45 | 0 | esc | 0.00097009 | 5.0703e-09 | 0.00097009 | 5.0703e-09
[79 empty] | WLDFR | HFTD - Distribution - Tier 2 - 2QU CoRE ¦ 3QU LoRE | Red Flag Warning - Large Fires | 2044 | 5.0969e-08 | 5.0969e-08 | 6.9209 | 0.84944 | 3.8632 | 2.2083 | 0 | 0 | 5.254e-05 | 3.5275e-07 | 0 | 3.5275e-07 | 3.5275e-07 | 0 | 3.5275e-07 | 0 | 0.0007882 | 0.0017278 | 0 | 0.0017278 | 0 | 1.4075e-07 | 2.8149e-07 | 0 | 2.8149e-07 | [12 empty] | 7.3.3.17.5 (Remote Grid) Updates to grid topology to minimize risk of ignition in HFTDs Remote GridWLDFRContact from objectAggregated | WLDFR | HFTD - Distribution - Tier 2 - 1QU CoRE ¦ 3QU LoRE | Non-Red Flag Warning - Catastrophic Fires | Contact from object | Aggregated | 2044 | 5.2267e-06 | 1013.9529 | 0.0052996 | 2044 | Mitigation | 0.95 | 45 | 0 | esc | 0.00097009 | 5.0703e-09 | 0.00097009 | 5.0703e-09
[79 empty] | WLDFR | HFTD - Distribution - Tier 2 - 2QU CoRE ¦ 3QU LoRE | Red Flag Warning - Large Fires | 2045 | 5.0969e-08 | 5.0969e-08 | 6.9209 | 0.84944 | 3.8632 | 2.2083 | 0 | 0 | 5.254e-05 | 3.5275e-07 | 0 | 3.5275e-07 | 3.5275e-07 | 0 | 3.5275e-07 | 0 | 0.0007882 | 0.0017278 | 0 | 0.0017278 | 0 | 1.4075e-07 | 2.8149e-07 | 0 | 2.8149e-07 | [12 empty] | 7.3.3.17.5 (Remote Grid) Updates to grid topology to minimize risk of ignition in HFTDs Remote GridWLDFRContact from objectAggregated | WLDFR | HFTD - Distribution - Tier 2 - 1QU CoRE ¦ 3QU LoRE | Non-Red Flag Warning - Catastrophic Fires | Contact from object | Aggregated | 2045 | 5.2267e-06 | 1013.9529 | 0.0052996 | 2045 | Mitigation | 0.95 | 45 | 0 | esc | 0.00097009 | 5.0703e-09 | 0.00097009 | 5.0703e-09
[79 empty] | WLDFR | HFTD - Distribution - Tier 2 - 2QU CoRE ¦ 3QU LoRE | Red Flag Warning - Large Fires | 2046 | 5.0969e-08 | 5.0969e-08 | 6.9209 | 0.84944 | 3.8632 | 2.2083 | 0 | 0 | 5.254e-05 | 3.5275e-07 | 0 | 3.5275e-07 | 3.5275e-07 | 0 | 3.5275e-07 | 0 | 0.0007882 | 0.0017278 | 0 | 0.0017278 | 0 | 1.4075e-07 | 2.8149e-07 | 0 | 2.8149e-07 | [12 empty] | 7.3.3.17.5 (Remote Grid) Updates to grid topology to minimize risk of ignition in HFTDs Remote GridWLDFRContact from objectAggregated | WLDFR | HFTD - Distribution - Tier 2 - 1QU CoRE ¦ 3QU LoRE | Non-Red Flag Warning - Catastrophic Fires | Contact from object | Aggregated | 2046 | 5.2267e-06 | 1013.9529 | 0.0052996 | 2046 | Mitigation | 0.95 | 45 | 0 | esc | 0.00097009 | 5.0703e-09 | 0.00097009 | 5.0703e-09
[79 empty] | WLDFR | HFTD - Distribution - Tier 2 - 2QU CoRE ¦ 3QU LoRE | Red Flag Warning - Large Fires | 2047 | 5.0969e-08 | 5.0969e-08 | 6.9209 | 0.84944 | 3.8632 | 2.2083 | 0 | 0 | 5.254e-05 | 3.5275e-07 | 0 | 3.5275e-07 | 3.5275e-07 | 0 | 3.5275e-07 | 0 | 0.0007882 | 0.0017278 | 0 | 0.0017278 | 0 | 1.4075e-07 | 2.8149e-07 | 0 | 2.8149e-07 | [12 empty] | 7.3.3.17.5 (Remote Grid) Updates to grid topology to minimize risk of ignition in HFTDs Remote GridWLDFRContact from objectAggregated | WLDFR | HFTD - Distribution - Tier 2 - 1QU CoRE ¦ 3QU LoRE | Non-Red Flag Warning - Catastrophic Fires | Contact from object | Aggregated | 2047 | 5.2267e-06 | 1013.9529 | 0.0052996 | 2047 | Mitigation | 0.95 | 45 | 0 | esc | 0.00097009 | 5.0703e-09 | 0.00097009 | 5.0703e-09
[79 empty] | WLDFR | HFTD - Distribution - Tier 2 - 2QU CoRE ¦ 3QU LoRE | Red Flag Warning - Large Fires | 2048 | 5.0969e-08 | 5.0969e-08 | 7.3713 | 0.88759 | 4.1075 | 2.3763 | 0 | 0 | 5.254e-05 | 3.7571e-07 | 0 | 3.7571e-07 | 3.7571e-07 | 0 | 3.7571e-07 | 0 | 0.00082752 | 0.001814 | 0 | 0.001814 | 0 | 1.4075e-07 | 2.8149e-07 | 0 | 2.8149e-07 | [12 empty] | 7.3.3.17.5 (Remote Grid) Updates to grid topology to minimize risk of ignition in HFTDs Remote GridWLDFRContact from objectAggregated | WLDFR | HFTD - Distribution - Tier 2 - 1QU CoRE ¦ 3QU LoRE | Non-Red Flag Warning - Catastrophic Fires | Contact from object | Aggregated | 2048 | 5.2267e-06 | 1013.9529 | 0.0052996 | 2048 | Mitigation | 0.95 | 45 | 0 | esc | 0.00097009 | 5.0703e-09 | 0.00097009 | 5.0703e-09
[79 empty] | WLDFR | HFTD - Distribution - Tier 2 - 2QU CoRE ¦ 3QU LoRE | Red Flag Warning - Large Fires | 2049 | 5.0969e-08 | 5.0969e-08 | 7.3713 | 0.88759 | 4.1075 | 2.3763 | 0 | 0 | 5.254e-05 | 3.7571e-07 | 0 | 3.7571e-07 | 3.7571e-07 | 0 | 3.7571e-07 | 0 | 0.00082752 | 0.001814 | 0 | 0.001814 | 0 | 1.4634e-07 | 2.9269e-07 | 0 | 2.9269e-07 | [12 empty] | 7.3.3.17.5 (Remote Grid) Updates to grid topology to minimize risk of ignition in HFTDs Remote GridWLDFRContact from objectAggregated | WLDFR | HFTD - Distribution - Tier 2 - 1QU CoRE ¦ 3QU LoRE | Non-Red Flag Warning - Catastrophic Fires | Contact from object | Aggregated | 2049 | 5.2267e-06 | 1013.9529 | 0.0052996 | 2049 | Mitigation | 0.95 | 45 | 0 | esc | 0.00097009 | 5.0703e-09 | 0.00097009 | 5.0703e-09
[79 empty] | WLDFR | HFTD - Distribution - Tier 2 - 2QU CoRE ¦ 3QU LoRE | Red Flag Warning - Large Fires | 2050 | 5.0969e-08 | 5.0969e-08 | 7.3713 | 0.88759 | 4.1075 | 2.3763 | 0 | 0 | 5.254e-05 | 3.7571e-07 | 0 | 3.7571e-07 | 3.7571e-07 | 0 | 3.7571e-07 | 0 | 0.00082752 | 0.001814 | 0 | 0.001814 | 0 | 1.4634e-07 | 2.9269e-07 | 0 | 2.9269e-07 | [12 empty] | 7.3.3.17.5 (Remote Grid) Updates to grid topology to minimize risk of ignition in HFTDs Remote GridWLDFRContact from objectAggregated | WLDFR | HFTD - Distribution - Tier 2 - 1QU CoRE ¦ 3QU LoRE | Non-Red Flag Warning - Catastrophic Fires | Contact from object | Aggregated | 2050 | 5.2267e-06 | 1013.9529 | 0.0052996 | 2050 | Mitigation | 0.95 | 45 | 0 | esc | 0.00097009 | 5.0703e-09 | 0.00097009 | 5.0703e-09
[79 empty] | WLDFR | HFTD - Distribution - Tier 2 - 2QU CoRE ¦ 3QU LoRE | Red Flag Warning - Large Fires | 2051 | 5.0969e-08 | 5.0969e-08 | 7.3713 | 0.88759 | 4.1075 | 2.3763 | 0 | 0 | 5.254e-05 | 3.7571e-07 | 0 | 3.7571e-07 | 3.7571e-07 | 0 | 3.7571e-07 | 0 | 0.00082752 | 0.001814 | 0 | 0.001814 | 0 | 1.4634e-07 | 2.9269e-07 | 0 | 2.9269e-07 | [12 empty] | 7.3.3.17.5 (Remote Grid) Updates to grid topology to minimize risk of ignition in HFTDs Remote GridWLDFRContact from objectAggregated | WLDFR | HFTD - Distribution - Tier 2 - 1QU CoRE ¦ 3QU LoRE | Non-Red Flag Warning - Catastrophic Fires | Contact from object | Aggregated | 2051 | 5.2267e-06 | 1013.9529 | 0.0052996 | 2051 | Mitigation | 0.95 | 45 | 0 | esc | 0.00097009 | 5.0703e-09 | 0.00097009 | 5.0703e-09
[79 empty] | WLDFR | HFTD - Distribution - Tier 2 - 2QU CoRE ¦ 3QU LoRE | Red Flag Warning - Large Fires | 2052 | 5.0969e-08 | 5.0969e-08 | 7.3713 | 0.88759 | 4.1075 | 2.3763 | 0 | 0 | 5.254e-05 | 3.7571e-07 | 0 | 3.7571e-07 | 3.7571e-07 | 0 | 3.7571e-07 | 0 | 0.00082752 | 0.001814 | 0 | 0.001814 | 0 | 1.4634e-07 | 2.9269e-07 | 0 | 2.9269e-07 | [12 empty] | 7.3.3.17.5 (Remote Grid) Updates to grid topology to minimize risk of ignition in HFTDs Remote GridWLDFRContact from objectAggregated | WLDFR | HFTD - Distribution - Tier 2 - 1QU CoRE ¦ 3QU LoRE | Non-Red Flag Warning - Catastrophic Fires | Contact from object | Aggregated | 2052 | 5.2267e-06 | 1013.9529 | 0.0052996 | 2052 | Mitigation | 0.95 | 45 | 0 | esc | 0.00097009 | 5.0703e-09 | 0.00097009 | 5.0703e-09
[79 empty] | WLDFR | HFTD - Distribution - Tier 2 - 2QU CoRE ¦ 3QU LoRE | Red Flag Warning - Large Fires | 2053 | 5.0969e-08 | 5.0969e-08 | 7.8503 | 0.92702 | 4.3664 | 2.5569 | 0 | 0 | 5.254e-05 | 4.0012e-07 | 0 | 4.0012e-07 | 4.0012e-07 | 0 | 4.0012e-07 | 0 | 0.00086874 | 0.0019043 | 0 | 0.0019043 | 0 | 1.4634e-07 | 2.9269e-07 | 0 | 2.9269e-07 | [12 empty] | 7.3.3.17.5 (Remote Grid) Updates to grid topology to minimize risk of ignition in HFTDs Remote GridWLDFRContact from objectAggregated | WLDFR | HFTD - Distribution - Tier 2 - 1QU CoRE ¦ 3QU LoRE | Non-Red Flag Warning - Catastrophic Fires | Contact from object | Aggregated | 2053 | 5.2267e-06 | 1013.9529 | 0.0052996 | 2053 | Mitigation | 0.95 | 45 | 0 | esc | 0.00097009 | 5.0703e-09 | 0.00097009 | 5.0703e-09
[79 empty] | WLDFR | HFTD - Distribution - Tier 2 - 2QU CoRE ¦ 3QU LoRE | Red Flag Warning - Large Fires | 2054 | 5.0969e-08 | 5.0969e-08 | 7.8503 | 0.92702 | 4.3664 | 2.5569 | 0 | 0 | 5.254e-05 | 4.0012e-07 | 0 | 4.0012e-07 | 4.0012e-07 | 0 | 4.0012e-07 | 0 | 0.00086874 | 0.0019043 | 0 | 0.0019043 | 0 | 1.5265e-07 | 3.0531e-07 | 0 | 3.0531e-07 | [12 empty] | 7.3.3.17.5 (Remote Grid) Updates to grid topology to minimize risk of ignition in HFTDs Remote GridWLDFRContact from objectAggregated | WLDFR | HFTD - Distribution - Tier 2 - 1QU CoRE ¦ 3QU LoRE | Non-Red Flag Warning - Catastrophic Fires | Contact from object | Aggregated | 2054 | 5.2267e-06 | 1013.9529 | 0.0052996 | 2054 | Mitigation | 0.95 | 45 | 0 | esc | 0.00097009 | 5.0703e-09 | 0.00097009 | 5.0703e-09
[79 empty] | WLDFR | HFTD - Distribution - Tier 2 - 2QU CoRE ¦ 3QU LoRE | Red Flag Warning - Large Fires | 2055 | 5.0969e-08 | 5.0969e-08 | 7.8503 | 0.92702 | 4.3664 | 2.5569 | 0 | 0 | 5.254e-05 | 4.0012e-07 | 0 | 4.0012e-07 | 4.0012e-07 | 0 | 4.0012e-07 | 0 | 0.00086874 | 0.0019043 | 0 | 0.0019043 | 0 | 1.5265e-07 | 3.0531e-07 | 0 | 3.0531e-07 | [12 empty] | 7.3.3.17.5 (Remote Grid) Updates to grid topology to minimize risk of ignition in HFTDs Remote GridWLDFRContact from objectAggregated | WLDFR | HFTD - Distribution - Tier 2 - 1QU CoRE ¦ 3QU LoRE | Non-Red Flag Warning - Catastrophic Fires | Contact from object | Aggregated | 2055 | 5.2267e-06 | 1013.9529 | 0.0052996 | 2055 | Mitigation | 0.95 | 45 | 0 | esc | 0.00097009 | 5.0703e-09 | 0.00097009 | 5.0703e-09
[79 empty] | WLDFR | HFTD - Distribution - Tier 2 - 2QU CoRE ¦ 3QU LoRE | Red Flag Warning - Large Fires | 2056 | 5.0969e-08 | 5.0969e-08 | 7.8503 | 0.92702 | 4.3664 | 2.5569 | 0 | 0 | 5.254e-05 | 4.0012e-07 | 0 | 4.0012e-07 | 4.0012e-07 | 0 | 4.0012e-07 | 0 | 0.00086874 | 0.0019043 | 0 | 0.0019043 | 0 | 1.5265e-07 | 3.0531e-07 | 0 | 3.0531e-07 | [12 empty] | 7.3.3.17.5 (Remote Grid) Updates to grid topology to minimize risk of ignition in HFTDs Remote GridWLDFRContact from objectAggregated | WLDFR | HFTD - Distribution - Tier 2 - 1QU CoRE ¦ 3QU LoRE | Non-Red Flag Warning - Catastrophic Fires | Contact from object | Aggregated | 2056 | 5.2267e-06 | 1013.9529 | 0.0052996 | 2056 | Mitigation | 0.95 | 45 | 0 | esc | 0.00097009 | 5.0703e-09 | 0.00097009 | 5.0703e-09
[79 empty] | WLDFR | HFTD - Distribution - Tier 2 - 2QU CoRE ¦ 3QU LoRE | Red Flag Warning - Large Fires | 2057 | 5.0969e-08 | 5.0969e-08 | 7.8503 | 0.92702 | 4.3664 | 2.5569 | 0 | 0 | 5.254e-05 | 4.0012e-07 | 0 | 4.0012e-07 | 4.0012e-07 | 0 | 4.0012e-07 | 0 | 0.00086874 | 0.0019043 | 0 | 0.0019043 | 0 | 1.5265e-07 | 3.0531e-07 | 0 | 3.0531e-07 | [12 empty] | 7.3.3.17.5 (Remote Grid) Updates to grid topology to minimize risk of ignition in HFTDs Remote GridWLDFRContact from objectAggregated | WLDFR | HFTD - Distribution - Tier 2 - 1QU CoRE ¦ 3QU LoRE | Non-Red Flag Warning - Catastrophic Fires | Contact from object | Aggregated | 2057 | 5.2267e-06 | 1013.9529 | 0.0052996 | 2057 | Mitigation | 0.95 | 45 | 0 | esc | 0.00097009 | 5.0703e-09 | 0.00097009 | 5.0703e-09
[79 empty] | WLDFR | HFTD - Distribution - Tier 2 - 2QU CoRE ¦ 3QU LoRE | Red Flag Warning - Large Fires | 2058 | 5.0969e-08 | 5.0969e-08 | 8.3524 | 0.96727 | 4.6367 | 2.7484 | 0 | 0 | 5.254e-05 | 4.2571e-07 | 0 | 4.2571e-07 | 4.2571e-07 | 0 | 4.2571e-07 | 0 | 0.00091135 | 0.0019977 | 0 | 0.0019977 | 0 | 1.5265e-07 | 3.0531e-07 | 0 | 3.0531e-07 | [12 empty] | 7.3.3.17.5 (Remote Grid) Updates to grid topology to minimize risk of ignition in HFTDs Remote GridWLDFRContact from objectAggregated | WLDFR | HFTD - Distribution - Tier 2 - 1QU CoRE ¦ 3QU LoRE | Non-Red Flag Warning - Catastrophic Fires | Contact from object | Aggregated | 2058 | 5.2267e-06 | 1013.9529 | 0.0052996 | 2058 | Mitigation | 0.95 | 45 | 0 | esc | 0.00097009 | 5.0703e-09 | 0.00097009 | 5.0703e-09
[79 empty] | WLDFR | HFTD - Distribution - Tier 2 - 2QU CoRE ¦ 3QU LoRE | Red Flag Warning - Large Fires | 2059 | 5.0969e-08 | 5.0969e-08 | 8.3524 | 0.96727 | 4.6367 | 2.7484 | 0 | 0 | 5.254e-05 | 4.2571e-07 | 0 | 4.2571e-07 | 4.2571e-07 | 0 | 4.2571e-07 | 0 | 0.00091135 | 0.0019977 | 0 | 0.0019977 | 0 | 1.5961e-07 | 3.1921e-07 | 0 | 3.1921e-07 | [12 empty] | 7.3.3.17.5 (Remote Grid) Updates to grid topology to minimize risk of ignition in HFTDs Remote GridWLDFRContact from objectAggregated | WLDFR | HFTD - Distribution - Tier 2 - 1QU CoRE ¦ 3QU LoRE | Non-Red Flag Warning - Catastrophic Fires | Contact from object | Aggregated | 2059 | 5.2267e-06 | 1013.9529 | 0.0052996 | 2059 | Mitigation | 0.95 | 45 | 0 | esc | 0.00097009 | 5.0703e-09 | 0.00097009 | 5.0703e-09
[79 empty] | WLDFR | HFTD - Distribution - Tier 2 - 2QU CoRE ¦ 3QU LoRE | Red Flag Warning - Large Fires | 2060 | 5.0969e-08 | 5.0969e-08 | 8.3524 | 0.96727 | 4.6367 | 2.7484 | 0 | 0 | 5.254e-05 | 4.2571e-07 | 0 | 4.2571e-07 | 4.2571e-07 | 0 | 4.2571e-07 | 0 | 0.00091135 | 0.0019977 | 0 | 0.0019977 | 0 | 1.5961e-07 | 3.1921e-07 | 0 | 3.1921e-07 | [12 empty] | 7.3.3.17.5 (Remote Grid) Updates to grid topology to minimize risk of ignition in HFTDs Remote GridWLDFRContact from objectAggregated | WLDFR | HFTD - Distribution - Tier 2 - 1QU CoRE ¦ 3QU LoRE | Non-Red Flag Warning - Catastrophic Fires | Contact from object | Aggregated | 2060 | 5.2267e-06 | 1013.9529 | 0.0052996 | 2060 | Mitigation | 0.95 | 45 | 0 | esc | 0.00097009 | 5.0703e-09 | 0.00097009 | 5.0703e-09
[79 empty] | WLDFR | HFTD - Distribution - Tier 2 - 2QU CoRE ¦ 3QU LoRE | Red Flag Warning - Large Fires | 2061 | 5.0969e-08 | 5.0969e-08 | 8.3524 | 0.96727 | 4.6367 | 2.7484 | 0 | 0 | 5.254e-05 | 4.2571e-07 | 0 | 4.2571e-07 | 4.2571e-07 | 0 | 4.2571e-07 | 0 | 0.00091135 | 0.0019977 | 0 | 0.0019977 | 0 | 1.5961e-07 | 3.1921e-07 | 0 | 3.1921e-07 | [12 empty] | 7.3.3.17.5 (Remote Grid) Updates to grid topology to minimize risk of ignition in HFTDs Remote GridWLDFRContact from objectAggregated | WLDFR | HFTD - Distribution - Tier 2 - 1QU CoRE ¦ 3QU LoRE | Non-Red Flag Warning - Catastrophic Fires | Contact from object | Aggregated | 2061 | 5.2267e-06 | 1013.9529 | 0.0052996 | 2061 | Mitigation | 0.95 | 45 | 0 | esc | 0.00097009 | 5.0703e-09 | 0.00097009 | 5.0703e-09
[79 empty] | WLDFR | HFTD - Distribution - Tier 2 - 2QU CoRE ¦ 3QU LoRE | Red Flag Warning - Large Fires | 2062 | 5.0969e-08 | 5.0969e-08 | 8.3524 | 0.96727 | 4.6367 | 2.7484 | 0 | 0 | 5.254e-05 | 4.2571e-07 | 0 | 4.2571e-07 | 4.2571e-07 | 0 | 4.2571e-07 | 0 | 0.00091135 | 0.0019977 | 0 | 0.0019977 | 0 | 1.5961e-07 | 3.1921e-07 | 0 | 3.1921e-07 | [12 empty] | 7.3.3.17.5 (Remote Grid) Updates to grid topology to minimize risk of ignition in HFTDs Remote GridWLDFRContact from objectAggregated | WLDFR | HFTD - Distribution - Tier 2 - 1QU CoRE ¦ 3QU LoRE | Non-Red Flag Warning - Catastrophic Fires | Contact from object | Aggregated | 2062 | 5.2267e-06 | 1013.9529 | 0.0052996 | 2062 | Mitigation | 0.95 | 45 | 0 | esc | 0.00097009 | 5.0703e-09 | 0.00097009 | 5.0703e-09
[79 empty] | WLDFR | HFTD - Distribution - Tier 2 - 2QU CoRE ¦ 3QU LoRE | Red Flag Warning - Large Fires | 2063 | 5.0969e-08 | 5.0969e-08 | 8.872 | 1.0079 | 4.9153 | 2.9488 | 0 | 0 | 5.254e-05 | 4.5219e-07 | 0 | 4.5219e-07 | 4.5219e-07 | 0 | 4.5219e-07 | 0 | 0.00095481 | 0.002093 | 0 | 0.002093 | 0 | 1.5961e-07 | 3.1921e-07 | 0 | 3.1921e-07 | [12 empty] | 7.3.3.17.5 (Remote Grid) Updates to grid topology to minimize risk of ignition in HFTDs Remote GridWLDFRContact from objectAggregated | WLDFR | HFTD - Distribution - Tier 2 - 1QU CoRE ¦ 3QU LoRE | Non-Red Flag Warning - Catastrophic Fires | Contact from object | Aggregated | 2063 | 5.2267e-06 | 1013.9529 | 0.0052996 | 2063 | Mitigation | 0.95 | 45 | 0 | esc | 0.00097009 | 5.0703e-09 | 0.00097009 | 5.0703e-09
[79 empty] | WLDFR | HFTD - Distribution - Tier 2 - 2QU CoRE ¦ 3QU LoRE | Red Flag Warning - Large Fires | 2064 | 5.0969e-08 | 5.0969e-08 | 8.872 | 1.0079 | 4.9153 | 2.9488 | 0 | 0 | 5.254e-05 | 4.5219e-07 | 0 | 4.5219e-07 | 4.5219e-07 | 0 | 4.5219e-07 | 0 | 0.00095481 | 0.002093 | 0 | 0.002093 | 0 | 1.6714e-07 | 3.3427e-07 | 0 | 3.3427e-07 | [12 empty] | 7.3.3.17.5 (Remote Grid) Updates to grid topology to minimize risk of ignition in HFTDs Remote GridWLDFRContact from objectAggregated | WLDFR | HFTD - Distribution - Tier 2 - 1QU CoRE ¦ 3QU LoRE | Non-Red Flag Warning - Catastrophic Fires | Contact from object | Aggregated | 2064 | 5.2267e-06 | 1013.9529 | 0.0052996 | 2064 | Mitigation | 0.95 | 45 | 0 | esc | 0.00097009 | 5.0703e-09 | 0.00097009 | 5.0703e-09
[79 empty] | WLDFR | HFTD - Distribution - Tier 2 - 2QU CoRE ¦ 3QU LoRE | Red Flag Warning - Large Fires | 2065 | 5.0969e-08 | 5.0969e-08 | 8.872 | 1.0079 | 4.9153 | 2.9488 | 0 | 0 | 5.254e-05 | 4.5219e-07 | 0 | 4.5219e-07 | 4.5219e-07 | 0 | 4.5219e-07 | 0 | 0.00095481 | 0.002093 | 0 | 0.002093 | 0 | 1.6714e-07 | 3.3427e-07 | 0 | 3.3427e-07 | [12 empty] | 7.3.3.17.5 (Remote Grid) Updates to grid topology to minimize risk of ignition in HFTDs Remote GridWLDFRContact from objectAggregated | WLDFR | HFTD - Distribution - Tier 2 - 1QU CoRE ¦ 3QU LoRE | Non-Red Flag Warning - Catastrophic Fires | Contact from object | Aggregated | 2065 | 5.2267e-06 | 1013.9529 | 0.0052996 | 2065 | Mitigation | 0.95 | 45 | 0 | esc | 0.00097009 | 5.0703e-09 | 0.00097009 | 5.0703e-09
[79 empty] | WLDFR | HFTD - Distribution - Tier 2 - 2QU CoRE ¦ 3QU LoRE | Red Flag Warning - Large Fires | 2066 | 5.0969e-08 | 5.0969e-08 | 8.872 | 1.0079 | 4.9153 | 2.9488 | 0 | 0 | 5.254e-05 | 4.5219e-07 | 0 | 4.5219e-07 | 4.5219e-07 | 0 | 4.5219e-07 | 0 | 0.00095481 | 0.002093 | 0 | 0.002093 | 0 | 1.6714e-07 | 3.3427e-07 | 0 | 3.3427e-07 | [12 empty] | 7.3.3.17.5 (Remote Grid) Updates to grid topology to minimize risk of ignition in HFTDs Remote GridWLDFRContact from objectAggregated | WLDFR | HFTD - Distribution - Tier 2 - 1QU CoRE ¦ 3QU LoRE | Non-Red Flag Warning - Catastrophic Fires | Contact from object | Aggregated | 2066 | 5.2267e-06 | 1013.9529 | 0.0052996 | 2066 | Mitigation | 0.95 | 45 | 0 | esc | 0.00097009 | 5.0703e-09 | 0.00097009 | 5.0703e-09
[79 empty] | WLDFR | HFTD - Distribution - Tier 2 - 2QU CoRE ¦ 3QU LoRE | Red Flag Warning - Large Fires | 2067 | 0 | 5.0969e-08 | 8.872 | 1.0079 | 4.9153 | 2.9488 | 0 | 0 | 5.254e-05 | 0 | 0 | 0 | 4.5219e-07 | 0 | 4.5219e-07 | 0 | 0.00095481 | 0.002093 | 0 | 0.002093 | 0 | 1.6714e-07 | 3.3427e-07 | 0 | 3.3427e-07 | [12 empty] | 7.3.3.17.5 (Remote Grid) Updates to grid topology to minimize risk of ignition in HFTDs Remote GridWLDFRContact from objectAggregated | WLDFR | HFTD - Distribution - Tier 2 - 1QU CoRE ¦ 3QU LoRE | Non-Red Flag Warning - Catastrophic Fires | Contact from object | Aggregated | 2067 | 5.2267e-06 | 1013.9529 | 0.0052996 | 2067 | Mitigation | 0.95 | 45 | 0 | esc | 0 | 0 | 0.00097009 | 5.0703e-09
[79 empty] | WLDFR | HFTD - Distribution - Tier 2 - 2QU CoRE ¦ 3QU LoRE | Red Flag Warning - Small Fires | 2022 | 4.9669e-07 | 0 | 0.077901 | 0.036425 | 0.0015809 | 0.039895 | 0 | 0 | 0.00052487 | 3.8693e-08 | 0 | 3.8693e-08 | 0 | 0 | 0 | 0 | 0.00099862 | 0.002189 | 0 | 0.002189 | 0 | 1.6714e-07 | 3.3427e-07 | 0 | 3.3427e-07 | [12 empty] | 7.3.3.17.5 (Remote Grid) Updates to grid topology to minimize risk of ignition in HFTDs Remote GridWLDFRContaminationAggregated | WLDFR | HFTD - Distribution - Tier 2 - 1QU CoRE ¦ 3QU LoRE | Non-Red Flag Warning - Catastrophic Fires | Contamination | Aggregated | 2022 | 8.5834e-08 | 1013.9529 | 8.7032e-05 | 2022 | Mitigation | 0.95 | 45 | 0 | esc | 0.00097009 | 8.3266e-11 | 0 | 0
[79 empty] | WLDFR | HFTD - Distribution - Tier 2 - 2QU CoRE ¦ 3QU LoRE | Red Flag Warning - Small Fires | 2023 | 4.9669e-07 | 4.9669e-07 | 0.080408 | 0.03759 | 0.0016314 | 0.041187 | 0 | 0 | 0.00052487 | 3.9938e-08 | 0 | 3.9938e-08 | 3.9938e-08 | 0 | 3.9938e-08 | 0 | 0.00099862 | 0.002189 | 0 | 0.002189 | 0 | 1.7516e-07 | 3.5033e-07 | 0 | 3.5033e-07 | [12 empty] | 7.3.3.17.5 (Remote Grid) Updates to grid topology to minimize risk of ignition in HFTDs Remote GridWLDFRContaminationAggregated | WLDFR | HFTD - Distribution - Tier 2 - 1QU CoRE ¦ 3QU LoRE | Non-Red Flag Warning - Catastrophic Fires | Contamination | Aggregated | 2023 | 8.5834e-08 | 1013.9529 | 8.7032e-05 | 2023 | Mitigation | 0.95 | 45 | 0 | esc | 0.00097009 | 8.3266e-11 | 0.00097009 | 8.3266e-11
[79 empty] | WLDFR | HFTD - Distribution - Tier 2 - 2QU CoRE ¦ 3QU LoRE | Red Flag Warning - Small Fires | 2024 | 4.9669e-07 | 4.9669e-07 | 0.080408 | 0.03759 | 0.0016314 | 0.041187 | 0 | 0 | 0.00052487 | 3.9938e-08 | 0 | 3.9938e-08 | 3.9938e-08 | 0 | 3.9938e-08 | 0 | 0.00099862 | 0.002189 | 0 | 0.002189 | 0 | 1.7516e-07 | 3.5033e-07 | 0 | 3.5033e-07 | [12 empty] | 7.3.3.17.5 (Remote Grid) Updates to grid topology to minimize risk of ignition in HFTDs Remote GridWLDFRContaminationAggregated | WLDFR | HFTD - Distribution - Tier 2 - 1QU CoRE ¦ 3QU LoRE | Non-Red Flag Warning - Catastrophic Fires | Contamination | Aggregated | 2024 | 8.5834e-08 | 1013.9529 | 8.7032e-05 | 2024 | Mitigation | 0.95 | 45 | 0 | esc | 0.00097009 | 8.3266e-11 | 0.00097009 | 8.3266e-11
[79 empty] | WLDFR | HFTD - Distribution - Tier 2 - 2QU CoRE ¦ 3QU LoRE | Red Flag Warning - Small Fires | 2025 | 4.9669e-07 | 4.9669e-07 | 0.080408 | 0.03759 | 0.0016314 | 0.041187 | 0 | 0 | 0.00052487 | 3.9938e-08 | 0 | 3.9938e-08 | 3.9938e-08 | 0 | 3.9938e-08 | 0 | 0.00099862 | 0.002189 | 0 | 0.002189 | 0 | 1.7516e-07 | 3.5033e-07 | 0 | 3.5033e-07 | [12 empty] | 7.3.3.17.5 (Remote Grid) Updates to grid topology to minimize risk of ignition in HFTDs Remote GridWLDFRContaminationAggregated | WLDFR | HFTD - Distribution - Tier 2 - 1QU CoRE ¦ 3QU LoRE | Non-Red Flag Warning - Catastrophic Fires | Contamination | Aggregated | 2025 | 8.5834e-08 | 1013.9529 | 8.7032e-05 | 2025 | Mitigation | 0.95 | 45 | 0 | esc | 0.00097009 | 8.3266e-11 | 0.00097009 | 8.3266e-11
[79 empty] | WLDFR | HFTD - Distribution - Tier 2 - 2QU CoRE ¦ 3QU LoRE | Red Flag Warning - Small Fires | 2026 | 4.9669e-07 | 4.9669e-07 | 0.080408 | 0.03759 | 0.0016314 | 0.041187 | 0 | 0 | 0.00052487 | 3.9938e-08 | 0 | 3.9938e-08 | 3.9938e-08 | 0 | 3.9938e-08 | 0 | 0.00099862 | 0.002189 | 0 | 0.002189 | 0 | 1.7516e-07 | 3.5033e-07 | 0 | 3.5033e-07 | [12 empty] | 7.3.3.17.5 (Remote Grid) Updates to grid topology to minimize risk of ignition in HFTDs Remote GridWLDFRContaminationAggregated | WLDFR | HFTD - Distribution - Tier 2 - 1QU CoRE ¦ 3QU LoRE | Non-Red Flag Warning - Catastrophic Fires | Contamination | Aggregated | 2026 | 8.5834e-08 | 1013.9529 | 8.7032e-05 | 2026 | Mitigation | 0.95 | 45 | 0 | esc | 0.00097009 | 8.3266e-11 | 0.00097009 | 8.3266e-11
[79 empty] | WLDFR | HFTD - Distribution - Tier 2 - 2QU CoRE ¦ 3QU LoRE | Red Flag Warning - Small Fires | 2027 | 4.9669e-07 | 4.9669e-07 | 0.080408 | 0.03759 | 0.0016314 | 0.041187 | 0 | 0 | 0.00052487 | 3.9938e-08 | 0 | 3.9938e-08 | 3.9938e-08 | 0 | 3.9938e-08 | 0 | 0.0010422 | 0.0022846 | 0 | 0.0022846 | 0 | 0 | 3.5033e-07 | 0 | 3.5033e-07 | [12 empty] | 7.3.3.17.5 (Remote Grid) Updates to grid topology to minimize risk of ignition in HFTDs Remote GridWLDFRContaminationAggregated | WLDFR | HFTD - Distribution - Tier 2 - 1QU CoRE ¦ 3QU LoRE | Non-Red Flag Warning - Catastrophic Fires | Contamination | Aggregated | 2027 | 8.5834e-08 | 1013.9529 | 8.7032e-05 | 2027 | Mitigation | 0.95 | 45 | 0 | esc | 0.00097009 | 8.3266e-11 | 0.00097009 | 8.3266e-11
[79 empty] | WLDFR | HFTD - Distribution - Tier 2 - 2QU CoRE ¦ 3QU LoRE | Red Flag Warning - Small Fires | 2028 | 4.9669e-07 | 4.9669e-07 | 0.083606 | 0.039055 | 0.001695 | 0.042856 | 0 | 0 | 0.00052487 | 4.1527e-08 | 0 | 4.1527e-08 | 4.1527e-08 | 0 | 4.1527e-08 | 0 | 0.0010422 | 0.0022846 | 0 | 0.0022846 | 0 | 0 | 0 | 0 | 0 | [12 empty] | 7.3.3.17.5 (Remote Grid) Updates to grid topology to minimize risk of ignition in HFTDs Remote GridWLDFRContaminationAggregated | WLDFR | HFTD - Distribution - Tier 2 - 1QU CoRE ¦ 3QU LoRE | Non-Red Flag Warning - Catastrophic Fires | Contamination | Aggregated | 2028 | 8.5834e-08 | 1013.9529 | 8.7032e-05 | 2028 | Mitigation | 0.95 | 45 | 0 | esc | 0.00097009 | 8.3266e-11 | 0.00097009 | 8.3266e-11
[79 empty] | WLDFR | HFTD - Distribution - Tier 2 - 2QU CoRE ¦ 3QU LoRE | Red Flag Warning - Small Fires | 2029 | 4.9669e-07 | 4.9669e-07 | 0.083606 | 0.039055 | 0.001695 | 0.042856 | 0 | 0 | 0.00052487 | 4.1527e-08 | 0 | 4.1527e-08 | 4.1527e-08 | 0 | 4.1527e-08 | 0 | 0.0010422 | 0.0022846 | 0 | 0.0022846 | 0 | 0 | 0 | 0 | 0 | [12 empty] | 7.3.3.17.5 (Remote Grid) Updates to grid topology to minimize risk of ignition in HFTDs Remote GridWLDFRContaminationAggregated | WLDFR | HFTD - Distribution - Tier 2 - 1QU CoRE ¦ 3QU LoRE | Non-Red Flag Warning - Catastrophic Fires | Contamination | Aggregated | 2029 | 8.5834e-08 | 1013.9529 | 8.7032e-05 | 2029 | Mitigation | 0.95 | 45 | 0 | esc | 0.00097009 | 8.3266e-11 | 0.00097009 | 8.3266e-11
[79 empty] | WLDFR | HFTD - Distribution - Tier 2 - 2QU CoRE ¦ 3QU LoRE | Red Flag Warning - Small Fires | 2030 | 4.9669e-07 | 4.9669e-07 | 0.083606 | 0.039055 | 0.001695 | 0.042856 | 0 | 0 | 0.00052487 | 4.1527e-08 | 0 | 4.1527e-08 | 4.1527e-08 | 0 | 4.1527e-08 | 0 | 0 | 0.0022846 | 0 | 0.0022846 | 0 | 1.8922e-05 | 0 | 0 | 0 | [12 empty] | 7.3.3.17.5 (Remote Grid) Updates to grid topology to minimize risk of ignition in HFTDs Remote GridWLDFRContaminationAggregated | WLDFR | HFTD - Distribution - Tier 2 - 1QU CoRE ¦ 3QU LoRE | Non-Red Flag Warning - Catastrophic Fires | Contamination | Aggregated | 2030 | 8.5834e-08 | 1013.9529 | 8.7032e-05 | 2030 | Mitigation | 0.95 | 45 | 0 | esc | 0.00097009 | 8.3266e-11 | 0.00097009 | 8.3266e-11
[79 empty] | WLDFR | HFTD - Distribution - Tier 2 - 2QU CoRE ¦ 3QU LoRE | Red Flag Warning - Small Fires | 2031 | 4.9669e-07 | 4.9669e-07 | 0.083606 | 0.039055 | 0.001695 | 0.042856 | 0 | 0 | 0.00052487 | 4.1527e-08 | 0 | 4.1527e-08 | 4.1527e-08 | 0 | 4.1527e-08 | 0 | 0 | 0 | 0 | 0 | 0 | 1.9616e-05 | 3.9231e-05 | 0 | 3.9231e-05 | [12 empty] | 7.3.3.17.5 (Remote Grid) Updates to grid topology to minimize risk of ignition in HFTDs Remote GridWLDFRContaminationAggregated | WLDFR | HFTD - Distribution - Tier 2 - 1QU CoRE ¦ 3QU LoRE | Non-Red Flag Warning - Catastrophic Fires | Contamination | Aggregated | 2031 | 8.5834e-08 | 1013.9529 | 8.7032e-05 | 2031 | Mitigation | 0.95 | 45 | 0 | esc | 0.00097009 | 8.3266e-11 | 0.00097009 | 8.3266e-11
[79 empty] | WLDFR | HFTD - Distribution - Tier 2 - 2QU CoRE ¦ 3QU LoRE | Red Flag Warning - Small Fires | 2032 | 4.9669e-07 | 4.9669e-07 | 0.083606 | 0.039055 | 0.001695 | 0.042856 | 0 | 0 | 0.00052487 | 4.1527e-08 | 0 | 4.1527e-08 | 4.1527e-08 | 0 | 4.1527e-08 | 0 | 0.0003857 | 0 | 0 | 0 | 0 | 1.9616e-05 | 3.9231e-05 | 0 | 3.9231e-05 | [12 empty] | 7.3.3.17.5 (Remote Grid) Updates to grid topology to minimize risk of ignition in HFTDs Remote GridWLDFRContaminationAggregated | WLDFR | HFTD - Distribution - Tier 2 - 1QU CoRE ¦ 3QU LoRE | Non-Red Flag Warning - Catastrophic Fires | Contamination | Aggregated | 2032 | 8.5834e-08 | 1013.9529 | 8.7032e-05 | 2032 | Mitigation | 0.95 | 45 | 0 | esc | 0.00097009 | 8.3266e-11 | 0.00097009 | 8.3266e-11
[79 empty] | WLDFR | HFTD - Distribution - Tier 2 - 2QU CoRE ¦ 3QU LoRE | Red Flag Warning - Small Fires | 2033 | 4.9669e-07 | 4.9669e-07 | 0.087211 | 0.040679 | 0.0017655 | 0.044766 | 0 | 0 | 0.00052487 | 4.3317e-08 | 0 | 4.3317e-08 | 4.3317e-08 | 0 | 4.3317e-08 | 0 | 0.00039979 | 0.00087636 | 0 | 0.00087636 | 0 | 1.9616e-05 | 3.9231e-05 | 0 | 3.9231e-05 | [12 empty] | 7.3.3.17.5 (Remote Grid) Updates to grid topology to minimize risk of ignition in HFTDs Remote GridWLDFRContaminationAggregated | WLDFR | HFTD - Distribution - Tier 2 - 1QU CoRE ¦ 3QU LoRE | Non-Red Flag Warning - Catastrophic Fires | Contamination | Aggregated | 2033 | 8.5834e-08 | 1013.9529 | 8.7032e-05 | 2033 | Mitigation | 0.95 | 45 | 0 | esc | 0.00097009 | 8.3266e-11 | 0.00097009 | 8.3266e-11
[79 empty] | WLDFR | HFTD - Distribution - Tier 2 - 2QU CoRE ¦ 3QU LoRE | Red Flag Warning - Small Fires | 2034 | 4.9669e-07 | 4.9669e-07 | 0.087211 | 0.040679 | 0.0017655 | 0.044766 | 0 | 0 | 0.00052487 | 4.3317e-08 | 0 | 4.3317e-08 | 4.3317e-08 | 0 | 4.3317e-08 | 0 | 0.00039979 | 0.00087636 | 0 | 0.00087636 | 0 | 1.9616e-05 | 3.9231e-05 | 0 | 3.9231e-05 | [12 empty] | 7.3.3.17.5 (Remote Grid) Updates to grid topology to minimize risk of ignition in HFTDs Remote GridWLDFRContaminationAggregated | WLDFR | HFTD - Distribution - Tier 2 - 1QU CoRE ¦ 3QU LoRE | Non-Red Flag Warning - Catastrophic Fires | Contamination | Aggregated | 2034 | 8.5834e-08 | 1013.9529 | 8.7032e-05 | 2034 | Mitigation | 0.95 | 45 | 0 | esc | 0.00097009 | 8.3266e-11 | 0.00097009 | 8.3266e-11
[79 empty] | WLDFR | HFTD - Distribution - Tier 2 - 2QU CoRE ¦ 3QU LoRE | Red Flag Warning - Small Fires | 2035 | 4.9669e-07 | 4.9669e-07 | 0.087211 | 0.040679 | 0.0017655 | 0.044766 | 0 | 0 | 0.00052487 | 4.3317e-08 | 0 | 4.3317e-08 | 4.3317e-08 | 0 | 4.3317e-08 | 0 | 0.00039979 | 0.00087636 | 0 | 0.00087636 | 0 | 1.9616e-05 | 3.9231e-05 | 0 | 3.9231e-05 | [12 empty] | 7.3.3.17.5 (Remote Grid) Updates to grid topology to minimize risk of ignition in HFTDs Remote GridWLDFRContaminationAggregated | WLDFR | HFTD - Distribution - Tier 2 - 1QU CoRE ¦ 3QU LoRE | Non-Red Flag Warning - Catastrophic Fires | Contamination | Aggregated | 2035 | 8.5834e-08 | 1013.9529 | 8.7032e-05 | 2035 | Mitigation | 0.95 | 45 | 0 | esc | 0.00097009 | 8.3266e-11 | 0.00097009 | 8.3266e-11
[79 empty] | WLDFR | HFTD - Distribution - Tier 2 - 2QU CoRE ¦ 3QU LoRE | Red Flag Warning - Small Fires | 2036 | 4.9669e-07 | 4.9669e-07 | 0.087211 | 0.040679 | 0.0017655 | 0.044766 | 0 | 0 | 0.00052487 | 4.3317e-08 | 0 | 4.3317e-08 | 4.3317e-08 | 0 | 4.3317e-08 | 0 | 0.00039979 | 0.00087636 | 0 | 0.00087636 | 0 | 2.0489e-05 | 4.0979e-05 | 0 | 4.0979e-05 | [12 empty] | 7.3.3.17.5 (Remote Grid) Updates to grid topology to minimize risk of ignition in HFTDs Remote GridWLDFRContaminationAggregated | WLDFR | HFTD - Distribution - Tier 2 - 1QU CoRE ¦ 3QU LoRE | Non-Red Flag Warning - Catastrophic Fires | Contamination | Aggregated | 2036 | 8.5834e-08 | 1013.9529 | 8.7032e-05 | 2036 | Mitigation | 0.95 | 45 | 0 | esc | 0.00097009 | 8.3266e-11 | 0.00097009 | 8.3266e-11
[79 empty] | WLDFR | HFTD - Distribution - Tier 2 - 2QU CoRE ¦ 3QU LoRE | Red Flag Warning - Small Fires | 2037 | 4.9669e-07 | 4.9669e-07 | 0.087211 | 0.040679 | 0.0017655 | 0.044766 | 0 | 0 | 0.00052487 | 4.3317e-08 | 0 | 4.3317e-08 | 4.3317e-08 | 0 | 4.3317e-08 | 0 | 0.00039979 | 0.00087636 | 0 | 0.00087636 | 0 | 2.0489e-05 | 4.0979e-05 | 0 | 4.0979e-05 | [12 empty] | 7.3.3.17.5 (Remote Grid) Updates to grid topology to minimize risk of ignition in HFTDs Remote GridWLDFRContaminationAggregated | WLDFR | HFTD - Distribution - Tier 2 - 1QU CoRE ¦ 3QU LoRE | Non-Red Flag Warning - Catastrophic Fires | Contamination | Aggregated | 2037 | 8.5834e-08 | 1013.9529 | 8.7032e-05 | 2037 | Mitigation | 0.95 | 45 | 0 | esc | 0.00097009 | 8.3266e-11 | 0.00097009 | 8.3266e-11
[79 empty] | WLDFR | HFTD - Distribution - Tier 2 - 2QU CoRE ¦ 3QU LoRE | Red Flag Warning - Small Fires | 2038 | 4.9669e-07 | 4.9669e-07 | 0.091184 | 0.042438 | 0.0018418 | 0.046905 | 0 | 0 | 0.00052487 | 4.529e-08 | 0 | 4.529e-08 | 4.529e-08 | 0 | 4.529e-08 | 0 | 0.00041754 | 0.00091525 | 0 | 0.00091525 | 0 | 2.0489e-05 | 4.0979e-05 | 0 | 4.0979e-05 | [12 empty] | 7.3.3.17.5 (Remote Grid) Updates to grid topology to minimize risk of ignition in HFTDs Remote GridWLDFRContaminationAggregated | WLDFR | HFTD - Distribution - Tier 2 - 1QU CoRE ¦ 3QU LoRE | Non-Red Flag Warning - Catastrophic Fires | Contamination | Aggregated | 2038 | 8.5834e-08 | 1013.9529 | 8.7032e-05 | 2038 | Mitigation | 0.95 | 45 | 0 | esc | 0.00097009 | 8.3266e-11 | 0.00097009 | 8.3266e-11
[79 empty] | WLDFR | HFTD - Distribution - Tier 2 - 2QU CoRE ¦ 3QU LoRE | Red Flag Warning - Small Fires | 2039 | 4.9669e-07 | 4.9669e-07 | 0.091184 | 0.042438 | 0.0018418 | 0.046905 | 0 | 0 | 0.00052487 | 4.529e-08 | 0 | 4.529e-08 | 4.529e-08 | 0 | 4.529e-08 | 0 | 0.00041754 | 0.00091525 | 0 | 0.00091525 | 0 | 2.0489e-05 | 4.0979e-05 | 0 | 4.0979e-05 | [12 empty] | 7.3.3.17.5 (Remote Grid) Updates to grid topology to minimize risk of ignition in HFTDs Remote GridWLDFRContaminationAggregated | WLDFR | HFTD - Distribution - Tier 2 - 1QU CoRE ¦ 3QU LoRE | Non-Red Flag Warning - Catastrophic Fires | Contamination | Aggregated | 2039 | 8.5834e-08 | 1013.9529 | 8.7032e-05 | 2039 | Mitigation | 0.95 | 45 | 0 | esc | 0.00097009 | 8.3266e-11 | 0.00097009 | 8.3266e-11
[79 empty] | WLDFR | HFTD - Distribution - Tier 2 - 2QU CoRE ¦ 3QU LoRE | Red Flag Warning - Small Fires | 2040 | 4.9669e-07 | 4.9669e-07 | 0.091184 | 0.042438 | 0.0018418 | 0.046905 | 0 | 0 | 0.00052487 | 4.529e-08 | 0 | 4.529e-08 | 4.529e-08 | 0 | 4.529e-08 | 0 | 0.00041754 | 0.00091525 | 0 | 0.00091525 | 0 | 2.0489e-05 | 4.0979e-05 | 0 | 4.0979e-05 | [12 empty] | 7.3.3.17.5 (Remote Grid) Updates to grid topology to minimize risk of ignition in HFTDs Remote GridWLDFRContaminationAggregated | WLDFR | HFTD - Distribution - Tier 2 - 1QU CoRE ¦ 3QU LoRE | Non-Red Flag Warning - Catastrophic Fires | Contamination | Aggregated | 2040 | 8.5834e-08 | 1013.9529 | 8.7032e-05 | 2040 | Mitigation | 0.95 | 45 | 0 | esc | 0.00097009 | 8.3266e-11 | 0.00097009 | 8.3266e-11
[79 empty] | WLDFR | HFTD - Distribution - Tier 2 - 2QU CoRE ¦ 3QU LoRE | Red Flag Warning - Small Fires | 2041 | 4.9669e-07 | 4.9669e-07 | 0.091184 | 0.042438 | 0.0018418 | 0.046905 | 0 | 0 | 0.00052487 | 4.529e-08 | 0 | 4.529e-08 | 4.529e-08 | 0 | 4.529e-08 | 0 | 0.00041754 | 0.00091525 | 0 | 0.00091525 | 0 | 2.1461e-05 | 4.2922e-05 | 0 | 4.2922e-05 | [12 empty] | 7.3.3.17.5 (Remote Grid) Updates to grid topology to minimize risk of ignition in HFTDs Remote GridWLDFRContaminationAggregated | WLDFR | HFTD - Distribution - Tier 2 - 1QU CoRE ¦ 3QU LoRE | Non-Red Flag Warning - Catastrophic Fires | Contamination | Aggregated | 2041 | 8.5834e-08 | 1013.9529 | 8.7032e-05 | 2041 | Mitigation | 0.95 | 45 | 0 | esc | 0.00097009 | 8.3266e-11 | 0.00097009 | 8.3266e-11
[79 empty] | WLDFR | HFTD - Distribution - Tier 2 - 2QU CoRE ¦ 3QU LoRE | Red Flag Warning - Small Fires | 2042 | 4.9669e-07 | 4.9669e-07 | 0.091184 | 0.042438 | 0.0018418 | 0.046905 | 0 | 0 | 0.00052487 | 4.529e-08 | 0 | 4.529e-08 | 4.529e-08 | 0 | 4.529e-08 | 0 | 0.00041754 | 0.00091525 | 0 | 0.00091525 | 0 | 2.1461e-05 | 4.2922e-05 | 0 | 4.2922e-05 | [12 empty] | 7.3.3.17.5 (Remote Grid) Updates to grid topology to minimize risk of ignition in HFTDs Remote GridWLDFRContaminationAggregated | WLDFR | HFTD - Distribution - Tier 2 - 1QU CoRE ¦ 3QU LoRE | Non-Red Flag Warning - Catastrophic Fires | Contamination | Aggregated | 2042 | 8.5834e-08 | 1013.9529 | 8.7032e-05 | 2042 | Mitigation | 0.95 | 45 | 0 | esc | 0.00097009 | 8.3266e-11 | 0.00097009 | 8.3266e-11
[79 empty] | WLDFR | HFTD - Distribution - Tier 2 - 2QU CoRE ¦ 3QU LoRE | Red Flag Warning - Small Fires | 2043 | 4.9669e-07 | 4.9669e-07 | 0.095486 | 0.044306 | 0.0019228 | 0.049257 | 0 | 0 | 0.00052487 | 4.7427e-08 | 0 | 4.7427e-08 | 4.7427e-08 | 0 | 4.7427e-08 | 0 | 0.00043724 | 0.00095844 | 0 | 0.00095844 | 0 | 2.1461e-05 | 4.2922e-05 | 0 | 4.2922e-05 | [12 empty] | 7.3.3.17.5 (Remote Grid) Updates to grid topology to minimize risk of ignition in HFTDs Remote GridWLDFRContaminationAggregated | WLDFR | HFTD - Distribution - Tier 2 - 1QU CoRE ¦ 3QU LoRE | Non-Red Flag Warning - Catastrophic Fires | Contamination | Aggregated | 2043 | 8.5834e-08 | 1013.9529 | 8.7032e-05 | 2043 | Mitigation | 0.95 | 45 | 0 | esc | 0.00097009 | 8.3266e-11 | 0.00097009 | 8.3266e-11
[79 empty] | WLDFR | HFTD - Distribution - Tier 2 - 2QU CoRE ¦ 3QU LoRE | Red Flag Warning - Small Fires | 2044 | 4.9669e-07 | 4.9669e-07 | 0.095486 | 0.044306 | 0.0019228 | 0.049257 | 0 | 0 | 0.00052487 | 4.7427e-08 | 0 | 4.7427e-08 | 4.7427e-08 | 0 | 4.7427e-08 | 0 | 0.00043724 | 0.00095844 | 0 | 0.00095844 | 0 | 2.1461e-05 | 4.2922e-05 | 0 | 4.2922e-05 | [12 empty] | 7.3.3.17.5 (Remote Grid) Updates to grid topology to minimize risk of ignition in HFTDs Remote GridWLDFRContaminationAggregated | WLDFR | HFTD - Distribution - Tier 2 - 1QU CoRE ¦ 3QU LoRE | Non-Red Flag Warning - Catastrophic Fires | Contamination | Aggregated | 2044 | 8.5834e-08 | 1013.9529 | 8.7032e-05 | 2044 | Mitigation | 0.95 | 45 | 0 | esc | 0.00097009 | 8.3266e-11 | 0.00097009 | 8.3266e-11
[79 empty] | WLDFR | HFTD - Distribution - Tier 2 - 2QU CoRE ¦ 3QU LoRE | Red Flag Warning - Small Fires | 2045 | 4.9669e-07 | 4.9669e-07 | 0.095486 | 0.044306 | 0.0019228 | 0.049257 | 0 | 0 | 0.00052487 | 4.7427e-08 | 0 | 4.7427e-08 | 4.7427e-08 | 0 | 4.7427e-08 | 0 | 0.00043724 | 0.00095844 | 0 | 0.00095844 | 0 | 2.1461e-05 | 4.2922e-05 | 0 | 4.2922e-05 | [12 empty] | 7.3.3.17.5 (Remote Grid) Updates to grid topology to minimize risk of ignition in HFTDs Remote GridWLDFRContaminationAggregated | WLDFR | HFTD - Distribution - Tier 2 - 1QU CoRE ¦ 3QU LoRE | Non-Red Flag Warning - Catastrophic Fires | Contamination | Aggregated | 2045 | 8.5834e-08 | 1013.9529 | 8.7032e-05 | 2045 | Mitigation | 0.95 | 45 | 0 | esc | 0.00097009 | 8.3266e-11 | 0.00097009 | 8.3266e-11
[79 empty] | WLDFR | HFTD - Distribution - Tier 2 - 2QU CoRE ¦ 3QU LoRE | Red Flag Warning - Small Fires | 2046 | 4.9669e-07 | 4.9669e-07 | 0.095486 | 0.044306 | 0.0019228 | 0.049257 | 0 | 0 | 0.00052487 | 4.7427e-08 | 0 | 4.7427e-08 | 4.7427e-08 | 0 | 4.7427e-08 | 0 | 0.00043724 | 0.00095844 | 0 | 0.00095844 | 0 | 2.2515e-05 | 4.503e-05 | 0 | 4.503e-05 | [12 empty] | 7.3.3.17.5 (Remote Grid) Updates to grid topology to minimize risk of ignition in HFTDs Remote GridWLDFRContaminationAggregated | WLDFR | HFTD - Distribution - Tier 2 - 1QU CoRE ¦ 3QU LoRE | Non-Red Flag Warning - Catastrophic Fires | Contamination | Aggregated | 2046 | 8.5834e-08 | 1013.9529 | 8.7032e-05 | 2046 | Mitigation | 0.95 | 45 | 0 | esc | 0.00097009 | 8.3266e-11 | 0.00097009 | 8.3266e-11
[79 empty] | WLDFR | HFTD - Distribution - Tier 2 - 2QU CoRE ¦ 3QU LoRE | Red Flag Warning - Small Fires | 2047 | 4.9669e-07 | 4.9669e-07 | 0.095486 | 0.044306 | 0.0019228 | 0.049257 | 0 | 0 | 0.00052487 | 4.7427e-08 | 0 | 4.7427e-08 | 4.7427e-08 | 0 | 4.7427e-08 | 0 | 0.00043724 | 0.00095844 | 0 | 0.00095844 | 0 | 2.2515e-05 | 4.503e-05 | 0 | 4.503e-05 | [12 empty] | 7.3.3.17.5 (Remote Grid) Updates to grid topology to minimize risk of ignition in HFTDs Remote GridWLDFRContaminationAggregated | WLDFR | HFTD - Distribution - Tier 2 - 1QU CoRE ¦ 3QU LoRE | Non-Red Flag Warning - Catastrophic Fires | Contamination | Aggregated | 2047 | 8.5834e-08 | 1013.9529 | 8.7032e-05 | 2047 | Mitigation | 0.95 | 45 | 0 | esc | 0.00097009 | 8.3266e-11 | 0.00097009 | 8.3266e-11
[79 empty] | WLDFR | HFTD - Distribution - Tier 2 - 2QU CoRE ¦ 3QU LoRE | Red Flag Warning - Small Fires | 2048 | 4.9669e-07 | 4.9669e-07 | 0.10007 | 0.04626 | 0.0020076 | 0.051804 | 0 | 0 | 0.00052487 | 4.9705e-08 | 0 | 4.9705e-08 | 4.9705e-08 | 0 | 4.9705e-08 | 0 | 0.00045861 | 0.0010053 | 0 | 0.0010053 | 0 | 2.2515e-05 | 4.503e-05 | 0 | 4.503e-05 | [12 empty] | 7.3.3.17.5 (Remote Grid) Updates to grid topology to minimize risk of ignition in HFTDs Remote GridWLDFRContaminationAggregated | WLDFR | HFTD - Distribution - Tier 2 - 1QU CoRE ¦ 3QU LoRE | Non-Red Flag Warning - Catastrophic Fires | Contamination | Aggregated | 2048 | 8.5834e-08 | 1013.9529 | 8.7032e-05 | 2048 | Mitigation | 0.95 | 45 | 0 | esc | 0.00097009 | 8.3266e-11 | 0.00097009 | 8.3266e-11
[79 empty] | WLDFR | HFTD - Distribution - Tier 2 - 2QU CoRE ¦ 3QU LoRE | Red Flag Warning - Small Fires | 2049 | 4.9669e-07 | 4.9669e-07 | 0.10007 | 0.04626 | 0.0020076 | 0.051804 | 0 | 0 | 0.00052487 | 4.9705e-08 | 0 | 4.9705e-08 | 4.9705e-08 | 0 | 4.9705e-08 | 0 | 0.00045861 | 0.0010053 | 0 | 0.0010053 | 0 | 2.2515e-05 | 4.503e-05 | 0 | 4.503e-05 | [12 empty] | 7.3.3.17.5 (Remote Grid) Updates to grid topology to minimize risk of ignition in HFTDs Remote GridWLDFRContaminationAggregated | WLDFR | HFTD - Distribution - Tier 2 - 1QU CoRE ¦ 3QU LoRE | Non-Red Flag Warning - Catastrophic Fires | Contamination | Aggregated | 2049 | 8.5834e-08 | 1013.9529 | 8.7032e-05 | 2049 | Mitigation | 0.95 | 45 | 0 | esc | 0.00097009 | 8.3266e-11 | 0.00097009 | 8.3266e-11
[79 empty] | WLDFR | HFTD - Distribution - Tier 2 - 2QU CoRE ¦ 3QU LoRE | Red Flag Warning - Small Fires | 2050 | 4.9669e-07 | 4.9669e-07 | 0.10007 | 0.04626 | 0.0020076 | 0.051804 | 0 | 0 | 0.00052487 | 4.9705e-08 | 0 | 4.9705e-08 | 4.9705e-08 | 0 | 4.9705e-08 | 0 | 0.00045861 | 0.0010053 | 0 | 0.0010053 | 0 | 2.2515e-05 | 4.503e-05 | 0 | 4.503e-05 | [12 empty] | 7.3.3.17.5 (Remote Grid) Updates to grid topology to minimize risk of ignition in HFTDs Remote GridWLDFRContaminationAggregated | WLDFR | HFTD - Distribution - Tier 2 - 1QU CoRE ¦ 3QU LoRE | Non-Red Flag Warning - Catastrophic Fires | Contamination | Aggregated | 2050 | 8.5834e-08 | 1013.9529 | 8.7032e-05 | 2050 | Mitigation | 0.95 | 45 | 0 | esc | 0.00097009 | 8.3266e-11 | 0.00097009 | 8.3266e-11
[79 empty] | WLDFR | HFTD - Distribution - Tier 2 - 2QU CoRE ¦ 3QU LoRE | Red Flag Warning - Small Fires | 2051 | 4.9669e-07 | 4.9669e-07 | 0.10007 | 0.04626 | 0.0020076 | 0.051804 | 0 | 0 | 0.00052487 | 4.9705e-08 | 0 | 4.9705e-08 | 4.9705e-08 | 0 | 4.9705e-08 | 0 | 0.00045861 | 0.0010053 | 0 | 0.0010053 | 0 | 2.3638e-05 | 4.7277e-05 | 0 | 4.7277e-05 | [12 empty] | 7.3.3.17.5 (Remote Grid) Updates to grid topology to minimize risk of ignition in HFTDs Remote GridWLDFRContaminationAggregated | WLDFR | HFTD - Distribution - Tier 2 - 1QU CoRE ¦ 3QU LoRE | Non-Red Flag Warning - Catastrophic Fires | Contamination | Aggregated | 2051 | 8.5834e-08 | 1013.9529 | 8.7032e-05 | 2051 | Mitigation | 0.95 | 45 | 0 | esc | 0.00097009 | 8.3266e-11 | 0.00097009 | 8.3266e-11
[79 empty] | WLDFR | HFTD - Distribution - Tier 2 - 2QU CoRE ¦ 3QU LoRE | Red Flag Warning - Small Fires | 2052 | 4.9669e-07 | 4.9669e-07 | 0.10007 | 0.04626 | 0.0020076 | 0.051804 | 0 | 0 | 0.00052487 | 4.9705e-08 | 0 | 4.9705e-08 | 4.9705e-08 | 0 | 4.9705e-08 | 0 | 0.00045861 | 0.0010053 | 0 | 0.0010053 | 0 | 2.3638e-05 | 4.7277e-05 | 0 | 4.7277e-05 | [12 empty] | 7.3.3.17.5 (Remote Grid) Updates to grid topology to minimize risk of ignition in HFTDs Remote GridWLDFRContaminationAggregated | WLDFR | HFTD - Distribution - Tier 2 - 1QU CoRE ¦ 3QU LoRE | Non-Red Flag Warning - Catastrophic Fires | Contamination | Aggregated | 2052 | 8.5834e-08 | 1013.9529 | 8.7032e-05 | 2052 | Mitigation | 0.95 | 45 | 0 | esc | 0.00097009 | 8.3266e-11 | 0.00097009 | 8.3266e-11
[79 empty] | WLDFR | HFTD - Distribution - Tier 2 - 2QU CoRE ¦ 3QU LoRE | Red Flag Warning - Small Fires | 2053 | 4.9669e-07 | 4.9669e-07 | 0.10489 | 0.048274 | 0.002095 | 0.054525 | 0 | 0 | 0.00052487 | 5.21e-08 | 0 | 5.21e-08 | 5.21e-08 | 0 | 5.21e-08 | 0 | 0.00048135 | 0.0010551 | 0 | 0.0010551 | 0 | 2.3638e-05 | 4.7277e-05 | 0 | 4.7277e-05 | [12 empty] | 7.3.3.17.5 (Remote Grid) Updates to grid topology to minimize risk of ignition in HFTDs Remote GridWLDFRContaminationAggregated | WLDFR | HFTD - Distribution - Tier 2 - 1QU CoRE ¦ 3QU LoRE | Non-Red Flag Warning - Catastrophic Fires | Contamination | Aggregated | 2053 | 8.5834e-08 | 1013.9529 | 8.7032e-05 | 2053 | Mitigation | 0.95 | 45 | 0 | esc | 0.00097009 | 8.3266e-11 | 0.00097009 | 8.3266e-11
[79 empty] | WLDFR | HFTD - Distribution - Tier 2 - 2QU CoRE ¦ 3QU LoRE | Red Flag Warning - Small Fires | 2054 | 4.9669e-07 | 4.9669e-07 | 0.10489 | 0.048274 | 0.002095 | 0.054525 | 0 | 0 | 0.00052487 | 5.21e-08 | 0 | 5.21e-08 | 5.21e-08 | 0 | 5.21e-08 | 0 | 0.00048135 | 0.0010551 | 0 | 0.0010551 | 0 | 2.3638e-05 | 4.7277e-05 | 0 | 4.7277e-05 | [12 empty] | 7.3.3.17.5 (Remote Grid) Updates to grid topology to minimize risk of ignition in HFTDs Remote GridWLDFRContaminationAggregated | WLDFR | HFTD - Distribution - Tier 2 - 1QU CoRE ¦ 3QU LoRE | Non-Red Flag Warning - Catastrophic Fires | Contamination | Aggregated | 2054 | 8.5834e-08 | 1013.9529 | 8.7032e-05 | 2054 | Mitigation | 0.95 | 45 | 0 | esc | 0.00097009 | 8.3266e-11 | 0.00097009 | 8.3266e-11
[79 empty] | WLDFR | HFTD - Distribution - Tier 2 - 2QU CoRE ¦ 3QU LoRE | Red Flag Warning - Small Fires | 2055 | 4.9669e-07 | 4.9669e-07 | 0.10489 | 0.048274 | 0.002095 | 0.054525 | 0 | 0 | 0.00052487 | 5.21e-08 | 0 | 5.21e-08 | 5.21e-08 | 0 | 5.21e-08 | 0 | 0.00048135 | 0.0010551 | 0 | 0.0010551 | 0 | 2.3638e-05 | 4.7277e-05 | 0 | 4.7277e-05 | [12 empty] | 7.3.3.17.5 (Remote Grid) Updates to grid topology to minimize risk of ignition in HFTDs Remote GridWLDFRContaminationAggregated | WLDFR | HFTD - Distribution - Tier 2 - 1QU CoRE ¦ 3QU LoRE | Non-Red Flag Warning - Catastrophic Fires | Contamination | Aggregated | 2055 | 8.5834e-08 | 1013.9529 | 8.7032e-05 | 2055 | Mitigation | 0.95 | 45 | 0 | esc | 0.00097009 | 8.3266e-11 | 0.00097009 | 8.3266e-11
[79 empty] | WLDFR | HFTD - Distribution - Tier 2 - 2QU CoRE ¦ 3QU LoRE | Red Flag Warning - Small Fires | 2056 | 4.9669e-07 | 4.9669e-07 | 0.10489 | 0.048274 | 0.002095 | 0.054525 | 0 | 0 | 0.00052487 | 5.21e-08 | 0 | 5.21e-08 | 5.21e-08 | 0 | 5.21e-08 | 0 | 0.00048135 | 0.0010551 | 0 | 0.0010551 | 0 | 2.4816e-05 | 4.9632e-05 | 0 | 4.9632e-05 | [12 empty] | 7.3.3.17.5 (Remote Grid) Updates to grid topology to minimize risk of ignition in HFTDs Remote GridWLDFRContaminationAggregated | WLDFR | HFTD - Distribution - Tier 2 - 1QU CoRE ¦ 3QU LoRE | Non-Red Flag Warning - Catastrophic Fires | Contamination | Aggregated | 2056 | 8.5834e-08 | 1013.9529 | 8.7032e-05 | 2056 | Mitigation | 0.95 | 45 | 0 | esc | 0.00097009 | 8.3266e-11 | 0.00097009 | 8.3266e-11
[79 empty] | WLDFR | HFTD - Distribution - Tier 2 - 2QU CoRE ¦ 3QU LoRE | Red Flag Warning - Small Fires | 2057 | 4.9669e-07 | 4.9669e-07 | 0.10489 | 0.048274 | 0.002095 | 0.054525 | 0 | 0 | 0.00052487 | 5.21e-08 | 0 | 5.21e-08 | 5.21e-08 | 0 | 5.21e-08 | 0 | 0.00048135 | 0.0010551 | 0 | 0.0010551 | 0 | 2.4816e-05 | 4.9632e-05 | 0 | 4.9632e-05 | [12 empty] | 7.3.3.17.5 (Remote Grid) Updates to grid topology to minimize risk of ignition in HFTDs Remote GridWLDFRContaminationAggregated | WLDFR | HFTD - Distribution - Tier 2 - 1QU CoRE ¦ 3QU LoRE | Non-Red Flag Warning - Catastrophic Fires | Contamination | Aggregated | 2057 | 8.5834e-08 | 1013.9529 | 8.7032e-05 | 2057 | Mitigation | 0.95 | 45 | 0 | esc | 0.00097009 | 8.3266e-11 | 0.00097009 | 8.3266e-11
[79 empty] | WLDFR | HFTD - Distribution - Tier 2 - 2QU CoRE ¦ 3QU LoRE | Red Flag Warning - Small Fires | 2058 | 4.9669e-07 | 4.9669e-07 | 0.1099 | 0.050325 | 0.0021839 | 0.057393 | 0 | 0 | 0.00052487 | 5.4588e-08 | 0 | 5.4588e-08 | 5.4588e-08 | 0 | 5.4588e-08 | 0 | 0.00050517 | 0.0011073 | 0 | 0.0011073 | 0 | 2.4816e-05 | 4.9632e-05 | 0 | 4.9632e-05 | [12 empty] | 7.3.3.17.5 (Remote Grid) Updates to grid topology to minimize risk of ignition in HFTDs Remote GridWLDFRContaminationAggregated | WLDFR | HFTD - Distribution - Tier 2 - 1QU CoRE ¦ 3QU LoRE | Non-Red Flag Warning - Catastrophic Fires | Contamination | Aggregated | 2058 | 8.5834e-08 | 1013.9529 | 8.7032e-05 | 2058 | Mitigation | 0.95 | 45 | 0 | esc | 0.00097009 | 8.3266e-11 | 0.00097009 | 8.3266e-11
[79 empty] | WLDFR | HFTD - Distribution - Tier 2 - 2QU CoRE ¦ 3QU LoRE | Red Flag Warning - Small Fires | 2059 | 4.9669e-07 | 4.9669e-07 | 0.1099 | 0.050325 | 0.0021839 | 0.057393 | 0 | 0 | 0.00052487 | 5.4588e-08 | 0 | 5.4588e-08 | 5.4588e-08 | 0 | 5.4588e-08 | 0 | 0.00050517 | 0.0011073 | 0 | 0.0011073 | 0 | 2.4816e-05 | 4.9632e-05 | 0 | 4.9632e-05 | [12 empty] | 7.3.3.17.5 (Remote Grid) Updates to grid topology to minimize risk of ignition in HFTDs Remote GridWLDFRContaminationAggregated | WLDFR | HFTD - Distribution - Tier 2 - 1QU CoRE ¦ 3QU LoRE | Non-Red Flag Warning - Catastrophic Fires | Contamination | Aggregated | 2059 | 8.5834e-08 | 1013.9529 | 8.7032e-05 | 2059 | Mitigation | 0.95 | 45 | 0 | esc | 0.00097009 | 8.3266e-11 | 0.00097009 | 8.3266e-11
[79 empty] | WLDFR | HFTD - Distribution - Tier 2 - 2QU CoRE ¦ 3QU LoRE | Red Flag Warning - Small Fires | 2060 | 4.9669e-07 | 4.9669e-07 | 0.1099 | 0.050325 | 0.0021839 | 0.057393 | 0 | 0 | 0.00052487 | 5.4588e-08 | 0 | 5.4588e-08 | 5.4588e-08 | 0 | 5.4588e-08 | 0 | 0.00050517 | 0.0011073 | 0 | 0.0011073 | 0 | 0 | 4.9632e-05 | 0 | 4.9632e-05 | [12 empty] | 7.3.3.17.5 (Remote Grid) Updates to grid topology to minimize risk of ignition in HFTDs Remote GridWLDFRContaminationAggregated | WLDFR | HFTD - Distribution - Tier 2 - 1QU CoRE ¦ 3QU LoRE | Non-Red Flag Warning - Catastrophic Fires | Contamination | Aggregated | 2060 | 8.5834e-08 | 1013.9529 | 8.7032e-05 | 2060 | Mitigation | 0.95 | 45 | 0 | esc | 0.00097009 | 8.3266e-11 | 0.00097009 | 8.3266e-11
[79 empty] | WLDFR | HFTD - Distribution - Tier 2 - 2QU CoRE ¦ 3QU LoRE | Red Flag Warning - Small Fires | 2061 | 4.9669e-07 | 4.9669e-07 | 0.1099 | 0.050325 | 0.0021839 | 0.057393 | 0 | 0 | 0.00052487 | 5.4588e-08 | 0 | 5.4588e-08 | 5.4588e-08 | 0 | 5.4588e-08 | 0 | 0.00050517 | 0.0011073 | 0 | 0.0011073 | 0 | 0 | 0 | 0 | 0 | [12 empty] | 7.3.3.17.5 (Remote Grid) Updates to grid topology to minimize risk of ignition in HFTDs Remote GridWLDFRContaminationAggregated | WLDFR | HFTD - Distribution - Tier 2 - 1QU CoRE ¦ 3QU LoRE | Non-Red Flag Warning - Catastrophic Fires | Contamination | Aggregated | 2061 | 8.5834e-08 | 1013.9529 | 8.7032e-05 | 2061 | Mitigation | 0.95 | 45 | 0 | esc | 0.00097009 | 8.3266e-11 | 0.00097009 | 8.3266e-11
[79 empty] | WLDFR | HFTD - Distribution - Tier 2 - 2QU CoRE ¦ 3QU LoRE | Red Flag Warning - Small Fires | 2062 | 4.9669e-07 | 4.9669e-07 | 0.1099 | 0.050325 | 0.0021839 | 0.057393 | 0 | 0 | 0.00052487 | 5.4588e-08 | 0 | 5.4588e-08 | 5.4588e-08 | 0 | 5.4588e-08 | 0 | 0.00050517 | 0.0011073 | 0 | 0.0011073 | 0 | 0 | 0 | 0 | 0 | [12 empty] | 7.3.3.17.5 (Remote Grid) Updates to grid topology to minimize risk of ignition in HFTDs Remote GridWLDFRContaminationAggregated | WLDFR | HFTD - Distribution - Tier 2 - 1QU CoRE ¦ 3QU LoRE | Non-Red Flag Warning - Catastrophic Fires | Contamination | Aggregated | 2062 | 8.5834e-08 | 1013.9529 | 8.7032e-05 | 2062 | Mitigation | 0.95 | 45 | 0 | esc | 0.00097009 | 8.3266e-11 | 0.00097009 | 8.3266e-11
[79 empty] | WLDFR | HFTD - Distribution - Tier 2 - 2QU CoRE ¦ 3QU LoRE | Red Flag Warning - Small Fires | 2063 | 4.9669e-07 | 4.9669e-07 | 0.11504 | 0.052388 | 0.0022734 | 0.060377 | 0 | 0 | 0.00052487 | 5.7139e-08 | 0 | 5.7139e-08 | 5.7139e-08 | 0 | 5.7139e-08 | 0 | 0.00052976 | 0.0011612 | 0 | 0.0011612 | 0 | 4.2042e-05 | 0 | 0 | 0 | [12 empty] | 7.3.3.17.5 (Remote Grid) Updates to grid topology to minimize risk of ignition in HFTDs Remote GridWLDFRContaminationAggregated | WLDFR | HFTD - Distribution - Tier 2 - 1QU CoRE ¦ 3QU LoRE | Non-Red Flag Warning - Catastrophic Fires | Contamination | Aggregated | 2063 | 8.5834e-08 | 1013.9529 | 8.7032e-05 | 2063 | Mitigation | 0.95 | 45 | 0 | esc | 0.00097009 | 8.3266e-11 | 0.00097009 | 8.3266e-11
[79 empty] | WLDFR | HFTD - Distribution - Tier 2 - 2QU CoRE ¦ 3QU LoRE | Red Flag Warning - Small Fires | 2064 | 4.9669e-07 | 4.9669e-07 | 0.11504 | 0.052388 | 0.0022734 | 0.060377 | 0 | 0 | 0.00052487 | 5.7139e-08 | 0 | 5.7139e-08 | 5.7139e-08 | 0 | 5.7139e-08 | 0 | 0.00052976 | 0.0011612 | 0 | 0.0011612 | 0 | 4.3578e-05 | 8.7156e-05 | 0 | 8.7156e-05 | [12 empty] | 7.3.3.17.5 (Remote Grid) Updates to grid topology to minimize risk of ignition in HFTDs Remote GridWLDFRContaminationAggregated | WLDFR | HFTD - Distribution - Tier 2 - 1QU CoRE ¦ 3QU LoRE | Non-Red Flag Warning - Catastrophic Fires | Contamination | Aggregated | 2064 | 8.5834e-08 | 1013.9529 | 8.7032e-05 | 2064 | Mitigation | 0.95 | 45 | 0 | esc | 0.00097009 | 8.3266e-11 | 0.00097009 | 8.3266e-11
[79 empty] | WLDFR | HFTD - Distribution - Tier 2 - 2QU CoRE ¦ 3QU LoRE | Red Flag Warning - Small Fires | 2065 | 4.9669e-07 | 4.9669e-07 | 0.11504 | 0.052388 | 0.0022734 | 0.060377 | 0 | 0 | 0.00052487 | 5.7139e-08 | 0 | 5.7139e-08 | 5.7139e-08 | 0 | 5.7139e-08 | 0 | 0.00052976 | 0.0011612 | 0 | 0.0011612 | 0 | 4.3578e-05 | 8.7156e-05 | 0 | 8.7156e-05 | [12 empty] | 7.3.3.17.5 (Remote Grid) Updates to grid topology to minimize risk of ignition in HFTDs Remote GridWLDFRContaminationAggregated | WLDFR | HFTD - Distribution - Tier 2 - 1QU CoRE ¦ 3QU LoRE | Non-Red Flag Warning - Catastrophic Fires | Contamination | Aggregated | 2065 | 8.5834e-08 | 1013.9529 | 8.7032e-05 | 2065 | Mitigation | 0.95 | 45 | 0 | esc | 0.00097009 | 8.3266e-11 | 0.00097009 | 8.3266e-11
[79 empty] | WLDFR | HFTD - Distribution - Tier 2 - 2QU CoRE ¦ 3QU LoRE | Red Flag Warning - Small Fires | 2066 | 4.9669e-07 | 4.9669e-07 | 0.11504 | 0.052388 | 0.0022734 | 0.060377 | 0 | 0 | 0.00052487 | 5.7139e-08 | 0 | 5.7139e-08 | 5.7139e-08 | 0 | 5.7139e-08 | 0 | 0.00052976 | 0.0011612 | 0 | 0.0011612 | 0 | 4.3578e-05 | 8.7156e-05 | 0 | 8.7156e-05 | [12 empty] | 7.3.3.17.5 (Remote Grid) Updates to grid topology to minimize risk of ignition in HFTDs Remote GridWLDFRContaminationAggregated | WLDFR | HFTD - Distribution - Tier 2 - 1QU CoRE ¦ 3QU LoRE | Non-Red Flag Warning - Catastrophic Fires | Contamination | Aggregated | 2066 | 8.5834e-08 | 1013.9529 | 8.7032e-05 | 2066 | Mitigation | 0.95 | 45 | 0 | esc | 0.00097009 | 8.3266e-11 | 0.00097009 | 8.3266e-11
[79 empty] | WLDFR | HFTD - Distribution - Tier 2 - 2QU CoRE ¦ 3QU LoRE | Red Flag Warning - Small Fires | 2067 | 0 | 4.9669e-07 | 0.11504 | 0.052388 | 0.0022734 | 0.060377 | 0 | 0 | 0.00052487 | 0 | 0 | 0 | 5.7139e-08 | 0 | 5.7139e-08 | 0 | 0.00052976 | 0.0011612 | 0 | 0.0011612 | 0 | 4.3578e-05 | 8.7156e-05 | 0 | 8.7156e-05 | [12 empty] | 7.3.3.17.5 (Remote Grid) Updates to grid topology to minimize risk of ignition in HFTDs Remote GridWLDFRContaminationAggregated | WLDFR | HFTD - Distribution - Tier 2 - 1QU CoRE ¦ 3QU LoRE | Non-Red Flag Warning - Catastrophic Fires | Contamination | Aggregated | 2067 | 8.5834e-08 | 1013.9529 | 8.7032e-05 | 2067 | Mitigation | 0.95 | 45 | 0 | esc | 0 | 0 | 0.00097009 | 8.3266e-11
[79 empty] | WLDFR | HFTD - Distribution - Tier 2 - 2QU CoRE ¦ 4QU LoRE | Non-Red Flag Warning - Catastrophic Fires | 2022 | 2.3646e-09 | 0 | 14146.1306 | 222.2294 | 8585.7228 | 5338.1784 | 0 | 0 | 3.1271e-06 | 3.345e-05 | 0 | 3.345e-05 | 0 | 0 | 0 | 0 | 0.00055483 | 0.0012162 | 0 | 0.0012162 | 0 | 4.3578e-05 | 8.7156e-05 | 0 | 8.7156e-05 | [12 empty] | 7.3.3.17.5 (Remote Grid) Updates to grid topology to minimize risk of ignition in HFTDs Remote GridWLDFREquipment / facility failureAggregated | WLDFR | HFTD - Distribution - Tier 2 - 1QU CoRE ¦ 3QU LoRE | Non-Red Flag Warning - Catastrophic Fires | Equipment / facility failure | Aggregated | 2022 | 2.1354e-07 | 1013.9529 | 0.00021652 | 2022 | Mitigation | 0.95 | 45 | 0 | esc | 0.00097009 | 2.0715e-10 | 0 | 0
[79 empty] | WLDFR | HFTD - Distribution - Tier 2 - 2QU CoRE ¦ 4QU LoRE | Non-Red Flag Warning - Catastrophic Fires | 2023 | 2.3646e-09 | 2.3646e-09 | 14664.6376 | 233.2301 | 8896.516 | 5534.8915 | 0 | 0 | 3.1271e-06 | 3.4676e-05 | 0 | 3.4676e-05 | 3.4676e-05 | 0 | 3.4676e-05 | 0 | 0.00055483 | 0.0012162 | 0 | 0.0012162 | 0 | 4.5512e-05 | 9.1023e-05 | 0 | 9.1023e-05 | [12 empty] | 7.3.3.17.5 (Remote Grid) Updates to grid topology to minimize risk of ignition in HFTDs Remote GridWLDFREquipment / facility failureAggregated | WLDFR | HFTD - Distribution - Tier 2 - 1QU CoRE ¦ 3QU LoRE | Non-Red Flag Warning - Catastrophic Fires | Equipment / facility failure | Aggregated | 2023 | 2.1354e-07 | 1013.9529 | 0.00021652 | 2023 | Mitigation | 0.95 | 45 | 0 | esc | 0.00097009 | 2.0715e-10 | 0.00097009 | 2.0715e-10
[79 empty] | WLDFR | HFTD - Distribution - Tier 2 - 2QU CoRE ¦ 4QU LoRE | Non-Red Flag Warning - Catastrophic Fires | 2024 | 2.3646e-09 | 2.3646e-09 | 14664.6376 | 233.2301 | 8896.516 | 5534.8915 | 0 | 0 | 3.1271e-06 | 3.4676e-05 | 0 | 3.4676e-05 | 3.4676e-05 | 0 | 3.4676e-05 | 0 | 0.00055483 | 0.0012162 | 0 | 0.0012162 | 0 | 4.5512e-05 | 9.1023e-05 | 0 | 9.1023e-05 | [12 empty] | 7.3.3.17.5 (Remote Grid) Updates to grid topology to minimize risk of ignition in HFTDs Remote GridWLDFREquipment / facility failureAggregated | WLDFR | HFTD - Distribution - Tier 2 - 1QU CoRE ¦ 3QU LoRE | Non-Red Flag Warning - Catastrophic Fires | Equipment / facility failure | Aggregated | 2024 | 2.1354e-07 | 1013.9529 | 0.00021652 | 2024 | Mitigation | 0.95 | 45 | 0 | esc | 0.00097009 | 2.0715e-10 | 0.00097009 | 2.0715e-10
[79 empty] | WLDFR | HFTD - Distribution - Tier 2 - 2QU CoRE ¦ 4QU LoRE | Non-Red Flag Warning - Catastrophic Fires | 2025 | 2.3646e-09 | 2.3646e-09 | 14664.6376 | 233.2301 | 8896.516 | 5534.8915 | 0 | 0 | 3.1271e-06 | 3.4676e-05 | 0 | 3.4676e-05 | 3.4676e-05 | 0 | 3.4676e-05 | 0 | 0.00055483 | 0.0012162 | 0 | 0.0012162 | 0 | 4.5512e-05 | 9.1023e-05 | 0 | 9.1023e-05 | [12 empty] | 7.3.3.17.5 (Remote Grid) Updates to grid topology to minimize risk of ignition in HFTDs Remote GridWLDFREquipment / facility failureAggregated | WLDFR | HFTD - Distribution - Tier 2 - 1QU CoRE ¦ 3QU LoRE | Non-Red Flag Warning - Catastrophic Fires | Equipment / facility failure | Aggregated | 2025 | 2.1354e-07 | 1013.9529 | 0.00021652 | 2025 | Mitigation | 0.95 | 45 | 0 | esc | 0.00097009 | 2.0715e-10 | 0.00097009 | 2.0715e-10
[79 empty] | WLDFR | HFTD - Distribution - Tier 2 - 2QU CoRE ¦ 4QU LoRE | Non-Red Flag Warning - Catastrophic Fires | 2026 | 2.3646e-09 | 2.3646e-09 | 14664.6376 | 233.2301 | 8896.516 | 5534.8915 | 0 | 0 | 3.1271e-06 | 3.4676e-05 | 0 | 3.4676e-05 | 3.4676e-05 | 0 | 3.4676e-05 | 0 | 0.00055483 | 0.0012162 | 0 | 0.0012162 | 0 | 4.5512e-05 | 9.1023e-05 | 0 | 9.1023e-05 | [12 empty] | 7.3.3.17.5 (Remote Grid) Updates to grid topology to minimize risk of ignition in HFTDs Remote GridWLDFREquipment / facility failureAggregated | WLDFR | HFTD - Distribution - Tier 2 - 1QU CoRE ¦ 3QU LoRE | Non-Red Flag Warning - Catastrophic Fires | Equipment / facility failure | Aggregated | 2026 | 2.1354e-07 | 1013.9529 | 0.00021652 | 2026 | Mitigation | 0.95 | 45 | 0 | esc | 0.00097009 | 2.0715e-10 | 0.00097009 | 2.0715e-10
[79 empty] | WLDFR | HFTD - Distribution - Tier 2 - 2QU CoRE ¦ 4QU LoRE | Non-Red Flag Warning - Catastrophic Fires | 2027 | 2.3646e-09 | 2.3646e-09 | 14664.6376 | 233.2301 | 8896.516 | 5534.8915 | 0 | 0 | 3.1271e-06 | 3.4676e-05 | 0 | 3.4676e-05 | 3.4676e-05 | 0 | 3.4676e-05 | 0 | 0.00058007 | 0.0012715 | 0 | 0.0012715 | 0 | 4.5512e-05 | 9.1023e-05 | 0 | 9.1023e-05 | [12 empty] | 7.3.3.17.5 (Remote Grid) Updates to grid topology to minimize risk of ignition in HFTDs Remote GridWLDFREquipment / facility failureAggregated | WLDFR | HFTD - Distribution - Tier 2 - 1QU CoRE ¦ 3QU LoRE | Non-Red Flag Warning - Catastrophic Fires | Equipment / facility failure | Aggregated | 2027 | 2.1354e-07 | 1013.9529 | 0.00021652 | 2027 | Mitigation | 0.95 | 45 | 0 | esc | 0.00097009 | 2.0715e-10 | 0.00097009 | 2.0715e-10
[79 empty] | WLDFR | HFTD - Distribution - Tier 2 - 2QU CoRE ¦ 4QU LoRE | Non-Red Flag Warning - Catastrophic Fires | 2028 | 2.3646e-09 | 2.3646e-09 | 15317.9909 | 247.273 | 9287.6491 | 5783.0689 | 0 | 0 | 3.1271e-06 | 3.6221e-05 | 0 | 3.6221e-05 | 3.6221e-05 | 0 | 3.6221e-05 | 0 | 0.00058007 | 0.0012715 | 0 | 0.0012715 | 0 | 4.7659e-05 | 9.5319e-05 | 0 | 9.5319e-05 | [12 empty] | 7.3.3.17.5 (Remote Grid) Updates to grid topology to minimize risk of ignition in HFTDs Remote GridWLDFREquipment / facility failureAggregated | WLDFR | HFTD - Distribution - Tier 2 - 1QU CoRE ¦ 3QU LoRE | Non-Red Flag Warning - Catastrophic Fires | Equipment / facility failure | Aggregated | 2028 | 2.1354e-07 | 1013.9529 | 0.00021652 | 2028 | Mitigation | 0.95 | 45 | 0 | esc | 0.00097009 | 2.0715e-10 | 0.00097009 | 2.0715e-10
[79 empty] | WLDFR | HFTD - Distribution - Tier 2 - 2QU CoRE ¦ 4QU LoRE | Non-Red Flag Warning - Catastrophic Fires | 2029 | 2.3646e-09 | 2.3646e-09 | 15317.9909 | 247.273 | 9287.6491 | 5783.0689 | 0 | 0 | 3.1271e-06 | 3.6221e-05 | 0 | 3.6221e-05 | 3.6221e-05 | 0 | 3.6221e-05 | 0 | 0.00058007 | 0.0012715 | 0 | 0.0012715 | 0 | 4.7659e-05 | 9.5319e-05 | 0 | 9.5319e-05 | [12 empty] | 7.3.3.17.5 (Remote Grid) Updates to grid topology to minimize risk of ignition in HFTDs Remote GridWLDFREquipment / facility failureAggregated | WLDFR | HFTD - Distribution - Tier 2 - 1QU CoRE ¦ 3QU LoRE | Non-Red Flag Warning - Catastrophic Fires | Equipment / facility failure | Aggregated | 2029 | 2.1354e-07 | 1013.9529 | 0.00021652 | 2029 | Mitigation | 0.95 | 45 | 0 | esc | 0.00097009 | 2.0715e-10 | 0.00097009 | 2.0715e-10
[79 empty] | WLDFR | HFTD - Distribution - Tier 2 - 2QU CoRE ¦ 4QU LoRE | Non-Red Flag Warning - Catastrophic Fires | 2030 | 2.3646e-09 | 2.3646e-09 | 15317.9909 | 247.273 | 9287.6491 | 5783.0689 | 0 | 0 | 3.1271e-06 | 3.6221e-05 | 0 | 3.6221e-05 | 3.6221e-05 | 0 | 3.6221e-05 | 0 | 0.00058007 | 0.0012715 | 0 | 0.0012715 | 0 | 4.7659e-05 | 9.5319e-05 | 0 | 9.5319e-05 | [12 empty] | 7.3.3.17.5 (Remote Grid) Updates to grid topology to minimize risk of ignition in HFTDs Remote GridWLDFREquipment / facility failureAggregated | WLDFR | HFTD - Distribution - Tier 2 - 1QU CoRE ¦ 3QU LoRE | Non-Red Flag Warning - Catastrophic Fires | Equipment / facility failure | Aggregated | 2030 | 2.1354e-07 | 1013.9529 | 0.00021652 | 2030 | Mitigation | 0.95 | 45 | 0 | esc | 0.00097009 | 2.0715e-10 | 0.00097009 | 2.0715e-10
[79 empty] | WLDFR | HFTD - Distribution - Tier 2 - 2QU CoRE ¦ 4QU LoRE | Non-Red Flag Warning - Catastrophic Fires | 2031 | 2.3646e-09 | 2.3646e-09 | 15317.9909 | 247.273 | 9287.6491 | 5783.0689 | 0 | 0 | 3.1271e-06 | 3.6221e-05 | 0 | 3.6221e-05 | 3.6221e-05 | 0 | 3.6221e-05 | 0 | 0.00058007 | 0.0012715 | 0 | 0.0012715 | 0 | 4.7659e-05 | 9.5319e-05 | 0 | 9.5319e-05 | [12 empty] | 7.3.3.17.5 (Remote Grid) Updates to grid topology to minimize risk of ignition in HFTDs Remote GridWLDFREquipment / facility failureAggregated | WLDFR | HFTD - Distribution - Tier 2 - 1QU CoRE ¦ 3QU LoRE | Non-Red Flag Warning - Catastrophic Fires | Equipment / facility failure | Aggregated | 2031 | 2.1354e-07 | 1013.9529 | 0.00021652 | 2031 | Mitigation | 0.95 | 45 | 0 | esc | 0.00097009 | 2.0715e-10 | 0.00097009 | 2.0715e-10
[79 empty] | WLDFR | HFTD - Distribution - Tier 2 - 2QU CoRE ¦ 4QU LoRE | Non-Red Flag Warning - Catastrophic Fires | 2032 | 2.3646e-09 | 2.3646e-09 | 15317.9909 | 247.273 | 9287.6491 | 5783.0689 | 0 | 0 | 3.1271e-06 | 3.6221e-05 | 0 | 3.6221e-05 | 3.6221e-05 | 0 | 3.6221e-05 | 0 | 0.00060519 | 0.0013266 | 0 | 0.0013266 | 0 | 4.7659e-05 | 9.5319e-05 | 0 | 9.5319e-05 | [12 empty] | 7.3.3.17.5 (Remote Grid) Updates to grid topology to minimize risk of ignition in HFTDs Remote GridWLDFREquipment / facility failureAggregated | WLDFR | HFTD - Distribution - Tier 2 - 1QU CoRE ¦ 3QU LoRE | Non-Red Flag Warning - Catastrophic Fires | Equipment / facility failure | Aggregated | 2032 | 2.1354e-07 | 1013.9529 | 0.00021652 | 2032 | Mitigation | 0.95 | 45 | 0 | esc | 0.00097009 | 2.0715e-10 | 0.00097009 | 2.0715e-10
[79 empty] | WLDFR | HFTD - Distribution - Tier 2 - 2QU CoRE ¦ 4QU LoRE | Non-Red Flag Warning - Catastrophic Fires | 2033 | 2.3646e-09 | 2.3646e-09 | 16044.1264 | 263.1074 | 9721.74 | 6059.2791 | 0 | 0 | 3.1271e-06 | 3.7938e-05 | 0 | 3.7938e-05 | 3.7938e-05 | 0 | 3.7938e-05 | 0 | 0.00060519 | 0.0013266 | 0 | 0.0013266 | 0 | 4.9989e-05 | 9.9977e-05 | 0 | 9.9977e-05 | [12 empty] | 7.3.3.17.5 (Remote Grid) Updates to grid topology to minimize risk of ignition in HFTDs Remote GridWLDFREquipment / facility failureAggregated | WLDFR | HFTD - Distribution - Tier 2 - 1QU CoRE ¦ 3QU LoRE | Non-Red Flag Warning - Catastrophic Fires | Equipment / facility failure | Aggregated | 2033 | 2.1354e-07 | 1013.9529 | 0.00021652 | 2033 | Mitigation | 0.95 | 45 | 0 | esc | 0.00097009 | 2.0715e-10 | 0.00097009 | 2.0715e-10
[79 empty] | WLDFR | HFTD - Distribution - Tier 2 - 2QU CoRE ¦ 4QU LoRE | Non-Red Flag Warning - Catastrophic Fires | 2034 | 2.3646e-09 | 2.3646e-09 | 16044.1264 | 263.1074 | 9721.74 | 6059.2791 | 0 | 0 | 3.1271e-06 | 3.7938e-05 | 0 | 3.7938e-05 | 3.7938e-05 | 0 | 3.7938e-05 | 0 | 0.00060519 | 0.0013266 | 0 | 0.0013266 | 0 | 4.9989e-05 | 9.9977e-05 | 0 | 9.9977e-05 | [12 empty] | 7.3.3.17.5 (Remote Grid) Updates to grid topology to minimize risk of ignition in HFTDs Remote GridWLDFREquipment / facility failureAggregated | WLDFR | HFTD - Distribution - Tier 2 - 1QU CoRE ¦ 3QU LoRE | Non-Red Flag Warning - Catastrophic Fires | Equipment / facility failure | Aggregated | 2034 | 2.1354e-07 | 1013.9529 | 0.00021652 | 2034 | Mitigation | 0.95 | 45 | 0 | esc | 0.00097009 | 2.0715e-10 | 0.00097009 | 2.0715e-10
[79 empty] | WLDFR | HFTD - Distribution - Tier 2 - 2QU CoRE ¦ 4QU LoRE | Non-Red Flag Warning - Catastrophic Fires | 2035 | 2.3646e-09 | 2.3646e-09 | 16044.1264 | 263.1074 | 9721.74 | 6059.2791 | 0 | 0 | 3.1271e-06 | 3.7938e-05 | 0 | 3.7938e-05 | 3.7938e-05 | 0 | 3.7938e-05 | 0 | 0 | 0.0013266 | 0 | 0.0013266 | 0 | 4.9989e-05 | 9.9977e-05 | 0 | 9.9977e-05 | [12 empty] | 7.3.3.17.5 (Remote Grid) Updates to grid topology to minimize risk of ignition in HFTDs Remote GridWLDFREquipment / facility failureAggregated | WLDFR | HFTD - Distribution - Tier 2 - 1QU CoRE ¦ 3QU LoRE | Non-Red Flag Warning - Catastrophic Fires | Equipment / facility failure | Aggregated | 2035 | 2.1354e-07 | 1013.9529 | 0.00021652 | 2035 | Mitigation | 0.95 | 45 | 0 | esc | 0.00097009 | 2.0715e-10 | 0.00097009 | 2.0715e-10
[79 empty] | WLDFR | HFTD - Distribution - Tier 2 - 2QU CoRE ¦ 4QU LoRE | Non-Red Flag Warning - Catastrophic Fires | 2036 | 2.3646e-09 | 2.3646e-09 | 16044.1264 | 263.1074 | 9721.74 | 6059.2791 | 0 | 0 | 3.1271e-06 | 3.7938e-05 | 0 | 3.7938e-05 | 3.7938e-05 | 0 | 3.7938e-05 | 0 | 0 | 0 | 0 | 0 | 0 | 4.9989e-05 | 9.9977e-05 | 0 | 9.9977e-05 | [12 empty] | 7.3.3.17.5 (Remote Grid) Updates to grid topology to minimize risk of ignition in HFTDs Remote GridWLDFREquipment / facility failureAggregated | WLDFR | HFTD - Distribution - Tier 2 - 1QU CoRE ¦ 3QU LoRE | Non-Red Flag Warning - Catastrophic Fires | Equipment / facility failure | Aggregated | 2036 | 2.1354e-07 | 1013.9529 | 0.00021652 | 2036 | Mitigation | 0.95 | 45 | 0 | esc | 0.00097009 | 2.0715e-10 | 0.00097009 | 2.0715e-10
[79 empty] | WLDFR | HFTD - Distribution - Tier 2 - 2QU CoRE ¦ 4QU LoRE | Non-Red Flag Warning - Catastrophic Fires | 2037 | 2.3646e-09 | 2.3646e-09 | 16044.1264 | 263.1074 | 9721.74 | 6059.2791 | 0 | 0 | 3.1271e-06 | 3.7938e-05 | 0 | 3.7938e-05 | 3.7938e-05 | 0 | 3.7938e-05 | 0 | 2.049e-06 | 0 | 0 | 0 | 0 | 4.9989e-05 | 9.9977e-05 | 0 | 9.9977e-05 | [12 empty] | 7.3.3.17.5 (Remote Grid) Updates to grid topology to minimize risk of ignition in HFTDs Remote GridWLDFREquipment / facility failureAggregated | WLDFR | HFTD - Distribution - Tier 2 - 1QU CoRE ¦ 3QU LoRE | Non-Red Flag Warning - Catastrophic Fires | Equipment / facility failure | Aggregated | 2037 | 2.1354e-07 | 1013.9529 | 0.00021652 | 2037 | Mitigation | 0.95 | 45 | 0 | esc | 0.00097009 | 2.0715e-10 | 0.00097009 | 2.0715e-10
[79 empty] | WLDFR | HFTD - Distribution - Tier 2 - 2QU CoRE ¦ 4QU LoRE | Non-Red Flag Warning - Catastrophic Fires | 2038 | 2.3646e-09 | 2.3646e-09 | 16832.3912 | 280.5544 | 10192.2718 | 6359.5651 | 0 | 0 | 3.1271e-06 | 3.9802e-05 | 0 | 3.9802e-05 | 3.9802e-05 | 0 | 3.9802e-05 | 0 | 2.1407e-06 | 4.6925e-06 | 0 | 4.6925e-06 | 0 | 5.2467e-05 | 0.00010493 | 0 | 0.00010493 | [12 empty] | 7.3.3.17.5 (Remote Grid) Updates to grid topology to minimize risk of ignition in HFTDs Remote GridWLDFREquipment / facility failureAggregated | WLDFR | HFTD - Distribution - Tier 2 - 1QU CoRE ¦ 3QU LoRE | Non-Red Flag Warning - Catastrophic Fires | Equipment / facility failure | Aggregated | 2038 | 2.1354e-07 | 1013.9529 | 0.00021652 | 2038 | Mitigation | 0.95 | 45 | 0 | esc | 0.00097009 | 2.0715e-10 | 0.00097009 | 2.0715e-10
[79 empty] | WLDFR | HFTD - Distribution - Tier 2 - 2QU CoRE ¦ 4QU LoRE | Non-Red Flag Warning - Catastrophic Fires | 2039 | 2.3646e-09 | 2.3646e-09 | 16832.3912 | 280.5544 | 10192.2718 | 6359.5651 | 0 | 0 | 3.1271e-06 | 3.9802e-05 | 0 | 3.9802e-05 | 3.9802e-05 | 0 | 3.9802e-05 | 0 | 2.1407e-06 | 4.6925e-06 | 0 | 4.6925e-06 | 0 | 5.2467e-05 | 0.00010493 | 0 | 0.00010493 | [12 empty] | 7.3.3.17.5 (Remote Grid) Updates to grid topology to minimize risk of ignition in HFTDs Remote GridWLDFREquipment / facility failureAggregated | WLDFR | HFTD - Distribution - Tier 2 - 1QU CoRE ¦ 3QU LoRE | Non-Red Flag Warning - Catastrophic Fires | Equipment / facility failure | Aggregated | 2039 | 2.1354e-07 | 1013.9529 | 0.00021652 | 2039 | Mitigation | 0.95 | 45 | 0 | esc | 0.00097009 | 2.0715e-10 | 0.00097009 | 2.0715e-10
[79 empty] | WLDFR | HFTD - Distribution - Tier 2 - 2QU CoRE ¦ 4QU LoRE | Non-Red Flag Warning - Catastrophic Fires | 2040 | 2.3646e-09 | 2.3646e-09 | 16832.3912 | 280.5544 | 10192.2718 | 6359.5651 | 0 | 0 | 3.1271e-06 | 3.9802e-05 | 0 | 3.9802e-05 | 3.9802e-05 | 0 | 3.9802e-05 | 0 | 2.1407e-06 | 4.6925e-06 | 0 | 4.6925e-06 | 0 | 5.2467e-05 | 0.00010493 | 0 | 0.00010493 | [12 empty] | 7.3.3.17.5 (Remote Grid) Updates to grid topology to minimize risk of ignition in HFTDs Remote GridWLDFREquipment / facility failureAggregated | WLDFR | HFTD - Distribution - Tier 2 - 1QU CoRE ¦ 3QU LoRE | Non-Red Flag Warning - Catastrophic Fires | Equipment / facility failure | Aggregated | 2040 | 2.1354e-07 | 1013.9529 | 0.00021652 | 2040 | Mitigation | 0.95 | 45 | 0 | esc | 0.00097009 | 2.0715e-10 | 0.00097009 | 2.0715e-10
[79 empty] | WLDFR | HFTD - Distribution - Tier 2 - 2QU CoRE ¦ 4QU LoRE | Non-Red Flag Warning - Catastrophic Fires | 2041 | 2.3646e-09 | 2.3646e-09 | 16832.3912 | 280.5544 | 10192.2718 | 6359.5651 | 0 | 0 | 3.1271e-06 | 3.9802e-05 | 0 | 3.9802e-05 | 3.9802e-05 | 0 | 3.9802e-05 | 0 | 2.1407e-06 | 4.6925e-06 | 0 | 4.6925e-06 | 0 | 5.2467e-05 | 0.00010493 | 0 | 0.00010493 | [12 empty] | 7.3.3.17.5 (Remote Grid) Updates to grid topology to minimize risk of ignition in HFTDs Remote GridWLDFREquipment / facility failureAggregated | WLDFR | HFTD - Distribution - Tier 2 - 1QU CoRE ¦ 3QU LoRE | Non-Red Flag Warning - Catastrophic Fires | Equipment / facility failure | Aggregated | 2041 | 2.1354e-07 | 1013.9529 | 0.00021652 | 2041 | Mitigation | 0.95 | 45 | 0 | esc | 0.00097009 | 2.0715e-10 | 0.00097009 | 2.0715e-10
[79 empty] | WLDFR | HFTD - Distribution - Tier 2 - 2QU CoRE ¦ 4QU LoRE | Non-Red Flag Warning - Catastrophic Fires | 2042 | 2.3646e-09 | 2.3646e-09 | 16832.3912 | 280.5544 | 10192.2718 | 6359.5651 | 0 | 0 | 3.1271e-06 | 3.9802e-05 | 0 | 3.9802e-05 | 3.9802e-05 | 0 | 3.9802e-05 | 0 | 2.1407e-06 | 4.6925e-06 | 0 | 4.6925e-06 | 0 | 5.2467e-05 | 0.00010493 | 0 | 0.00010493 | [12 empty] | 7.3.3.17.5 (Remote Grid) Updates to grid topology to minimize risk of ignition in HFTDs Remote GridWLDFREquipment / facility failureAggregated | WLDFR | HFTD - Distribution - Tier 2 - 1QU CoRE ¦ 3QU LoRE | Non-Red Flag Warning - Catastrophic Fires | Equipment / facility failure | Aggregated | 2042 | 2.1354e-07 | 1013.9529 | 0.00021652 | 2042 | Mitigation | 0.95 | 45 | 0 | esc | 0.00097009 | 2.0715e-10 | 0.00097009 | 2.0715e-10
[79 empty] | WLDFR | HFTD - Distribution - Tier 2 - 2QU CoRE ¦ 4QU LoRE | Non-Red Flag Warning - Catastrophic Fires | 2043 | 2.3646e-09 | 2.3646e-09 | 17672.0852 | 299.42 | 10692.7362 | 6679.929 | 0 | 0 | 3.1271e-06 | 4.1788e-05 | 0 | 4.1788e-05 | 4.1788e-05 | 0 | 4.1788e-05 | 0 | 2.2588e-06 | 4.9513e-06 | 0 | 4.9513e-06 | 0 | 5.5063e-05 | 0.00011013 | 0 | 0.00011013 | [12 empty] | 7.3.3.17.5 (Remote Grid) Updates to grid topology to minimize risk of ignition in HFTDs Remote GridWLDFREquipment / facility failureAggregated | WLDFR | HFTD - Distribution - Tier 2 - 1QU CoRE ¦ 3QU LoRE | Non-Red Flag Warning - Catastrophic Fires | Equipment / facility failure | Aggregated | 2043 | 2.1354e-07 | 1013.9529 | 0.00021652 | 2043 | Mitigation | 0.95 | 45 | 0 | esc | 0.00097009 | 2.0715e-10 | 0.00097009 | 2.0715e-10
[79 empty] | WLDFR | HFTD - Distribution - Tier 2 - 2QU CoRE ¦ 4QU LoRE | Non-Red Flag Warning - Catastrophic Fires | 2044 | 2.3646e-09 | 2.3646e-09 | 17672.0852 | 299.42 | 10692.7362 | 6679.929 | 0 | 0 | 3.1271e-06 | 4.1788e-05 | 0 | 4.1788e-05 | 4.1788e-05 | 0 | 4.1788e-05 | 0 | 2.2588e-06 | 4.9513e-06 | 0 | 4.9513e-06 | 0 | 5.5063e-05 | 0.00011013 | 0 | 0.00011013 | [12 empty] | 7.3.3.17.5 (Remote Grid) Updates to grid topology to minimize risk of ignition in HFTDs Remote GridWLDFREquipment / facility failureAggregated | WLDFR | HFTD - Distribution - Tier 2 - 1QU CoRE ¦ 3QU LoRE | Non-Red Flag Warning - Catastrophic Fires | Equipment / facility failure | Aggregated | 2044 | 2.1354e-07 | 1013.9529 | 0.00021652 | 2044 | Mitigation | 0.95 | 45 | 0 | esc | 0.00097009 | 2.0715e-10 | 0.00097009 | 2.0715e-10
[79 empty] | WLDFR | HFTD - Distribution - Tier 2 - 2QU CoRE ¦ 4QU LoRE | Non-Red Flag Warning - Catastrophic Fires | 2045 | 2.3646e-09 | 2.3646e-09 | 17672.0852 | 299.42 | 10692.7362 | 6679.929 | 0 | 0 | 3.1271e-06 | 4.1788e-05 | 0 | 4.1788e-05 | 4.1788e-05 | 0 | 4.1788e-05 | 0 | 2.2588e-06 | 4.9513e-06 | 0 | 4.9513e-06 | 0 | 5.5063e-05 | 0.00011013 | 0 | 0.00011013 | [12 empty] | 7.3.3.17.5 (Remote Grid) Updates to grid topology to minimize risk of ignition in HFTDs Remote GridWLDFREquipment / facility failureAggregated | WLDFR | HFTD - Distribution - Tier 2 - 1QU CoRE ¦ 3QU LoRE | Non-Red Flag Warning - Catastrophic Fires | Equipment / facility failure | Aggregated | 2045 | 2.1354e-07 | 1013.9529 | 0.00021652 | 2045 | Mitigation | 0.95 | 45 | 0 | esc | 0.00097009 | 2.0715e-10 | 0.00097009 | 2.0715e-10
[79 empty] | WLDFR | HFTD - Distribution - Tier 2 - 2QU CoRE ¦ 4QU LoRE | Non-Red Flag Warning - Catastrophic Fires | 2046 | 2.3646e-09 | 2.3646e-09 | 17672.0852 | 299.42 | 10692.7362 | 6679.929 | 0 | 0 | 3.1271e-06 | 4.1788e-05 | 0 | 4.1788e-05 | 4.1788e-05 | 0 | 4.1788e-05 | 0 | 2.2588e-06 | 4.9513e-06 | 0 | 4.9513e-06 | 0 | 5.5063e-05 | 0.00011013 | 0 | 0.00011013 | [12 empty] | 7.3.3.17.5 (Remote Grid) Updates to grid topology to minimize risk of ignition in HFTDs Remote GridWLDFREquipment / facility failureAggregated | WLDFR | HFTD - Distribution - Tier 2 - 1QU CoRE ¦ 3QU LoRE | Non-Red Flag Warning - Catastrophic Fires | Equipment / facility failure | Aggregated | 2046 | 2.1354e-07 | 1013.9529 | 0.00021652 | 2046 | Mitigation | 0.95 | 45 | 0 | esc | 0.00097009 | 2.0715e-10 | 0.00097009 | 2.0715e-10
[79 empty] | WLDFR | HFTD - Distribution - Tier 2 - 2QU CoRE ¦ 4QU LoRE | Non-Red Flag Warning - Catastrophic Fires | 2047 | 2.3646e-09 | 2.3646e-09 | 17672.0852 | 299.42 | 10692.7362 | 6679.929 | 0 | 0 | 3.1271e-06 | 4.1788e-05 | 0 | 4.1788e-05 | 4.1788e-05 | 0 | 4.1788e-05 | 0 | 2.2588e-06 | 4.9513e-06 | 0 | 4.9513e-06 | 0 | 0 | 0.00011013 | 0 | 0.00011013 | [12 empty] | 7.3.3.17.5 (Remote Grid) Updates to grid topology to minimize risk of ignition in HFTDs Remote GridWLDFREquipment / facility failureAggregated | WLDFR | HFTD - Distribution - Tier 2 - 1QU CoRE ¦ 3QU LoRE | Non-Red Flag Warning - Catastrophic Fires | Equipment / facility failure | Aggregated | 2047 | 2.1354e-07 | 1013.9529 | 0.00021652 | 2047 | Mitigation | 0.95 | 45 | 0 | esc | 0.00097009 | 2.0715e-10 | 0.00097009 | 2.0715e-10
[79 empty] | WLDFR | HFTD - Distribution - Tier 2 - 2QU CoRE ¦ 4QU LoRE | Non-Red Flag Warning - Catastrophic Fires | 2048 | 2.3646e-09 | 2.3646e-09 | 18552.3348 | 319.4911 | 11216.5626 | 7016.281 | 0 | 0 | 3.1271e-06 | 4.3869e-05 | 0 | 4.3869e-05 | 4.3869e-05 | 0 | 4.3869e-05 | 0 | 2.3931e-06 | 5.2457e-06 | 0 | 5.2457e-06 | 0 | 0 | 0 | 0 | 0 | [12 empty] | 7.3.3.17.5 (Remote Grid) Updates to grid topology to minimize risk of ignition in HFTDs Remote GridWLDFREquipment / facility failureAggregated | WLDFR | HFTD - Distribution - Tier 2 - 1QU CoRE ¦ 3QU LoRE | Non-Red Flag Warning - Catastrophic Fires | Equipment / facility failure | Aggregated | 2048 | 2.1354e-07 | 1013.9529 | 0.00021652 | 2048 | Mitigation | 0.95 | 45 | 0 | esc | 0.00097009 | 2.0715e-10 | 0.00097009 | 2.0715e-10
[79 empty] | WLDFR | HFTD - Distribution - Tier 2 - 2QU CoRE ¦ 4QU LoRE | Non-Red Flag Warning - Catastrophic Fires | 2049 | 2.3646e-09 | 2.3646e-09 | 18552.3348 | 319.4911 | 11216.5626 | 7016.281 | 0 | 0 | 3.1271e-06 | 4.3869e-05 | 0 | 4.3869e-05 | 4.3869e-05 | 0 | 4.3869e-05 | 0 | 2.3931e-06 | 5.2457e-06 | 0 | 5.2457e-06 | 0 | 0 | 0 | 0 | 0 | [12 empty] | 7.3.3.17.5 (Remote Grid) Updates to grid topology to minimize risk of ignition in HFTDs Remote GridWLDFREquipment / facility failureAggregated | WLDFR | HFTD - Distribution - Tier 2 - 1QU CoRE ¦ 3QU LoRE | Non-Red Flag Warning - Catastrophic Fires | Equipment / facility failure | Aggregated | 2049 | 2.1354e-07 | 1013.9529 | 0.00021652 | 2049 | Mitigation | 0.95 | 45 | 0 | esc | 0.00097009 | 2.0715e-10 | 0.00097009 | 2.0715e-10
[79 empty] | WLDFR | HFTD - Distribution - Tier 2 - 2QU CoRE ¦ 4QU LoRE | Non-Red Flag Warning - Catastrophic Fires | 2050 | 2.3646e-09 | 2.3646e-09 | 18552.3348 | 319.4911 | 11216.5626 | 7016.281 | 0 | 0 | 3.1271e-06 | 4.3869e-05 | 0 | 4.3869e-05 | 4.3869e-05 | 0 | 4.3869e-05 | 0 | 2.3931e-06 | 5.2457e-06 | 0 | 5.2457e-06 | 0 | 3.3499e-07 | 0 | 0 | 0 | [12 empty] | 7.3.3.17.5 (Remote Grid) Updates to grid topology to minimize risk of ignition in HFTDs Remote GridWLDFREquipment / facility failureAggregated | WLDFR | HFTD - Distribution - Tier 2 - 1QU CoRE ¦ 3QU LoRE | Non-Red Flag Warning - Catastrophic Fires | Equipment / facility failure | Aggregated | 2050 | 2.1354e-07 | 1013.9529 | 0.00021652 | 2050 | Mitigation | 0.95 | 45 | 0 | esc | 0.00097009 | 2.0715e-10 | 0.00097009 | 2.0715e-10
[79 empty] | WLDFR | HFTD - Distribution - Tier 2 - 2QU CoRE ¦ 4QU LoRE | Non-Red Flag Warning - Catastrophic Fires | 2051 | 2.3646e-09 | 2.3646e-09 | 18552.3348 | 319.4911 | 11216.5626 | 7016.281 | 0 | 0 | 3.1271e-06 | 4.3869e-05 | 0 | 4.3869e-05 | 4.3869e-05 | 0 | 4.3869e-05 | 0 | 2.3931e-06 | 5.2457e-06 | 0 | 5.2457e-06 | 0 | 3.4998e-07 | 6.9997e-07 | 0 | 6.9997e-07 | [12 empty] | 7.3.3.17.5 (Remote Grid) Updates to grid topology to minimize risk of ignition in HFTDs Remote GridWLDFREquipment / facility failureAggregated | WLDFR | HFTD - Distribution - Tier 2 - 1QU CoRE ¦ 3QU LoRE | Non-Red Flag Warning - Catastrophic Fires | Equipment / facility failure | Aggregated | 2051 | 2.1354e-07 | 1013.9529 | 0.00021652 | 2051 | Mitigation | 0.95 | 45 | 0 | esc | 0.00097009 | 2.0715e-10 | 0.00097009 | 2.0715e-10
[79 empty] | WLDFR | HFTD - Distribution - Tier 2 - 2QU CoRE ¦ 4QU LoRE | Non-Red Flag Warning - Catastrophic Fires | 2052 | 2.3646e-09 | 2.3646e-09 | 18552.3348 | 319.4911 | 11216.5626 | 7016.281 | 0 | 0 | 3.1271e-06 | 4.3869e-05 | 0 | 4.3869e-05 | 4.3869e-05 | 0 | 4.3869e-05 | 0 | 2.3931e-06 | 5.2457e-06 | 0 | 5.2457e-06 | 0 | 3.4998e-07 | 6.9997e-07 | 0 | 6.9997e-07 | [12 empty] | 7.3.3.17.5 (Remote Grid) Updates to grid topology to minimize risk of ignition in HFTDs Remote GridWLDFREquipment / facility failureAggregated | WLDFR | HFTD - Distribution - Tier 2 - 1QU CoRE ¦ 3QU LoRE | Non-Red Flag Warning - Catastrophic Fires | Equipment / facility failure | Aggregated | 2052 | 2.1354e-07 | 1013.9529 | 0.00021652 | 2052 | Mitigation | 0.95 | 45 | 0 | esc | 0.00097009 | 2.0715e-10 | 0.00097009 | 2.0715e-10
[79 empty] | WLDFR | HFTD - Distribution - Tier 2 - 2QU CoRE ¦ 4QU LoRE | Non-Red Flag Warning - Catastrophic Fires | 2053 | 2.3646e-09 | 2.3646e-09 | 19462.1283 | 340.5356 | 11757.1413 | 7364.4514 | 0 | 0 | 3.1271e-06 | 4.602e-05 | 0 | 4.602e-05 | 4.602e-05 | 0 | 4.602e-05 | 0 | 2.5425e-06 | 5.5733e-06 | 0 | 5.5733e-06 | 0 | 3.4998e-07 | 6.9997e-07 | 0 | 6.9997e-07 | [12 empty] | 7.3.3.17.5 (Remote Grid) Updates to grid topology to minimize risk of ignition in HFTDs Remote GridWLDFREquipment / facility failureAggregated | WLDFR | HFTD - Distribution - Tier 2 - 1QU CoRE ¦ 3QU LoRE | Non-Red Flag Warning - Catastrophic Fires | Equipment / facility failure | Aggregated | 2053 | 2.1354e-07 | 1013.9529 | 0.00021652 | 2053 | Mitigation | 0.95 | 45 | 0 | esc | 0.00097009 | 2.0715e-10 | 0.00097009 | 2.0715e-10
[79 empty] | WLDFR | HFTD - Distribution - Tier 2 - 2QU CoRE ¦ 4QU LoRE | Non-Red Flag Warning - Catastrophic Fires | 2054 | 2.3646e-09 | 2.3646e-09 | 19462.1283 | 340.5356 | 11757.1413 | 7364.4514 | 0 | 0 | 3.1271e-06 | 4.602e-05 | 0 | 4.602e-05 | 4.602e-05 | 0 | 4.602e-05 | 0 | 2.5425e-06 | 5.5733e-06 | 0 | 5.5733e-06 | 0 | 3.4998e-07 | 6.9997e-07 | 0 | 6.9997e-07 | [12 empty] | 7.3.3.17.5 (Remote Grid) Updates to grid topology to minimize risk of ignition in HFTDs Remote GridWLDFREquipment / facility failureAggregated | WLDFR | HFTD - Distribution - Tier 2 - 1QU CoRE ¦ 3QU LoRE | Non-Red Flag Warning - Catastrophic Fires | Equipment / facility failure | Aggregated | 2054 | 2.1354e-07 | 1013.9529 | 0.00021652 | 2054 | Mitigation | 0.95 | 45 | 0 | esc | 0.00097009 | 2.0715e-10 | 0.00097009 | 2.0715e-10
[79 empty] | WLDFR | HFTD - Distribution - Tier 2 - 2QU CoRE ¦ 4QU LoRE | Non-Red Flag Warning - Catastrophic Fires | 2055 | 2.3646e-09 | 2.3646e-09 | 19462.1283 | 340.5356 | 11757.1413 | 7364.4514 | 0 | 0 | 3.1271e-06 | 4.602e-05 | 0 | 4.602e-05 | 4.602e-05 | 0 | 4.602e-05 | 0 | 2.5425e-06 | 5.5733e-06 | 0 | 5.5733e-06 | 0 | 3.4998e-07 | 6.9997e-07 | 0 | 6.9997e-07 | [12 empty] | 7.3.3.17.5 (Remote Grid) Updates to grid topology to minimize risk of ignition in HFTDs Remote GridWLDFREquipment / facility failureAggregated | WLDFR | HFTD - Distribution - Tier 2 - 1QU CoRE ¦ 3QU LoRE | Non-Red Flag Warning - Catastrophic Fires | Equipment / facility failure | Aggregated | 2055 | 2.1354e-07 | 1013.9529 | 0.00021652 | 2055 | Mitigation | 0.95 | 45 | 0 | esc | 0.00097009 | 2.0715e-10 | 0.00097009 | 2.0715e-10
[79 empty] | WLDFR | HFTD - Distribution - Tier 2 - 2QU CoRE ¦ 4QU LoRE | Non-Red Flag Warning - Catastrophic Fires | 2056 | 2.3646e-09 | 2.3646e-09 | 19462.1283 | 340.5356 | 11757.1413 | 7364.4514 | 0 | 0 | 3.1271e-06 | 4.602e-05 | 0 | 4.602e-05 | 4.602e-05 | 0 | 4.602e-05 | 0 | 2.5425e-06 | 5.5733e-06 | 0 | 5.5733e-06 | 0 | 3.6929e-07 | 7.3857e-07 | 0 | 7.3857e-07 | [12 empty] | 7.3.3.17.5 (Remote Grid) Updates to grid topology to minimize risk of ignition in HFTDs Remote GridWLDFREquipment / facility failureAggregated | WLDFR | HFTD - Distribution - Tier 2 - 1QU CoRE ¦ 3QU LoRE | Non-Red Flag Warning - Catastrophic Fires | Equipment / facility failure | Aggregated | 2056 | 2.1354e-07 | 1013.9529 | 0.00021652 | 2056 | Mitigation | 0.95 | 45 | 0 | esc | 0.00097009 | 2.0715e-10 | 0.00097009 | 2.0715e-10
[79 empty] | WLDFR | HFTD - Distribution - Tier 2 - 2QU CoRE ¦ 4QU LoRE | Non-Red Flag Warning - Catastrophic Fires | 2057 | 2.3646e-09 | 2.3646e-09 | 19462.1283 | 340.5356 | 11757.1413 | 7364.4514 | 0 | 0 | 3.1271e-06 | 4.602e-05 | 0 | 4.602e-05 | 4.602e-05 | 0 | 4.602e-05 | 0 | 2.5425e-06 | 5.5733e-06 | 0 | 5.5733e-06 | 0 | 3.6929e-07 | 7.3857e-07 | 0 | 7.3857e-07 | [12 empty] | 7.3.3.17.5 (Remote Grid) Updates to grid topology to minimize risk of ignition in HFTDs Remote GridWLDFREquipment / facility failureAggregated | WLDFR | HFTD - Distribution - Tier 2 - 1QU CoRE ¦ 3QU LoRE | Non-Red Flag Warning - Catastrophic Fires | Equipment / facility failure | Aggregated | 2057 | 2.1354e-07 | 1013.9529 | 0.00021652 | 2057 | Mitigation | 0.95 | 45 | 0 | esc | 0.00097009 | 2.0715e-10 | 0.00097009 | 2.0715e-10
[79 empty] | WLDFR | HFTD - Distribution - Tier 2 - 2QU CoRE ¦ 4QU LoRE | Non-Red Flag Warning - Catastrophic Fires | 2058 | 2.3646e-09 | 2.3646e-09 | 20390.4035 | 362.3049 | 12307.8747 | 7720.2238 | 0 | 0 | 3.1271e-06 | 4.8215e-05 | 0 | 4.8215e-05 | 4.8215e-05 | 0 | 4.8215e-05 | 0 | 2.706e-06 | 5.9317e-06 | 0 | 5.9317e-06 | 0 | 3.6929e-07 | 7.3857e-07 | 0 | 7.3857e-07 | [12 empty] | 7.3.3.17.5 (Remote Grid) Updates to grid topology to minimize risk of ignition in HFTDs Remote GridWLDFREquipment / facility failureAggregated | WLDFR | HFTD - Distribution - Tier 2 - 1QU CoRE ¦ 3QU LoRE | Non-Red Flag Warning - Catastrophic Fires | Equipment / facility failure | Aggregated | 2058 | 2.1354e-07 | 1013.9529 | 0.00021652 | 2058 | Mitigation | 0.95 | 45 | 0 | esc | 0.00097009 | 2.0715e-10 | 0.00097009 | 2.0715e-10
[79 empty] | WLDFR | HFTD - Distribution - Tier 2 - 2QU CoRE ¦ 4QU LoRE | Non-Red Flag Warning - Catastrophic Fires | 2059 | 2.3646e-09 | 2.3646e-09 | 20390.4035 | 362.3049 | 12307.8747 | 7720.2238 | 0 | 0 | 3.1271e-06 | 4.8215e-05 | 0 | 4.8215e-05 | 4.8215e-05 | 0 | 4.8215e-05 | 0 | 2.706e-06 | 5.9317e-06 | 0 | 5.9317e-06 | 0 | 3.6929e-07 | 7.3857e-07 | 0 | 7.3857e-07 | [12 empty] | 7.3.3.17.5 (Remote Grid) Updates to grid topology to minimize risk of ignition in HFTDs Remote GridWLDFREquipment / facility failureAggregated | WLDFR | HFTD - Distribution - Tier 2 - 1QU CoRE ¦ 3QU LoRE | Non-Red Flag Warning - Catastrophic Fires | Equipment / facility failure | Aggregated | 2059 | 2.1354e-07 | 1013.9529 | 0.00021652 | 2059 | Mitigation | 0.95 | 45 | 0 | esc | 0.00097009 | 2.0715e-10 | 0.00097009 | 2.0715e-10
[79 empty] | WLDFR | HFTD - Distribution - Tier 2 - 2QU CoRE ¦ 4QU LoRE | Non-Red Flag Warning - Catastrophic Fires | 2060 | 2.3646e-09 | 2.3646e-09 | 20390.4035 | 362.3049 | 12307.8747 | 7720.2238 | 0 | 0 | 3.1271e-06 | 4.8215e-05 | 0 | 4.8215e-05 | 4.8215e-05 | 0 | 4.8215e-05 | 0 | 2.706e-06 | 5.9317e-06 | 0 | 5.9317e-06 | 0 | 3.6929e-07 | 7.3857e-07 | 0 | 7.3857e-07 | [12 empty] | 7.3.3.17.5 (Remote Grid) Updates to grid topology to minimize risk of ignition in HFTDs Remote GridWLDFREquipment / facility failureAggregated | WLDFR | HFTD - Distribution - Tier 2 - 1QU CoRE ¦ 3QU LoRE | Non-Red Flag Warning - Catastrophic Fires | Equipment / facility failure | Aggregated | 2060 | 2.1354e-07 | 1013.9529 | 0.00021652 | 2060 | Mitigation | 0.95 | 45 | 0 | esc | 0.00097009 | 2.0715e-10 | 0.00097009 | 2.0715e-10
[79 empty] | WLDFR | HFTD - Distribution - Tier 2 - 2QU CoRE ¦ 4QU LoRE | Non-Red Flag Warning - Catastrophic Fires | 2061 | 2.3646e-09 | 2.3646e-09 | 20390.4035 | 362.3049 | 12307.8747 | 7720.2238 | 0 | 0 | 3.1271e-06 | 4.8215e-05 | 0 | 4.8215e-05 | 4.8215e-05 | 0 | 4.8215e-05 | 0 | 2.706e-06 | 5.9317e-06 | 0 | 5.9317e-06 | 0 | 3.9124e-07 | 7.8249e-07 | 0 | 7.8249e-07 | [12 empty] | 7.3.3.17.5 (Remote Grid) Updates to grid topology to minimize risk of ignition in HFTDs Remote GridWLDFREquipment / facility failureAggregated | WLDFR | HFTD - Distribution - Tier 2 - 1QU CoRE ¦ 3QU LoRE | Non-Red Flag Warning - Catastrophic Fires | Equipment / facility failure | Aggregated | 2061 | 2.1354e-07 | 1013.9529 | 0.00021652 | 2061 | Mitigation | 0.95 | 45 | 0 | esc | 0.00097009 | 2.0715e-10 | 0.00097009 | 2.0715e-10
[79 empty] | WLDFR | HFTD - Distribution - Tier 2 - 2QU CoRE ¦ 4QU LoRE | Non-Red Flag Warning - Catastrophic Fires | 2062 | 2.3646e-09 | 2.3646e-09 | 20390.4035 | 362.3049 | 12307.8747 | 7720.2238 | 0 | 0 | 3.1271e-06 | 4.8215e-05 | 0 | 4.8215e-05 | 4.8215e-05 | 0 | 4.8215e-05 | 0 | 2.706e-06 | 5.9317e-06 | 0 | 5.9317e-06 | 0 | 3.9124e-07 | 7.8249e-07 | 0 | 7.8249e-07 | [12 empty] | 7.3.3.17.5 (Remote Grid) Updates to grid topology to minimize risk of ignition in HFTDs Remote GridWLDFREquipment / facility failureAggregated | WLDFR | HFTD - Distribution - Tier 2 - 1QU CoRE ¦ 3QU LoRE | Non-Red Flag Warning - Catastrophic Fires | Equipment / facility failure | Aggregated | 2062 | 2.1354e-07 | 1013.9529 | 0.00021652 | 2062 | Mitigation | 0.95 | 45 | 0 | esc | 0.00097009 | 2.0715e-10 | 0.00097009 | 2.0715e-10
[79 empty] | WLDFR | HFTD - Distribution - Tier 2 - 2QU CoRE ¦ 4QU LoRE | Non-Red Flag Warning - Catastrophic Fires | 2063 | 2.3646e-09 | 2.3646e-09 | 21325.9188 | 384.5316 | 12862.0997 | 8079.2876 | 0 | 0 | 3.1271e-06 | 5.0427e-05 | 0 | 5.0427e-05 | 5.0427e-05 | 0 | 5.0427e-05 | 0 | 2.8821e-06 | 6.3177e-06 | 0 | 6.3177e-06 | 0 | 3.9124e-07 | 7.8249e-07 | 0 | 7.8249e-07 | [12 empty] | 7.3.3.17.5 (Remote Grid) Updates to grid topology to minimize risk of ignition in HFTDs Remote GridWLDFREquipment / facility failureAggregated | WLDFR | HFTD - Distribution - Tier 2 - 1QU CoRE ¦ 3QU LoRE | Non-Red Flag Warning - Catastrophic Fires | Equipment / facility failure | Aggregated | 2063 | 2.1354e-07 | 1013.9529 | 0.00021652 | 2063 | Mitigation | 0.95 | 45 | 0 | esc | 0.00097009 | 2.0715e-10 | 0.00097009 | 2.0715e-10
[79 empty] | WLDFR | HFTD - Distribution - Tier 2 - 2QU CoRE ¦ 4QU LoRE | Non-Red Flag Warning - Catastrophic Fires | 2064 | 2.3646e-09 | 2.3646e-09 | 21325.9188 | 384.5316 | 12862.0997 | 8079.2876 | 0 | 0 | 3.1271e-06 | 5.0427e-05 | 0 | 5.0427e-05 | 5.0427e-05 | 0 | 5.0427e-05 | 0 | 2.8821e-06 | 6.3177e-06 | 0 | 6.3177e-06 | 0 | 3.9124e-07 | 7.8249e-07 | 0 | 7.8249e-07 | [12 empty] | 7.3.3.17.5 (Remote Grid) Updates to grid topology to minimize risk of ignition in HFTDs Remote GridWLDFREquipment / facility failureAggregated | WLDFR | HFTD - Distribution - Tier 2 - 1QU CoRE ¦ 3QU LoRE | Non-Red Flag Warning - Catastrophic Fires | Equipment / facility failure | Aggregated | 2064 | 2.1354e-07 | 1013.9529 | 0.00021652 | 2064 | Mitigation | 0.95 | 45 | 0 | esc | 0.00097009 | 2.0715e-10 | 0.00097009 | 2.0715e-10
[79 empty] | WLDFR | HFTD - Distribution - Tier 2 - 2QU CoRE ¦ 4QU LoRE | Non-Red Flag Warning - Catastrophic Fires | 2065 | 2.3646e-09 | 2.3646e-09 | 21325.9188 | 384.5316 | 12862.0997 | 8079.2876 | 0 | 0 | 3.1271e-06 | 5.0427e-05 | 0 | 5.0427e-05 | 5.0427e-05 | 0 | 5.0427e-05 | 0 | 2.8821e-06 | 6.3177e-06 | 0 | 6.3177e-06 | 0 | 3.9124e-07 | 7.8249e-07 | 0 | 7.8249e-07 | [12 empty] | 7.3.3.17.5 (Remote Grid) Updates to grid topology to minimize risk of ignition in HFTDs Remote GridWLDFREquipment / facility failureAggregated | WLDFR | HFTD - Distribution - Tier 2 - 1QU CoRE ¦ 3QU LoRE | Non-Red Flag Warning - Catastrophic Fires | Equipment / facility failure | Aggregated | 2065 | 2.1354e-07 | 1013.9529 | 0.00021652 | 2065 | Mitigation | 0.95 | 45 | 0 | esc | 0.00097009 | 2.0715e-10 | 0.00097009 | 2.0715e-10
[79 empty] | WLDFR | HFTD - Distribution - Tier 2 - 2QU CoRE ¦ 4QU LoRE | Non-Red Flag Warning - Catastrophic Fires | 2066 | 2.3646e-09 | 2.3646e-09 | 21325.9188 | 384.5316 | 12862.0997 | 8079.2876 | 0 | 0 | 3.1271e-06 | 5.0427e-05 | 0 | 5.0427e-05 | 5.0427e-05 | 0 | 5.0427e-05 | 0 | 2.8821e-06 | 6.3177e-06 | 0 | 6.3177e-06 | 0 | 4.1568e-07 | 8.3136e-07 | 0 | 8.3136e-07 | [12 empty] | 7.3.3.17.5 (Remote Grid) Updates to grid topology to minimize risk of ignition in HFTDs Remote GridWLDFREquipment / facility failureAggregated | WLDFR | HFTD - Distribution - Tier 2 - 1QU CoRE ¦ 3QU LoRE | Non-Red Flag Warning - Catastrophic Fires | Equipment / facility failure | Aggregated | 2066 | 2.1354e-07 | 1013.9529 | 0.00021652 | 2066 | Mitigation | 0.95 | 45 | 0 | esc | 0.00097009 | 2.0715e-10 | 0.00097009 | 2.0715e-10
[79 empty] | WLDFR | HFTD - Distribution - Tier 2 - 2QU CoRE ¦ 4QU LoRE | Non-Red Flag Warning - Catastrophic Fires | 2067 | 0 | 2.3646e-09 | 21325.9188 | 384.5316 | 12862.0997 | 8079.2876 | 0 | 0 | 3.1271e-06 | 0 | 0 | 0 | 5.0427e-05 | 0 | 5.0427e-05 | 0 | 2.8821e-06 | 6.3177e-06 | 0 | 6.3177e-06 | 0 | 4.1568e-07 | 8.3136e-07 | 0 | 8.3136e-07 | [12 empty] | 7.3.3.17.5 (Remote Grid) Updates to grid topology to minimize risk of ignition in HFTDs Remote GridWLDFREquipment / facility failureAggregated | WLDFR | HFTD - Distribution - Tier 2 - 1QU CoRE ¦ 3QU LoRE | Non-Red Flag Warning - Catastrophic Fires | Equipment / facility failure | Aggregated | 2067 | 2.1354e-07 | 1013.9529 | 0.00021652 | 2067 | Mitigation | 0.95 | 45 | 0 | esc | 0 | 0 | 0.00097009 | 2.0715e-10
[79 empty] | WLDFR | HFTD - Distribution - Tier 2 - 2QU CoRE ¦ 4QU LoRE | Non-Red Flag Warning - Destructive Fires | 2022 | 2.4545e-09 | 0 | 8807.9522 | 222.2294 | 8585.7228 | 0 | 0 | 0 | 3.0178e-06 | 2.1619e-05 | 0 | 2.1619e-05 | 0 | 0 | 0 | 0 | 3.0694e-06 | 6.7282e-06 | 0 | 6.7282e-06 | 0 | 4.1568e-07 | 8.3136e-07 | 0 | 8.3136e-07 | [12 empty] | 7.3.3.17.5 (Remote Grid) Updates to grid topology to minimize risk of ignition in HFTDs Remote GridWLDFRVegetation ContactAggregated | WLDFR | HFTD - Distribution - Tier 2 - 1QU CoRE ¦ 3QU LoRE | Non-Red Flag Warning - Catastrophic Fires | Vegetation Contact | Aggregated | 2022 | 1.4823e-06 | 1013.9529 | 0.001503 | 2022 | Mitigation | 0.95 | 45 | 0 | esc | 0.00097009 | 1.438e-09 | 0 | 0
[79 empty] | WLDFR | HFTD - Distribution - Tier 2 - 2QU CoRE ¦ 4QU LoRE | Non-Red Flag Warning - Destructive Fires | 2023 | 2.4545e-09 | 2.4545e-09 | 9129.7461 | 233.2301 | 8896.516 | 0 | 0 | 0 | 3.0178e-06 | 2.2409e-05 | 0 | 2.2409e-05 | 2.2409e-05 | 0 | 2.2409e-05 | 0 | 3.0694e-06 | 6.7282e-06 | 0 | 6.7282e-06 | 0 | 4.1568e-07 | 8.3136e-07 | 0 | 8.3136e-07 | [12 empty] | 7.3.3.17.5 (Remote Grid) Updates to grid topology to minimize risk of ignition in HFTDs Remote GridWLDFRVegetation ContactAggregated | WLDFR | HFTD - Distribution - Tier 2 - 1QU CoRE ¦ 3QU LoRE | Non-Red Flag Warning - Catastrophic Fires | Vegetation Contact | Aggregated | 2023 | 1.4823e-06 | 1013.9529 | 0.001503 | 2023 | Mitigation | 0.95 | 45 | 0 | esc | 0.00097009 | 1.438e-09 | 0.00097009 | 1.438e-09
[79 empty] | WLDFR | HFTD - Distribution - Tier 2 - 2QU CoRE ¦ 4QU LoRE | Non-Red Flag Warning - Destructive Fires | 2024 | 2.4545e-09 | 2.4545e-09 | 9129.7461 | 233.2301 | 8896.516 | 0 | 0 | 0 | 3.0178e-06 | 2.2409e-05 | 0 | 2.2409e-05 | 2.2409e-05 | 0 | 2.2409e-05 | 0 | 3.0694e-06 | 6.7282e-06 | 0 | 6.7282e-06 | 0 | 4.1568e-07 | 8.3136e-07 | 0 | 8.3136e-07 | [12 empty] | 7.3.3.17.5 (Remote Grid) Updates to grid topology to minimize risk of ignition in HFTDs Remote GridWLDFRVegetation ContactAggregated | WLDFR | HFTD - Distribution - Tier 2 - 1QU CoRE ¦ 3QU LoRE | Non-Red Flag Warning - Catastrophic Fires | Vegetation Contact | Aggregated | 2024 | 1.4823e-06 | 1013.9529 | 0.001503 | 2024 | Mitigation | 0.95 | 45 | 0 | esc | 0.00097009 | 1.438e-09 | 0.00097009 | 1.438e-09
[79 empty] | WLDFR | HFTD - Distribution - Tier 2 - 2QU CoRE ¦ 4QU LoRE | Non-Red Flag Warning - Destructive Fires | 2025 | 2.4545e-09 | 2.4545e-09 | 9129.7461 | 233.2301 | 8896.516 | 0 | 0 | 0 | 3.0178e-06 | 2.2409e-05 | 0 | 2.2409e-05 | 2.2409e-05 | 0 | 2.2409e-05 | 0 | 3.0694e-06 | 6.7282e-06 | 0 | 6.7282e-06 | 0 | 4.4241e-07 | 8.8482e-07 | 0 | 8.8482e-07 | [12 empty] | 7.3.3.17.5 (Remote Grid) Updates to grid topology to minimize risk of ignition in HFTDs Remote GridWLDFRVegetation ContactAggregated | WLDFR | HFTD - Distribution - Tier 2 - 1QU CoRE ¦ 3QU LoRE | Non-Red Flag Warning - Catastrophic Fires | Vegetation Contact | Aggregated | 2025 | 1.4823e-06 | 1013.9529 | 0.001503 | 2025 | Mitigation | 0.95 | 45 | 0 | esc | 0.00097009 | 1.438e-09 | 0.00097009 | 1.438e-09
[79 empty] | WLDFR | HFTD - Distribution - Tier 2 - 2QU CoRE ¦ 4QU LoRE | Non-Red Flag Warning - Destructive Fires | 2026 | 2.4545e-09 | 2.4545e-09 | 9129.7461 | 233.2301 | 8896.516 | 0 | 0 | 0 | 3.0178e-06 | 2.2409e-05 | 0 | 2.2409e-05 | 2.2409e-05 | 0 | 2.2409e-05 | 0 | 3.0694e-06 | 6.7282e-06 | 0 | 6.7282e-06 | 0 | 4.4241e-07 | 8.8482e-07 | 0 | 8.8482e-07 | [12 empty] | 7.3.3.17.5 (Remote Grid) Updates to grid topology to minimize risk of ignition in HFTDs Remote GridWLDFRVegetation ContactAggregated | WLDFR | HFTD - Distribution - Tier 2 - 1QU CoRE ¦ 3QU LoRE | Non-Red Flag Warning - Catastrophic Fires | Vegetation Contact | Aggregated | 2026 | 1.4823e-06 | 1013.9529 | 0.001503 | 2026 | Mitigation | 0.95 | 45 | 0 | esc | 0.00097009 | 1.438e-09 | 0.00097009 | 1.438e-09
[79 empty] | WLDFR | HFTD - Distribution - Tier 2 - 2QU CoRE ¦ 4QU LoRE | Non-Red Flag Warning - Destructive Fires | 2027 | 2.4545e-09 | 2.4545e-09 | 9129.7461 | 233.2301 | 8896.516 | 0 | 0 | 0 | 3.0178e-06 | 2.2409e-05 | 0 | 2.2409e-05 | 2.2409e-05 | 0 | 2.2409e-05 | 0 | 3.2657e-06 | 7.1585e-06 | 0 | 7.1585e-06 | 0 | 4.4241e-07 | 8.8482e-07 | 0 | 8.8482e-07 | [12 empty] | 7.3.3.17.5 (Remote Grid) Updates to grid topology to minimize risk of ignition in HFTDs Remote GridWLDFRVegetation ContactAggregated | WLDFR | HFTD - Distribution - Tier 2 - 1QU CoRE ¦ 3QU LoRE | Non-Red Flag Warning - Catastrophic Fires | Vegetation Contact | Aggregated | 2027 | 1.4823e-06 | 1013.9529 | 0.001503 | 2027 | Mitigation | 0.95 | 45 | 0 | esc | 0.00097009 | 1.438e-09 | 0.00097009 | 1.438e-09
[79 empty] | WLDFR | HFTD - Distribution - Tier 2 - 2QU CoRE ¦ 4QU LoRE | Non-Red Flag Warning - Destructive Fires | 2028 | 2.4545e-09 | 2.4545e-09 | 9534.9221 | 247.273 | 9287.6491 | 0 | 0 | 0 | 3.0178e-06 | 2.3403e-05 | 0 | 2.3403e-05 | 2.3403e-05 | 0 | 2.3403e-05 | 0 | 3.2657e-06 | 7.1585e-06 | 0 | 7.1585e-06 | 0 | 4.4241e-07 | 8.8482e-07 | 0 | 8.8482e-07 | [12 empty] | 7.3.3.17.5 (Remote Grid) Updates to grid topology to minimize risk of ignition in HFTDs Remote GridWLDFRVegetation ContactAggregated | WLDFR | HFTD - Distribution - Tier 2 - 1QU CoRE ¦ 3QU LoRE | Non-Red Flag Warning - Catastrophic Fires | Vegetation Contact | Aggregated | 2028 | 1.4823e-06 | 1013.9529 | 0.001503 | 2028 | Mitigation | 0.95 | 45 | 0 | esc | 0.00097009 | 1.438e-09 | 0.00097009 | 1.438e-09
[79 empty] | WLDFR | HFTD - Distribution - Tier 2 - 2QU CoRE ¦ 4QU LoRE | Non-Red Flag Warning - Destructive Fires | 2029 | 2.4545e-09 | 2.4545e-09 | 9534.9221 | 247.273 | 9287.6491 | 0 | 0 | 0 | 3.0178e-06 | 2.3403e-05 | 0 | 2.3403e-05 | 2.3403e-05 | 0 | 2.3403e-05 | 0 | 3.2657e-06 | 7.1585e-06 | 0 | 7.1585e-06 | 0 | 4.4241e-07 | 8.8482e-07 | 0 | 8.8482e-07 | [12 empty] | 7.3.3.17.5 (Remote Grid) Updates to grid topology to minimize risk of ignition in HFTDs Remote GridWLDFRVegetation ContactAggregated | WLDFR | HFTD - Distribution - Tier 2 - 1QU CoRE ¦ 3QU LoRE | Non-Red Flag Warning - Catastrophic Fires | Vegetation Contact | Aggregated | 2029 | 1.4823e-06 | 1013.9529 | 0.001503 | 2029 | Mitigation | 0.95 | 45 | 0 | esc | 0.00097009 | 1.438e-09 | 0.00097009 | 1.438e-09
[79 empty] | WLDFR | HFTD - Distribution - Tier 2 - 2QU CoRE ¦ 4QU LoRE | Non-Red Flag Warning - Destructive Fires | 2030 | 2.4545e-09 | 2.4545e-09 | 9534.9221 | 247.273 | 9287.6491 | 0 | 0 | 0 | 3.0178e-06 | 2.3403e-05 | 0 | 2.3403e-05 | 2.3403e-05 | 0 | 2.3403e-05 | 0 | 3.2657e-06 | 7.1585e-06 | 0 | 7.1585e-06 | 0 | 4.712e-07 | 9.424e-07 | 0 | 9.424e-07 | [12 empty] | 7.3.3.17.5 (Remote Grid) Updates to grid topology to minimize risk of ignition in HFTDs Remote GridWLDFRVegetation ContactAggregated | WLDFR | HFTD - Distribution - Tier 2 - 1QU CoRE ¦ 3QU LoRE | Non-Red Flag Warning - Catastrophic Fires | Vegetation Contact | Aggregated | 2030 | 1.4823e-06 | 1013.9529 | 0.001503 | 2030 | Mitigation | 0.95 | 45 | 0 | esc | 0.00097009 | 1.438e-09 | 0.00097009 | 1.438e-09
[79 empty] | WLDFR | HFTD - Distribution - Tier 2 - 2QU CoRE ¦ 4QU LoRE | Non-Red Flag Warning - Destructive Fires | 2031 | 2.4545e-09 | 2.4545e-09 | 9534.9221 | 247.273 | 9287.6491 | 0 | 0 | 0 | 3.0178e-06 | 2.3403e-05 | 0 | 2.3403e-05 | 2.3403e-05 | 0 | 2.3403e-05 | 0 | 3.2657e-06 | 7.1585e-06 | 0 | 7.1585e-06 | 0 | 4.712e-07 | 9.424e-07 | 0 | 9.424e-07 | [12 empty] | 7.3.3.17.5 (Remote Grid) Updates to grid topology to minimize risk of ignition in HFTDs Remote GridWLDFRVegetation ContactAggregated | WLDFR | HFTD - Distribution - Tier 2 - 1QU CoRE ¦ 3QU LoRE | Non-Red Flag Warning - Catastrophic Fires | Vegetation Contact | Aggregated | 2031 | 1.4823e-06 | 1013.9529 | 0.001503 | 2031 | Mitigation | 0.95 | 45 | 0 | esc | 0.00097009 | 1.438e-09 | 0.00097009 | 1.438e-09
[79 empty] | WLDFR | HFTD - Distribution - Tier 2 - 2QU CoRE ¦ 4QU LoRE | Non-Red Flag Warning - Destructive Fires | 2032 | 2.4545e-09 | 2.4545e-09 | 9534.9221 | 247.273 | 9287.6491 | 0 | 0 | 0 | 3.0178e-06 | 2.3403e-05 | 0 | 2.3403e-05 | 2.3403e-05 | 0 | 2.3403e-05 | 0 | 3.4689e-06 | 7.6039e-06 | 0 | 7.6039e-06 | 0 | 4.712e-07 | 9.424e-07 | 0 | 9.424e-07 | [12 empty] | 7.3.3.17.5 (Remote Grid) Updates to grid topology to minimize risk of ignition in HFTDs Remote GridWLDFRVegetation ContactAggregated | WLDFR | HFTD - Distribution - Tier 2 - 1QU CoRE ¦ 3QU LoRE | Non-Red Flag Warning - Catastrophic Fires | Vegetation Contact | Aggregated | 2032 | 1.4823e-06 | 1013.9529 | 0.001503 | 2032 | Mitigation | 0.95 | 45 | 0 | esc | 0.00097009 | 1.438e-09 | 0.00097009 | 1.438e-09
[79 empty] | WLDFR | HFTD - Distribution - Tier 2 - 2QU CoRE ¦ 4QU LoRE | Non-Red Flag Warning - Destructive Fires | 2033 | 2.4545e-09 | 2.4545e-09 | 9984.8474 | 263.1074 | 9721.74 | 0 | 0 | 0 | 3.0178e-06 | 2.4508e-05 | 0 | 2.4508e-05 | 2.4508e-05 | 0 | 2.4508e-05 | 0 | 3.4689e-06 | 7.6039e-06 | 0 | 7.6039e-06 | 0 | 4.712e-07 | 9.424e-07 | 0 | 9.424e-07 | [12 empty] | 7.3.3.17.5 (Remote Grid) Updates to grid topology to minimize risk of ignition in HFTDs Remote GridWLDFRVegetation ContactAggregated | WLDFR | HFTD - Distribution - Tier 2 - 1QU CoRE ¦ 3QU LoRE | Non-Red Flag Warning - Catastrophic Fires | Vegetation Contact | Aggregated | 2033 | 1.4823e-06 | 1013.9529 | 0.001503 | 2033 | Mitigation | 0.95 | 45 | 0 | esc | 0.00097009 | 1.438e-09 | 0.00097009 | 1.438e-09
[79 empty] | WLDFR | HFTD - Distribution - Tier 2 - 2QU CoRE ¦ 4QU LoRE | Non-Red Flag Warning - Destructive Fires | 2034 | 2.4545e-09 | 2.4545e-09 | 9984.8474 | 263.1074 | 9721.74 | 0 | 0 | 0 | 3.0178e-06 | 2.4508e-05 | 0 | 2.4508e-05 | 2.4508e-05 | 0 | 2.4508e-05 | 0 | 3.4689e-06 | 7.6039e-06 | 0 | 7.6039e-06 | 0 | 0 | 9.424e-07 | 0 | 9.424e-07 | [12 empty] | 7.3.3.17.5 (Remote Grid) Updates to grid topology to minimize risk of ignition in HFTDs Remote GridWLDFRVegetation ContactAggregated | WLDFR | HFTD - Distribution - Tier 2 - 1QU CoRE ¦ 3QU LoRE | Non-Red Flag Warning - Catastrophic Fires | Vegetation Contact | Aggregated | 2034 | 1.4823e-06 | 1013.9529 | 0.001503 | 2034 | Mitigation | 0.95 | 45 | 0 | esc | 0.00097009 | 1.438e-09 | 0.00097009 | 1.438e-09
[79 empty] | WLDFR | HFTD - Distribution - Tier 2 - 2QU CoRE ¦ 4QU LoRE | Non-Red Flag Warning - Destructive Fires | 2035 | 2.4545e-09 | 2.4545e-09 | 9984.8474 | 263.1074 | 9721.74 | 0 | 0 | 0 | 3.0178e-06 | 2.4508e-05 | 0 | 2.4508e-05 | 2.4508e-05 | 0 | 2.4508e-05 | 0 | 3.4689e-06 | 7.6039e-06 | 0 | 7.6039e-06 | 0 | 0 | 0 | 0 | 0 | [12 empty] | 7.3.3.17.5 (Remote Grid) Updates to grid topology to minimize risk of ignition in HFTDs Remote GridWLDFRVegetation ContactAggregated | WLDFR | HFTD - Distribution - Tier 2 - 1QU CoRE ¦ 3QU LoRE | Non-Red Flag Warning - Catastrophic Fires | Vegetation Contact | Aggregated | 2035 | 1.4823e-06 | 1013.9529 | 0.001503 | 2035 | Mitigation | 0.95 | 45 | 0 | esc | 0.00097009 | 1.438e-09 | 0.00097009 | 1.438e-09
[79 empty] | WLDFR | HFTD - Distribution - Tier 2 - 2QU CoRE ¦ 4QU LoRE | Non-Red Flag Warning - Destructive Fires | 2036 | 2.4545e-09 | 2.4545e-09 | 9984.8474 | 263.1074 | 9721.74 | 0 | 0 | 0 | 3.0178e-06 | 2.4508e-05 | 0 | 2.4508e-05 | 2.4508e-05 | 0 | 2.4508e-05 | 0 | 3.4689e-06 | 7.6039e-06 | 0 | 7.6039e-06 | 0 | 0 | 0 | 0 | 0 | [12 empty] | 7.3.3.17.5 (Remote Grid) Updates to grid topology to minimize risk of ignition in HFTDs Remote GridWLDFRVegetation ContactAggregated | WLDFR | HFTD - Distribution - Tier 2 - 1QU CoRE ¦ 3QU LoRE | Non-Red Flag Warning - Catastrophic Fires | Vegetation Contact | Aggregated | 2036 | 1.4823e-06 | 1013.9529 | 0.001503 | 2036 | Mitigation | 0.95 | 45 | 0 | esc | 0.00097009 | 1.438e-09 | 0.00097009 | 1.438e-09
[79 empty] | WLDFR | HFTD - Distribution - Tier 2 - 2QU CoRE ¦ 4QU LoRE | Non-Red Flag Warning - Destructive Fires | 2037 | 2.4545e-09 | 2.4545e-09 | 9984.8474 | 263.1074 | 9721.74 | 0 | 0 | 0 | 3.0178e-06 | 2.4508e-05 | 0 | 2.4508e-05 | 2.4508e-05 | 0 | 2.4508e-05 | 0 | 3.6766e-06 | 8.0592e-06 | 0 | 8.0592e-06 | 0 | 2.388e-06 | 0 | 0 | 0 | [12 empty] | 7.3.3.17.5 (Remote Grid) Updates to grid topology to minimize risk of ignition in HFTDs Remote GridWLDFRVegetation ContactAggregated | WLDFR | HFTD - Distribution - Tier 2 - 1QU CoRE ¦ 3QU LoRE | Non-Red Flag Warning - Catastrophic Fires | Vegetation Contact | Aggregated | 2037 | 1.4823e-06 | 1013.9529 | 0.001503 | 2037 | Mitigation | 0.95 | 45 | 0 | esc | 0.00097009 | 1.438e-09 | 0.00097009 | 1.438e-09
[79 empty] | WLDFR | HFTD - Distribution - Tier 2 - 2QU CoRE ¦ 4QU LoRE | Non-Red Flag Warning - Destructive Fires | 2038 | 2.4545e-09 | 2.4545e-09 | 10472.8261 | 280.5544 | 10192.2718 | 0 | 0 | 0 | 3.0178e-06 | 2.5705e-05 | 0 | 2.5705e-05 | 2.5705e-05 | 0 | 2.5705e-05 | 0 | 3.6766e-06 | 8.0592e-06 | 0 | 8.0592e-06 | 0 | 2.4649e-06 | 4.9298e-06 | 0 | 4.9298e-06 | [12 empty] | 7.3.3.17.5 (Remote Grid) Updates to grid topology to minimize risk of ignition in HFTDs Remote GridWLDFRVegetation ContactAggregated | WLDFR | HFTD - Distribution - Tier 2 - 1QU CoRE ¦ 3QU LoRE | Non-Red Flag Warning - Catastrophic Fires | Vegetation Contact | Aggregated | 2038 | 1.4823e-06 | 1013.9529 | 0.001503 | 2038 | Mitigation | 0.95 | 45 | 0 | esc | 0.00097009 | 1.438e-09 | 0.00097009 | 1.438e-09
[79 empty] | WLDFR | HFTD - Distribution - Tier 2 - 2QU CoRE ¦ 4QU LoRE | Non-Red Flag Warning - Destructive Fires | 2039 | 2.4545e-09 | 2.4545e-09 | 10472.8261 | 280.5544 | 10192.2718 | 0 | 0 | 0 | 3.0178e-06 | 2.5705e-05 | 0 | 2.5705e-05 | 2.5705e-05 | 0 | 2.5705e-05 | 0 | 3.6766e-06 | 8.0592e-06 | 0 | 8.0592e-06 | 0 | 2.4649e-06 | 4.9298e-06 | 0 | 4.9298e-06 | [12 empty] | 7.3.3.17.5 (Remote Grid) Updates to grid topology to minimize risk of ignition in HFTDs Remote GridWLDFRVegetation ContactAggregated | WLDFR | HFTD - Distribution - Tier 2 - 1QU CoRE ¦ 3QU LoRE | Non-Red Flag Warning - Catastrophic Fires | Vegetation Contact | Aggregated | 2039 | 1.4823e-06 | 1013.9529 | 0.001503 | 2039 | Mitigation | 0.95 | 45 | 0 | esc | 0.00097009 | 1.438e-09 | 0.00097009 | 1.438e-09
[79 empty] | WLDFR | HFTD - Distribution - Tier 2 - 2QU CoRE ¦ 4QU LoRE | Non-Red Flag Warning - Destructive Fires | 2040 | 2.4545e-09 | 2.4545e-09 | 10472.8261 | 280.5544 | 10192.2718 | 0 | 0 | 0 | 3.0178e-06 | 2.5705e-05 | 0 | 2.5705e-05 | 2.5705e-05 | 0 | 2.5705e-05 | 0 | 0 | 8.0592e-06 | 0 | 8.0592e-06 | 0 | 2.4649e-06 | 4.9298e-06 | 0 | 4.9298e-06 | [12 empty] | 7.3.3.17.5 (Remote Grid) Updates to grid topology to minimize risk of ignition in HFTDs Remote GridWLDFRVegetation ContactAggregated | WLDFR | HFTD - Distribution - Tier 2 - 1QU CoRE ¦ 3QU LoRE | Non-Red Flag Warning - Catastrophic Fires | Vegetation Contact | Aggregated | 2040 | 1.4823e-06 | 1013.9529 | 0.001503 | 2040 | Mitigation | 0.95 | 45 | 0 | esc | 0.00097009 | 1.438e-09 | 0.00097009 | 1.438e-09
[79 empty] | WLDFR | HFTD - Distribution - Tier 2 - 2QU CoRE ¦ 4QU LoRE | Non-Red Flag Warning - Destructive Fires | 2041 | 2.4545e-09 | 2.4545e-09 | 10472.8261 | 280.5544 | 10192.2718 | 0 | 0 | 0 | 3.0178e-06 | 2.5705e-05 | 0 | 2.5705e-05 | 2.5705e-05 | 0 | 2.5705e-05 | 0 | 0 | 0 | 0 | 0 | 0 | 2.4649e-06 | 4.9298e-06 | 0 | 4.9298e-06 | [12 empty] | 7.3.3.17.5 (Remote Grid) Updates to grid topology to minimize risk of ignition in HFTDs Remote GridWLDFRVegetation ContactAggregated | WLDFR | HFTD - Distribution - Tier 2 - 1QU CoRE ¦ 3QU LoRE | Non-Red Flag Warning - Catastrophic Fires | Vegetation Contact | Aggregated | 2041 | 1.4823e-06 | 1013.9529 | 0.001503 | 2041 | Mitigation | 0.95 | 45 | 0 | esc | 0.00097009 | 1.438e-09 | 0.00097009 | 1.438e-09
[79 empty] | WLDFR | HFTD - Distribution - Tier 2 - 2QU CoRE ¦ 4QU LoRE | Non-Red Flag Warning - Destructive Fires | 2042 | 2.4545e-09 | 2.4545e-09 | 10472.8261 | 280.5544 | 10192.2718 | 0 | 0 | 0 | 3.0178e-06 | 2.5705e-05 | 0 | 2.5705e-05 | 2.5705e-05 | 0 | 2.5705e-05 | 0 | 3.4864e-06 | 0 | 0 | 0 | 0 | 2.4649e-06 | 4.9298e-06 | 0 | 4.9298e-06 | [12 empty] | 7.3.3.17.5 (Remote Grid) Updates to grid topology to minimize risk of ignition in HFTDs Remote GridWLDFRVegetation ContactAggregated | WLDFR | HFTD - Distribution - Tier 2 - 1QU CoRE ¦ 3QU LoRE | Non-Red Flag Warning - Catastrophic Fires | Vegetation Contact | Aggregated | 2042 | 1.4823e-06 | 1013.9529 | 0.001503 | 2042 | Mitigation | 0.95 | 45 | 0 | esc | 0.00097009 | 1.438e-09 | 0.00097009 | 1.438e-09
[79 empty] | WLDFR | HFTD - Distribution - Tier 2 - 2QU CoRE ¦ 4QU LoRE | Non-Red Flag Warning - Destructive Fires | 2043 | 2.4545e-09 | 2.4545e-09 | 10992.1562 | 299.42 | 10692.7362 | 0 | 0 | 0 | 3.0178e-06 | 2.698e-05 | 0 | 2.698e-05 | 2.698e-05 | 0 | 2.698e-05 | 0 | 3.5987e-06 | 7.8883e-06 | 0 | 7.8883e-06 | 0 | 2.563e-06 | 5.1259e-06 | 0 | 5.1259e-06 | [12 empty] | 7.3.3.17.5 (Remote Grid) Updates to grid topology to minimize risk of ignition in HFTDs Remote GridWLDFRVegetation ContactAggregated | WLDFR | HFTD - Distribution - Tier 2 - 1QU CoRE ¦ 3QU LoRE | Non-Red Flag Warning - Catastrophic Fires | Vegetation Contact | Aggregated | 2043 | 1.4823e-06 | 1013.9529 | 0.001503 | 2043 | Mitigation | 0.95 | 45 | 0 | esc | 0.00097009 | 1.438e-09 | 0.00097009 | 1.438e-09
[79 empty] | WLDFR | HFTD - Distribution - Tier 2 - 2QU CoRE ¦ 4QU LoRE | Non-Red Flag Warning - Destructive Fires | 2044 | 2.4545e-09 | 2.4545e-09 | 10992.1562 | 299.42 | 10692.7362 | 0 | 0 | 0 | 3.0178e-06 | 2.698e-05 | 0 | 2.698e-05 | 2.698e-05 | 0 | 2.698e-05 | 0 | 3.5987e-06 | 7.8883e-06 | 0 | 7.8883e-06 | 0 | 2.563e-06 | 5.1259e-06 | 0 | 5.1259e-06 | [12 empty] | 7.3.3.17.5 (Remote Grid) Updates to grid topology to minimize risk of ignition in HFTDs Remote GridWLDFRVegetation ContactAggregated | WLDFR | HFTD - Distribution - Tier 2 - 1QU CoRE ¦ 3QU LoRE | Non-Red Flag Warning - Catastrophic Fires | Vegetation Contact | Aggregated | 2044 | 1.4823e-06 | 1013.9529 | 0.001503 | 2044 | Mitigation | 0.95 | 45 | 0 | esc | 0.00097009 | 1.438e-09 | 0.00097009 | 1.438e-09
[79 empty] | WLDFR | HFTD - Distribution - Tier 2 - 2QU CoRE ¦ 4QU LoRE | Non-Red Flag Warning - Destructive Fires | 2045 | 2.4545e-09 | 2.4545e-09 | 10992.1562 | 299.42 | 10692.7362 | 0 | 0 | 0 | 3.0178e-06 | 2.698e-05 | 0 | 2.698e-05 | 2.698e-05 | 0 | 2.698e-05 | 0 | 3.5987e-06 | 7.8883e-06 | 0 | 7.8883e-06 | 0 | 2.563e-06 | 5.1259e-06 | 0 | 5.1259e-06 | [12 empty] | 7.3.3.17.5 (Remote Grid) Updates to grid topology to minimize risk of ignition in HFTDs Remote GridWLDFRVegetation ContactAggregated | WLDFR | HFTD - Distribution - Tier 2 - 1QU CoRE ¦ 3QU LoRE | Non-Red Flag Warning - Catastrophic Fires | Vegetation Contact | Aggregated | 2045 | 1.4823e-06 | 1013.9529 | 0.001503 | 2045 | Mitigation | 0.95 | 45 | 0 | esc | 0.00097009 | 1.438e-09 | 0.00097009 | 1.438e-09
[79 empty] | WLDFR | HFTD - Distribution - Tier 2 - 2QU CoRE ¦ 4QU LoRE | Non-Red Flag Warning - Destructive Fires | 2046 | 2.4545e-09 | 2.4545e-09 | 10992.1562 | 299.42 | 10692.7362 | 0 | 0 | 0 | 3.0178e-06 | 2.698e-05 | 0 | 2.698e-05 | 2.698e-05 | 0 | 2.698e-05 | 0 | 3.5987e-06 | 7.8883e-06 | 0 | 7.8883e-06 | 0 | 2.563e-06 | 5.1259e-06 | 0 | 5.1259e-06 | [12 empty] | 7.3.3.17.5 (Remote Grid) Updates to grid topology to minimize risk of ignition in HFTDs Remote GridWLDFRVegetation ContactAggregated | WLDFR | HFTD - Distribution - Tier 2 - 1QU CoRE ¦ 3QU LoRE | Non-Red Flag Warning - Catastrophic Fires | Vegetation Contact | Aggregated | 2046 | 1.4823e-06 | 1013.9529 | 0.001503 | 2046 | Mitigation | 0.95 | 45 | 0 | esc | 0.00097009 | 1.438e-09 | 0.00097009 | 1.438e-09
[79 empty] | WLDFR | HFTD - Distribution - Tier 2 - 2QU CoRE ¦ 4QU LoRE | Non-Red Flag Warning - Destructive Fires | 2047 | 2.4545e-09 | 2.4545e-09 | 10992.1562 | 299.42 | 10692.7362 | 0 | 0 | 0 | 3.0178e-06 | 2.698e-05 | 0 | 2.698e-05 | 2.698e-05 | 0 | 2.698e-05 | 0 | 3.5987e-06 | 7.8883e-06 | 0 | 7.8883e-06 | 0 | 2.563e-06 | 5.1259e-06 | 0 | 5.1259e-06 | [12 empty] | 7.3.3.17.5 (Remote Grid) Updates to grid topology to minimize risk of ignition in HFTDs Remote GridWLDFRVegetation ContactAggregated | WLDFR | HFTD - Distribution - Tier 2 - 1QU CoRE ¦ 3QU LoRE | Non-Red Flag Warning - Catastrophic Fires | Vegetation Contact | Aggregated | 2047 | 1.4823e-06 | 1013.9529 | 0.001503 | 2047 | Mitigation | 0.95 | 45 | 0 | esc | 0.00097009 | 1.438e-09 | 0.00097009 | 1.438e-09
[79 empty] | WLDFR | HFTD - Distribution - Tier 2 - 2QU CoRE ¦ 4QU LoRE | Non-Red Flag Warning - Destructive Fires | 2048 | 2.4545e-09 | 2.4545e-09 | 11536.0538 | 319.4911 | 11216.5626 | 0 | 0 | 0 | 3.0178e-06 | 2.8315e-05 | 0 | 2.8315e-05 | 2.8315e-05 | 0 | 2.8315e-05 | 0 | 3.7418e-06 | 8.2021e-06 | 0 | 8.2021e-06 | 0 | 2.6735e-06 | 5.3469e-06 | 0 | 5.3469e-06 | [12 empty] | 7.3.3.17.5 (Remote Grid) Updates to grid topology to minimize risk of ignition in HFTDs Remote GridWLDFRVegetation ContactAggregated | WLDFR | HFTD - Distribution - Tier 2 - 1QU CoRE ¦ 3QU LoRE | Non-Red Flag Warning - Catastrophic Fires | Vegetation Contact | Aggregated | 2048 | 1.4823e-06 | 1013.9529 | 0.001503 | 2048 | Mitigation | 0.95 | 45 | 0 | esc | 0.00097009 | 1.438e-09 | 0.00097009 | 1.438e-09
[79 empty] | WLDFR | HFTD - Distribution - Tier 2 - 2QU CoRE ¦ 4QU LoRE | Non-Red Flag Warning - Destructive Fires | 2049 | 2.4545e-09 | 2.4545e-09 | 11536.0538 | 319.4911 | 11216.5626 | 0 | 0 | 0 | 3.0178e-06 | 2.8315e-05 | 0 | 2.8315e-05 | 2.8315e-05 | 0 | 2.8315e-05 | 0 | 3.7418e-06 | 8.2021e-06 | 0 | 8.2021e-06 | 0 | 2.6735e-06 | 5.3469e-06 | 0 | 5.3469e-06 | [12 empty] | 7.3.3.17.5 (Remote Grid) Updates to grid topology to minimize risk of ignition in HFTDs Remote GridWLDFRVegetation ContactAggregated | WLDFR | HFTD - Distribution - Tier 2 - 1QU CoRE ¦ 3QU LoRE | Non-Red Flag Warning - Catastrophic Fires | Vegetation Contact | Aggregated | 2049 | 1.4823e-06 | 1013.9529 | 0.001503 | 2049 | Mitigation | 0.95 | 45 | 0 | esc | 0.00097009 | 1.438e-09 | 0.00097009 | 1.438e-09
[79 empty] | WLDFR | HFTD - Distribution - Tier 2 - 2QU CoRE ¦ 4QU LoRE | Non-Red Flag Warning - Destructive Fires | 2050 | 2.4545e-09 | 2.4545e-09 | 11536.0538 | 319.4911 | 11216.5626 | 0 | 0 | 0 | 3.0178e-06 | 2.8315e-05 | 0 | 2.8315e-05 | 2.8315e-05 | 0 | 2.8315e-05 | 0 | 3.7418e-06 | 8.2021e-06 | 0 | 8.2021e-06 | 0 | 2.6735e-06 | 5.3469e-06 | 0 | 5.3469e-06 | [12 empty] | 7.3.3.17.5 (Remote Grid) Updates to grid topology to minimize risk of ignition in HFTDs Remote GridWLDFRVegetation ContactAggregated | WLDFR | HFTD - Distribution - Tier 2 - 1QU CoRE ¦ 3QU LoRE | Non-Red Flag Warning - Catastrophic Fires | Vegetation Contact | Aggregated | 2050 | 1.4823e-06 | 1013.9529 | 0.001503 | 2050 | Mitigation | 0.95 | 45 | 0 | esc | 0.00097009 | 1.438e-09 | 0.00097009 | 1.438e-09
[79 empty] | WLDFR | HFTD - Distribution - Tier 2 - 2QU CoRE ¦ 4QU LoRE | Non-Red Flag Warning - Destructive Fires | 2051 | 2.4545e-09 | 2.4545e-09 | 11536.0538 | 319.4911 | 11216.5626 | 0 | 0 | 0 | 3.0178e-06 | 2.8315e-05 | 0 | 2.8315e-05 | 2.8315e-05 | 0 | 2.8315e-05 | 0 | 3.7418e-06 | 8.2021e-06 | 0 | 8.2021e-06 | 0 | 2.6735e-06 | 5.3469e-06 | 0 | 5.3469e-06 | [12 empty] | 7.3.3.17.5 (Remote Grid) Updates to grid topology to minimize risk of ignition in HFTDs Remote GridWLDFRVegetation ContactAggregated | WLDFR | HFTD - Distribution - Tier 2 - 1QU CoRE ¦ 3QU LoRE | Non-Red Flag Warning - Catastrophic Fires | Vegetation Contact | Aggregated | 2051 | 1.4823e-06 | 1013.9529 | 0.001503 | 2051 | Mitigation | 0.95 | 45 | 0 | esc | 0.00097009 | 1.438e-09 | 0.00097009 | 1.438e-09
[79 empty] | WLDFR | HFTD - Distribution - Tier 2 - 2QU CoRE ¦ 4QU LoRE | Non-Red Flag Warning - Destructive Fires | 2052 | 2.4545e-09 | 2.4545e-09 | 11536.0538 | 319.4911 | 11216.5626 | 0 | 0 | 0 | 3.0178e-06 | 2.8315e-05 | 0 | 2.8315e-05 | 2.8315e-05 | 0 | 2.8315e-05 | 0 | 3.7418e-06 | 8.2021e-06 | 0 | 8.2021e-06 | 0 | 2.6735e-06 | 5.3469e-06 | 0 | 5.3469e-06 | [12 empty] | 7.3.3.17.5 (Remote Grid) Updates to grid topology to minimize risk of ignition in HFTDs Remote GridWLDFRVegetation ContactAggregated | WLDFR | HFTD - Distribution - Tier 2 - 1QU CoRE ¦ 3QU LoRE | Non-Red Flag Warning - Catastrophic Fires | Vegetation Contact | Aggregated | 2052 | 1.4823e-06 | 1013.9529 | 0.001503 | 2052 | Mitigation | 0.95 | 45 | 0 | esc | 0.00097009 | 1.438e-09 | 0.00097009 | 1.438e-09
[79 empty] | WLDFR | HFTD - Distribution - Tier 2 - 2QU CoRE ¦ 4QU LoRE | Non-Red Flag Warning - Destructive Fires | 2053 | 2.4545e-09 | 2.4545e-09 | 12097.6769 | 340.5356 | 11757.1413 | 0 | 0 | 0 | 3.0178e-06 | 2.9694e-05 | 0 | 2.9694e-05 | 2.9694e-05 | 0 | 2.9694e-05 | 0 | 3.9031e-06 | 8.5557e-06 | 0 | 8.5557e-06 | 0 | 2.7952e-06 | 5.5905e-06 | 0 | 5.5905e-06 | [12 empty] | 7.3.3.17.5 (Remote Grid) Updates to grid topology to minimize risk of ignition in HFTDs Remote GridWLDFRVegetation ContactAggregated | WLDFR | HFTD - Distribution - Tier 2 - 1QU CoRE ¦ 3QU LoRE | Non-Red Flag Warning - Catastrophic Fires | Vegetation Contact | Aggregated | 2053 | 1.4823e-06 | 1013.9529 | 0.001503 | 2053 | Mitigation | 0.95 | 45 | 0 | esc | 0.00097009 | 1.438e-09 | 0.00097009 | 1.438e-09
[79 empty] | WLDFR | HFTD - Distribution - Tier 2 - 2QU CoRE ¦ 4QU LoRE | Non-Red Flag Warning - Destructive Fires | 2054 | 2.4545e-09 | 2.4545e-09 | 12097.6769 | 340.5356 | 11757.1413 | 0 | 0 | 0 | 3.0178e-06 | 2.9694e-05 | 0 | 2.9694e-05 | 2.9694e-05 | 0 | 2.9694e-05 | 0 | 3.9031e-06 | 8.5557e-06 | 0 | 8.5557e-06 | 0 | 2.7952e-06 | 5.5905e-06 | 0 | 5.5905e-06 | [12 empty] | 7.3.3.17.5 (Remote Grid) Updates to grid topology to minimize risk of ignition in HFTDs Remote GridWLDFRVegetation ContactAggregated | WLDFR | HFTD - Distribution - Tier 2 - 1QU CoRE ¦ 3QU LoRE | Non-Red Flag Warning - Catastrophic Fires | Vegetation Contact | Aggregated | 2054 | 1.4823e-06 | 1013.9529 | 0.001503 | 2054 | Mitigation | 0.95 | 45 | 0 | esc | 0.00097009 | 1.438e-09 | 0.00097009 | 1.438e-09
[79 empty] | WLDFR | HFTD - Distribution - Tier 2 - 2QU CoRE ¦ 4QU LoRE | Non-Red Flag Warning - Destructive Fires | 2055 | 2.4545e-09 | 2.4545e-09 | 12097.6769 | 340.5356 | 11757.1413 | 0 | 0 | 0 | 3.0178e-06 | 2.9694e-05 | 0 | 2.9694e-05 | 2.9694e-05 | 0 | 2.9694e-05 | 0 | 3.9031e-06 | 8.5557e-06 | 0 | 8.5557e-06 | 0 | 2.7952e-06 | 5.5905e-06 | 0 | 5.5905e-06 | [12 empty] | 7.3.3.17.5 (Remote Grid) Updates to grid topology to minimize risk of ignition in HFTDs Remote GridWLDFRVegetation ContactAggregated | WLDFR | HFTD - Distribution - Tier 2 - 1QU CoRE ¦ 3QU LoRE | Non-Red Flag Warning - Catastrophic Fires | Vegetation Contact | Aggregated | 2055 | 1.4823e-06 | 1013.9529 | 0.001503 | 2055 | Mitigation | 0.95 | 45 | 0 | esc | 0.00097009 | 1.438e-09 | 0.00097009 | 1.438e-09
[79 empty] | WLDFR | HFTD - Distribution - Tier 2 - 2QU CoRE ¦ 4QU LoRE | Non-Red Flag Warning - Destructive Fires | 2056 | 2.4545e-09 | 2.4545e-09 | 12097.6769 | 340.5356 | 11757.1413 | 0 | 0 | 0 | 3.0178e-06 | 2.9694e-05 | 0 | 2.9694e-05 | 2.9694e-05 | 0 | 2.9694e-05 | 0 | 3.9031e-06 | 8.5557e-06 | 0 | 8.5557e-06 | 0 | 2.7952e-06 | 5.5905e-06 | 0 | 5.5905e-06 | [12 empty] | 7.3.3.17.5 (Remote Grid) Updates to grid topology to minimize risk of ignition in HFTDs Remote GridWLDFRVegetation ContactAggregated | WLDFR | HFTD - Distribution - Tier 2 - 1QU CoRE ¦ 3QU LoRE | Non-Red Flag Warning - Catastrophic Fires | Vegetation Contact | Aggregated | 2056 | 1.4823e-06 | 1013.9529 | 0.001503 | 2056 | Mitigation | 0.95 | 45 | 0 | esc | 0.00097009 | 1.438e-09 | 0.00097009 | 1.438e-09
[79 empty] | WLDFR | HFTD - Distribution - Tier 2 - 2QU CoRE ¦ 4QU LoRE | Non-Red Flag Warning - Destructive Fires | 2057 | 2.4545e-09 | 2.4545e-09 | 12097.6769 | 340.5356 | 11757.1413 | 0 | 0 | 0 | 3.0178e-06 | 2.9694e-05 | 0 | 2.9694e-05 | 2.9694e-05 | 0 | 2.9694e-05 | 0 | 3.9031e-06 | 8.5557e-06 | 0 | 8.5557e-06 | 0 | 2.7952e-06 | 5.5905e-06 | 0 | 5.5905e-06 | [12 empty] | 7.3.3.17.5 (Remote Grid) Updates to grid topology to minimize risk of ignition in HFTDs Remote GridWLDFRVegetation ContactAggregated | WLDFR | HFTD - Distribution - Tier 2 - 1QU CoRE ¦ 3QU LoRE | Non-Red Flag Warning - Catastrophic Fires | Vegetation Contact | Aggregated | 2057 | 1.4823e-06 | 1013.9529 | 0.001503 | 2057 | Mitigation | 0.95 | 45 | 0 | esc | 0.00097009 | 1.438e-09 | 0.00097009 | 1.438e-09
[79 empty] | WLDFR | HFTD - Distribution - Tier 2 - 2QU CoRE ¦ 4QU LoRE | Non-Red Flag Warning - Destructive Fires | 2058 | 2.4545e-09 | 2.4545e-09 | 12670.1796 | 362.3049 | 12307.8747 | 0 | 0 | 0 | 3.0178e-06 | 3.1099e-05 | 0 | 3.1099e-05 | 3.1099e-05 | 0 | 3.1099e-05 | 0 | 4.0809e-06 | 8.9455e-06 | 0 | 8.9455e-06 | 0 | 2.9271e-06 | 5.8542e-06 | 0 | 5.8542e-06 | [12 empty] | 7.3.3.17.5 (Remote Grid) Updates to grid topology to minimize risk of ignition in HFTDs Remote GridWLDFRVegetation ContactAggregated | WLDFR | HFTD - Distribution - Tier 2 - 1QU CoRE ¦ 3QU LoRE | Non-Red Flag Warning - Catastrophic Fires | Vegetation Contact | Aggregated | 2058 | 1.4823e-06 | 1013.9529 | 0.001503 | 2058 | Mitigation | 0.95 | 45 | 0 | esc | 0.00097009 | 1.438e-09 | 0.00097009 | 1.438e-09
[79 empty] | WLDFR | HFTD - Distribution - Tier 2 - 2QU CoRE ¦ 4QU LoRE | Non-Red Flag Warning - Destructive Fires | 2059 | 2.4545e-09 | 2.4545e-09 | 12670.1796 | 362.3049 | 12307.8747 | 0 | 0 | 0 | 3.0178e-06 | 3.1099e-05 | 0 | 3.1099e-05 | 3.1099e-05 | 0 | 3.1099e-05 | 0 | 4.0809e-06 | 8.9455e-06 | 0 | 8.9455e-06 | 0 | 2.9271e-06 | 5.8542e-06 | 0 | 5.8542e-06 | [12 empty] | 7.3.3.17.5 (Remote Grid) Updates to grid topology to minimize risk of ignition in HFTDs Remote GridWLDFRVegetation ContactAggregated | WLDFR | HFTD - Distribution - Tier 2 - 1QU CoRE ¦ 3QU LoRE | Non-Red Flag Warning - Catastrophic Fires | Vegetation Contact | Aggregated | 2059 | 1.4823e-06 | 1013.9529 | 0.001503 | 2059 | Mitigation | 0.95 | 45 | 0 | esc | 0.00097009 | 1.438e-09 | 0.00097009 | 1.438e-09
[79 empty] | WLDFR | HFTD - Distribution - Tier 2 - 2QU CoRE ¦ 4QU LoRE | Non-Red Flag Warning - Destructive Fires | 2060 | 2.4545e-09 | 2.4545e-09 | 12670.1796 | 362.3049 | 12307.8747 | 0 | 0 | 0 | 3.0178e-06 | 3.1099e-05 | 0 | 3.1099e-05 | 3.1099e-05 | 0 | 3.1099e-05 | 0 | 4.0809e-06 | 8.9455e-06 | 0 | 8.9455e-06 | 0 | 2.9271e-06 | 5.8542e-06 | 0 | 5.8542e-06 | [12 empty] | 7.3.3.17.5 (Remote Grid) Updates to grid topology to minimize risk of ignition in HFTDs Remote GridWLDFRVegetation ContactAggregated | WLDFR | HFTD - Distribution - Tier 2 - 1QU CoRE ¦ 3QU LoRE | Non-Red Flag Warning - Catastrophic Fires | Vegetation Contact | Aggregated | 2060 | 1.4823e-06 | 1013.9529 | 0.001503 | 2060 | Mitigation | 0.95 | 45 | 0 | esc | 0.00097009 | 1.438e-09 | 0.00097009 | 1.438e-09
[79 empty] | WLDFR | HFTD - Distribution - Tier 2 - 2QU CoRE ¦ 4QU LoRE | Non-Red Flag Warning - Destructive Fires | 2061 | 2.4545e-09 | 2.4545e-09 | 12670.1796 | 362.3049 | 12307.8747 | 0 | 0 | 0 | 3.0178e-06 | 3.1099e-05 | 0 | 3.1099e-05 | 3.1099e-05 | 0 | 3.1099e-05 | 0 | 4.0809e-06 | 8.9455e-06 | 0 | 8.9455e-06 | 0 | 2.9271e-06 | 5.8542e-06 | 0 | 5.8542e-06 | [12 empty] | 7.3.3.17.5 (Remote Grid) Updates to grid topology to minimize risk of ignition in HFTDs Remote GridWLDFRVegetation ContactAggregated | WLDFR | HFTD - Distribution - Tier 2 - 1QU CoRE ¦ 3QU LoRE | Non-Red Flag Warning - Catastrophic Fires | Vegetation Contact | Aggregated | 2061 | 1.4823e-06 | 1013.9529 | 0.001503 | 2061 | Mitigation | 0.95 | 45 | 0 | esc | 0.00097009 | 1.438e-09 | 0.00097009 | 1.438e-09
[79 empty] | WLDFR | HFTD - Distribution - Tier 2 - 2QU CoRE ¦ 4QU LoRE | Non-Red Flag Warning - Destructive Fires | 2062 | 2.4545e-09 | 2.4545e-09 | 12670.1796 | 362.3049 | 12307.8747 | 0 | 0 | 0 | 3.0178e-06 | 3.1099e-05 | 0 | 3.1099e-05 | 3.1099e-05 | 0 | 3.1099e-05 | 0 | 4.0809e-06 | 8.9455e-06 | 0 | 8.9455e-06 | 0 | 2.9271e-06 | 5.8542e-06 | 0 | 5.8542e-06 | [12 empty] | 7.3.3.17.5 (Remote Grid) Updates to grid topology to minimize risk of ignition in HFTDs Remote GridWLDFRVegetation ContactAggregated | WLDFR | HFTD - Distribution - Tier 2 - 1QU CoRE ¦ 3QU LoRE | Non-Red Flag Warning - Catastrophic Fires | Vegetation Contact | Aggregated | 2062 | 1.4823e-06 | 1013.9529 | 0.001503 | 2062 | Mitigation | 0.95 | 45 | 0 | esc | 0.00097009 | 1.438e-09 | 0.00097009 | 1.438e-09
[79 empty] | WLDFR | HFTD - Distribution - Tier 2 - 2QU CoRE ¦ 4QU LoRE | Non-Red Flag Warning - Destructive Fires | 2063 | 2.4545e-09 | 2.4545e-09 | 13246.6313 | 384.5316 | 12862.0997 | 0 | 0 | 0 | 3.0178e-06 | 3.2514e-05 | 0 | 3.2514e-05 | 3.2514e-05 | 0 | 3.2514e-05 | 0 | 4.2734e-06 | 9.3675e-06 | 0 | 9.3675e-06 | 0 | 3.0677e-06 | 6.1354e-06 | 0 | 6.1354e-06 | [12 empty] | 7.3.3.17.5 (Remote Grid) Updates to grid topology to minimize risk of ignition in HFTDs Remote GridWLDFRVegetation ContactAggregated | WLDFR | HFTD - Distribution - Tier 2 - 1QU CoRE ¦ 3QU LoRE | Non-Red Flag Warning - Catastrophic Fires | Vegetation Contact | Aggregated | 2063 | 1.4823e-06 | 1013.9529 | 0.001503 | 2063 | Mitigation | 0.95 | 45 | 0 | esc | 0.00097009 | 1.438e-09 | 0.00097009 | 1.438e-09
[79 empty] | WLDFR | HFTD - Distribution - Tier 2 - 2QU CoRE ¦ 4QU LoRE | Non-Red Flag Warning - Destructive Fires | 2064 | 2.4545e-09 | 2.4545e-09 | 13246.6313 | 384.5316 | 12862.0997 | 0 | 0 | 0 | 3.0178e-06 | 3.2514e-05 | 0 | 3.2514e-05 | 3.2514e-05 | 0 | 3.2514e-05 | 0 | 4.2734e-06 | 9.3675e-06 | 0 | 9.3675e-06 | 0 | 3.0677e-06 | 6.1354e-06 | 0 | 6.1354e-06 | [12 empty] | 7.3.3.17.5 (Remote Grid) Updates to grid topology to minimize risk of ignition in HFTDs Remote GridWLDFRVegetation ContactAggregated | WLDFR | HFTD - Distribution - Tier 2 - 1QU CoRE ¦ 3QU LoRE | Non-Red Flag Warning - Catastrophic Fires | Vegetation Contact | Aggregated | 2064 | 1.4823e-06 | 1013.9529 | 0.001503 | 2064 | Mitigation | 0.95 | 45 | 0 | esc | 0.00097009 | 1.438e-09 | 0.00097009 | 1.438e-09
[79 empty] | WLDFR | HFTD - Distribution - Tier 2 - 2QU CoRE ¦ 4QU LoRE | Non-Red Flag Warning - Destructive Fires | 2065 | 2.4545e-09 | 2.4545e-09 | 13246.6313 | 384.5316 | 12862.0997 | 0 | 0 | 0 | 3.0178e-06 | 3.2514e-05 | 0 | 3.2514e-05 | 3.2514e-05 | 0 | 3.2514e-05 | 0 | 4.2734e-06 | 9.3675e-06 | 0 | 9.3675e-06 | 0 | 3.0677e-06 | 6.1354e-06 | 0 | 6.1354e-06 | [12 empty] | 7.3.3.17.5 (Remote Grid) Updates to grid topology to minimize risk of ignition in HFTDs Remote GridWLDFRVegetation ContactAggregated | WLDFR | HFTD - Distribution - Tier 2 - 1QU CoRE ¦ 3QU LoRE | Non-Red Flag Warning - Catastrophic Fires | Vegetation Contact | Aggregated | 2065 | 1.4823e-06 | 1013.9529 | 0.001503 | 2065 | Mitigation | 0.95 | 45 | 0 | esc | 0.00097009 | 1.438e-09 | 0.00097009 | 1.438e-09
[79 empty] | WLDFR | HFTD - Distribution - Tier 2 - 2QU CoRE ¦ 4QU LoRE | Non-Red Flag Warning - Destructive Fires | 2066 | 2.4545e-09 | 2.4545e-09 | 13246.6313 | 384.5316 | 12862.0997 | 0 | 0 | 0 | 3.0178e-06 | 3.2514e-05 | 0 | 3.2514e-05 | 3.2514e-05 | 0 | 3.2514e-05 | 0 | 4.2734e-06 | 9.3675e-06 | 0 | 9.3675e-06 | 0 | 3.0677e-06 | 6.1354e-06 | 0 | 6.1354e-06 | [12 empty] | 7.3.3.17.5 (Remote Grid) Updates to grid topology to minimize risk of ignition in HFTDs Remote GridWLDFRVegetation ContactAggregated | WLDFR | HFTD - Distribution - Tier 2 - 1QU CoRE ¦ 3QU LoRE | Non-Red Flag Warning - Catastrophic Fires | Vegetation Contact | Aggregated | 2066 | 1.4823e-06 | 1013.9529 | 0.001503 | 2066 | Mitigation | 0.95 | 45 | 0 | esc | 0.00097009 | 1.438e-09 | 0.00097009 | 1.438e-09
[79 empty] | WLDFR | HFTD - Distribution - Tier 2 - 2QU CoRE ¦ 4QU LoRE | Non-Red Flag Warning - Destructive Fires | 2067 | 0 | 2.4545e-09 | 13246.6313 | 384.5316 | 12862.0997 | 0 | 0 | 0 | 3.0178e-06 | 0 | 0 | 0 | 3.2514e-05 | 0 | 3.2514e-05 | 0 | 4.2734e-06 | 9.3675e-06 | 0 | 9.3675e-06 | 0 | 0 | 6.1354e-06 | 0 | 6.1354e-06 | [12 empty] | 7.3.3.17.5 (Remote Grid) Updates to grid topology to minimize risk of ignition in HFTDs Remote GridWLDFRVegetation ContactAggregated | WLDFR | HFTD - Distribution - Tier 2 - 1QU CoRE ¦ 3QU LoRE | Non-Red Flag Warning - Catastrophic Fires | Vegetation Contact | Aggregated | 2067 | 1.4823e-06 | 1013.9529 | 0.001503 | 2067 | Mitigation | 0.95 | 45 | 0 | esc | 0 | 0 | 0.00097009 | 1.438e-09
[79 empty] | WLDFR | HFTD - Distribution - Tier 2 - 2QU CoRE ¦ 4QU LoRE | Non-Red Flag Warning - Large Fires | 2022 | 2.3632e-08 | 0 | 5.2406 | 0.69642 | 2.942 | 1.6022 | 0 | 0 | 2.8103e-05 | 1.2385e-07 | 0 | 1.2385e-07 | 0 | 0 | 0 | 0 | 4.4787e-06 | 9.8174e-06 | 0 | 9.8174e-06 | 0 | 0 | 0 | 0 | 0 | [12 empty] | 7.3.3.17.5 (Remote Grid) Updates to grid topology to minimize risk of ignition in HFTDs Remote GridWLDFRWire-to-wire contactAggregated | WLDFR | HFTD - Distribution - Tier 2 - 1QU CoRE ¦ 3QU LoRE | Non-Red Flag Warning - Catastrophic Fires | Wire-to-wire contact | Aggregated | 2022 | 2.4719e-06 | 1013.9529 | 0.0025064 | 2022 | Mitigation | 0.95 | 45 | 0 | esc | 0.00097009 | 2.398e-09 | 0 | 0
[79 empty] | WLDFR | HFTD - Distribution - Tier 2 - 2QU CoRE ¦ 4QU LoRE | Non-Red Flag Warning - Large Fires | 2023 | 2.3632e-08 | 2.3632e-08 | 5.475 | 0.71896 | 3.0715 | 1.6846 | 0 | 0 | 2.8103e-05 | 1.2939e-07 | 0 | 1.2939e-07 | 1.2939e-07 | 0 | 1.2939e-07 | 0 | 4.4787e-06 | 9.8174e-06 | 0 | 9.8174e-06 | 0 | 0 | 0 | 0 | 0 | [12 empty] | 7.3.3.17.5 (Remote Grid) Updates to grid topology to minimize risk of ignition in HFTDs Remote GridWLDFRWire-to-wire contactAggregated | WLDFR | HFTD - Distribution - Tier 2 - 1QU CoRE ¦ 3QU LoRE | Non-Red Flag Warning - Catastrophic Fires | Wire-to-wire contact | Aggregated | 2023 | 2.4719e-06 | 1013.9529 | 0.0025064 | 2023 | Mitigation | 0.95 | 45 | 0 | esc | 0.00097009 | 2.398e-09 | 0.00097009 | 2.398e-09
[79 empty] | WLDFR | HFTD - Distribution - Tier 2 - 2QU CoRE ¦ 4QU LoRE | Non-Red Flag Warning - Large Fires | 2024 | 2.3632e-08 | 2.3632e-08 | 5.475 | 0.71896 | 3.0715 | 1.6846 | 0 | 0 | 2.8103e-05 | 1.2939e-07 | 0 | 1.2939e-07 | 1.2939e-07 | 0 | 1.2939e-07 | 0 | 4.4787e-06 | 9.8174e-06 | 0 | 9.8174e-06 | 0 | 0.0017115 | 0 | 0 | 0 | [12 empty] | 7.3.3.17.5 (Remote Grid) Updates to grid topology to minimize risk of ignition in HFTDs Remote GridWLDFRWire-to-wire contactAggregated | WLDFR | HFTD - Distribution - Tier 2 - 1QU CoRE ¦ 3QU LoRE | Non-Red Flag Warning - Catastrophic Fires | Wire-to-wire contact | Aggregated | 2024 | 2.4719e-06 | 1013.9529 | 0.0025064 | 2024 | Mitigation | 0.95 | 45 | 0 | esc | 0.00097009 | 2.398e-09 | 0.00097009 | 2.398e-09
[79 empty] | WLDFR | HFTD - Distribution - Tier 2 - 2QU CoRE ¦ 4QU LoRE | Non-Red Flag Warning - Large Fires | 2025 | 2.3632e-08 | 2.3632e-08 | 5.475 | 0.71896 | 3.0715 | 1.6846 | 0 | 0 | 2.8103e-05 | 1.2939e-07 | 0 | 1.2939e-07 | 1.2939e-07 | 0 | 1.2939e-07 | 0 | 4.4787e-06 | 9.8174e-06 | 0 | 9.8174e-06 | 0 | 0.0017742 | 0.0035485 | 0 | 0.0035485 | [12 empty] | 7.3.3.17.5 (Remote Grid) Updates to grid topology to minimize risk of ignition in HFTDs Remote GridWLDFRWire-to-wire contactAggregated | WLDFR | HFTD - Distribution - Tier 2 - 1QU CoRE ¦ 3QU LoRE | Non-Red Flag Warning - Catastrophic Fires | Wire-to-wire contact | Aggregated | 2025 | 2.4719e-06 | 1013.9529 | 0.0025064 | 2025 | Mitigation | 0.95 | 45 | 0 | esc | 0.00097009 | 2.398e-09 | 0.00097009 | 2.398e-09
[79 empty] | WLDFR | HFTD - Distribution - Tier 2 - 2QU CoRE ¦ 4QU LoRE | Non-Red Flag Warning - Large Fires | 2026 | 2.3632e-08 | 2.3632e-08 | 5.475 | 0.71896 | 3.0715 | 1.6846 | 0 | 0 | 2.8103e-05 | 1.2939e-07 | 0 | 1.2939e-07 | 1.2939e-07 | 0 | 1.2939e-07 | 0 | 4.4787e-06 | 9.8174e-06 | 0 | 9.8174e-06 | 0 | 0.0017742 | 0.0035485 | 0 | 0.0035485 | [12 empty] | 7.3.3.17.5 (Remote Grid) Updates to grid topology to minimize risk of ignition in HFTDs Remote GridWLDFRWire-to-wire contactAggregated | WLDFR | HFTD - Distribution - Tier 2 - 1QU CoRE ¦ 3QU LoRE | Non-Red Flag Warning - Catastrophic Fires | Wire-to-wire contact | Aggregated | 2026 | 2.4719e-06 | 1013.9529 | 0.0025064 | 2026 | Mitigation | 0.95 | 45 | 0 | esc | 0.00097009 | 2.398e-09 | 0.00097009 | 2.398e-09
[79 empty] | WLDFR | HFTD - Distribution - Tier 2 - 2QU CoRE ¦ 4QU LoRE | Non-Red Flag Warning - Large Fires | 2027 | 2.3632e-08 | 2.3632e-08 | 5.475 | 0.71896 | 3.0715 | 1.6846 | 0 | 0 | 2.8103e-05 | 1.2939e-07 | 0 | 1.2939e-07 | 1.2939e-07 | 0 | 1.2939e-07 | 0 | 4.6945e-06 | 1.0291e-05 | 0 | 1.0291e-05 | 0 | 0.0017742 | 0.0035485 | 0 | 0.0035485 | [12 empty] | 7.3.3.17.5 (Remote Grid) Updates to grid topology to minimize risk of ignition in HFTDs Remote GridWLDFRWire-to-wire contactAggregated | WLDFR | HFTD - Distribution - Tier 2 - 1QU CoRE ¦ 3QU LoRE | Non-Red Flag Warning - Catastrophic Fires | Wire-to-wire contact | Aggregated | 2027 | 2.4719e-06 | 1013.9529 | 0.0025064 | 2027 | Mitigation | 0.95 | 45 | 0 | esc | 0.00097009 | 2.398e-09 | 0.00097009 | 2.398e-09
[79 empty] | WLDFR | HFTD - Distribution - Tier 2 - 2QU CoRE ¦ 4QU LoRE | Non-Red Flag Warning - Large Fires | 2028 | 2.3632e-08 | 2.3632e-08 | 5.777 | 0.74734 | 3.238 | 1.7917 | 0 | 0 | 2.8103e-05 | 1.3653e-07 | 0 | 1.3653e-07 | 1.3653e-07 | 0 | 1.3653e-07 | 0 | 4.6945e-06 | 1.0291e-05 | 0 | 1.0291e-05 | 0 | 0.0017742 | 0.0035485 | 0 | 0.0035485 | [12 empty] | 7.3.3.17.5 (Remote Grid) Updates to grid topology to minimize risk of ignition in HFTDs Remote GridWLDFRWire-to-wire contactAggregated | WLDFR | HFTD - Distribution - Tier 2 - 1QU CoRE ¦ 3QU LoRE | Non-Red Flag Warning - Catastrophic Fires | Wire-to-wire contact | Aggregated | 2028 | 2.4719e-06 | 1013.9529 | 0.0025064 | 2028 | Mitigation | 0.95 | 45 | 0 | esc | 0.00097009 | 2.398e-09 | 0.00097009 | 2.398e-09
[79 empty] | WLDFR | HFTD - Distribution - Tier 2 - 2QU CoRE ¦ 4QU LoRE | Non-Red Flag Warning - Large Fires | 2029 | 2.3632e-08 | 2.3632e-08 | 5.777 | 0.74734 | 3.238 | 1.7917 | 0 | 0 | 2.8103e-05 | 1.3653e-07 | 0 | 1.3653e-07 | 1.3653e-07 | 0 | 1.3653e-07 | 0 | 4.6945e-06 | 1.0291e-05 | 0 | 1.0291e-05 | 0 | 0.0017742 | 0.0035485 | 0 | 0.0035485 | [12 empty] | 7.3.3.17.5 (Remote Grid) Updates to grid topology to minimize risk of ignition in HFTDs Remote GridWLDFRWire-to-wire contactAggregated | WLDFR | HFTD - Distribution - Tier 2 - 1QU CoRE ¦ 3QU LoRE | Non-Red Flag Warning - Catastrophic Fires | Wire-to-wire contact | Aggregated | 2029 | 2.4719e-06 | 1013.9529 | 0.0025064 | 2029 | Mitigation | 0.95 | 45 | 0 | esc | 0.00097009 | 2.398e-09 | 0.00097009 | 2.398e-09
[79 empty] | WLDFR | HFTD - Distribution - Tier 2 - 2QU CoRE ¦ 4QU LoRE | Non-Red Flag Warning - Large Fires | 2030 | 2.3632e-08 | 2.3632e-08 | 5.777 | 0.74734 | 3.238 | 1.7917 | 0 | 0 | 2.8103e-05 | 1.3653e-07 | 0 | 1.3653e-07 | 1.3653e-07 | 0 | 1.3653e-07 | 0 | 4.6945e-06 | 1.0291e-05 | 0 | 1.0291e-05 | 0 | 0.0018533 | 0.0037066 | 0 | 0.0037066 | [12 empty] | 7.3.3.17.5 (Remote Grid) Updates to grid topology to minimize risk of ignition in HFTDs Remote GridWLDFRWire-to-wire contactAggregated | WLDFR | HFTD - Distribution - Tier 2 - 1QU CoRE ¦ 3QU LoRE | Non-Red Flag Warning - Catastrophic Fires | Wire-to-wire contact | Aggregated | 2030 | 2.4719e-06 | 1013.9529 | 0.0025064 | 2030 | Mitigation | 0.95 | 45 | 0 | esc | 0.00097009 | 2.398e-09 | 0.00097009 | 2.398e-09
[79 empty] | WLDFR | HFTD - Distribution - Tier 2 - 2QU CoRE ¦ 4QU LoRE | Non-Red Flag Warning - Large Fires | 2031 | 2.3632e-08 | 2.3632e-08 | 5.777 | 0.74734 | 3.238 | 1.7917 | 0 | 0 | 2.8103e-05 | 1.3653e-07 | 0 | 1.3653e-07 | 1.3653e-07 | 0 | 1.3653e-07 | 0 | 4.6945e-06 | 1.0291e-05 | 0 | 1.0291e-05 | 0 | 0.0018533 | 0.0037066 | 0 | 0.0037066 | [12 empty] | 7.3.3.17.5 (Remote Grid) Updates to grid topology to minimize risk of ignition in HFTDs Remote GridWLDFRWire-to-wire contactAggregated | WLDFR | HFTD - Distribution - Tier 2 - 1QU CoRE ¦ 3QU LoRE | Non-Red Flag Warning - Catastrophic Fires | Wire-to-wire contact | Aggregated | 2031 | 2.4719e-06 | 1013.9529 | 0.0025064 | 2031 | Mitigation | 0.95 | 45 | 0 | esc | 0.00097009 | 2.398e-09 | 0.00097009 | 2.398e-09
[79 empty] | WLDFR | HFTD - Distribution - Tier 2 - 2QU CoRE ¦ 4QU LoRE | Non-Red Flag Warning - Large Fires | 2032 | 2.3632e-08 | 2.3632e-08 | 5.777 | 0.74734 | 3.238 | 1.7917 | 0 | 0 | 2.8103e-05 | 1.3653e-07 | 0 | 1.3653e-07 | 1.3653e-07 | 0 | 1.3653e-07 | 0 | 4.9186e-06 | 1.0782e-05 | 0 | 1.0782e-05 | 0 | 0.0018533 | 0.0037066 | 0 | 0.0037066 | [12 empty] | 7.3.3.17.5 (Remote Grid) Updates to grid topology to minimize risk of ignition in HFTDs Remote GridWLDFRWire-to-wire contactAggregated | WLDFR | HFTD - Distribution - Tier 2 - 1QU CoRE ¦ 3QU LoRE | Non-Red Flag Warning - Catastrophic Fires | Wire-to-wire contact | Aggregated | 2032 | 2.4719e-06 | 1013.9529 | 0.0025064 | 2032 | Mitigation | 0.95 | 45 | 0 | esc | 0.00097009 | 2.398e-09 | 0.00097009 | 2.398e-09
[79 empty] | WLDFR | HFTD - Distribution - Tier 2 - 2QU CoRE ¦ 4QU LoRE | Non-Red Flag Warning - Large Fires | 2033 | 2.3632e-08 | 2.3632e-08 | 6.1205 | 0.77885 | 3.4265 | 1.9151 | 0 | 0 | 2.8103e-05 | 1.4464e-07 | 0 | 1.4464e-07 | 1.4464e-07 | 0 | 1.4464e-07 | 0 | 4.9186e-06 | 1.0782e-05 | 0 | 1.0782e-05 | 0 | 0.0018533 | 0.0037066 | 0 | 0.0037066 | [12 empty] | 7.3.3.17.5 (Remote Grid) Updates to grid topology to minimize risk of ignition in HFTDs Remote GridWLDFRWire-to-wire contactAggregated | WLDFR | HFTD - Distribution - Tier 2 - 1QU CoRE ¦ 3QU LoRE | Non-Red Flag Warning - Catastrophic Fires | Wire-to-wire contact | Aggregated | 2033 | 2.4719e-06 | 1013.9529 | 0.0025064 | 2033 | Mitigation | 0.95 | 45 | 0 | esc | 0.00097009 | 2.398e-09 | 0.00097009 | 2.398e-09
[79 empty] | WLDFR | HFTD - Distribution - Tier 2 - 2QU CoRE ¦ 4QU LoRE | Non-Red Flag Warning - Large Fires | 2034 | 2.3632e-08 | 2.3632e-08 | 6.1205 | 0.77885 | 3.4265 | 1.9151 | 0 | 0 | 2.8103e-05 | 1.4464e-07 | 0 | 1.4464e-07 | 1.4464e-07 | 0 | 1.4464e-07 | 0 | 4.9186e-06 | 1.0782e-05 | 0 | 1.0782e-05 | 0 | 0.0018533 | 0.0037066 | 0 | 0.0037066 | [12 empty] | 7.3.3.17.5 (Remote Grid) Updates to grid topology to minimize risk of ignition in HFTDs Remote GridWLDFRWire-to-wire contactAggregated | WLDFR | HFTD - Distribution - Tier 2 - 1QU CoRE ¦ 3QU LoRE | Non-Red Flag Warning - Catastrophic Fires | Wire-to-wire contact | Aggregated | 2034 | 2.4719e-06 | 1013.9529 | 0.0025064 | 2034 | Mitigation | 0.95 | 45 | 0 | esc | 0.00097009 | 2.398e-09 | 0.00097009 | 2.398e-09
[79 empty] | WLDFR | HFTD - Distribution - Tier 2 - 2QU CoRE ¦ 4QU LoRE | Non-Red Flag Warning - Large Fires | 2035 | 2.3632e-08 | 2.3632e-08 | 6.1205 | 0.77885 | 3.4265 | 1.9151 | 0 | 0 | 2.8103e-05 | 1.4464e-07 | 0 | 1.4464e-07 | 1.4464e-07 | 0 | 1.4464e-07 | 0 | 4.9186e-06 | 1.0782e-05 | 0 | 1.0782e-05 | 0 | 0.0019411 | 0.0038823 | 0 | 0.0038823 | [12 empty] | 7.3.3.17.5 (Remote Grid) Updates to grid topology to minimize risk of ignition in HFTDs Remote GridWLDFRWire-to-wire contactAggregated | WLDFR | HFTD - Distribution - Tier 2 - 1QU CoRE ¦ 3QU LoRE | Non-Red Flag Warning - Catastrophic Fires | Wire-to-wire contact | Aggregated | 2035 | 2.4719e-06 | 1013.9529 | 0.0025064 | 2035 | Mitigation | 0.95 | 45 | 0 | esc | 0.00097009 | 2.398e-09 | 0.00097009 | 2.398e-09
[79 empty] | WLDFR | HFTD - Distribution - Tier 2 - 2QU CoRE ¦ 4QU LoRE | Non-Red Flag Warning - Large Fires | 2036 | 2.3632e-08 | 2.3632e-08 | 6.1205 | 0.77885 | 3.4265 | 1.9151 | 0 | 0 | 2.8103e-05 | 1.4464e-07 | 0 | 1.4464e-07 | 1.4464e-07 | 0 | 1.4464e-07 | 0 | 4.9186e-06 | 1.0782e-05 | 0 | 1.0782e-05 | 0 | 0.0019411 | 0.0038823 | 0 | 0.0038823 | [12 empty] | 7.3.3.17.5 (Remote Grid) Updates to grid topology to minimize risk of ignition in HFTDs Remote GridWLDFRWire-to-wire contactAggregated | WLDFR | HFTD - Distribution - Tier 2 - 1QU CoRE ¦ 3QU LoRE | Non-Red Flag Warning - Catastrophic Fires | Wire-to-wire contact | Aggregated | 2036 | 2.4719e-06 | 1013.9529 | 0.0025064 | 2036 | Mitigation | 0.95 | 45 | 0 | esc | 0.00097009 | 2.398e-09 | 0.00097009 | 2.398e-09
[79 empty] | WLDFR | HFTD - Distribution - Tier 2 - 2QU CoRE ¦ 4QU LoRE | Non-Red Flag Warning - Large Fires | 2037 | 2.3632e-08 | 2.3632e-08 | 6.1205 | 0.77885 | 3.4265 | 1.9151 | 0 | 0 | 2.8103e-05 | 1.4464e-07 | 0 | 1.4464e-07 | 1.4464e-07 | 0 | 1.4464e-07 | 0 | 5.1485e-06 | 1.1286e-05 | 0 | 1.1286e-05 | 0 | 0.0019411 | 0.0038823 | 0 | 0.0038823 | [12 empty] | 7.3.3.17.5 (Remote Grid) Updates to grid topology to minimize risk of ignition in HFTDs Remote GridWLDFRWire-to-wire contactAggregated | WLDFR | HFTD - Distribution - Tier 2 - 1QU CoRE ¦ 3QU LoRE | Non-Red Flag Warning - Catastrophic Fires | Wire-to-wire contact | Aggregated | 2037 | 2.4719e-06 | 1013.9529 | 0.0025064 | 2037 | Mitigation | 0.95 | 45 | 0 | esc | 0.00097009 | 2.398e-09 | 0.00097009 | 2.398e-09
[79 empty] | WLDFR | HFTD - Distribution - Tier 2 - 2QU CoRE ¦ 4QU LoRE | Non-Red Flag Warning - Large Fires | 2038 | 2.3632e-08 | 2.3632e-08 | 6.5028 | 0.81304 | 3.6355 | 2.0543 | 0 | 0 | 2.8103e-05 | 1.5368e-07 | 0 | 1.5368e-07 | 1.5368e-07 | 0 | 1.5368e-07 | 0 | 5.1485e-06 | 1.1286e-05 | 0 | 1.1286e-05 | 0 | 0.0019411 | 0.0038823 | 0 | 0.0038823 | [12 empty] | 7.3.3.17.5 (Remote Grid) Updates to grid topology to minimize risk of ignition in HFTDs Remote GridWLDFRWire-to-wire contactAggregated | WLDFR | HFTD - Distribution - Tier 2 - 1QU CoRE ¦ 3QU LoRE | Non-Red Flag Warning - Catastrophic Fires | Wire-to-wire contact | Aggregated | 2038 | 2.4719e-06 | 1013.9529 | 0.0025064 | 2038 | Mitigation | 0.95 | 45 | 0 | esc | 0.00097009 | 2.398e-09 | 0.00097009 | 2.398e-09
[79 empty] | WLDFR | HFTD - Distribution - Tier 2 - 2QU CoRE ¦ 4QU LoRE | Non-Red Flag Warning - Large Fires | 2039 | 2.3632e-08 | 2.3632e-08 | 6.5028 | 0.81304 | 3.6355 | 2.0543 | 0 | 0 | 2.8103e-05 | 1.5368e-07 | 0 | 1.5368e-07 | 1.5368e-07 | 0 | 1.5368e-07 | 0 | 5.1485e-06 | 1.1286e-05 | 0 | 1.1286e-05 | 0 | 0.0019411 | 0.0038823 | 0 | 0.0038823 | [12 empty] | 7.3.3.17.5 (Remote Grid) Updates to grid topology to minimize risk of ignition in HFTDs Remote GridWLDFRWire-to-wire contactAggregated | WLDFR | HFTD - Distribution - Tier 2 - 1QU CoRE ¦ 3QU LoRE | Non-Red Flag Warning - Catastrophic Fires | Wire-to-wire contact | Aggregated | 2039 | 2.4719e-06 | 1013.9529 | 0.0025064 | 2039 | Mitigation | 0.95 | 45 | 0 | esc | 0.00097009 | 2.398e-09 | 0.00097009 | 2.398e-09
[79 empty] | WLDFR | HFTD - Distribution - Tier 2 - 2QU CoRE ¦ 4QU LoRE | Non-Red Flag Warning - Large Fires | 2040 | 2.3632e-08 | 2.3632e-08 | 6.5028 | 0.81304 | 3.6355 | 2.0543 | 0 | 0 | 2.8103e-05 | 1.5368e-07 | 0 | 1.5368e-07 | 1.5368e-07 | 0 | 1.5368e-07 | 0 | 5.1485e-06 | 1.1286e-05 | 0 | 1.1286e-05 | 0 | 0.0020365 | 0.004073 | 0 | 0.004073 | [12 empty] | 7.3.3.17.5 (Remote Grid) Updates to grid topology to minimize risk of ignition in HFTDs Remote GridWLDFRWire-to-wire contactAggregated | WLDFR | HFTD - Distribution - Tier 2 - 1QU CoRE ¦ 3QU LoRE | Non-Red Flag Warning - Catastrophic Fires | Wire-to-wire contact | Aggregated | 2040 | 2.4719e-06 | 1013.9529 | 0.0025064 | 2040 | Mitigation | 0.95 | 45 | 0 | esc | 0.00097009 | 2.398e-09 | 0.00097009 | 2.398e-09
[79 empty] | WLDFR | HFTD - Distribution - Tier 2 - 2QU CoRE ¦ 4QU LoRE | Non-Red Flag Warning - Large Fires | 2041 | 2.3632e-08 | 2.3632e-08 | 6.5028 | 0.81304 | 3.6355 | 2.0543 | 0 | 0 | 2.8103e-05 | 1.5368e-07 | 0 | 1.5368e-07 | 1.5368e-07 | 0 | 1.5368e-07 | 0 | 5.1485e-06 | 1.1286e-05 | 0 | 1.1286e-05 | 0 | 0.0020365 | 0.004073 | 0 | 0.004073 | [12 empty] | 7.3.3.17.5 (Remote Grid) Updates to grid topology to minimize risk of ignition in HFTDs Remote GridWLDFRWire-to-wire contactAggregated | WLDFR | HFTD - Distribution - Tier 2 - 1QU CoRE ¦ 3QU LoRE | Non-Red Flag Warning - Catastrophic Fires | Wire-to-wire contact | Aggregated | 2041 | 2.4719e-06 | 1013.9529 | 0.0025064 | 2041 | Mitigation | 0.95 | 45 | 0 | esc | 0.00097009 | 2.398e-09 | 0.00097009 | 2.398e-09
[79 empty] | WLDFR | HFTD - Distribution - Tier 2 - 2QU CoRE ¦ 4QU LoRE | Non-Red Flag Warning - Large Fires | 2042 | 2.3632e-08 | 2.3632e-08 | 6.5028 | 0.81304 | 3.6355 | 2.0543 | 0 | 0 | 2.8103e-05 | 1.5368e-07 | 0 | 1.5368e-07 | 1.5368e-07 | 0 | 1.5368e-07 | 0 | 5.3814e-06 | 1.1796e-05 | 0 | 1.1796e-05 | 0 | 0.0020365 | 0.004073 | 0 | 0.004073 | [12 empty] | 7.3.3.17.5 (Remote Grid) Updates to grid topology to minimize risk of ignition in HFTDs Remote GridWLDFRWire-to-wire contactAggregated | WLDFR | HFTD - Distribution - Tier 2 - 1QU CoRE ¦ 3QU LoRE | Non-Red Flag Warning - Catastrophic Fires | Wire-to-wire contact | Aggregated | 2042 | 2.4719e-06 | 1013.9529 | 0.0025064 | 2042 | Mitigation | 0.95 | 45 | 0 | esc | 0.00097009 | 2.398e-09 | 0.00097009 | 2.398e-09
[79 empty] | WLDFR | HFTD - Distribution - Tier 2 - 2QU CoRE ¦ 4QU LoRE | Non-Red Flag Warning - Large Fires | 2043 | 2.3632e-08 | 2.3632e-08 | 6.9209 | 0.84944 | 3.8632 | 2.2083 | 0 | 0 | 2.8103e-05 | 1.6356e-07 | 0 | 1.6356e-07 | 1.6356e-07 | 0 | 1.6356e-07 | 0 | 5.3814e-06 | 1.1796e-05 | 0 | 1.1796e-05 | 0 | 0.0020365 | 0.004073 | 0 | 0.004073 | [12 empty] | 7.3.3.17.5 (Remote Grid) Updates to grid topology to minimize risk of ignition in HFTDs Remote GridWLDFRWire-to-wire contactAggregated | WLDFR | HFTD - Distribution - Tier 2 - 1QU CoRE ¦ 3QU LoRE | Non-Red Flag Warning - Catastrophic Fires | Wire-to-wire contact | Aggregated | 2043 | 2.4719e-06 | 1013.9529 | 0.0025064 | 2043 | Mitigation | 0.95 | 45 | 0 | esc | 0.00097009 | 2.398e-09 | 0.00097009 | 2.398e-09
[79 empty] | WLDFR | HFTD - Distribution - Tier 2 - 2QU CoRE ¦ 4QU LoRE | Non-Red Flag Warning - Large Fires | 2044 | 2.3632e-08 | 2.3632e-08 | 6.9209 | 0.84944 | 3.8632 | 2.2083 | 0 | 0 | 2.8103e-05 | 1.6356e-07 | 0 | 1.6356e-07 | 1.6356e-07 | 0 | 1.6356e-07 | 0 | 5.3814e-06 | 1.1796e-05 | 0 | 1.1796e-05 | 0 | 0.0020365 | 0.004073 | 0 | 0.004073 | [12 empty] | 7.3.3.17.5 (Remote Grid) Updates to grid topology to minimize risk of ignition in HFTDs Remote GridWLDFRWire-to-wire contactAggregated | WLDFR | HFTD - Distribution - Tier 2 - 1QU CoRE ¦ 3QU LoRE | Non-Red Flag Warning - Catastrophic Fires | Wire-to-wire contact | Aggregated | 2044 | 2.4719e-06 | 1013.9529 | 0.0025064 | 2044 | Mitigation | 0.95 | 45 | 0 | esc | 0.00097009 | 2.398e-09 | 0.00097009 | 2.398e-09
[79 empty] | WLDFR | HFTD - Distribution - Tier 2 - 2QU CoRE ¦ 4QU LoRE | Non-Red Flag Warning - Large Fires | 2045 | 2.3632e-08 | 2.3632e-08 | 6.9209 | 0.84944 | 3.8632 | 2.2083 | 0 | 0 | 2.8103e-05 | 1.6356e-07 | 0 | 1.6356e-07 | 1.6356e-07 | 0 | 1.6356e-07 | 0 | 0 | 1.1796e-05 | 0 | 1.1796e-05 | 0 | 0.0021381 | 0.0042762 | 0 | 0.0042762 | [12 empty] | 7.3.3.17.5 (Remote Grid) Updates to grid topology to minimize risk of ignition in HFTDs Remote GridWLDFRWire-to-wire contactAggregated | WLDFR | HFTD - Distribution - Tier 2 - 1QU CoRE ¦ 3QU LoRE | Non-Red Flag Warning - Catastrophic Fires | Wire-to-wire contact | Aggregated | 2045 | 2.4719e-06 | 1013.9529 | 0.0025064 | 2045 | Mitigation | 0.95 | 45 | 0 | esc | 0.00097009 | 2.398e-09 | 0.00097009 | 2.398e-09
[79 empty] | WLDFR | HFTD - Distribution - Tier 2 - 2QU CoRE ¦ 4QU LoRE | Non-Red Flag Warning - Large Fires | 2046 | 2.3632e-08 | 2.3632e-08 | 6.9209 | 0.84944 | 3.8632 | 2.2083 | 0 | 0 | 2.8103e-05 | 1.6356e-07 | 0 | 1.6356e-07 | 1.6356e-07 | 0 | 1.6356e-07 | 0 | 0 | 0 | 0 | 0 | 0 | 0.0021381 | 0.0042762 | 0 | 0.0042762 | [12 empty] | 7.3.3.17.5 (Remote Grid) Updates to grid topology to minimize risk of ignition in HFTDs Remote GridWLDFRWire-to-wire contactAggregated | WLDFR | HFTD - Distribution - Tier 2 - 1QU CoRE ¦ 3QU LoRE | Non-Red Flag Warning - Catastrophic Fires | Wire-to-wire contact | Aggregated | 2046 | 2.4719e-06 | 1013.9529 | 0.0025064 | 2046 | Mitigation | 0.95 | 45 | 0 | esc | 0.00097009 | 2.398e-09 | 0.00097009 | 2.398e-09
[79 empty] | WLDFR | HFTD - Distribution - Tier 2 - 2QU CoRE ¦ 4QU LoRE | Non-Red Flag Warning - Large Fires | 2047 | 2.3632e-08 | 2.3632e-08 | 6.9209 | 0.84944 | 3.8632 | 2.2083 | 0 | 0 | 2.8103e-05 | 1.6356e-07 | 0 | 1.6356e-07 | 1.6356e-07 | 0 | 1.6356e-07 | 0 | 0.010256 | 0 | 0 | 0 | 0 | 0.0021381 | 0.0042762 | 0 | 0.0042762 | [12 empty] | 7.3.3.17.5 (Remote Grid) Updates to grid topology to minimize risk of ignition in HFTDs Remote GridWLDFRWire-to-wire contactAggregated | WLDFR | HFTD - Distribution - Tier 2 - 1QU CoRE ¦ 3QU LoRE | Non-Red Flag Warning - Catastrophic Fires | Wire-to-wire contact | Aggregated | 2047 | 2.4719e-06 | 1013.9529 | 0.0025064 | 2047 | Mitigation | 0.95 | 45 | 0 | esc | 0.00097009 | 2.398e-09 | 0.00097009 | 2.398e-09
[79 empty] | WLDFR | HFTD - Distribution - Tier 2 - 2QU CoRE ¦ 4QU LoRE | Non-Red Flag Warning - Large Fires | 2048 | 2.3632e-08 | 2.3632e-08 | 7.3713 | 0.88759 | 4.1075 | 2.3763 | 0 | 0 | 2.8103e-05 | 1.742e-07 | 0 | 1.742e-07 | 1.742e-07 | 0 | 1.742e-07 | 0 | 0.010632 | 0.023305 | 0 | 0.023305 | 0 | 0.0021381 | 0.0042762 | 0 | 0.0042762 | [12 empty] | 7.3.3.17.5 (Remote Grid) Updates to grid topology to minimize risk of ignition in HFTDs Remote GridWLDFRWire-to-wire contactAggregated | WLDFR | HFTD - Distribution - Tier 2 - 1QU CoRE ¦ 3QU LoRE | Non-Red Flag Warning - Catastrophic Fires | Wire-to-wire contact | Aggregated | 2048 | 2.4719e-06 | 1013.9529 | 0.0025064 | 2048 | Mitigation | 0.95 | 45 | 0 | esc | 0.00097009 | 2.398e-09 | 0.00097009 | 2.398e-09
[79 empty] | WLDFR | HFTD - Distribution - Tier 2 - 2QU CoRE ¦ 4QU LoRE | Non-Red Flag Warning - Large Fires | 2049 | 2.3632e-08 | 2.3632e-08 | 7.3713 | 0.88759 | 4.1075 | 2.3763 | 0 | 0 | 2.8103e-05 | 1.742e-07 | 0 | 1.742e-07 | 1.742e-07 | 0 | 1.742e-07 | 0 | 0.010632 | 0.023305 | 0 | 0.023305 | 0 | 0.0021381 | 0.0042762 | 0 | 0.0042762 | [12 empty] | 7.3.3.17.5 (Remote Grid) Updates to grid topology to minimize risk of ignition in HFTDs Remote GridWLDFRWire-to-wire contactAggregated | WLDFR | HFTD - Distribution - Tier 2 - 1QU CoRE ¦ 3QU LoRE | Non-Red Flag Warning - Catastrophic Fires | Wire-to-wire contact | Aggregated | 2049 | 2.4719e-06 | 1013.9529 | 0.0025064 | 2049 | Mitigation | 0.95 | 45 | 0 | esc | 0.00097009 | 2.398e-09 | 0.00097009 | 2.398e-09
[79 empty] | WLDFR | HFTD - Distribution - Tier 2 - 2QU CoRE ¦ 4QU LoRE | Non-Red Flag Warning - Large Fires | 2050 | 2.3632e-08 | 2.3632e-08 | 7.3713 | 0.88759 | 4.1075 | 2.3763 | 0 | 0 | 2.8103e-05 | 1.742e-07 | 0 | 1.742e-07 | 1.742e-07 | 0 | 1.742e-07 | 0 | 0.010632 | 0.023305 | 0 | 0.023305 | 0 | 0.0022446 | 0.0044892 | 0 | 0.0044892 | [12 empty] | 7.3.3.17.5 (Remote Grid) Updates to grid topology to minimize risk of ignition in HFTDs Remote GridWLDFRWire-to-wire contactAggregated | WLDFR | HFTD - Distribution - Tier 2 - 1QU CoRE ¦ 3QU LoRE | Non-Red Flag Warning - Catastrophic Fires | Wire-to-wire contact | Aggregated | 2050 | 2.4719e-06 | 1013.9529 | 0.0025064 | 2050 | Mitigation | 0.95 | 45 | 0 | esc | 0.00097009 | 2.398e-09 | 0.00097009 | 2.398e-09
[79 empty] | WLDFR | HFTD - Distribution - Tier 2 - 2QU CoRE ¦ 4QU LoRE | Non-Red Flag Warning - Large Fires | 2051 | 2.3632e-08 | 2.3632e-08 | 7.3713 | 0.88759 | 4.1075 | 2.3763 | 0 | 0 | 2.8103e-05 | 1.742e-07 | 0 | 1.742e-07 | 1.742e-07 | 0 | 1.742e-07 | 0 | 0.010632 | 0.023305 | 0 | 0.023305 | 0 | 0.0022446 | 0.0044892 | 0 | 0.0044892 | [12 empty] | 7.3.3.17.5 (Remote Grid) Updates to grid topology to minimize risk of ignition in HFTDs Remote GridWLDFRWire-to-wire contactAggregated | WLDFR | HFTD - Distribution - Tier 2 - 1QU CoRE ¦ 3QU LoRE | Non-Red Flag Warning - Catastrophic Fires | Wire-to-wire contact | Aggregated | 2051 | 2.4719e-06 | 1013.9529 | 0.0025064 | 2051 | Mitigation | 0.95 | 45 | 0 | esc | 0.00097009 | 2.398e-09 | 0.00097009 | 2.398e-09
[79 empty] | WLDFR | HFTD - Distribution - Tier 2 - 2QU CoRE ¦ 4QU LoRE | Non-Red Flag Warning - Large Fires | 2052 | 2.3632e-08 | 2.3632e-08 | 7.3713 | 0.88759 | 4.1075 | 2.3763 | 0 | 0 | 2.8103e-05 | 1.742e-07 | 0 | 1.742e-07 | 1.742e-07 | 0 | 1.742e-07 | 0 | 0.010632 | 0.023305 | 0 | 0.023305 | 0 | 0.0022446 | 0.0044892 | 0 | 0.0044892 | [12 empty] | 7.3.3.17.5 (Remote Grid) Updates to grid topology to minimize risk of ignition in HFTDs Remote GridWLDFRWire-to-wire contactAggregated | WLDFR | HFTD - Distribution - Tier 2 - 1QU CoRE ¦ 3QU LoRE | Non-Red Flag Warning - Catastrophic Fires | Wire-to-wire contact | Aggregated | 2052 | 2.4719e-06 | 1013.9529 | 0.0025064 | 2052 | Mitigation | 0.95 | 45 | 0 | esc | 0.00097009 | 2.398e-09 | 0.00097009 | 2.398e-09
[79 empty] | WLDFR | HFTD - Distribution - Tier 2 - 2QU CoRE ¦ 4QU LoRE | Non-Red Flag Warning - Large Fires | 2053 | 2.3632e-08 | 2.3632e-08 | 7.8503 | 0.92702 | 4.3664 | 2.5569 | 0 | 0 | 2.8103e-05 | 1.8552e-07 | 0 | 1.8552e-07 | 1.8552e-07 | 0 | 1.8552e-07 | 0 | 0.011105 | 0.024343 | 0 | 0.024343 | 0 | 0.0022446 | 0.0044892 | 0 | 0.0044892 | [12 empty] | 7.3.3.17.5 (Remote Grid) Updates to grid topology to minimize risk of ignition in HFTDs Remote GridWLDFRWire-to-wire contactAggregated | WLDFR | HFTD - Distribution - Tier 2 - 1QU CoRE ¦ 3QU LoRE | Non-Red Flag Warning - Catastrophic Fires | Wire-to-wire contact | Aggregated | 2053 | 2.4719e-06 | 1013.9529 | 0.0025064 | 2053 | Mitigation | 0.95 | 45 | 0 | esc | 0.00097009 | 2.398e-09 | 0.00097009 | 2.398e-09
[79 empty] | WLDFR | HFTD - Distribution - Tier 2 - 2QU CoRE ¦ 4QU LoRE | Non-Red Flag Warning - Large Fires | 2054 | 2.3632e-08 | 2.3632e-08 | 7.8503 | 0.92702 | 4.3664 | 2.5569 | 0 | 0 | 2.8103e-05 | 1.8552e-07 | 0 | 1.8552e-07 | 1.8552e-07 | 0 | 1.8552e-07 | 0 | 0.011105 | 0.024343 | 0 | 0.024343 | 0 | 0 | 0.0044892 | 0 | 0.0044892 | [12 empty] | 7.3.3.17.5 (Remote Grid) Updates to grid topology to minimize risk of ignition in HFTDs Remote GridWLDFRWire-to-wire contactAggregated | WLDFR | HFTD - Distribution - Tier 2 - 1QU CoRE ¦ 3QU LoRE | Non-Red Flag Warning - Catastrophic Fires | Wire-to-wire contact | Aggregated | 2054 | 2.4719e-06 | 1013.9529 | 0.0025064 | 2054 | Mitigation | 0.95 | 45 | 0 | esc | 0.00097009 | 2.398e-09 | 0.00097009 | 2.398e-09
[79 empty] | WLDFR | HFTD - Distribution - Tier 2 - 2QU CoRE ¦ 4QU LoRE | Non-Red Flag Warning - Large Fires | 2055 | 2.3632e-08 | 2.3632e-08 | 7.8503 | 0.92702 | 4.3664 | 2.5569 | 0 | 0 | 2.8103e-05 | 1.8552e-07 | 0 | 1.8552e-07 | 1.8552e-07 | 0 | 1.8552e-07 | 0 | 0.011105 | 0.024343 | 0 | 0.024343 | 0 | 0 | 0 | 0 | 0 | [12 empty] | 7.3.3.17.5 (Remote Grid) Updates to grid topology to minimize risk of ignition in HFTDs Remote GridWLDFRWire-to-wire contactAggregated | WLDFR | HFTD - Distribution - Tier 2 - 1QU CoRE ¦ 3QU LoRE | Non-Red Flag Warning - Catastrophic Fires | Wire-to-wire contact | Aggregated | 2055 | 2.4719e-06 | 1013.9529 | 0.0025064 | 2055 | Mitigation | 0.95 | 45 | 0 | esc | 0.00097009 | 2.398e-09 | 0.00097009 | 2.398e-09
[79 empty] | WLDFR | HFTD - Distribution - Tier 2 - 2QU CoRE ¦ 4QU LoRE | Non-Red Flag Warning - Large Fires | 2056 | 2.3632e-08 | 2.3632e-08 | 7.8503 | 0.92702 | 4.3664 | 2.5569 | 0 | 0 | 2.8103e-05 | 1.8552e-07 | 0 | 1.8552e-07 | 1.8552e-07 | 0 | 1.8552e-07 | 0 | 0.011105 | 0.024343 | 0 | 0.024343 | 0 | 0 | 0 | 0 | 0 | [12 empty] | 7.3.3.17.5 (Remote Grid) Updates to grid topology to minimize risk of ignition in HFTDs Remote GridWLDFRWire-to-wire contactAggregated | WLDFR | HFTD - Distribution - Tier 2 - 1QU CoRE ¦ 3QU LoRE | Non-Red Flag Warning - Catastrophic Fires | Wire-to-wire contact | Aggregated | 2056 | 2.4719e-06 | 1013.9529 | 0.0025064 | 2056 | Mitigation | 0.95 | 45 | 0 | esc | 0.00097009 | 2.398e-09 | 0.00097009 | 2.398e-09
[79 empty] | WLDFR | HFTD - Distribution - Tier 2 - 2QU CoRE ¦ 4QU LoRE | Non-Red Flag Warning - Large Fires | 2057 | 2.3632e-08 | 2.3632e-08 | 7.8503 | 0.92702 | 4.3664 | 2.5569 | 0 | 0 | 2.8103e-05 | 1.8552e-07 | 0 | 1.8552e-07 | 1.8552e-07 | 0 | 1.8552e-07 | 0 | 0.011105 | 0.024343 | 0 | 0.024343 | 0 | 0.00019138 | 0 | 0 | 0 | [12 empty] | 7.3.3.17.5 (Remote Grid) Updates to grid topology to minimize risk of ignition in HFTDs Remote GridWLDFRWire-to-wire contactAggregated | WLDFR | HFTD - Distribution - Tier 2 - 1QU CoRE ¦ 3QU LoRE | Non-Red Flag Warning - Catastrophic Fires | Wire-to-wire contact | Aggregated | 2057 | 2.4719e-06 | 1013.9529 | 0.0025064 | 2057 | Mitigation | 0.95 | 45 | 0 | esc | 0.00097009 | 2.398e-09 | 0.00097009 | 2.398e-09
[79 empty] | WLDFR | HFTD - Distribution - Tier 2 - 2QU CoRE ¦ 4QU LoRE | Non-Red Flag Warning - Large Fires | 2058 | 2.3632e-08 | 2.3632e-08 | 8.3524 | 0.96727 | 4.6367 | 2.7484 | 0 | 0 | 2.8103e-05 | 1.9739e-07 | 0 | 1.9739e-07 | 1.9739e-07 | 0 | 1.9739e-07 | 0 | 0.011632 | 0.025497 | 0 | 0.025497 | 0 | 0.00019837 | 0.00039674 | 0 | 0.00039674 | [12 empty] | 7.3.3.17.5 (Remote Grid) Updates to grid topology to minimize risk of ignition in HFTDs Remote GridWLDFRWire-to-wire contactAggregated | WLDFR | HFTD - Distribution - Tier 2 - 1QU CoRE ¦ 3QU LoRE | Non-Red Flag Warning - Catastrophic Fires | Wire-to-wire contact | Aggregated | 2058 | 2.4719e-06 | 1013.9529 | 0.0025064 | 2058 | Mitigation | 0.95 | 45 | 0 | esc | 0.00097009 | 2.398e-09 | 0.00097009 | 2.398e-09
[79 empty] | WLDFR | HFTD - Distribution - Tier 2 - 2QU CoRE ¦ 4QU LoRE | Non-Red Flag Warning - Large Fires | 2059 | 2.3632e-08 | 2.3632e-08 | 8.3524 | 0.96727 | 4.6367 | 2.7484 | 0 | 0 | 2.8103e-05 | 1.9739e-07 | 0 | 1.9739e-07 | 1.9739e-07 | 0 | 1.9739e-07 | 0 | 0.011632 | 0.025497 | 0 | 0.025497 | 0 | 0.00019837 | 0.00039674 | 0 | 0.00039674 | [12 empty] | 7.3.3.17.5 (Remote Grid) Updates to grid topology to minimize risk of ignition in HFTDs Remote GridWLDFRWire-to-wire contactAggregated | WLDFR | HFTD - Distribution - Tier 2 - 1QU CoRE ¦ 3QU LoRE | Non-Red Flag Warning - Catastrophic Fires | Wire-to-wire contact | Aggregated | 2059 | 2.4719e-06 | 1013.9529 | 0.0025064 | 2059 | Mitigation | 0.95 | 45 | 0 | esc | 0.00097009 | 2.398e-09 | 0.00097009 | 2.398e-09
[79 empty] | WLDFR | HFTD - Distribution - Tier 2 - 2QU CoRE ¦ 4QU LoRE | Non-Red Flag Warning - Large Fires | 2060 | 2.3632e-08 | 2.3632e-08 | 8.3524 | 0.96727 | 4.6367 | 2.7484 | 0 | 0 | 2.8103e-05 | 1.9739e-07 | 0 | 1.9739e-07 | 1.9739e-07 | 0 | 1.9739e-07 | 0 | 0.011632 | 0.025497 | 0 | 0.025497 | 0 | 0.00019837 | 0.00039674 | 0 | 0.00039674 | [12 empty] | 7.3.3.17.5 (Remote Grid) Updates to grid topology to minimize risk of ignition in HFTDs Remote GridWLDFRWire-to-wire contactAggregated | WLDFR | HFTD - Distribution - Tier 2 - 1QU CoRE ¦ 3QU LoRE | Non-Red Flag Warning - Catastrophic Fires | Wire-to-wire contact | Aggregated | 2060 | 2.4719e-06 | 1013.9529 | 0.0025064 | 2060 | Mitigation | 0.95 | 45 | 0 | esc | 0.00097009 | 2.398e-09 | 0.00097009 | 2.398e-09
[79 empty] | WLDFR | HFTD - Distribution - Tier 2 - 2QU CoRE ¦ 4QU LoRE | Non-Red Flag Warning - Large Fires | 2061 | 2.3632e-08 | 2.3632e-08 | 8.3524 | 0.96727 | 4.6367 | 2.7484 | 0 | 0 | 2.8103e-05 | 1.9739e-07 | 0 | 1.9739e-07 | 1.9739e-07 | 0 | 1.9739e-07 | 0 | 0.011632 | 0.025497 | 0 | 0.025497 | 0 | 0.00019837 | 0.00039674 | 0 | 0.00039674 | [12 empty] | 7.3.3.17.5 (Remote Grid) Updates to grid topology to minimize risk of ignition in HFTDs Remote GridWLDFRWire-to-wire contactAggregated | WLDFR | HFTD - Distribution - Tier 2 - 1QU CoRE ¦ 3QU LoRE | Non-Red Flag Warning - Catastrophic Fires | Wire-to-wire contact | Aggregated | 2061 | 2.4719e-06 | 1013.9529 | 0.0025064 | 2061 | Mitigation | 0.95 | 45 | 0 | esc | 0.00097009 | 2.398e-09 | 0.00097009 | 2.398e-09
[79 empty] | WLDFR | HFTD - Distribution - Tier 2 - 2QU CoRE ¦ 4QU LoRE | Non-Red Flag Warning - Large Fires | 2062 | 2.3632e-08 | 2.3632e-08 | 8.3524 | 0.96727 | 4.6367 | 2.7484 | 0 | 0 | 2.8103e-05 | 1.9739e-07 | 0 | 1.9739e-07 | 1.9739e-07 | 0 | 1.9739e-07 | 0 | 0.011632 | 0.025497 | 0 | 0.025497 | 0 | 0.00019837 | 0.00039674 | 0 | 0.00039674 | [12 empty] | 7.3.3.17.5 (Remote Grid) Updates to grid topology to minimize risk of ignition in HFTDs Remote GridWLDFRWire-to-wire contactAggregated | WLDFR | HFTD - Distribution - Tier 2 - 1QU CoRE ¦ 3QU LoRE | Non-Red Flag Warning - Catastrophic Fires | Wire-to-wire contact | Aggregated | 2062 | 2.4719e-06 | 1013.9529 | 0.0025064 | 2062 | Mitigation | 0.95 | 45 | 0 | esc | 0.00097009 | 2.398e-09 | 0.00097009 | 2.398e-09
[79 empty] | WLDFR | HFTD - Distribution - Tier 2 - 2QU CoRE ¦ 4QU LoRE | Non-Red Flag Warning - Large Fires | 2063 | 2.3632e-08 | 2.3632e-08 | 8.872 | 1.0079 | 4.9153 | 2.9488 | 0 | 0 | 2.8103e-05 | 2.0967e-07 | 0 | 2.0967e-07 | 2.0967e-07 | 0 | 2.0967e-07 | 0 | 0.012203 | 0.02675 | 0 | 0.02675 | 0 | 0.00020717 | 0.00041435 | 0 | 0.00041435 | [12 empty] | 7.3.3.17.5 (Remote Grid) Updates to grid topology to minimize risk of ignition in HFTDs Remote GridWLDFRWire-to-wire contactAggregated | WLDFR | HFTD - Distribution - Tier 2 - 1QU CoRE ¦ 3QU LoRE | Non-Red Flag Warning - Catastrophic Fires | Wire-to-wire contact | Aggregated | 2063 | 2.4719e-06 | 1013.9529 | 0.0025064 | 2063 | Mitigation | 0.95 | 45 | 0 | esc | 0.00097009 | 2.398e-09 | 0.00097009 | 2.398e-09
[79 empty] | WLDFR | HFTD - Distribution - Tier 2 - 2QU CoRE ¦ 4QU LoRE | Non-Red Flag Warning - Large Fires | 2064 | 2.3632e-08 | 2.3632e-08 | 8.872 | 1.0079 | 4.9153 | 2.9488 | 0 | 0 | 2.8103e-05 | 2.0967e-07 | 0 | 2.0967e-07 | 2.0967e-07 | 0 | 2.0967e-07 | 0 | 0.012203 | 0.02675 | 0 | 0.02675 | 0 | 0.00020717 | 0.00041435 | 0 | 0.00041435 | [12 empty] | 7.3.3.17.5 (Remote Grid) Updates to grid topology to minimize risk of ignition in HFTDs Remote GridWLDFRWire-to-wire contactAggregated | WLDFR | HFTD - Distribution - Tier 2 - 1QU CoRE ¦ 3QU LoRE | Non-Red Flag Warning - Catastrophic Fires | Wire-to-wire contact | Aggregated | 2064 | 2.4719e-06 | 1013.9529 | 0.0025064 | 2064 | Mitigation | 0.95 | 45 | 0 | esc | 0.00097009 | 2.398e-09 | 0.00097009 | 2.398e-09
[79 empty] | WLDFR | HFTD - Distribution - Tier 2 - 2QU CoRE ¦ 4QU LoRE | Non-Red Flag Warning - Large Fires | 2065 | 2.3632e-08 | 2.3632e-08 | 8.872 | 1.0079 | 4.9153 | 2.9488 | 0 | 0 | 2.8103e-05 | 2.0967e-07 | 0 | 2.0967e-07 | 2.0967e-07 | 0 | 2.0967e-07 | 0 | 0.012203 | 0.02675 | 0 | 0.02675 | 0 | 0.00020717 | 0.00041435 | 0 | 0.00041435 | [12 empty] | 7.3.3.17.5 (Remote Grid) Updates to grid topology to minimize risk of ignition in HFTDs Remote GridWLDFRWire-to-wire contactAggregated | WLDFR | HFTD - Distribution - Tier 2 - 1QU CoRE ¦ 3QU LoRE | Non-Red Flag Warning - Catastrophic Fires | Wire-to-wire contact | Aggregated | 2065 | 2.4719e-06 | 1013.9529 | 0.0025064 | 2065 | Mitigation | 0.95 | 45 | 0 | esc | 0.00097009 | 2.398e-09 | 0.00097009 | 2.398e-09
[79 empty] | WLDFR | HFTD - Distribution - Tier 2 - 2QU CoRE ¦ 4QU LoRE | Non-Red Flag Warning - Large Fires | 2066 | 2.3632e-08 | 2.3632e-08 | 8.872 | 1.0079 | 4.9153 | 2.9488 | 0 | 0 | 2.8103e-05 | 2.0967e-07 | 0 | 2.0967e-07 | 2.0967e-07 | 0 | 2.0967e-07 | 0 | 0.012203 | 0.02675 | 0 | 0.02675 | 0 | 0.00020717 | 0.00041435 | 0 | 0.00041435 | [12 empty] | 7.3.3.17.5 (Remote Grid) Updates to grid topology to minimize risk of ignition in HFTDs Remote GridWLDFRWire-to-wire contactAggregated | WLDFR | HFTD - Distribution - Tier 2 - 1QU CoRE ¦ 3QU LoRE | Non-Red Flag Warning - Catastrophic Fires | Wire-to-wire contact | Aggregated | 2066 | 2.4719e-06 | 1013.9529 | 0.0025064 | 2066 | Mitigation | 0.95 | 45 | 0 | esc | 0.00097009 | 2.398e-09 | 0.00097009 | 2.398e-09
[79 empty] | WLDFR | HFTD - Distribution - Tier 2 - 2QU CoRE ¦ 4QU LoRE | Non-Red Flag Warning - Large Fires | 2067 | 0 | 2.3632e-08 | 8.872 | 1.0079 | 4.9153 | 2.9488 | 0 | 0 | 2.8103e-05 | 0 | 0 | 0 | 2.0967e-07 | 0 | 2.0967e-07 | 0 | 0.012203 | 0.02675 | 0 | 0.02675 | 0 | 0.00020717 | 0.00041435 | 0 | 0.00041435 | [12 empty] | 7.3.3.17.5 (Remote Grid) Updates to grid topology to minimize risk of ignition in HFTDs Remote GridWLDFRWire-to-wire contactAggregated | WLDFR | HFTD - Distribution - Tier 2 - 1QU CoRE ¦ 3QU LoRE | Non-Red Flag Warning - Catastrophic Fires | Wire-to-wire contact | Aggregated | 2067 | 2.4719e-06 | 1013.9529 | 0.0025064 | 2067 | Mitigation | 0.95 | 45 | 0 | esc | 0 | 0 | 0.00097009 | 2.398e-09
[79 empty] | WLDFR | HFTD - Distribution - Tier 2 - 2QU CoRE ¦ 4QU LoRE | Non-Red Flag Warning - Small Fires | 2022 | 2.914e-06 | 0 | 0.077901 | 0.036425 | 0.0015809 | 0.039895 | 0 | 0 | 0.0032851 | 2.2701e-07 | 0 | 2.2701e-07 | 0 | 0 | 0 | 0 | 0.012812 | 0.028084 | 0 | 0.028084 | 0 | 0.00021695 | 0.0004339 | 0 | 0.0004339 | [12 empty] | 7.3.3.17.5 (Remote Grid) Updates to grid topology to minimize risk of ignition in HFTDs Remote GridWLDFRContact from objectAggregated | WLDFR | HFTD - Distribution - Tier 2 - 1QU CoRE ¦ 3QU LoRE | Non-Red Flag Warning - Destructive Fires | Contact from object | Aggregated | 2022 | 3.2573e-06 | 1013.9529 | 0.0033028 | 2022 | Mitigation | 0.95 | 45 | 0 | esc | 0.00097009 | 3.1599e-09 | 0 | 0
[79 empty] | WLDFR | HFTD - Distribution - Tier 2 - 2QU CoRE ¦ 4QU LoRE | Non-Red Flag Warning - Small Fires | 2023 | 2.914e-06 | 2.914e-06 | 0.080408 | 0.03759 | 0.0016314 | 0.041187 | 0 | 0 | 0.0032851 | 2.3431e-07 | 0 | 2.3431e-07 | 2.3431e-07 | 0 | 2.3431e-07 | 0 | 0.012812 | 0.028084 | 0 | 0.028084 | 0 | 0.00021695 | 0.0004339 | 0 | 0.0004339 | [12 empty] | 7.3.3.17.5 (Remote Grid) Updates to grid topology to minimize risk of ignition in HFTDs Remote GridWLDFRContact from objectAggregated | WLDFR | HFTD - Distribution - Tier 2 - 1QU CoRE ¦ 3QU LoRE | Non-Red Flag Warning - Destructive Fires | Contact from object | Aggregated | 2023 | 3.2573e-06 | 1013.9529 | 0.0033028 | 2023 | Mitigation | 0.95 | 45 | 0 | esc | 0.00097009 | 3.1599e-09 | 0.00097009 | 3.1599e-09
[79 empty] | WLDFR | HFTD - Distribution - Tier 2 - 2QU CoRE ¦ 4QU LoRE | Non-Red Flag Warning - Small Fires | 2024 | 2.914e-06 | 2.914e-06 | 0.080408 | 0.03759 | 0.0016314 | 0.041187 | 0 | 0 | 0.0032851 | 2.3431e-07 | 0 | 2.3431e-07 | 2.3431e-07 | 0 | 2.3431e-07 | 0 | 0.012812 | 0.028084 | 0 | 0.028084 | 0 | 0.00021695 | 0.0004339 | 0 | 0.0004339 | [12 empty] | 7.3.3.17.5 (Remote Grid) Updates to grid topology to minimize risk of ignition in HFTDs Remote GridWLDFRContact from objectAggregated | WLDFR | HFTD - Distribution - Tier 2 - 1QU CoRE ¦ 3QU LoRE | Non-Red Flag Warning - Destructive Fires | Contact from object | Aggregated | 2024 | 3.2573e-06 | 1013.9529 | 0.0033028 | 2024 | Mitigation | 0.95 | 45 | 0 | esc | 0.00097009 | 3.1599e-09 | 0.00097009 | 3.1599e-09
[79 empty] | WLDFR | HFTD - Distribution - Tier 2 - 2QU CoRE ¦ 4QU LoRE | Non-Red Flag Warning - Small Fires | 2025 | 2.914e-06 | 2.914e-06 | 0.080408 | 0.03759 | 0.0016314 | 0.041187 | 0 | 0 | 0.0032851 | 2.3431e-07 | 0 | 2.3431e-07 | 2.3431e-07 | 0 | 2.3431e-07 | 0 | 0.012812 | 0.028084 | 0 | 0.028084 | 0 | 0.00021695 | 0.0004339 | 0 | 0.0004339 | [12 empty] | 7.3.3.17.5 (Remote Grid) Updates to grid topology to minimize risk of ignition in HFTDs Remote GridWLDFRContact from objectAggregated | WLDFR | HFTD - Distribution - Tier 2 - 1QU CoRE ¦ 3QU LoRE | Non-Red Flag Warning - Destructive Fires | Contact from object | Aggregated | 2025 | 3.2573e-06 | 1013.9529 | 0.0033028 | 2025 | Mitigation | 0.95 | 45 | 0 | esc | 0.00097009 | 3.1599e-09 | 0.00097009 | 3.1599e-09
[79 empty] | WLDFR | HFTD - Distribution - Tier 2 - 2QU CoRE ¦ 4QU LoRE | Non-Red Flag Warning - Small Fires | 2026 | 2.914e-06 | 2.914e-06 | 0.080408 | 0.03759 | 0.0016314 | 0.041187 | 0 | 0 | 0.0032851 | 2.3431e-07 | 0 | 2.3431e-07 | 2.3431e-07 | 0 | 2.3431e-07 | 0 | 0.012812 | 0.028084 | 0 | 0.028084 | 0 | 0.00021695 | 0.0004339 | 0 | 0.0004339 | [12 empty] | 7.3.3.17.5 (Remote Grid) Updates to grid topology to minimize risk of ignition in HFTDs Remote GridWLDFRContact from objectAggregated | WLDFR | HFTD - Distribution - Tier 2 - 1QU CoRE ¦ 3QU LoRE | Non-Red Flag Warning - Destructive Fires | Contact from object | Aggregated | 2026 | 3.2573e-06 | 1013.9529 | 0.0033028 | 2026 | Mitigation | 0.95 | 45 | 0 | esc | 0.00097009 | 3.1599e-09 | 0.00097009 | 3.1599e-09
[79 empty] | WLDFR | HFTD - Distribution - Tier 2 - 2QU CoRE ¦ 4QU LoRE | Non-Red Flag Warning - Small Fires | 2027 | 2.914e-06 | 2.914e-06 | 0.080408 | 0.03759 | 0.0016314 | 0.041187 | 0 | 0 | 0.0032851 | 2.3431e-07 | 0 | 2.3431e-07 | 2.3431e-07 | 0 | 2.3431e-07 | 0 | 0.01345 | 0.029483 | 0 | 0.029483 | 0 | 0.00022755 | 0.00045511 | 0 | 0.00045511 | [12 empty] | 7.3.3.17.5 (Remote Grid) Updates to grid topology to minimize risk of ignition in HFTDs Remote GridWLDFRContact from objectAggregated | WLDFR | HFTD - Distribution - Tier 2 - 1QU CoRE ¦ 3QU LoRE | Non-Red Flag Warning - Destructive Fires | Contact from object | Aggregated | 2027 | 3.2573e-06 | 1013.9529 | 0.0033028 | 2027 | Mitigation | 0.95 | 45 | 0 | esc | 0.00097009 | 3.1599e-09 | 0.00097009 | 3.1599e-09
[79 empty] | WLDFR | HFTD - Distribution - Tier 2 - 2QU CoRE ¦ 4QU LoRE | Non-Red Flag Warning - Small Fires | 2028 | 2.914e-06 | 2.914e-06 | 0.083606 | 0.039055 | 0.001695 | 0.042856 | 0 | 0 | 0.0032851 | 2.4363e-07 | 0 | 2.4363e-07 | 2.4363e-07 | 0 | 2.4363e-07 | 0 | 0.01345 | 0.029483 | 0 | 0.029483 | 0 | 0.00022755 | 0.00045511 | 0 | 0.00045511 | [12 empty] | 7.3.3.17.5 (Remote Grid) Updates to grid topology to minimize risk of ignition in HFTDs Remote GridWLDFRContact from objectAggregated | WLDFR | HFTD - Distribution - Tier 2 - 1QU CoRE ¦ 3QU LoRE | Non-Red Flag Warning - Destructive Fires | Contact from object | Aggregated | 2028 | 3.2573e-06 | 1013.9529 | 0.0033028 | 2028 | Mitigation | 0.95 | 45 | 0 | esc | 0.00097009 | 3.1599e-09 | 0.00097009 | 3.1599e-09
[79 empty] | WLDFR | HFTD - Distribution - Tier 2 - 2QU CoRE ¦ 4QU LoRE | Non-Red Flag Warning - Small Fires | 2029 | 2.914e-06 | 2.914e-06 | 0.083606 | 0.039055 | 0.001695 | 0.042856 | 0 | 0 | 0.0032851 | 2.4363e-07 | 0 | 2.4363e-07 | 2.4363e-07 | 0 | 2.4363e-07 | 0 | 0.01345 | 0.029483 | 0 | 0.029483 | 0 | 0.00022755 | 0.00045511 | 0 | 0.00045511 | [12 empty] | 7.3.3.17.5 (Remote Grid) Updates to grid topology to minimize risk of ignition in HFTDs Remote GridWLDFRContact from objectAggregated | WLDFR | HFTD - Distribution - Tier 2 - 1QU CoRE ¦ 3QU LoRE | Non-Red Flag Warning - Destructive Fires | Contact from object | Aggregated | 2029 | 3.2573e-06 | 1013.9529 | 0.0033028 | 2029 | Mitigation | 0.95 | 45 | 0 | esc | 0.00097009 | 3.1599e-09 | 0.00097009 | 3.1599e-09
[79 empty] | WLDFR | HFTD - Distribution - Tier 2 - 2QU CoRE ¦ 4QU LoRE | Non-Red Flag Warning - Small Fires | 2030 | 2.914e-06 | 2.914e-06 | 0.083606 | 0.039055 | 0.001695 | 0.042856 | 0 | 0 | 0.0032851 | 2.4363e-07 | 0 | 2.4363e-07 | 2.4363e-07 | 0 | 2.4363e-07 | 0 | 0.01345 | 0.029483 | 0 | 0.029483 | 0 | 0.00022755 | 0.00045511 | 0 | 0.00045511 | [12 empty] | 7.3.3.17.5 (Remote Grid) Updates to grid topology to minimize risk of ignition in HFTDs Remote GridWLDFRContact from objectAggregated | WLDFR | HFTD - Distribution - Tier 2 - 1QU CoRE ¦ 3QU LoRE | Non-Red Flag Warning - Destructive Fires | Contact from object | Aggregated | 2030 | 3.2573e-06 | 1013.9529 | 0.0033028 | 2030 | Mitigation | 0.95 | 45 | 0 | esc | 0.00097009 | 3.1599e-09 | 0.00097009 | 3.1599e-09
[79 empty] | WLDFR | HFTD - Distribution - Tier 2 - 2QU CoRE ¦ 4QU LoRE | Non-Red Flag Warning - Small Fires | 2031 | 2.914e-06 | 2.914e-06 | 0.083606 | 0.039055 | 0.001695 | 0.042856 | 0 | 0 | 0.0032851 | 2.4363e-07 | 0 | 2.4363e-07 | 2.4363e-07 | 0 | 2.4363e-07 | 0 | 0.01345 | 0.029483 | 0 | 0.029483 | 0 | 0.00022755 | 0.00045511 | 0 | 0.00045511 | [12 empty] | 7.3.3.17.5 (Remote Grid) Updates to grid topology to minimize risk of ignition in HFTDs Remote GridWLDFRContact from objectAggregated | WLDFR | HFTD - Distribution - Tier 2 - 1QU CoRE ¦ 3QU LoRE | Non-Red Flag Warning - Destructive Fires | Contact from object | Aggregated | 2031 | 3.2573e-06 | 1013.9529 | 0.0033028 | 2031 | Mitigation | 0.95 | 45 | 0 | esc | 0.00097009 | 3.1599e-09 | 0.00097009 | 3.1599e-09
[79 empty] | WLDFR | HFTD - Distribution - Tier 2 - 2QU CoRE ¦ 4QU LoRE | Non-Red Flag Warning - Small Fires | 2032 | 2.914e-06 | 2.914e-06 | 0.083606 | 0.039055 | 0.001695 | 0.042856 | 0 | 0 | 0.0032851 | 2.4363e-07 | 0 | 2.4363e-07 | 2.4363e-07 | 0 | 2.4363e-07 | 0 | 0.01411 | 0.030929 | 0 | 0.030929 | 0 | 0.00023884 | 0.00047767 | 0 | 0.00047767 | [12 empty] | 7.3.3.17.5 (Remote Grid) Updates to grid topology to minimize risk of ignition in HFTDs Remote GridWLDFRContact from objectAggregated | WLDFR | HFTD - Distribution - Tier 2 - 1QU CoRE ¦ 3QU LoRE | Non-Red Flag Warning - Destructive Fires | Contact from object | Aggregated | 2032 | 3.2573e-06 | 1013.9529 | 0.0033028 | 2032 | Mitigation | 0.95 | 45 | 0 | esc | 0.00097009 | 3.1599e-09 | 0.00097009 | 3.1599e-09
[79 empty] | WLDFR | HFTD - Distribution - Tier 2 - 2QU CoRE ¦ 4QU LoRE | Non-Red Flag Warning - Small Fires | 2033 | 2.914e-06 | 2.914e-06 | 0.087211 | 0.040679 | 0.0017655 | 0.044766 | 0 | 0 | 0.0032851 | 2.5414e-07 | 0 | 2.5414e-07 | 2.5414e-07 | 0 | 2.5414e-07 | 0 | 0.01411 | 0.030929 | 0 | 0.030929 | 0 | 0.00023884 | 0.00047767 | 0 | 0.00047767 | [12 empty] | 7.3.3.17.5 (Remote Grid) Updates to grid topology to minimize risk of ignition in HFTDs Remote GridWLDFRContact from objectAggregated | WLDFR | HFTD - Distribution - Tier 2 - 1QU CoRE ¦ 3QU LoRE | Non-Red Flag Warning - Destructive Fires | Contact from object | Aggregated | 2033 | 3.2573e-06 | 1013.9529 | 0.0033028 | 2033 | Mitigation | 0.95 | 45 | 0 | esc | 0.00097009 | 3.1599e-09 | 0.00097009 | 3.1599e-09
[79 empty] | WLDFR | HFTD - Distribution - Tier 2 - 2QU CoRE ¦ 4QU LoRE | Non-Red Flag Warning - Small Fires | 2034 | 2.914e-06 | 2.914e-06 | 0.087211 | 0.040679 | 0.0017655 | 0.044766 | 0 | 0 | 0.0032851 | 2.5414e-07 | 0 | 2.5414e-07 | 2.5414e-07 | 0 | 2.5414e-07 | 0 | 0.01411 | 0.030929 | 0 | 0.030929 | 0 | 0.00023884 | 0.00047767 | 0 | 0.00047767 | [12 empty] | 7.3.3.17.5 (Remote Grid) Updates to grid topology to minimize risk of ignition in HFTDs Remote GridWLDFRContact from objectAggregated | WLDFR | HFTD - Distribution - Tier 2 - 1QU CoRE ¦ 3QU LoRE | Non-Red Flag Warning - Destructive Fires | Contact from object | Aggregated | 2034 | 3.2573e-06 | 1013.9529 | 0.0033028 | 2034 | Mitigation | 0.95 | 45 | 0 | esc | 0.00097009 | 3.1599e-09 | 0.00097009 | 3.1599e-09
[79 empty] | WLDFR | HFTD - Distribution - Tier 2 - 2QU CoRE ¦ 4QU LoRE | Non-Red Flag Warning - Small Fires | 2035 | 2.914e-06 | 2.914e-06 | 0.087211 | 0.040679 | 0.0017655 | 0.044766 | 0 | 0 | 0.0032851 | 2.5414e-07 | 0 | 2.5414e-07 | 2.5414e-07 | 0 | 2.5414e-07 | 0 | 0.01411 | 0.030929 | 0 | 0.030929 | 0 | 0.00023884 | 0.00047767 | 0 | 0.00047767 | [12 empty] | 7.3.3.17.5 (Remote Grid) Updates to grid topology to minimize risk of ignition in HFTDs Remote GridWLDFRContact from objectAggregated | WLDFR | HFTD - Distribution - Tier 2 - 1QU CoRE ¦ 3QU LoRE | Non-Red Flag Warning - Destructive Fires | Contact from object | Aggregated | 2035 | 3.2573e-06 | 1013.9529 | 0.0033028 | 2035 | Mitigation | 0.95 | 45 | 0 | esc | 0.00097009 | 3.1599e-09 | 0.00097009 | 3.1599e-09
[79 empty] | WLDFR | HFTD - Distribution - Tier 2 - 2QU CoRE ¦ 4QU LoRE | Non-Red Flag Warning - Small Fires | 2036 | 2.914e-06 | 2.914e-06 | 0.087211 | 0.040679 | 0.0017655 | 0.044766 | 0 | 0 | 0.0032851 | 2.5414e-07 | 0 | 2.5414e-07 | 2.5414e-07 | 0 | 2.5414e-07 | 0 | 0.01411 | 0.030929 | 0 | 0.030929 | 0 | 0.00023884 | 0.00047767 | 0 | 0.00047767 | [12 empty] | 7.3.3.17.5 (Remote Grid) Updates to grid topology to minimize risk of ignition in HFTDs Remote GridWLDFRContact from objectAggregated | WLDFR | HFTD - Distribution - Tier 2 - 1QU CoRE ¦ 3QU LoRE | Non-Red Flag Warning - Destructive Fires | Contact from object | Aggregated | 2036 | 3.2573e-06 | 1013.9529 | 0.0033028 | 2036 | Mitigation | 0.95 | 45 | 0 | esc | 0.00097009 | 3.1599e-09 | 0.00097009 | 3.1599e-09
[79 empty] | WLDFR | HFTD - Distribution - Tier 2 - 2QU CoRE ¦ 4QU LoRE | Non-Red Flag Warning - Small Fires | 2037 | 2.914e-06 | 2.914e-06 | 0.087211 | 0.040679 | 0.0017655 | 0.044766 | 0 | 0 | 0.0032851 | 2.5414e-07 | 0 | 2.5414e-07 | 2.5414e-07 | 0 | 2.5414e-07 | 0 | 0.014783 | 0.032404 | 0 | 0.032404 | 0 | 0.00025066 | 0.00050131 | 0 | 0.00050131 | [12 empty] | 7.3.3.17.5 (Remote Grid) Updates to grid topology to minimize risk of ignition in HFTDs Remote GridWLDFRContact from objectAggregated | WLDFR | HFTD - Distribution - Tier 2 - 1QU CoRE ¦ 3QU LoRE | Non-Red Flag Warning - Destructive Fires | Contact from object | Aggregated | 2037 | 3.2573e-06 | 1013.9529 | 0.0033028 | 2037 | Mitigation | 0.95 | 45 | 0 | esc | 0.00097009 | 3.1599e-09 | 0.00097009 | 3.1599e-09
[79 empty] | WLDFR | HFTD - Distribution - Tier 2 - 2QU CoRE ¦ 4QU LoRE | Non-Red Flag Warning - Small Fires | 2038 | 2.914e-06 | 2.914e-06 | 0.091184 | 0.042438 | 0.0018418 | 0.046905 | 0 | 0 | 0.0032851 | 2.6571e-07 | 0 | 2.6571e-07 | 2.6571e-07 | 0 | 2.6571e-07 | 0 | 0.014783 | 0.032404 | 0 | 0.032404 | 0 | 0.00025066 | 0.00050131 | 0 | 0.00050131 | [12 empty] | 7.3.3.17.5 (Remote Grid) Updates to grid topology to minimize risk of ignition in HFTDs Remote GridWLDFRContact from objectAggregated | WLDFR | HFTD - Distribution - Tier 2 - 1QU CoRE ¦ 3QU LoRE | Non-Red Flag Warning - Destructive Fires | Contact from object | Aggregated | 2038 | 3.2573e-06 | 1013.9529 | 0.0033028 | 2038 | Mitigation | 0.95 | 45 | 0 | esc | 0.00097009 | 3.1599e-09 | 0.00097009 | 3.1599e-09
[79 empty] | WLDFR | HFTD - Distribution - Tier 2 - 2QU CoRE ¦ 4QU LoRE | Non-Red Flag Warning - Small Fires | 2039 | 2.914e-06 | 2.914e-06 | 0.091184 | 0.042438 | 0.0018418 | 0.046905 | 0 | 0 | 0.0032851 | 2.6571e-07 | 0 | 2.6571e-07 | 2.6571e-07 | 0 | 2.6571e-07 | 0 | 0.014783 | 0.032404 | 0 | 0.032404 | 0 | 0.00025066 | 0.00050131 | 0 | 0.00050131 | [12 empty] | 7.3.3.17.5 (Remote Grid) Updates to grid topology to minimize risk of ignition in HFTDs Remote GridWLDFRContact from objectAggregated | WLDFR | HFTD - Distribution - Tier 2 - 1QU CoRE ¦ 3QU LoRE | Non-Red Flag Warning - Destructive Fires | Contact from object | Aggregated | 2039 | 3.2573e-06 | 1013.9529 | 0.0033028 | 2039 | Mitigation | 0.95 | 45 | 0 | esc | 0.00097009 | 3.1599e-09 | 0.00097009 | 3.1599e-09
[79 empty] | WLDFR | HFTD - Distribution - Tier 2 - 2QU CoRE ¦ 4QU LoRE | Non-Red Flag Warning - Small Fires | 2040 | 2.914e-06 | 2.914e-06 | 0.091184 | 0.042438 | 0.0018418 | 0.046905 | 0 | 0 | 0.0032851 | 2.6571e-07 | 0 | 2.6571e-07 | 2.6571e-07 | 0 | 2.6571e-07 | 0 | 0.014783 | 0.032404 | 0 | 0.032404 | 0 | 0.00025066 | 0.00050131 | 0 | 0.00050131 | [12 empty] | 7.3.3.17.5 (Remote Grid) Updates to grid topology to minimize risk of ignition in HFTDs Remote GridWLDFRContact from objectAggregated | WLDFR | HFTD - Distribution - Tier 2 - 1QU CoRE ¦ 3QU LoRE | Non-Red Flag Warning - Destructive Fires | Contact from object | Aggregated | 2040 | 3.2573e-06 | 1013.9529 | 0.0033028 | 2040 | Mitigation | 0.95 | 45 | 0 | esc | 0.00097009 | 3.1599e-09 | 0.00097009 | 3.1599e-09
[79 empty] | WLDFR | HFTD - Distribution - Tier 2 - 2QU CoRE ¦ 4QU LoRE | Non-Red Flag Warning - Small Fires | 2041 | 2.914e-06 | 2.914e-06 | 0.091184 | 0.042438 | 0.0018418 | 0.046905 | 0 | 0 | 0.0032851 | 2.6571e-07 | 0 | 2.6571e-07 | 2.6571e-07 | 0 | 2.6571e-07 | 0 | 0.014783 | 0.032404 | 0 | 0.032404 | 0 | 0 | 0.00050131 | 0 | 0.00050131 | [12 empty] | 7.3.3.17.5 (Remote Grid) Updates to grid topology to minimize risk of ignition in HFTDs Remote GridWLDFRContact from objectAggregated | WLDFR | HFTD - Distribution - Tier 2 - 1QU CoRE ¦ 3QU LoRE | Non-Red Flag Warning - Destructive Fires | Contact from object | Aggregated | 2041 | 3.2573e-06 | 1013.9529 | 0.0033028 | 2041 | Mitigation | 0.95 | 45 | 0 | esc | 0.00097009 | 3.1599e-09 | 0.00097009 | 3.1599e-09
[79 empty] | WLDFR | HFTD - Distribution - Tier 2 - 2QU CoRE ¦ 4QU LoRE | Non-Red Flag Warning - Small Fires | 2042 | 2.914e-06 | 2.914e-06 | 0.091184 | 0.042438 | 0.0018418 | 0.046905 | 0 | 0 | 0.0032851 | 2.6571e-07 | 0 | 2.6571e-07 | 2.6571e-07 | 0 | 2.6571e-07 | 0 | 0.015461 | 0.033891 | 0 | 0.033891 | 0 | 0 | 0 | 0 | 0 | [12 empty] | 7.3.3.17.5 (Remote Grid) Updates to grid topology to minimize risk of ignition in HFTDs Remote GridWLDFRContact from objectAggregated | WLDFR | HFTD - Distribution - Tier 2 - 1QU CoRE ¦ 3QU LoRE | Non-Red Flag Warning - Destructive Fires | Contact from object | Aggregated | 2042 | 3.2573e-06 | 1013.9529 | 0.0033028 | 2042 | Mitigation | 0.95 | 45 | 0 | esc | 0.00097009 | 3.1599e-09 | 0.00097009 | 3.1599e-09
[79 empty] | WLDFR | HFTD - Distribution - Tier 2 - 2QU CoRE ¦ 4QU LoRE | Non-Red Flag Warning - Small Fires | 2043 | 2.914e-06 | 2.914e-06 | 0.095486 | 0.044306 | 0.0019228 | 0.049257 | 0 | 0 | 0.0032851 | 2.7825e-07 | 0 | 2.7825e-07 | 2.7825e-07 | 0 | 2.7825e-07 | 0 | 0.015461 | 0.033891 | 0 | 0.033891 | 0 | 0 | 0 | 0 | 0 | [12 empty] | 7.3.3.17.5 (Remote Grid) Updates to grid topology to minimize risk of ignition in HFTDs Remote GridWLDFRContact from objectAggregated | WLDFR | HFTD - Distribution - Tier 2 - 1QU CoRE ¦ 3QU LoRE | Non-Red Flag Warning - Destructive Fires | Contact from object | Aggregated | 2043 | 3.2573e-06 | 1013.9529 | 0.0033028 | 2043 | Mitigation | 0.95 | 45 | 0 | esc | 0.00097009 | 3.1599e-09 | 0.00097009 | 3.1599e-09
[79 empty] | WLDFR | HFTD - Distribution - Tier 2 - 2QU CoRE ¦ 4QU LoRE | Non-Red Flag Warning - Small Fires | 2044 | 2.914e-06 | 2.914e-06 | 0.095486 | 0.044306 | 0.0019228 | 0.049257 | 0 | 0 | 0.0032851 | 2.7825e-07 | 0 | 2.7825e-07 | 2.7825e-07 | 0 | 2.7825e-07 | 0 | 0.015461 | 0.033891 | 0 | 0.033891 | 0 | 8.3495e-07 | 0 | 0 | 0 | [12 empty] | 7.3.3.17.5 (Remote Grid) Updates to grid topology to minimize risk of ignition in HFTDs Remote GridWLDFRContact from objectAggregated | WLDFR | HFTD - Distribution - Tier 2 - 1QU CoRE ¦ 3QU LoRE | Non-Red Flag Warning - Destructive Fires | Contact from object | Aggregated | 2044 | 3.2573e-06 | 1013.9529 | 0.0033028 | 2044 | Mitigation | 0.95 | 45 | 0 | esc | 0.00097009 | 3.1599e-09 | 0.00097009 | 3.1599e-09
[79 empty] | WLDFR | HFTD - Distribution - Tier 2 - 2QU CoRE ¦ 4QU LoRE | Non-Red Flag Warning - Small Fires | 2045 | 2.914e-06 | 2.914e-06 | 0.095486 | 0.044306 | 0.0019228 | 0.049257 | 0 | 0 | 0.0032851 | 2.7825e-07 | 0 | 2.7825e-07 | 2.7825e-07 | 0 | 2.7825e-07 | 0 | 0.015461 | 0.033891 | 0 | 0.033891 | 0 | 8.7231e-07 | 1.7446e-06 | 0 | 1.7446e-06 | [12 empty] | 7.3.3.17.5 (Remote Grid) Updates to grid topology to minimize risk of ignition in HFTDs Remote GridWLDFRContact from objectAggregated | WLDFR | HFTD - Distribution - Tier 2 - 1QU CoRE ¦ 3QU LoRE | Non-Red Flag Warning - Destructive Fires | Contact from object | Aggregated | 2045 | 3.2573e-06 | 1013.9529 | 0.0033028 | 2045 | Mitigation | 0.95 | 45 | 0 | esc | 0.00097009 | 3.1599e-09 | 0.00097009 | 3.1599e-09
[79 empty] | WLDFR | HFTD - Distribution - Tier 2 - 2QU CoRE ¦ 4QU LoRE | Non-Red Flag Warning - Small Fires | 2046 | 2.914e-06 | 2.914e-06 | 0.095486 | 0.044306 | 0.0019228 | 0.049257 | 0 | 0 | 0.0032851 | 2.7825e-07 | 0 | 2.7825e-07 | 2.7825e-07 | 0 | 2.7825e-07 | 0 | 0.015461 | 0.033891 | 0 | 0.033891 | 0 | 8.7231e-07 | 1.7446e-06 | 0 | 1.7446e-06 | [12 empty] | 7.3.3.17.5 (Remote Grid) Updates to grid topology to minimize risk of ignition in HFTDs Remote GridWLDFRContact from objectAggregated | WLDFR | HFTD - Distribution - Tier 2 - 1QU CoRE ¦ 3QU LoRE | Non-Red Flag Warning - Destructive Fires | Contact from object | Aggregated | 2046 | 3.2573e-06 | 1013.9529 | 0.0033028 | 2046 | Mitigation | 0.95 | 45 | 0 | esc | 0.00097009 | 3.1599e-09 | 0.00097009 | 3.1599e-09
[79 empty] | WLDFR | HFTD - Distribution - Tier 2 - 2QU CoRE ¦ 4QU LoRE | Non-Red Flag Warning - Small Fires | 2047 | 2.914e-06 | 2.914e-06 | 0.095486 | 0.044306 | 0.0019228 | 0.049257 | 0 | 0 | 0.0032851 | 2.7825e-07 | 0 | 2.7825e-07 | 2.7825e-07 | 0 | 2.7825e-07 | 0 | 0.016136 | 0.035371 | 0 | 0.035371 | 0 | 8.7231e-07 | 1.7446e-06 | 0 | 1.7446e-06 | [12 empty] | 7.3.3.17.5 (Remote Grid) Updates to grid topology to minimize risk of ignition in HFTDs Remote GridWLDFRContact from objectAggregated | WLDFR | HFTD - Distribution - Tier 2 - 1QU CoRE ¦ 3QU LoRE | Non-Red Flag Warning - Destructive Fires | Contact from object | Aggregated | 2047 | 3.2573e-06 | 1013.9529 | 0.0033028 | 2047 | Mitigation | 0.95 | 45 | 0 | esc | 0.00097009 | 3.1599e-09 | 0.00097009 | 3.1599e-09
[79 empty] | WLDFR | HFTD - Distribution - Tier 2 - 2QU CoRE ¦ 4QU LoRE | Non-Red Flag Warning - Small Fires | 2048 | 2.914e-06 | 2.914e-06 | 0.10007 | 0.04626 | 0.0020076 | 0.051804 | 0 | 0 | 0.0032851 | 2.9161e-07 | 0 | 2.9161e-07 | 2.9161e-07 | 0 | 2.9161e-07 | 0 | 0.016136 | 0.035371 | 0 | 0.035371 | 0 | 8.7231e-07 | 1.7446e-06 | 0 | 1.7446e-06 | [12 empty] | 7.3.3.17.5 (Remote Grid) Updates to grid topology to minimize risk of ignition in HFTDs Remote GridWLDFRContact from objectAggregated | WLDFR | HFTD - Distribution - Tier 2 - 1QU CoRE ¦ 3QU LoRE | Non-Red Flag Warning - Destructive Fires | Contact from object | Aggregated | 2048 | 3.2573e-06 | 1013.9529 | 0.0033028 | 2048 | Mitigation | 0.95 | 45 | 0 | esc | 0.00097009 | 3.1599e-09 | 0.00097009 | 3.1599e-09
[79 empty] | WLDFR | HFTD - Distribution - Tier 2 - 2QU CoRE ¦ 4QU LoRE | Non-Red Flag Warning - Small Fires | 2049 | 2.914e-06 | 2.914e-06 | 0.10007 | 0.04626 | 0.0020076 | 0.051804 | 0 | 0 | 0.0032851 | 2.9161e-07 | 0 | 2.9161e-07 | 2.9161e-07 | 0 | 2.9161e-07 | 0 | 0.016136 | 0.035371 | 0 | 0.035371 | 0 | 8.7231e-07 | 1.7446e-06 | 0 | 1.7446e-06 | [12 empty] | 7.3.3.17.5 (Remote Grid) Updates to grid topology to minimize risk of ignition in HFTDs Remote GridWLDFRContact from objectAggregated | WLDFR | HFTD - Distribution - Tier 2 - 1QU CoRE ¦ 3QU LoRE | Non-Red Flag Warning - Destructive Fires | Contact from object | Aggregated | 2049 | 3.2573e-06 | 1013.9529 | 0.0033028 | 2049 | Mitigation | 0.95 | 45 | 0 | esc | 0.00097009 | 3.1599e-09 | 0.00097009 | 3.1599e-09
[79 empty] | WLDFR | HFTD - Distribution - Tier 2 - 2QU CoRE ¦ 4QU LoRE | Non-Red Flag Warning - Small Fires | 2050 | 2.914e-06 | 2.914e-06 | 0.10007 | 0.04626 | 0.0020076 | 0.051804 | 0 | 0 | 0.0032851 | 2.9161e-07 | 0 | 2.9161e-07 | 2.9161e-07 | 0 | 2.9161e-07 | 0 | 0 | 0.035371 | 0 | 0.035371 | 0 | 9.2042e-07 | 1.8408e-06 | 0 | 1.8408e-06 | [12 empty] | 7.3.3.17.5 (Remote Grid) Updates to grid topology to minimize risk of ignition in HFTDs Remote GridWLDFRContact from objectAggregated | WLDFR | HFTD - Distribution - Tier 2 - 1QU CoRE ¦ 3QU LoRE | Non-Red Flag Warning - Destructive Fires | Contact from object | Aggregated | 2050 | 3.2573e-06 | 1013.9529 | 0.0033028 | 2050 | Mitigation | 0.95 | 45 | 0 | esc | 0.00097009 | 3.1599e-09 | 0.00097009 | 3.1599e-09
[79 empty] | WLDFR | HFTD - Distribution - Tier 2 - 2QU CoRE ¦ 4QU LoRE | Non-Red Flag Warning - Small Fires | 2051 | 2.914e-06 | 2.914e-06 | 0.10007 | 0.04626 | 0.0020076 | 0.051804 | 0 | 0 | 0.0032851 | 2.9161e-07 | 0 | 2.9161e-07 | 2.9161e-07 | 0 | 2.9161e-07 | 0 | 0 | 0 | 0 | 0 | 0 | 9.2042e-07 | 1.8408e-06 | 0 | 1.8408e-06 | [12 empty] | 7.3.3.17.5 (Remote Grid) Updates to grid topology to minimize risk of ignition in HFTDs Remote GridWLDFRContact from objectAggregated | WLDFR | HFTD - Distribution - Tier 2 - 1QU CoRE ¦ 3QU LoRE | Non-Red Flag Warning - Destructive Fires | Contact from object | Aggregated | 2051 | 3.2573e-06 | 1013.9529 | 0.0033028 | 2051 | Mitigation | 0.95 | 45 | 0 | esc | 0.00097009 | 3.1599e-09 | 0.00097009 | 3.1599e-09
[79 empty] | WLDFR | HFTD - Distribution - Tier 2 - 2QU CoRE ¦ 4QU LoRE | Non-Red Flag Warning - Small Fires | 2052 | 2.914e-06 | 2.914e-06 | 0.10007 | 0.04626 | 0.0020076 | 0.051804 | 0 | 0 | 0.0032851 | 2.9161e-07 | 0 | 2.9161e-07 | 2.9161e-07 | 0 | 2.9161e-07 | 0 | 0.00088171 | 0 | 0 | 0 | 0 | 9.2042e-07 | 1.8408e-06 | 0 | 1.8408e-06 | [12 empty] | 7.3.3.17.5 (Remote Grid) Updates to grid topology to minimize risk of ignition in HFTDs Remote GridWLDFRContact from objectAggregated | WLDFR | HFTD - Distribution - Tier 2 - 1QU CoRE ¦ 3QU LoRE | Non-Red Flag Warning - Destructive Fires | Contact from object | Aggregated | 2052 | 3.2573e-06 | 1013.9529 | 0.0033028 | 2052 | Mitigation | 0.95 | 45 | 0 | esc | 0.00097009 | 3.1599e-09 | 0.00097009 | 3.1599e-09
[79 empty] | WLDFR | HFTD - Distribution - Tier 2 - 2QU CoRE ¦ 4QU LoRE | Non-Red Flag Warning - Small Fires | 2053 | 2.914e-06 | 2.914e-06 | 0.10489 | 0.048274 | 0.002095 | 0.054525 | 0 | 0 | 0.0032851 | 3.0567e-07 | 0 | 3.0567e-07 | 3.0567e-07 | 0 | 3.0567e-07 | 0 | 0.00091392 | 0.0020033 | 0 | 0.0020033 | 0 | 9.2042e-07 | 1.8408e-06 | 0 | 1.8408e-06 | [12 empty] | 7.3.3.17.5 (Remote Grid) Updates to grid topology to minimize risk of ignition in HFTDs Remote GridWLDFRContact from objectAggregated | WLDFR | HFTD - Distribution - Tier 2 - 1QU CoRE ¦ 3QU LoRE | Non-Red Flag Warning - Destructive Fires | Contact from object | Aggregated | 2053 | 3.2573e-06 | 1013.9529 | 0.0033028 | 2053 | Mitigation | 0.95 | 45 | 0 | esc | 0.00097009 | 3.1599e-09 | 0.00097009 | 3.1599e-09
[79 empty] | WLDFR | HFTD - Distribution - Tier 2 - 2QU CoRE ¦ 4QU LoRE | Non-Red Flag Warning - Small Fires | 2054 | 2.914e-06 | 2.914e-06 | 0.10489 | 0.048274 | 0.002095 | 0.054525 | 0 | 0 | 0.0032851 | 3.0567e-07 | 0 | 3.0567e-07 | 3.0567e-07 | 0 | 3.0567e-07 | 0 | 0.00091392 | 0.0020033 | 0 | 0.0020033 | 0 | 9.2042e-07 | 1.8408e-06 | 0 | 1.8408e-06 | [12 empty] | 7.3.3.17.5 (Remote Grid) Updates to grid topology to minimize risk of ignition in HFTDs Remote GridWLDFRContact from objectAggregated | WLDFR | HFTD - Distribution - Tier 2 - 1QU CoRE ¦ 3QU LoRE | Non-Red Flag Warning - Destructive Fires | Contact from object | Aggregated | 2054 | 3.2573e-06 | 1013.9529 | 0.0033028 | 2054 | Mitigation | 0.95 | 45 | 0 | esc | 0.00097009 | 3.1599e-09 | 0.00097009 | 3.1599e-09
[79 empty] | WLDFR | HFTD - Distribution - Tier 2 - 2QU CoRE ¦ 4QU LoRE | Non-Red Flag Warning - Small Fires | 2055 | 2.914e-06 | 2.914e-06 | 0.10489 | 0.048274 | 0.002095 | 0.054525 | 0 | 0 | 0.0032851 | 3.0567e-07 | 0 | 3.0567e-07 | 3.0567e-07 | 0 | 3.0567e-07 | 0 | 0.00091392 | 0.0020033 | 0 | 0.0020033 | 0 | 9.7514e-07 | 1.9503e-06 | 0 | 1.9503e-06 | [12 empty] | 7.3.3.17.5 (Remote Grid) Updates to grid topology to minimize risk of ignition in HFTDs Remote GridWLDFRContact from objectAggregated | WLDFR | HFTD - Distribution - Tier 2 - 1QU CoRE ¦ 3QU LoRE | Non-Red Flag Warning - Destructive Fires | Contact from object | Aggregated | 2055 | 3.2573e-06 | 1013.9529 | 0.0033028 | 2055 | Mitigation | 0.95 | 45 | 0 | esc | 0.00097009 | 3.1599e-09 | 0.00097009 | 3.1599e-09
[79 empty] | WLDFR | HFTD - Distribution - Tier 2 - 2QU CoRE ¦ 4QU LoRE | Non-Red Flag Warning - Small Fires | 2056 | 2.914e-06 | 2.914e-06 | 0.10489 | 0.048274 | 0.002095 | 0.054525 | 0 | 0 | 0.0032851 | 3.0567e-07 | 0 | 3.0567e-07 | 3.0567e-07 | 0 | 3.0567e-07 | 0 | 0.00091392 | 0.0020033 | 0 | 0.0020033 | 0 | 9.7514e-07 | 1.9503e-06 | 0 | 1.9503e-06 | [12 empty] | 7.3.3.17.5 (Remote Grid) Updates to grid topology to minimize risk of ignition in HFTDs Remote GridWLDFRContact from objectAggregated | WLDFR | HFTD - Distribution - Tier 2 - 1QU CoRE ¦ 3QU LoRE | Non-Red Flag Warning - Destructive Fires | Contact from object | Aggregated | 2056 | 3.2573e-06 | 1013.9529 | 0.0033028 | 2056 | Mitigation | 0.95 | 45 | 0 | esc | 0.00097009 | 3.1599e-09 | 0.00097009 | 3.1599e-09
[79 empty] | WLDFR | HFTD - Distribution - Tier 2 - 2QU CoRE ¦ 4QU LoRE | Non-Red Flag Warning - Small Fires | 2057 | 2.914e-06 | 2.914e-06 | 0.10489 | 0.048274 | 0.002095 | 0.054525 | 0 | 0 | 0.0032851 | 3.0567e-07 | 0 | 3.0567e-07 | 3.0567e-07 | 0 | 3.0567e-07 | 0 | 0.00091392 | 0.0020033 | 0 | 0.0020033 | 0 | 9.7514e-07 | 1.9503e-06 | 0 | 1.9503e-06 | [12 empty] | 7.3.3.17.5 (Remote Grid) Updates to grid topology to minimize risk of ignition in HFTDs Remote GridWLDFRContact from objectAggregated | WLDFR | HFTD - Distribution - Tier 2 - 1QU CoRE ¦ 3QU LoRE | Non-Red Flag Warning - Destructive Fires | Contact from object | Aggregated | 2057 | 3.2573e-06 | 1013.9529 | 0.0033028 | 2057 | Mitigation | 0.95 | 45 | 0 | esc | 0.00097009 | 3.1599e-09 | 0.00097009 | 3.1599e-09
[79 empty] | WLDFR | HFTD - Distribution - Tier 2 - 2QU CoRE ¦ 4QU LoRE | Non-Red Flag Warning - Small Fires | 2058 | 2.914e-06 | 2.914e-06 | 0.1099 | 0.050325 | 0.0021839 | 0.057393 | 0 | 0 | 0.0032851 | 3.2026e-07 | 0 | 3.2026e-07 | 3.2026e-07 | 0 | 3.2026e-07 | 0 | 0.00095448 | 0.0020922 | 0 | 0.0020922 | 0 | 9.7514e-07 | 1.9503e-06 | 0 | 1.9503e-06 | [12 empty] | 7.3.3.17.5 (Remote Grid) Updates to grid topology to minimize risk of ignition in HFTDs Remote GridWLDFRContact from objectAggregated | WLDFR | HFTD - Distribution - Tier 2 - 1QU CoRE ¦ 3QU LoRE | Non-Red Flag Warning - Destructive Fires | Contact from object | Aggregated | 2058 | 3.2573e-06 | 1013.9529 | 0.0033028 | 2058 | Mitigation | 0.95 | 45 | 0 | esc | 0.00097009 | 3.1599e-09 | 0.00097009 | 3.1599e-09
[79 empty] | WLDFR | HFTD - Distribution - Tier 2 - 2QU CoRE ¦ 4QU LoRE | Non-Red Flag Warning - Small Fires | 2059 | 2.914e-06 | 2.914e-06 | 0.1099 | 0.050325 | 0.0021839 | 0.057393 | 0 | 0 | 0.0032851 | 3.2026e-07 | 0 | 3.2026e-07 | 3.2026e-07 | 0 | 3.2026e-07 | 0 | 0.00095448 | 0.0020922 | 0 | 0.0020922 | 0 | 9.7514e-07 | 1.9503e-06 | 0 | 1.9503e-06 | [12 empty] | 7.3.3.17.5 (Remote Grid) Updates to grid topology to minimize risk of ignition in HFTDs Remote GridWLDFRContact from objectAggregated | WLDFR | HFTD - Distribution - Tier 2 - 1QU CoRE ¦ 3QU LoRE | Non-Red Flag Warning - Destructive Fires | Contact from object | Aggregated | 2059 | 3.2573e-06 | 1013.9529 | 0.0033028 | 2059 | Mitigation | 0.95 | 45 | 0 | esc | 0.00097009 | 3.1599e-09 | 0.00097009 | 3.1599e-09
[79 empty] | WLDFR | HFTD - Distribution - Tier 2 - 2QU CoRE ¦ 4QU LoRE | Non-Red Flag Warning - Small Fires | 2060 | 2.914e-06 | 2.914e-06 | 0.1099 | 0.050325 | 0.0021839 | 0.057393 | 0 | 0 | 0.0032851 | 3.2026e-07 | 0 | 3.2026e-07 | 3.2026e-07 | 0 | 3.2026e-07 | 0 | 0.00095448 | 0.0020922 | 0 | 0.0020922 | 0 | 1.0361e-06 | 2.0721e-06 | 0 | 2.0721e-06 | [12 empty] | 7.3.3.17.5 (Remote Grid) Updates to grid topology to minimize risk of ignition in HFTDs Remote GridWLDFRContact from objectAggregated | WLDFR | HFTD - Distribution - Tier 2 - 1QU CoRE ¦ 3QU LoRE | Non-Red Flag Warning - Destructive Fires | Contact from object | Aggregated | 2060 | 3.2573e-06 | 1013.9529 | 0.0033028 | 2060 | Mitigation | 0.95 | 45 | 0 | esc | 0.00097009 | 3.1599e-09 | 0.00097009 | 3.1599e-09
[79 empty] | WLDFR | HFTD - Distribution - Tier 2 - 2QU CoRE ¦ 4QU LoRE | Non-Red Flag Warning - Small Fires | 2061 | 2.914e-06 | 2.914e-06 | 0.1099 | 0.050325 | 0.0021839 | 0.057393 | 0 | 0 | 0.0032851 | 3.2026e-07 | 0 | 3.2026e-07 | 3.2026e-07 | 0 | 3.2026e-07 | 0 | 0.00095448 | 0.0020922 | 0 | 0.0020922 | 0 | 1.0361e-06 | 2.0721e-06 | 0 | 2.0721e-06 | [12 empty] | 7.3.3.17.5 (Remote Grid) Updates to grid topology to minimize risk of ignition in HFTDs Remote GridWLDFRContact from objectAggregated | WLDFR | HFTD - Distribution - Tier 2 - 1QU CoRE ¦ 3QU LoRE | Non-Red Flag Warning - Destructive Fires | Contact from object | Aggregated | 2061 | 3.2573e-06 | 1013.9529 | 0.0033028 | 2061 | Mitigation | 0.95 | 45 | 0 | esc | 0.00097009 | 3.1599e-09 | 0.00097009 | 3.1599e-09
[79 empty] | WLDFR | HFTD - Distribution - Tier 2 - 2QU CoRE ¦ 4QU LoRE | Non-Red Flag Warning - Small Fires | 2062 | 2.914e-06 | 2.914e-06 | 0.1099 | 0.050325 | 0.0021839 | 0.057393 | 0 | 0 | 0.0032851 | 3.2026e-07 | 0 | 3.2026e-07 | 3.2026e-07 | 0 | 3.2026e-07 | 0 | 0.00095448 | 0.0020922 | 0 | 0.0020922 | 0 | 1.0361e-06 | 2.0721e-06 | 0 | 2.0721e-06 | [12 empty] | 7.3.3.17.5 (Remote Grid) Updates to grid topology to minimize risk of ignition in HFTDs Remote GridWLDFRContact from objectAggregated | WLDFR | HFTD - Distribution - Tier 2 - 1QU CoRE ¦ 3QU LoRE | Non-Red Flag Warning - Destructive Fires | Contact from object | Aggregated | 2062 | 3.2573e-06 | 1013.9529 | 0.0033028 | 2062 | Mitigation | 0.95 | 45 | 0 | esc | 0.00097009 | 3.1599e-09 | 0.00097009 | 3.1599e-09
[79 empty] | WLDFR | HFTD - Distribution - Tier 2 - 2QU CoRE ¦ 4QU LoRE | Non-Red Flag Warning - Small Fires | 2063 | 2.914e-06 | 2.914e-06 | 0.11504 | 0.052388 | 0.0022734 | 0.060377 | 0 | 0 | 0.0032851 | 3.3523e-07 | 0 | 3.3523e-07 | 3.3523e-07 | 0 | 3.3523e-07 | 0 | 0.00099952 | 0.002191 | 0 | 0.002191 | 0 | 1.0361e-06 | 2.0721e-06 | 0 | 2.0721e-06 | [12 empty] | 7.3.3.17.5 (Remote Grid) Updates to grid topology to minimize risk of ignition in HFTDs Remote GridWLDFRContact from objectAggregated | WLDFR | HFTD - Distribution - Tier 2 - 1QU CoRE ¦ 3QU LoRE | Non-Red Flag Warning - Destructive Fires | Contact from object | Aggregated | 2063 | 3.2573e-06 | 1013.9529 | 0.0033028 | 2063 | Mitigation | 0.95 | 45 | 0 | esc | 0.00097009 | 3.1599e-09 | 0.00097009 | 3.1599e-09
[79 empty] | WLDFR | HFTD - Distribution - Tier 2 - 2QU CoRE ¦ 4QU LoRE | Non-Red Flag Warning - Small Fires | 2064 | 2.914e-06 | 2.914e-06 | 0.11504 | 0.052388 | 0.0022734 | 0.060377 | 0 | 0 | 0.0032851 | 3.3523e-07 | 0 | 3.3523e-07 | 3.3523e-07 | 0 | 3.3523e-07 | 0 | 0.00099952 | 0.002191 | 0 | 0.002191 | 0 | 1.0361e-06 | 2.0721e-06 | 0 | 2.0721e-06 | [12 empty] | 7.3.3.17.5 (Remote Grid) Updates to grid topology to minimize risk of ignition in HFTDs Remote GridWLDFRContact from objectAggregated | WLDFR | HFTD - Distribution - Tier 2 - 1QU CoRE ¦ 3QU LoRE | Non-Red Flag Warning - Destructive Fires | Contact from object | Aggregated | 2064 | 3.2573e-06 | 1013.9529 | 0.0033028 | 2064 | Mitigation | 0.95 | 45 | 0 | esc | 0.00097009 | 3.1599e-09 | 0.00097009 | 3.1599e-09
[79 empty] | WLDFR | HFTD - Distribution - Tier 2 - 2QU CoRE ¦ 4QU LoRE | Non-Red Flag Warning - Small Fires | 2065 | 2.914e-06 | 2.914e-06 | 0.11504 | 0.052388 | 0.0022734 | 0.060377 | 0 | 0 | 0.0032851 | 3.3523e-07 | 0 | 3.3523e-07 | 3.3523e-07 | 0 | 3.3523e-07 | 0 | 0.00099952 | 0.002191 | 0 | 0.002191 | 0 | 1.1027e-06 | 2.2053e-06 | 0 | 2.2053e-06 | [12 empty] | 7.3.3.17.5 (Remote Grid) Updates to grid topology to minimize risk of ignition in HFTDs Remote GridWLDFRContact from objectAggregated | WLDFR | HFTD - Distribution - Tier 2 - 1QU CoRE ¦ 3QU LoRE | Non-Red Flag Warning - Destructive Fires | Contact from object | Aggregated | 2065 | 3.2573e-06 | 1013.9529 | 0.0033028 | 2065 | Mitigation | 0.95 | 45 | 0 | esc | 0.00097009 | 3.1599e-09 | 0.00097009 | 3.1599e-09
[79 empty] | WLDFR | HFTD - Distribution - Tier 2 - 2QU CoRE ¦ 4QU LoRE | Non-Red Flag Warning - Small Fires | 2066 | 2.914e-06 | 2.914e-06 | 0.11504 | 0.052388 | 0.0022734 | 0.060377 | 0 | 0 | 0.0032851 | 3.3523e-07 | 0 | 3.3523e-07 | 3.3523e-07 | 0 | 3.3523e-07 | 0 | 0.00099952 | 0.002191 | 0 | 0.002191 | 0 | 1.1027e-06 | 2.2053e-06 | 0 | 2.2053e-06 | [12 empty] | 7.3.3.17.5 (Remote Grid) Updates to grid topology to minimize risk of ignition in HFTDs Remote GridWLDFRContact from objectAggregated | WLDFR | HFTD - Distribution - Tier 2 - 1QU CoRE ¦ 3QU LoRE | Non-Red Flag Warning - Destructive Fires | Contact from object | Aggregated | 2066 | 3.2573e-06 | 1013.9529 | 0.0033028 | 2066 | Mitigation | 0.95 | 45 | 0 | esc | 0.00097009 | 3.1599e-09 | 0.00097009 | 3.1599e-09
[79 empty] | WLDFR | HFTD - Distribution - Tier 2 - 2QU CoRE ¦ 4QU LoRE | Non-Red Flag Warning - Small Fires | 2067 | 0 | 2.914e-06 | 0.11504 | 0.052388 | 0.0022734 | 0.060377 | 0 | 0 | 0.0032851 | 0 | 0 | 0 | 3.3523e-07 | 0 | 3.3523e-07 | 0 | 0.00099952 | 0.002191 | 0 | 0.002191 | 0 | 1.1027e-06 | 2.2053e-06 | 0 | 2.2053e-06 | [12 empty] | 7.3.3.17.5 (Remote Grid) Updates to grid topology to minimize risk of ignition in HFTDs Remote GridWLDFRContact from objectAggregated | WLDFR | HFTD - Distribution - Tier 2 - 1QU CoRE ¦ 3QU LoRE | Non-Red Flag Warning - Destructive Fires | Contact from object | Aggregated | 2067 | 3.2573e-06 | 1013.9529 | 0.0033028 | 2067 | Mitigation | 0.95 | 45 | 0 | esc | 0 | 0 | 0.00097009 | 3.1599e-09
[79 empty] | WLDFR | HFTD - Distribution - Tier 2 - 2QU CoRE ¦ 4QU LoRE | Red Flag Warning - Catastrophic Fires | 2022 | 4.9497e-08 | 0 | 14146.1306 | 222.2294 | 8585.7228 | 5338.1784 | 0 | 0 | 5.1023e-05 | 0.00070018 | 0 | 0.00070018 | 0 | 0 | 0 | 0 | 0.0010484 | 0.002298 | 0 | 0.002298 | 0 | 1.1027e-06 | 2.2053e-06 | 0 | 2.2053e-06 | [12 empty] | 7.3.3.17.5 (Remote Grid) Updates to grid topology to minimize risk of ignition in HFTDs Remote GridWLDFRContaminationAggregated | WLDFR | HFTD - Distribution - Tier 2 - 1QU CoRE ¦ 3QU LoRE | Non-Red Flag Warning - Destructive Fires | Contamination | Aggregated | 2022 | 5.0411e-08 | 1013.9529 | 5.1114e-05 | 2022 | Mitigation | 0.95 | 45 | 0 | esc | 0.00097009 | 4.8903e-11 | 0 | 0
[79 empty] | WLDFR | HFTD - Distribution - Tier 2 - 2QU CoRE ¦ 4QU LoRE | Red Flag Warning - Catastrophic Fires | 2023 | 4.9497e-08 | 4.9497e-08 | 14664.6376 | 233.2301 | 8896.516 | 5534.8915 | 0 | 0 | 5.1023e-05 | 0.00072585 | 0 | 0.00072585 | 0.00072585 | 0 | 0.00072585 | 0 | 0.0010484 | 0.002298 | 0 | 0.002298 | 0 | 1.1027e-06 | 2.2053e-06 | 0 | 2.2053e-06 | [12 empty] | 7.3.3.17.5 (Remote Grid) Updates to grid topology to minimize risk of ignition in HFTDs Remote GridWLDFRContaminationAggregated | WLDFR | HFTD - Distribution - Tier 2 - 1QU CoRE ¦ 3QU LoRE | Non-Red Flag Warning - Destructive Fires | Contamination | Aggregated | 2023 | 5.0411e-08 | 1013.9529 | 5.1114e-05 | 2023 | Mitigation | 0.95 | 45 | 0 | esc | 0.00097009 | 4.8903e-11 | 0.00097009 | 4.8903e-11
[79 empty] | WLDFR | HFTD - Distribution - Tier 2 - 2QU CoRE ¦ 4QU LoRE | Red Flag Warning - Catastrophic Fires | 2024 | 4.9497e-08 | 4.9497e-08 | 14664.6376 | 233.2301 | 8896.516 | 5534.8915 | 0 | 0 | 5.1023e-05 | 0.00072585 | 0 | 0.00072585 | 0.00072585 | 0 | 0.00072585 | 0 | 0.0010484 | 0.002298 | 0 | 0.002298 | 0 | 1.1744e-06 | 2.3489e-06 | 0 | 2.3489e-06 | [12 empty] | 7.3.3.17.5 (Remote Grid) Updates to grid topology to minimize risk of ignition in HFTDs Remote GridWLDFRContaminationAggregated | WLDFR | HFTD - Distribution - Tier 2 - 1QU CoRE ¦ 3QU LoRE | Non-Red Flag Warning - Destructive Fires | Contamination | Aggregated | 2024 | 5.0411e-08 | 1013.9529 | 5.1114e-05 | 2024 | Mitigation | 0.95 | 45 | 0 | esc | 0.00097009 | 4.8903e-11 | 0.00097009 | 4.8903e-11
[79 empty] | WLDFR | HFTD - Distribution - Tier 2 - 2QU CoRE ¦ 4QU LoRE | Red Flag Warning - Catastrophic Fires | 2025 | 4.9497e-08 | 4.9497e-08 | 14664.6376 | 233.2301 | 8896.516 | 5534.8915 | 0 | 0 | 5.1023e-05 | 0.00072585 | 0 | 0.00072585 | 0.00072585 | 0 | 0.00072585 | 0 | 0.0010484 | 0.002298 | 0 | 0.002298 | 0 | 1.1744e-06 | 2.3489e-06 | 0 | 2.3489e-06 | [12 empty] | 7.3.3.17.5 (Remote Grid) Updates to grid topology to minimize risk of ignition in HFTDs Remote GridWLDFRContaminationAggregated | WLDFR | HFTD - Distribution - Tier 2 - 1QU CoRE ¦ 3QU LoRE | Non-Red Flag Warning - Destructive Fires | Contamination | Aggregated | 2025 | 5.0411e-08 | 1013.9529 | 5.1114e-05 | 2025 | Mitigation | 0.95 | 45 | 0 | esc | 0.00097009 | 4.8903e-11 | 0.00097009 | 4.8903e-11
[79 empty] | WLDFR | HFTD - Distribution - Tier 2 - 2QU CoRE ¦ 4QU LoRE | Red Flag Warning - Catastrophic Fires | 2026 | 4.9497e-08 | 4.9497e-08 | 14664.6376 | 233.2301 | 8896.516 | 5534.8915 | 0 | 0 | 5.1023e-05 | 0.00072585 | 0 | 0.00072585 | 0.00072585 | 0 | 0.00072585 | 0 | 0.0010484 | 0.002298 | 0 | 0.002298 | 0 | 1.1744e-06 | 2.3489e-06 | 0 | 2.3489e-06 | [12 empty] | 7.3.3.17.5 (Remote Grid) Updates to grid topology to minimize risk of ignition in HFTDs Remote GridWLDFRContaminationAggregated | WLDFR | HFTD - Distribution - Tier 2 - 1QU CoRE ¦ 3QU LoRE | Non-Red Flag Warning - Destructive Fires | Contamination | Aggregated | 2026 | 5.0411e-08 | 1013.9529 | 5.1114e-05 | 2026 | Mitigation | 0.95 | 45 | 0 | esc | 0.00097009 | 4.8903e-11 | 0.00097009 | 4.8903e-11
[79 empty] | WLDFR | HFTD - Distribution - Tier 2 - 2QU CoRE ¦ 4QU LoRE | Red Flag Warning - Catastrophic Fires | 2027 | 4.9497e-08 | 4.9497e-08 | 14664.6376 | 233.2301 | 8896.516 | 5534.8915 | 0 | 0 | 5.1023e-05 | 0.00072585 | 0 | 0.00072585 | 0.00072585 | 0 | 0.00072585 | 0 | 0.0011004 | 0.002412 | 0 | 0.002412 | 0 | 1.1744e-06 | 2.3489e-06 | 0 | 2.3489e-06 | [12 empty] | 7.3.3.17.5 (Remote Grid) Updates to grid topology to minimize risk of ignition in HFTDs Remote GridWLDFRContaminationAggregated | WLDFR | HFTD - Distribution - Tier 2 - 1QU CoRE ¦ 3QU LoRE | Non-Red Flag Warning - Destructive Fires | Contamination | Aggregated | 2027 | 5.0411e-08 | 1013.9529 | 5.1114e-05 | 2027 | Mitigation | 0.95 | 45 | 0 | esc | 0.00097009 | 4.8903e-11 | 0.00097009 | 4.8903e-11
[79 empty] | WLDFR | HFTD - Distribution - Tier 2 - 2QU CoRE ¦ 4QU LoRE | Red Flag Warning - Catastrophic Fires | 2028 | 4.9497e-08 | 4.9497e-08 | 15317.9909 | 247.273 | 9287.6491 | 5783.0689 | 0 | 0 | 5.1023e-05 | 0.00075819 | 0 | 0.00075819 | 0.00075819 | 0 | 0.00075819 | 0 | 0.0011004 | 0.002412 | 0 | 0.002412 | 0 | 0 | 2.3489e-06 | 0 | 2.3489e-06 | [12 empty] | 7.3.3.17.5 (Remote Grid) Updates to grid topology to minimize risk of ignition in HFTDs Remote GridWLDFRContaminationAggregated | WLDFR | HFTD - Distribution - Tier 2 - 1QU CoRE ¦ 3QU LoRE | Non-Red Flag Warning - Destructive Fires | Contamination | Aggregated | 2028 | 5.0411e-08 | 1013.9529 | 5.1114e-05 | 2028 | Mitigation | 0.95 | 45 | 0 | esc | 0.00097009 | 4.8903e-11 | 0.00097009 | 4.8903e-11
[79 empty] | WLDFR | HFTD - Distribution - Tier 2 - 2QU CoRE ¦ 4QU LoRE | Red Flag Warning - Catastrophic Fires | 2029 | 4.9497e-08 | 4.9497e-08 | 15317.9909 | 247.273 | 9287.6491 | 5783.0689 | 0 | 0 | 5.1023e-05 | 0.00075819 | 0 | 0.00075819 | 0.00075819 | 0 | 0.00075819 | 0 | 0.0011004 | 0.002412 | 0 | 0.002412 | 0 | 0 | 0 | 0 | 0 | [12 empty] | 7.3.3.17.5 (Remote Grid) Updates to grid topology to minimize risk of ignition in HFTDs Remote GridWLDFRContaminationAggregated | WLDFR | HFTD - Distribution - Tier 2 - 1QU CoRE ¦ 3QU LoRE | Non-Red Flag Warning - Destructive Fires | Contamination | Aggregated | 2029 | 5.0411e-08 | 1013.9529 | 5.1114e-05 | 2029 | Mitigation | 0.95 | 45 | 0 | esc | 0.00097009 | 4.8903e-11 | 0.00097009 | 4.8903e-11
[79 empty] | WLDFR | HFTD - Distribution - Tier 2 - 2QU CoRE ¦ 4QU LoRE | Red Flag Warning - Catastrophic Fires | 2030 | 4.9497e-08 | 4.9497e-08 | 15317.9909 | 247.273 | 9287.6491 | 5783.0689 | 0 | 0 | 5.1023e-05 | 0.00075819 | 0 | 0.00075819 | 0.00075819 | 0 | 0.00075819 | 0 | 0.0011004 | 0.002412 | 0 | 0.002412 | 0 | 0 | 0 | 0 | 0 | [12 empty] | 7.3.3.17.5 (Remote Grid) Updates to grid topology to minimize risk of ignition in HFTDs Remote GridWLDFRContaminationAggregated | WLDFR | HFTD - Distribution - Tier 2 - 1QU CoRE ¦ 3QU LoRE | Non-Red Flag Warning - Destructive Fires | Contamination | Aggregated | 2030 | 5.0411e-08 | 1013.9529 | 5.1114e-05 | 2030 | Mitigation | 0.95 | 45 | 0 | esc | 0.00097009 | 4.8903e-11 | 0.00097009 | 4.8903e-11
[79 empty] | WLDFR | HFTD - Distribution - Tier 2 - 2QU CoRE ¦ 4QU LoRE | Red Flag Warning - Catastrophic Fires | 2031 | 4.9497e-08 | 4.9497e-08 | 15317.9909 | 247.273 | 9287.6491 | 5783.0689 | 0 | 0 | 5.1023e-05 | 0.00075819 | 0 | 0.00075819 | 0.00075819 | 0 | 0.00075819 | 0 | 0.0011004 | 0.002412 | 0 | 0.002412 | 0 | 9.3132e-08 | 0 | 0 | 0 | [12 empty] | 7.3.3.17.5 (Remote Grid) Updates to grid topology to minimize risk of ignition in HFTDs Remote GridWLDFRContaminationAggregated | WLDFR | HFTD - Distribution - Tier 2 - 1QU CoRE ¦ 3QU LoRE | Non-Red Flag Warning - Destructive Fires | Contamination | Aggregated | 2031 | 5.0411e-08 | 1013.9529 | 5.1114e-05 | 2031 | Mitigation | 0.95 | 45 | 0 | esc | 0.00097009 | 4.8903e-11 | 0.00097009 | 4.8903e-11
[79 empty] | WLDFR | HFTD - Distribution - Tier 2 - 2QU CoRE ¦ 4QU LoRE | Red Flag Warning - Catastrophic Fires | 2032 | 4.9497e-08 | 4.9497e-08 | 15317.9909 | 247.273 | 9287.6491 | 5783.0689 | 0 | 0 | 5.1023e-05 | 0.00075819 | 0 | 0.00075819 | 0.00075819 | 0 | 0.00075819 | 0 | 0.0011548 | 0.0025314 | 0 | 0.0025314 | 0 | 9.613e-08 | 1.9226e-07 | 0 | 1.9226e-07 | [12 empty] | 7.3.3.17.5 (Remote Grid) Updates to grid topology to minimize risk of ignition in HFTDs Remote GridWLDFRContaminationAggregated | WLDFR | HFTD - Distribution - Tier 2 - 1QU CoRE ¦ 3QU LoRE | Non-Red Flag Warning - Destructive Fires | Contamination | Aggregated | 2032 | 5.0411e-08 | 1013.9529 | 5.1114e-05 | 2032 | Mitigation | 0.95 | 45 | 0 | esc | 0.00097009 | 4.8903e-11 | 0.00097009 | 4.8903e-11
[79 empty] | WLDFR | HFTD - Distribution - Tier 2 - 2QU CoRE ¦ 4QU LoRE | Red Flag Warning - Catastrophic Fires | 2033 | 4.9497e-08 | 4.9497e-08 | 16044.1264 | 263.1074 | 9721.74 | 6059.2791 | 0 | 0 | 5.1023e-05 | 0.00079413 | 0 | 0.00079413 | 0.00079413 | 0 | 0.00079413 | 0 | 0.0011548 | 0.0025314 | 0 | 0.0025314 | 0 | 9.613e-08 | 1.9226e-07 | 0 | 1.9226e-07 | [12 empty] | 7.3.3.17.5 (Remote Grid) Updates to grid topology to minimize risk of ignition in HFTDs Remote GridWLDFRContaminationAggregated | WLDFR | HFTD - Distribution - Tier 2 - 1QU CoRE ¦ 3QU LoRE | Non-Red Flag Warning - Destructive Fires | Contamination | Aggregated | 2033 | 5.0411e-08 | 1013.9529 | 5.1114e-05 | 2033 | Mitigation | 0.95 | 45 | 0 | esc | 0.00097009 | 4.8903e-11 | 0.00097009 | 4.8903e-11
[79 empty] | WLDFR | HFTD - Distribution - Tier 2 - 2QU CoRE ¦ 4QU LoRE | Red Flag Warning - Catastrophic Fires | 2034 | 4.9497e-08 | 4.9497e-08 | 16044.1264 | 263.1074 | 9721.74 | 6059.2791 | 0 | 0 | 5.1023e-05 | 0.00079413 | 0 | 0.00079413 | 0.00079413 | 0 | 0.00079413 | 0 | 0.0011548 | 0.0025314 | 0 | 0.0025314 | 0 | 9.613e-08 | 1.9226e-07 | 0 | 1.9226e-07 | [12 empty] | 7.3.3.17.5 (Remote Grid) Updates to grid topology to minimize risk of ignition in HFTDs Remote GridWLDFRContaminationAggregated | WLDFR | HFTD - Distribution - Tier 2 - 1QU CoRE ¦ 3QU LoRE | Non-Red Flag Warning - Destructive Fires | Contamination | Aggregated | 2034 | 5.0411e-08 | 1013.9529 | 5.1114e-05 | 2034 | Mitigation | 0.95 | 45 | 0 | esc | 0.00097009 | 4.8903e-11 | 0.00097009 | 4.8903e-11
[79 empty] | WLDFR | HFTD - Distribution - Tier 2 - 2QU CoRE ¦ 4QU LoRE | Red Flag Warning - Catastrophic Fires | 2035 | 4.9497e-08 | 4.9497e-08 | 16044.1264 | 263.1074 | 9721.74 | 6059.2791 | 0 | 0 | 5.1023e-05 | 0.00079413 | 0 | 0.00079413 | 0.00079413 | 0 | 0.00079413 | 0 | 0.0011548 | 0.0025314 | 0 | 0.0025314 | 0 | 9.613e-08 | 1.9226e-07 | 0 | 1.9226e-07 | [12 empty] | 7.3.3.17.5 (Remote Grid) Updates to grid topology to minimize risk of ignition in HFTDs Remote GridWLDFRContaminationAggregated | WLDFR | HFTD - Distribution - Tier 2 - 1QU CoRE ¦ 3QU LoRE | Non-Red Flag Warning - Destructive Fires | Contamination | Aggregated | 2035 | 5.0411e-08 | 1013.9529 | 5.1114e-05 | 2035 | Mitigation | 0.95 | 45 | 0 | esc | 0.00097009 | 4.8903e-11 | 0.00097009 | 4.8903e-11
[79 empty] | WLDFR | HFTD - Distribution - Tier 2 - 2QU CoRE ¦ 4QU LoRE | Red Flag Warning - Catastrophic Fires | 2036 | 4.9497e-08 | 4.9497e-08 | 16044.1264 | 263.1074 | 9721.74 | 6059.2791 | 0 | 0 | 5.1023e-05 | 0.00079413 | 0 | 0.00079413 | 0.00079413 | 0 | 0.00079413 | 0 | 0.0011548 | 0.0025314 | 0 | 0.0025314 | 0 | 9.613e-08 | 1.9226e-07 | 0 | 1.9226e-07 | [12 empty] | 7.3.3.17.5 (Remote Grid) Updates to grid topology to minimize risk of ignition in HFTDs Remote GridWLDFRContaminationAggregated | WLDFR | HFTD - Distribution - Tier 2 - 1QU CoRE ¦ 3QU LoRE | Non-Red Flag Warning - Destructive Fires | Contamination | Aggregated | 2036 | 5.0411e-08 | 1013.9529 | 5.1114e-05 | 2036 | Mitigation | 0.95 | 45 | 0 | esc | 0.00097009 | 4.8903e-11 | 0.00097009 | 4.8903e-11
[79 empty] | WLDFR | HFTD - Distribution - Tier 2 - 2QU CoRE ¦ 4QU LoRE | Red Flag Warning - Catastrophic Fires | 2037 | 4.9497e-08 | 4.9497e-08 | 16044.1264 | 263.1074 | 9721.74 | 6059.2791 | 0 | 0 | 5.1023e-05 | 0.00079413 | 0 | 0.00079413 | 0.00079413 | 0 | 0.00079413 | 0 | 0.001211 | 0.0026546 | 0 | 0.0026546 | 0 | 9.9953e-08 | 1.9991e-07 | 0 | 1.9991e-07 | [12 empty] | 7.3.3.17.5 (Remote Grid) Updates to grid topology to minimize risk of ignition in HFTDs Remote GridWLDFRContaminationAggregated | WLDFR | HFTD - Distribution - Tier 2 - 1QU CoRE ¦ 3QU LoRE | Non-Red Flag Warning - Destructive Fires | Contamination | Aggregated | 2037 | 5.0411e-08 | 1013.9529 | 5.1114e-05 | 2037 | Mitigation | 0.95 | 45 | 0 | esc | 0.00097009 | 4.8903e-11 | 0.00097009 | 4.8903e-11
[79 empty] | WLDFR | HFTD - Distribution - Tier 2 - 2QU CoRE ¦ 4QU LoRE | Red Flag Warning - Catastrophic Fires | 2038 | 4.9497e-08 | 4.9497e-08 | 16832.3912 | 280.5544 | 10192.2718 | 6359.5651 | 0 | 0 | 5.1023e-05 | 0.00083314 | 0 | 0.00083314 | 0.00083314 | 0 | 0.00083314 | 0 | 0.001211 | 0.0026546 | 0 | 0.0026546 | 0 | 9.9953e-08 | 1.9991e-07 | 0 | 1.9991e-07 | [12 empty] | 7.3.3.17.5 (Remote Grid) Updates to grid topology to minimize risk of ignition in HFTDs Remote GridWLDFRContaminationAggregated | WLDFR | HFTD - Distribution - Tier 2 - 1QU CoRE ¦ 3QU LoRE | Non-Red Flag Warning - Destructive Fires | Contamination | Aggregated | 2038 | 5.0411e-08 | 1013.9529 | 5.1114e-05 | 2038 | Mitigation | 0.95 | 45 | 0 | esc | 0.00097009 | 4.8903e-11 | 0.00097009 | 4.8903e-11
[79 empty] | WLDFR | HFTD - Distribution - Tier 2 - 2QU CoRE ¦ 4QU LoRE | Red Flag Warning - Catastrophic Fires | 2039 | 4.9497e-08 | 4.9497e-08 | 16832.3912 | 280.5544 | 10192.2718 | 6359.5651 | 0 | 0 | 5.1023e-05 | 0.00083314 | 0 | 0.00083314 | 0.00083314 | 0 | 0.00083314 | 0 | 0.001211 | 0.0026546 | 0 | 0.0026546 | 0 | 9.9953e-08 | 1.9991e-07 | 0 | 1.9991e-07 | [12 empty] | 7.3.3.17.5 (Remote Grid) Updates to grid topology to minimize risk of ignition in HFTDs Remote GridWLDFRContaminationAggregated | WLDFR | HFTD - Distribution - Tier 2 - 1QU CoRE ¦ 3QU LoRE | Non-Red Flag Warning - Destructive Fires | Contamination | Aggregated | 2039 | 5.0411e-08 | 1013.9529 | 5.1114e-05 | 2039 | Mitigation | 0.95 | 45 | 0 | esc | 0.00097009 | 4.8903e-11 | 0.00097009 | 4.8903e-11
[79 empty] | WLDFR | HFTD - Distribution - Tier 2 - 2QU CoRE ¦ 4QU LoRE | Red Flag Warning - Catastrophic Fires | 2040 | 4.9497e-08 | 4.9497e-08 | 16832.3912 | 280.5544 | 10192.2718 | 6359.5651 | 0 | 0 | 5.1023e-05 | 0.00083314 | 0 | 0.00083314 | 0.00083314 | 0 | 0.00083314 | 0 | 0.001211 | 0.0026546 | 0 | 0.0026546 | 0 | 9.9953e-08 | 1.9991e-07 | 0 | 1.9991e-07 | [12 empty] | 7.3.3.17.5 (Remote Grid) Updates to grid topology to minimize risk of ignition in HFTDs Remote GridWLDFRContaminationAggregated | WLDFR | HFTD - Distribution - Tier 2 - 1QU CoRE ¦ 3QU LoRE | Non-Red Flag Warning - Destructive Fires | Contamination | Aggregated | 2040 | 5.0411e-08 | 1013.9529 | 5.1114e-05 | 2040 | Mitigation | 0.95 | 45 | 0 | esc | 0.00097009 | 4.8903e-11 | 0.00097009 | 4.8903e-11
[79 empty] | WLDFR | HFTD - Distribution - Tier 2 - 2QU CoRE ¦ 4QU LoRE | Red Flag Warning - Catastrophic Fires | 2041 | 4.9497e-08 | 4.9497e-08 | 16832.3912 | 280.5544 | 10192.2718 | 6359.5651 | 0 | 0 | 5.1023e-05 | 0.00083314 | 0 | 0.00083314 | 0.00083314 | 0 | 0.00083314 | 0 | 0.001211 | 0.0026546 | 0 | 0.0026546 | 0 | 9.9953e-08 | 1.9991e-07 | 0 | 1.9991e-07 | [12 empty] | 7.3.3.17.5 (Remote Grid) Updates to grid topology to minimize risk of ignition in HFTDs Remote GridWLDFRContaminationAggregated | WLDFR | HFTD - Distribution - Tier 2 - 1QU CoRE ¦ 3QU LoRE | Non-Red Flag Warning - Destructive Fires | Contamination | Aggregated | 2041 | 5.0411e-08 | 1013.9529 | 5.1114e-05 | 2041 | Mitigation | 0.95 | 45 | 0 | esc | 0.00097009 | 4.8903e-11 | 0.00097009 | 4.8903e-11
[79 empty] | WLDFR | HFTD - Distribution - Tier 2 - 2QU CoRE ¦ 4QU LoRE | Red Flag Warning - Catastrophic Fires | 2042 | 4.9497e-08 | 4.9497e-08 | 16832.3912 | 280.5544 | 10192.2718 | 6359.5651 | 0 | 0 | 5.1023e-05 | 0.00083314 | 0 | 0.00083314 | 0.00083314 | 0 | 0.00083314 | 0 | 0.0012683 | 0.0027802 | 0 | 0.0027802 | 0 | 1.0426e-07 | 2.0852e-07 | 0 | 2.0852e-07 | [12 empty] | 7.3.3.17.5 (Remote Grid) Updates to grid topology to minimize risk of ignition in HFTDs Remote GridWLDFRContaminationAggregated | WLDFR | HFTD - Distribution - Tier 2 - 1QU CoRE ¦ 3QU LoRE | Non-Red Flag Warning - Destructive Fires | Contamination | Aggregated | 2042 | 5.0411e-08 | 1013.9529 | 5.1114e-05 | 2042 | Mitigation | 0.95 | 45 | 0 | esc | 0.00097009 | 4.8903e-11 | 0.00097009 | 4.8903e-11
[79 empty] | WLDFR | HFTD - Distribution - Tier 2 - 2QU CoRE ¦ 4QU LoRE | Red Flag Warning - Catastrophic Fires | 2043 | 4.9497e-08 | 4.9497e-08 | 17672.0852 | 299.42 | 10692.7362 | 6679.929 | 0 | 0 | 5.1023e-05 | 0.00087471 | 0 | 0.00087471 | 0.00087471 | 0 | 0.00087471 | 0 | 0.0012683 | 0.0027802 | 0 | 0.0027802 | 0 | 1.0426e-07 | 2.0852e-07 | 0 | 2.0852e-07 | [12 empty] | 7.3.3.17.5 (Remote Grid) Updates to grid topology to minimize risk of ignition in HFTDs Remote GridWLDFRContaminationAggregated | WLDFR | HFTD - Distribution - Tier 2 - 1QU CoRE ¦ 3QU LoRE | Non-Red Flag Warning - Destructive Fires | Contamination | Aggregated | 2043 | 5.0411e-08 | 1013.9529 | 5.1114e-05 | 2043 | Mitigation | 0.95 | 45 | 0 | esc | 0.00097009 | 4.8903e-11 | 0.00097009 | 4.8903e-11
[79 empty] | WLDFR | HFTD - Distribution - Tier 2 - 2QU CoRE ¦ 4QU LoRE | Red Flag Warning - Catastrophic Fires | 2044 | 4.9497e-08 | 4.9497e-08 | 17672.0852 | 299.42 | 10692.7362 | 6679.929 | 0 | 0 | 5.1023e-05 | 0.00087471 | 0 | 0.00087471 | 0.00087471 | 0 | 0.00087471 | 0 | 0.0012683 | 0.0027802 | 0 | 0.0027802 | 0 | 1.0426e-07 | 2.0852e-07 | 0 | 2.0852e-07 | [12 empty] | 7.3.3.17.5 (Remote Grid) Updates to grid topology to minimize risk of ignition in HFTDs Remote GridWLDFRContaminationAggregated | WLDFR | HFTD - Distribution - Tier 2 - 1QU CoRE ¦ 3QU LoRE | Non-Red Flag Warning - Destructive Fires | Contamination | Aggregated | 2044 | 5.0411e-08 | 1013.9529 | 5.1114e-05 | 2044 | Mitigation | 0.95 | 45 | 0 | esc | 0.00097009 | 4.8903e-11 | 0.00097009 | 4.8903e-11
[79 empty] | WLDFR | HFTD - Distribution - Tier 2 - 2QU CoRE ¦ 4QU LoRE | Red Flag Warning - Catastrophic Fires | 2045 | 4.9497e-08 | 4.9497e-08 | 17672.0852 | 299.42 | 10692.7362 | 6679.929 | 0 | 0 | 5.1023e-05 | 0.00087471 | 0 | 0.00087471 | 0.00087471 | 0 | 0.00087471 | 0 | 0.0012683 | 0.0027802 | 0 | 0.0027802 | 0 | 1.0426e-07 | 2.0852e-07 | 0 | 2.0852e-07 | [12 empty] | 7.3.3.17.5 (Remote Grid) Updates to grid topology to minimize risk of ignition in HFTDs Remote GridWLDFRContaminationAggregated | WLDFR | HFTD - Distribution - Tier 2 - 1QU CoRE ¦ 3QU LoRE | Non-Red Flag Warning - Destructive Fires | Contamination | Aggregated | 2045 | 5.0411e-08 | 1013.9529 | 5.1114e-05 | 2045 | Mitigation | 0.95 | 45 | 0 | esc | 0.00097009 | 4.8903e-11 | 0.00097009 | 4.8903e-11
[79 empty] | WLDFR | HFTD - Distribution - Tier 2 - 2QU CoRE ¦ 4QU LoRE | Red Flag Warning - Catastrophic Fires | 2046 | 4.9497e-08 | 4.9497e-08 | 17672.0852 | 299.42 | 10692.7362 | 6679.929 | 0 | 0 | 5.1023e-05 | 0.00087471 | 0 | 0.00087471 | 0.00087471 | 0 | 0.00087471 | 0 | 0.0012683 | 0.0027802 | 0 | 0.0027802 | 0 | 1.0426e-07 | 2.0852e-07 | 0 | 2.0852e-07 | [12 empty] | 7.3.3.17.5 (Remote Grid) Updates to grid topology to minimize risk of ignition in HFTDs Remote GridWLDFRContaminationAggregated | WLDFR | HFTD - Distribution - Tier 2 - 1QU CoRE ¦ 3QU LoRE | Non-Red Flag Warning - Destructive Fires | Contamination | Aggregated | 2046 | 5.0411e-08 | 1013.9529 | 5.1114e-05 | 2046 | Mitigation | 0.95 | 45 | 0 | esc | 0.00097009 | 4.8903e-11 | 0.00097009 | 4.8903e-11
[79 empty] | WLDFR | HFTD - Distribution - Tier 2 - 2QU CoRE ¦ 4QU LoRE | Red Flag Warning - Catastrophic Fires | 2047 | 4.9497e-08 | 4.9497e-08 | 17672.0852 | 299.42 | 10692.7362 | 6679.929 | 0 | 0 | 5.1023e-05 | 0.00087471 | 0 | 0.00087471 | 0.00087471 | 0 | 0.00087471 | 0 | 0.001326 | 0.0029067 | 0 | 0.0029067 | 0 | 1.0901e-07 | 2.1802e-07 | 0 | 2.1802e-07 | [12 empty] | 7.3.3.17.5 (Remote Grid) Updates to grid topology to minimize risk of ignition in HFTDs Remote GridWLDFRContaminationAggregated | WLDFR | HFTD - Distribution - Tier 2 - 1QU CoRE ¦ 3QU LoRE | Non-Red Flag Warning - Destructive Fires | Contamination | Aggregated | 2047 | 5.0411e-08 | 1013.9529 | 5.1114e-05 | 2047 | Mitigation | 0.95 | 45 | 0 | esc | 0.00097009 | 4.8903e-11 | 0.00097009 | 4.8903e-11
[79 empty] | WLDFR | HFTD - Distribution - Tier 2 - 2QU CoRE ¦ 4QU LoRE | Red Flag Warning - Catastrophic Fires | 2048 | 4.9497e-08 | 4.9497e-08 | 18552.3348 | 319.4911 | 11216.5626 | 7016.281 | 0 | 0 | 5.1023e-05 | 0.00091828 | 0 | 0.00091828 | 0.00091828 | 0 | 0.00091828 | 0 | 0.001326 | 0.0029067 | 0 | 0.0029067 | 0 | 1.0901e-07 | 2.1802e-07 | 0 | 2.1802e-07 | [12 empty] | 7.3.3.17.5 (Remote Grid) Updates to grid topology to minimize risk of ignition in HFTDs Remote GridWLDFRContaminationAggregated | WLDFR | HFTD - Distribution - Tier 2 - 1QU CoRE ¦ 3QU LoRE | Non-Red Flag Warning - Destructive Fires | Contamination | Aggregated | 2048 | 5.0411e-08 | 1013.9529 | 5.1114e-05 | 2048 | Mitigation | 0.95 | 45 | 0 | esc | 0.00097009 | 4.8903e-11 | 0.00097009 | 4.8903e-11
[79 empty] | WLDFR | HFTD - Distribution - Tier 2 - 2QU CoRE ¦ 4QU LoRE | Red Flag Warning - Catastrophic Fires | 2049 | 4.9497e-08 | 4.9497e-08 | 18552.3348 | 319.4911 | 11216.5626 | 7016.281 | 0 | 0 | 5.1023e-05 | 0.00091828 | 0 | 0.00091828 | 0.00091828 | 0 | 0.00091828 | 0 | 0.001326 | 0.0029067 | 0 | 0.0029067 | 0 | 1.0901e-07 | 2.1802e-07 | 0 | 2.1802e-07 | [12 empty] | 7.3.3.17.5 (Remote Grid) Updates to grid topology to minimize risk of ignition in HFTDs Remote GridWLDFRContaminationAggregated | WLDFR | HFTD - Distribution - Tier 2 - 1QU CoRE ¦ 3QU LoRE | Non-Red Flag Warning - Destructive Fires | Contamination | Aggregated | 2049 | 5.0411e-08 | 1013.9529 | 5.1114e-05 | 2049 | Mitigation | 0.95 | 45 | 0 | esc | 0.00097009 | 4.8903e-11 | 0.00097009 | 4.8903e-11
[79 empty] | WLDFR | HFTD - Distribution - Tier 2 - 2QU CoRE ¦ 4QU LoRE | Red Flag Warning - Catastrophic Fires | 2050 | 4.9497e-08 | 4.9497e-08 | 18552.3348 | 319.4911 | 11216.5626 | 7016.281 | 0 | 0 | 5.1023e-05 | 0.00091828 | 0 | 0.00091828 | 0.00091828 | 0 | 0.00091828 | 0 | 0.001326 | 0.0029067 | 0 | 0.0029067 | 0 | 1.0901e-07 | 2.1802e-07 | 0 | 2.1802e-07 | [12 empty] | 7.3.3.17.5 (Remote Grid) Updates to grid topology to minimize risk of ignition in HFTDs Remote GridWLDFRContaminationAggregated | WLDFR | HFTD - Distribution - Tier 2 - 1QU CoRE ¦ 3QU LoRE | Non-Red Flag Warning - Destructive Fires | Contamination | Aggregated | 2050 | 5.0411e-08 | 1013.9529 | 5.1114e-05 | 2050 | Mitigation | 0.95 | 45 | 0 | esc | 0.00097009 | 4.8903e-11 | 0.00097009 | 4.8903e-11
[79 empty] | WLDFR | HFTD - Distribution - Tier 2 - 2QU CoRE ¦ 4QU LoRE | Red Flag Warning - Catastrophic Fires | 2051 | 4.9497e-08 | 4.9497e-08 | 18552.3348 | 319.4911 | 11216.5626 | 7016.281 | 0 | 0 | 5.1023e-05 | 0.00091828 | 0 | 0.00091828 | 0.00091828 | 0 | 0.00091828 | 0 | 0.001326 | 0.0029067 | 0 | 0.0029067 | 0 | 1.0901e-07 | 2.1802e-07 | 0 | 2.1802e-07 | [12 empty] | 7.3.3.17.5 (Remote Grid) Updates to grid topology to minimize risk of ignition in HFTDs Remote GridWLDFRContaminationAggregated | WLDFR | HFTD - Distribution - Tier 2 - 1QU CoRE ¦ 3QU LoRE | Non-Red Flag Warning - Destructive Fires | Contamination | Aggregated | 2051 | 5.0411e-08 | 1013.9529 | 5.1114e-05 | 2051 | Mitigation | 0.95 | 45 | 0 | esc | 0.00097009 | 4.8903e-11 | 0.00097009 | 4.8903e-11
[79 empty] | WLDFR | HFTD - Distribution - Tier 2 - 2QU CoRE ¦ 4QU LoRE | Red Flag Warning - Catastrophic Fires | 2052 | 4.9497e-08 | 4.9497e-08 | 18552.3348 | 319.4911 | 11216.5626 | 7016.281 | 0 | 0 | 5.1023e-05 | 0.00091828 | 0 | 0.00091828 | 0.00091828 | 0 | 0.00091828 | 0 | 0.0013834 | 0.0030325 | 0 | 0.0030325 | 0 | 1.1415e-07 | 2.2831e-07 | 0 | 2.2831e-07 | [12 empty] | 7.3.3.17.5 (Remote Grid) Updates to grid topology to minimize risk of ignition in HFTDs Remote GridWLDFRContaminationAggregated | WLDFR | HFTD - Distribution - Tier 2 - 1QU CoRE ¦ 3QU LoRE | Non-Red Flag Warning - Destructive Fires | Contamination | Aggregated | 2052 | 5.0411e-08 | 1013.9529 | 5.1114e-05 | 2052 | Mitigation | 0.95 | 45 | 0 | esc | 0.00097009 | 4.8903e-11 | 0.00097009 | 4.8903e-11
[79 empty] | WLDFR | HFTD - Distribution - Tier 2 - 2QU CoRE ¦ 4QU LoRE | Red Flag Warning - Catastrophic Fires | 2053 | 4.9497e-08 | 4.9497e-08 | 19462.1283 | 340.5356 | 11757.1413 | 7364.4514 | 0 | 0 | 5.1023e-05 | 0.00096331 | 0 | 0.00096331 | 0.00096331 | 0 | 0.00096331 | 0 | 0.0013834 | 0.0030325 | 0 | 0.0030325 | 0 | 1.1415e-07 | 2.2831e-07 | 0 | 2.2831e-07 | [12 empty] | 7.3.3.17.5 (Remote Grid) Updates to grid topology to minimize risk of ignition in HFTDs Remote GridWLDFRContaminationAggregated | WLDFR | HFTD - Distribution - Tier 2 - 1QU CoRE ¦ 3QU LoRE | Non-Red Flag Warning - Destructive Fires | Contamination | Aggregated | 2053 | 5.0411e-08 | 1013.9529 | 5.1114e-05 | 2053 | Mitigation | 0.95 | 45 | 0 | esc | 0.00097009 | 4.8903e-11 | 0.00097009 | 4.8903e-11
[79 empty] | WLDFR | HFTD - Distribution - Tier 2 - 2QU CoRE ¦ 4QU LoRE | Red Flag Warning - Catastrophic Fires | 2054 | 4.9497e-08 | 4.9497e-08 | 19462.1283 | 340.5356 | 11757.1413 | 7364.4514 | 0 | 0 | 5.1023e-05 | 0.00096331 | 0 | 0.00096331 | 0.00096331 | 0 | 0.00096331 | 0 | 0.0013834 | 0.0030325 | 0 | 0.0030325 | 0 | 1.1415e-07 | 2.2831e-07 | 0 | 2.2831e-07 | [12 empty] | 7.3.3.17.5 (Remote Grid) Updates to grid topology to minimize risk of ignition in HFTDs Remote GridWLDFRContaminationAggregated | WLDFR | HFTD - Distribution - Tier 2 - 1QU CoRE ¦ 3QU LoRE | Non-Red Flag Warning - Destructive Fires | Contamination | Aggregated | 2054 | 5.0411e-08 | 1013.9529 | 5.1114e-05 | 2054 | Mitigation | 0.95 | 45 | 0 | esc | 0.00097009 | 4.8903e-11 | 0.00097009 | 4.8903e-11
[79 empty] | WLDFR | HFTD - Distribution - Tier 2 - 2QU CoRE ¦ 4QU LoRE | Red Flag Warning - Catastrophic Fires | 2055 | 4.9497e-08 | 4.9497e-08 | 19462.1283 | 340.5356 | 11757.1413 | 7364.4514 | 0 | 0 | 5.1023e-05 | 0.00096331 | 0 | 0.00096331 | 0.00096331 | 0 | 0.00096331 | 0 | 0 | 0.0030325 | 0 | 0.0030325 | 0 | 1.1415e-07 | 2.2831e-07 | 0 | 2.2831e-07 | [12 empty] | 7.3.3.17.5 (Remote Grid) Updates to grid topology to minimize risk of ignition in HFTDs Remote GridWLDFRContaminationAggregated | WLDFR | HFTD - Distribution - Tier 2 - 1QU CoRE ¦ 3QU LoRE | Non-Red Flag Warning - Destructive Fires | Contamination | Aggregated | 2055 | 5.0411e-08 | 1013.9529 | 5.1114e-05 | 2055 | Mitigation | 0.95 | 45 | 0 | esc | 0.00097009 | 4.8903e-11 | 0.00097009 | 4.8903e-11
[79 empty] | WLDFR | HFTD - Distribution - Tier 2 - 2QU CoRE ¦ 4QU LoRE | Red Flag Warning - Catastrophic Fires | 2056 | 4.9497e-08 | 4.9497e-08 | 19462.1283 | 340.5356 | 11757.1413 | 7364.4514 | 0 | 0 | 5.1023e-05 | 0.00096331 | 0 | 0.00096331 | 0.00096331 | 0 | 0.00096331 | 0 | 0 | 0 | 0 | 0 | 0 | 1.1415e-07 | 2.2831e-07 | 0 | 2.2831e-07 | [12 empty] | 7.3.3.17.5 (Remote Grid) Updates to grid topology to minimize risk of ignition in HFTDs Remote GridWLDFRContaminationAggregated | WLDFR | HFTD - Distribution - Tier 2 - 1QU CoRE ¦ 3QU LoRE | Non-Red Flag Warning - Destructive Fires | Contamination | Aggregated | 2056 | 5.0411e-08 | 1013.9529 | 5.1114e-05 | 2056 | Mitigation | 0.95 | 45 | 0 | esc | 0.00097009 | 4.8903e-11 | 0.00097009 | 4.8903e-11
[79 empty] | WLDFR | HFTD - Distribution - Tier 2 - 2QU CoRE ¦ 4QU LoRE | Red Flag Warning - Catastrophic Fires | 2057 | 4.9497e-08 | 4.9497e-08 | 19462.1283 | 340.5356 | 11757.1413 | 7364.4514 | 0 | 0 | 5.1023e-05 | 0.00096331 | 0 | 0.00096331 | 0.00096331 | 0 | 0.00096331 | 0 | 3.0068e-06 | 0 | 0 | 0 | 0 | 1.1964e-07 | 2.3928e-07 | 0 | 2.3928e-07 | [12 empty] | 7.3.3.17.5 (Remote Grid) Updates to grid topology to minimize risk of ignition in HFTDs Remote GridWLDFRContaminationAggregated | WLDFR | HFTD - Distribution - Tier 2 - 1QU CoRE ¦ 3QU LoRE | Non-Red Flag Warning - Destructive Fires | Contamination | Aggregated | 2057 | 5.0411e-08 | 1013.9529 | 5.1114e-05 | 2057 | Mitigation | 0.95 | 45 | 0 | esc | 0.00097009 | 4.8903e-11 | 0.00097009 | 4.8903e-11
[79 empty] | WLDFR | HFTD - Distribution - Tier 2 - 2QU CoRE ¦ 4QU LoRE | Red Flag Warning - Catastrophic Fires | 2058 | 4.9497e-08 | 4.9497e-08 | 20390.4035 | 362.3049 | 12307.8747 | 7720.2238 | 0 | 0 | 5.1023e-05 | 0.0010093 | 0 | 0.0010093 | 0.0010093 | 0 | 0.0010093 | 0 | 3.1413e-06 | 6.8858e-06 | 0 | 6.8858e-06 | 0 | 1.1964e-07 | 2.3928e-07 | 0 | 2.3928e-07 | [12 empty] | 7.3.3.17.5 (Remote Grid) Updates to grid topology to minimize risk of ignition in HFTDs Remote GridWLDFRContaminationAggregated | WLDFR | HFTD - Distribution - Tier 2 - 1QU CoRE ¦ 3QU LoRE | Non-Red Flag Warning - Destructive Fires | Contamination | Aggregated | 2058 | 5.0411e-08 | 1013.9529 | 5.1114e-05 | 2058 | Mitigation | 0.95 | 45 | 0 | esc | 0.00097009 | 4.8903e-11 | 0.00097009 | 4.8903e-11
[79 empty] | WLDFR | HFTD - Distribution - Tier 2 - 2QU CoRE ¦ 4QU LoRE | Red Flag Warning - Catastrophic Fires | 2059 | 4.9497e-08 | 4.9497e-08 | 20390.4035 | 362.3049 | 12307.8747 | 7720.2238 | 0 | 0 | 5.1023e-05 | 0.0010093 | 0 | 0.0010093 | 0.0010093 | 0 | 0.0010093 | 0 | 3.1413e-06 | 6.8858e-06 | 0 | 6.8858e-06 | 0 | 1.1964e-07 | 2.3928e-07 | 0 | 2.3928e-07 | [12 empty] | 7.3.3.17.5 (Remote Grid) Updates to grid topology to minimize risk of ignition in HFTDs Remote GridWLDFRContaminationAggregated | WLDFR | HFTD - Distribution - Tier 2 - 1QU CoRE ¦ 3QU LoRE | Non-Red Flag Warning - Destructive Fires | Contamination | Aggregated | 2059 | 5.0411e-08 | 1013.9529 | 5.1114e-05 | 2059 | Mitigation | 0.95 | 45 | 0 | esc | 0.00097009 | 4.8903e-11 | 0.00097009 | 4.8903e-11
[79 empty] | WLDFR | HFTD - Distribution - Tier 2 - 2QU CoRE ¦ 4QU LoRE | Red Flag Warning - Catastrophic Fires | 2060 | 4.9497e-08 | 4.9497e-08 | 20390.4035 | 362.3049 | 12307.8747 | 7720.2238 | 0 | 0 | 5.1023e-05 | 0.0010093 | 0 | 0.0010093 | 0.0010093 | 0 | 0.0010093 | 0 | 3.1413e-06 | 6.8858e-06 | 0 | 6.8858e-06 | 0 | 1.1964e-07 | 2.3928e-07 | 0 | 2.3928e-07 | [12 empty] | 7.3.3.17.5 (Remote Grid) Updates to grid topology to minimize risk of ignition in HFTDs Remote GridWLDFRContaminationAggregated | WLDFR | HFTD - Distribution - Tier 2 - 1QU CoRE ¦ 3QU LoRE | Non-Red Flag Warning - Destructive Fires | Contamination | Aggregated | 2060 | 5.0411e-08 | 1013.9529 | 5.1114e-05 | 2060 | Mitigation | 0.95 | 45 | 0 | esc | 0.00097009 | 4.8903e-11 | 0.00097009 | 4.8903e-11
[79 empty] | WLDFR | HFTD - Distribution - Tier 2 - 2QU CoRE ¦ 4QU LoRE | Red Flag Warning - Catastrophic Fires | 2061 | 4.9497e-08 | 4.9497e-08 | 20390.4035 | 362.3049 | 12307.8747 | 7720.2238 | 0 | 0 | 5.1023e-05 | 0.0010093 | 0 | 0.0010093 | 0.0010093 | 0 | 0.0010093 | 0 | 3.1413e-06 | 6.8858e-06 | 0 | 6.8858e-06 | 0 | 0 | 2.3928e-07 | 0 | 2.3928e-07 | [12 empty] | 7.3.3.17.5 (Remote Grid) Updates to grid topology to minimize risk of ignition in HFTDs Remote GridWLDFRContaminationAggregated | WLDFR | HFTD - Distribution - Tier 2 - 1QU CoRE ¦ 3QU LoRE | Non-Red Flag Warning - Destructive Fires | Contamination | Aggregated | 2061 | 5.0411e-08 | 1013.9529 | 5.1114e-05 | 2061 | Mitigation | 0.95 | 45 | 0 | esc | 0.00097009 | 4.8903e-11 | 0.00097009 | 4.8903e-11
[79 empty] | WLDFR | HFTD - Distribution - Tier 2 - 2QU CoRE ¦ 4QU LoRE | Red Flag Warning - Catastrophic Fires | 2062 | 4.9497e-08 | 4.9497e-08 | 20390.4035 | 362.3049 | 12307.8747 | 7720.2238 | 0 | 0 | 5.1023e-05 | 0.0010093 | 0 | 0.0010093 | 0.0010093 | 0 | 0.0010093 | 0 | 3.1413e-06 | 6.8858e-06 | 0 | 6.8858e-06 | 0 | 0 | 0 | 0 | 0 | [12 empty] | 7.3.3.17.5 (Remote Grid) Updates to grid topology to minimize risk of ignition in HFTDs Remote GridWLDFRContaminationAggregated | WLDFR | HFTD - Distribution - Tier 2 - 1QU CoRE ¦ 3QU LoRE | Non-Red Flag Warning - Destructive Fires | Contamination | Aggregated | 2062 | 5.0411e-08 | 1013.9529 | 5.1114e-05 | 2062 | Mitigation | 0.95 | 45 | 0 | esc | 0.00097009 | 4.8903e-11 | 0.00097009 | 4.8903e-11
[79 empty] | WLDFR | HFTD - Distribution - Tier 2 - 2QU CoRE ¦ 4QU LoRE | Red Flag Warning - Catastrophic Fires | 2063 | 4.9497e-08 | 4.9497e-08 | 21325.9188 | 384.5316 | 12862.0997 | 8079.2876 | 0 | 0 | 5.1023e-05 | 0.0010556 | 0 | 0.0010556 | 0.0010556 | 0 | 0.0010556 | 0 | 3.3145e-06 | 7.2656e-06 | 0 | 7.2656e-06 | 0 | 0 | 0 | 0 | 0 | [12 empty] | 7.3.3.17.5 (Remote Grid) Updates to grid topology to minimize risk of ignition in HFTDs Remote GridWLDFRContaminationAggregated | WLDFR | HFTD - Distribution - Tier 2 - 1QU CoRE ¦ 3QU LoRE | Non-Red Flag Warning - Destructive Fires | Contamination | Aggregated | 2063 | 5.0411e-08 | 1013.9529 | 5.1114e-05 | 2063 | Mitigation | 0.95 | 45 | 0 | esc | 0.00097009 | 4.8903e-11 | 0.00097009 | 4.8903e-11
[79 empty] | WLDFR | HFTD - Distribution - Tier 2 - 2QU CoRE ¦ 4QU LoRE | Red Flag Warning - Catastrophic Fires | 2064 | 4.9497e-08 | 4.9497e-08 | 21325.9188 | 384.5316 | 12862.0997 | 8079.2876 | 0 | 0 | 5.1023e-05 | 0.0010556 | 0 | 0.0010556 | 0.0010556 | 0 | 0.0010556 | 0 | 3.3145e-06 | 7.2656e-06 | 0 | 7.2656e-06 | 0 | 2.4692e-05 | 0 | 0 | 0 | [12 empty] | 7.3.3.17.5 (Remote Grid) Updates to grid topology to minimize risk of ignition in HFTDs Remote GridWLDFRContaminationAggregated | WLDFR | HFTD - Distribution - Tier 2 - 1QU CoRE ¦ 3QU LoRE | Non-Red Flag Warning - Destructive Fires | Contamination | Aggregated | 2064 | 5.0411e-08 | 1013.9529 | 5.1114e-05 | 2064 | Mitigation | 0.95 | 45 | 0 | esc | 0.00097009 | 4.8903e-11 | 0.00097009 | 4.8903e-11
[79 empty] | WLDFR | HFTD - Distribution - Tier 2 - 2QU CoRE ¦ 4QU LoRE | Red Flag Warning - Catastrophic Fires | 2065 | 4.9497e-08 | 4.9497e-08 | 21325.9188 | 384.5316 | 12862.0997 | 8079.2876 | 0 | 0 | 5.1023e-05 | 0.0010556 | 0 | 0.0010556 | 0.0010556 | 0 | 0.0010556 | 0 | 3.3145e-06 | 7.2656e-06 | 0 | 7.2656e-06 | 0 | 2.5597e-05 | 5.1195e-05 | 0 | 5.1195e-05 | [12 empty] | 7.3.3.17.5 (Remote Grid) Updates to grid topology to minimize risk of ignition in HFTDs Remote GridWLDFRContaminationAggregated | WLDFR | HFTD - Distribution - Tier 2 - 1QU CoRE ¦ 3QU LoRE | Non-Red Flag Warning - Destructive Fires | Contamination | Aggregated | 2065 | 5.0411e-08 | 1013.9529 | 5.1114e-05 | 2065 | Mitigation | 0.95 | 45 | 0 | esc | 0.00097009 | 4.8903e-11 | 0.00097009 | 4.8903e-11
[79 empty] | WLDFR | HFTD - Distribution - Tier 2 - 2QU CoRE ¦ 4QU LoRE | Red Flag Warning - Catastrophic Fires | 2066 | 4.9497e-08 | 4.9497e-08 | 21325.9188 | 384.5316 | 12862.0997 | 8079.2876 | 0 | 0 | 5.1023e-05 | 0.0010556 | 0 | 0.0010556 | 0.0010556 | 0 | 0.0010556 | 0 | 3.3145e-06 | 7.2656e-06 | 0 | 7.2656e-06 | 0 | 2.5597e-05 | 5.1195e-05 | 0 | 5.1195e-05 | [12 empty] | 7.3.3.17.5 (Remote Grid) Updates to grid topology to minimize risk of ignition in HFTDs Remote GridWLDFRContaminationAggregated | WLDFR | HFTD - Distribution - Tier 2 - 1QU CoRE ¦ 3QU LoRE | Non-Red Flag Warning - Destructive Fires | Contamination | Aggregated | 2066 | 5.0411e-08 | 1013.9529 | 5.1114e-05 | 2066 | Mitigation | 0.95 | 45 | 0 | esc | 0.00097009 | 4.8903e-11 | 0.00097009 | 4.8903e-11
[79 empty] | WLDFR | HFTD - Distribution - Tier 2 - 2QU CoRE ¦ 4QU LoRE | Red Flag Warning - Catastrophic Fires | 2067 | 0 | 4.9497e-08 | 21325.9188 | 384.5316 | 12862.0997 | 8079.2876 | 0 | 0 | 5.1023e-05 | 0 | 0 | 0 | 0.0010556 | 0 | 0.0010556 | 0 | 3.3145e-06 | 7.2656e-06 | 0 | 7.2656e-06 | 0 | 2.5597e-05 | 5.1195e-05 | 0 | 5.1195e-05 | [12 empty] | 7.3.3.17.5 (Remote Grid) Updates to grid topology to minimize risk of ignition in HFTDs Remote GridWLDFRContaminationAggregated | WLDFR | HFTD - Distribution - Tier 2 - 1QU CoRE ¦ 3QU LoRE | Non-Red Flag Warning - Destructive Fires | Contamination | Aggregated | 2067 | 5.0411e-08 | 1013.9529 | 5.1114e-05 | 2067 | Mitigation | 0.95 | 45 | 0 | esc | 0 | 0 | 0.00097009 | 4.8903e-11
[79 empty] | WLDFR | HFTD - Distribution - Tier 2 - 2QU CoRE ¦ 4QU LoRE | Red Flag Warning - Destructive Fires | 2022 | 7.0636e-09 | 0 | 8807.9522 | 222.2294 | 8585.7228 | 0 | 0 | 0 | 7.2814e-06 | 6.2216e-05 | 0 | 6.2216e-05 | 0 | 0 | 0 | 0 | 3.5116e-06 | 7.6976e-06 | 0 | 7.6976e-06 | 0 | 2.5597e-05 | 5.1195e-05 | 0 | 5.1195e-05 | [12 empty] | 7.3.3.17.5 (Remote Grid) Updates to grid topology to minimize risk of ignition in HFTDs Remote GridWLDFREquipment / facility failureAggregated | WLDFR | HFTD - Distribution - Tier 2 - 1QU CoRE ¦ 3QU LoRE | Non-Red Flag Warning - Destructive Fires | Equipment / facility failure | Aggregated | 2022 | 7.4542e-07 | 1013.9529 | 0.00075582 | 2022 | Mitigation | 0.95 | 45 | 0 | esc | 0.00097009 | 7.2312e-10 | 0 | 0
[79 empty] | WLDFR | HFTD - Distribution - Tier 2 - 2QU CoRE ¦ 4QU LoRE | Red Flag Warning - Destructive Fires | 2023 | 7.0636e-09 | 7.0636e-09 | 9129.7461 | 233.2301 | 8896.516 | 0 | 0 | 0 | 7.2814e-06 | 6.4489e-05 | 0 | 6.4489e-05 | 6.4489e-05 | 0 | 6.4489e-05 | 0 | 3.5116e-06 | 7.6976e-06 | 0 | 7.6976e-06 | 0 | 2.5597e-05 | 5.1195e-05 | 0 | 5.1195e-05 | [12 empty] | 7.3.3.17.5 (Remote Grid) Updates to grid topology to minimize risk of ignition in HFTDs Remote GridWLDFREquipment / facility failureAggregated | WLDFR | HFTD - Distribution - Tier 2 - 1QU CoRE ¦ 3QU LoRE | Non-Red Flag Warning - Destructive Fires | Equipment / facility failure | Aggregated | 2023 | 7.4542e-07 | 1013.9529 | 0.00075582 | 2023 | Mitigation | 0.95 | 45 | 0 | esc | 0.00097009 | 7.2312e-10 | 0.00097009 | 7.2312e-10
[79 empty] | WLDFR | HFTD - Distribution - Tier 2 - 2QU CoRE ¦ 4QU LoRE | Red Flag Warning - Destructive Fires | 2024 | 7.0636e-09 | 7.0636e-09 | 9129.7461 | 233.2301 | 8896.516 | 0 | 0 | 0 | 7.2814e-06 | 6.4489e-05 | 0 | 6.4489e-05 | 6.4489e-05 | 0 | 6.4489e-05 | 0 | 3.5116e-06 | 7.6976e-06 | 0 | 7.6976e-06 | 0 | 2.6738e-05 | 5.3476e-05 | 0 | 5.3476e-05 | [12 empty] | 7.3.3.17.5 (Remote Grid) Updates to grid topology to minimize risk of ignition in HFTDs Remote GridWLDFREquipment / facility failureAggregated | WLDFR | HFTD - Distribution - Tier 2 - 1QU CoRE ¦ 3QU LoRE | Non-Red Flag Warning - Destructive Fires | Equipment / facility failure | Aggregated | 2024 | 7.4542e-07 | 1013.9529 | 0.00075582 | 2024 | Mitigation | 0.95 | 45 | 0 | esc | 0.00097009 | 7.2312e-10 | 0.00097009 | 7.2312e-10
[79 empty] | WLDFR | HFTD - Distribution - Tier 2 - 2QU CoRE ¦ 4QU LoRE | Red Flag Warning - Destructive Fires | 2025 | 7.0636e-09 | 7.0636e-09 | 9129.7461 | 233.2301 | 8896.516 | 0 | 0 | 0 | 7.2814e-06 | 6.4489e-05 | 0 | 6.4489e-05 | 6.4489e-05 | 0 | 6.4489e-05 | 0 | 3.5116e-06 | 7.6976e-06 | 0 | 7.6976e-06 | 0 | 2.6738e-05 | 5.3476e-05 | 0 | 5.3476e-05 | [12 empty] | 7.3.3.17.5 (Remote Grid) Updates to grid topology to minimize risk of ignition in HFTDs Remote GridWLDFREquipment / facility failureAggregated | WLDFR | HFTD - Distribution - Tier 2 - 1QU CoRE ¦ 3QU LoRE | Non-Red Flag Warning - Destructive Fires | Equipment / facility failure | Aggregated | 2025 | 7.4542e-07 | 1013.9529 | 0.00075582 | 2025 | Mitigation | 0.95 | 45 | 0 | esc | 0.00097009 | 7.2312e-10 | 0.00097009 | 7.2312e-10
[79 empty] | WLDFR | HFTD - Distribution - Tier 2 - 2QU CoRE ¦ 4QU LoRE | Red Flag Warning - Destructive Fires | 2026 | 7.0636e-09 | 7.0636e-09 | 9129.7461 | 233.2301 | 8896.516 | 0 | 0 | 0 | 7.2814e-06 | 6.4489e-05 | 0 | 6.4489e-05 | 6.4489e-05 | 0 | 6.4489e-05 | 0 | 3.5116e-06 | 7.6976e-06 | 0 | 7.6976e-06 | 0 | 2.6738e-05 | 5.3476e-05 | 0 | 5.3476e-05 | [12 empty] | 7.3.3.17.5 (Remote Grid) Updates to grid topology to minimize risk of ignition in HFTDs Remote GridWLDFREquipment / facility failureAggregated | WLDFR | HFTD - Distribution - Tier 2 - 1QU CoRE ¦ 3QU LoRE | Non-Red Flag Warning - Destructive Fires | Equipment / facility failure | Aggregated | 2026 | 7.4542e-07 | 1013.9529 | 0.00075582 | 2026 | Mitigation | 0.95 | 45 | 0 | esc | 0.00097009 | 7.2312e-10 | 0.00097009 | 7.2312e-10
[79 empty] | WLDFR | HFTD - Distribution - Tier 2 - 2QU CoRE ¦ 4QU LoRE | Red Flag Warning - Destructive Fires | 2027 | 7.0636e-09 | 7.0636e-09 | 9129.7461 | 233.2301 | 8896.516 | 0 | 0 | 0 | 7.2814e-06 | 6.4489e-05 | 0 | 6.4489e-05 | 6.4489e-05 | 0 | 6.4489e-05 | 0 | 3.731e-06 | 8.1784e-06 | 0 | 8.1784e-06 | 0 | 2.6738e-05 | 5.3476e-05 | 0 | 5.3476e-05 | [12 empty] | 7.3.3.17.5 (Remote Grid) Updates to grid topology to minimize risk of ignition in HFTDs Remote GridWLDFREquipment / facility failureAggregated | WLDFR | HFTD - Distribution - Tier 2 - 1QU CoRE ¦ 3QU LoRE | Non-Red Flag Warning - Destructive Fires | Equipment / facility failure | Aggregated | 2027 | 7.4542e-07 | 1013.9529 | 0.00075582 | 2027 | Mitigation | 0.95 | 45 | 0 | esc | 0.00097009 | 7.2312e-10 | 0.00097009 | 7.2312e-10
[79 empty] | WLDFR | HFTD - Distribution - Tier 2 - 2QU CoRE ¦ 4QU LoRE | Red Flag Warning - Destructive Fires | 2028 | 7.0636e-09 | 7.0636e-09 | 9534.9221 | 247.273 | 9287.6491 | 0 | 0 | 0 | 7.2814e-06 | 6.7351e-05 | 0 | 6.7351e-05 | 6.7351e-05 | 0 | 6.7351e-05 | 0 | 3.731e-06 | 8.1784e-06 | 0 | 8.1784e-06 | 0 | 2.6738e-05 | 5.3476e-05 | 0 | 5.3476e-05 | [12 empty] | 7.3.3.17.5 (Remote Grid) Updates to grid topology to minimize risk of ignition in HFTDs Remote GridWLDFREquipment / facility failureAggregated | WLDFR | HFTD - Distribution - Tier 2 - 1QU CoRE ¦ 3QU LoRE | Non-Red Flag Warning - Destructive Fires | Equipment / facility failure | Aggregated | 2028 | 7.4542e-07 | 1013.9529 | 0.00075582 | 2028 | Mitigation | 0.95 | 45 | 0 | esc | 0.00097009 | 7.2312e-10 | 0.00097009 | 7.2312e-10
[79 empty] | WLDFR | HFTD - Distribution - Tier 2 - 2QU CoRE ¦ 4QU LoRE | Red Flag Warning - Destructive Fires | 2029 | 7.0636e-09 | 7.0636e-09 | 9534.9221 | 247.273 | 9287.6491 | 0 | 0 | 0 | 7.2814e-06 | 6.7351e-05 | 0 | 6.7351e-05 | 6.7351e-05 | 0 | 6.7351e-05 | 0 | 3.731e-06 | 8.1784e-06 | 0 | 8.1784e-06 | 0 | 2.8005e-05 | 5.6011e-05 | 0 | 5.6011e-05 | [12 empty] | 7.3.3.17.5 (Remote Grid) Updates to grid topology to minimize risk of ignition in HFTDs Remote GridWLDFREquipment / facility failureAggregated | WLDFR | HFTD - Distribution - Tier 2 - 1QU CoRE ¦ 3QU LoRE | Non-Red Flag Warning - Destructive Fires | Equipment / facility failure | Aggregated | 2029 | 7.4542e-07 | 1013.9529 | 0.00075582 | 2029 | Mitigation | 0.95 | 45 | 0 | esc | 0.00097009 | 7.2312e-10 | 0.00097009 | 7.2312e-10
[79 empty] | WLDFR | HFTD - Distribution - Tier 2 - 2QU CoRE ¦ 4QU LoRE | Red Flag Warning - Destructive Fires | 2030 | 7.0636e-09 | 7.0636e-09 | 9534.9221 | 247.273 | 9287.6491 | 0 | 0 | 0 | 7.2814e-06 | 6.7351e-05 | 0 | 6.7351e-05 | 6.7351e-05 | 0 | 6.7351e-05 | 0 | 3.731e-06 | 8.1784e-06 | 0 | 8.1784e-06 | 0 | 2.8005e-05 | 5.6011e-05 | 0 | 5.6011e-05 | [12 empty] | 7.3.3.17.5 (Remote Grid) Updates to grid topology to minimize risk of ignition in HFTDs Remote GridWLDFREquipment / facility failureAggregated | WLDFR | HFTD - Distribution - Tier 2 - 1QU CoRE ¦ 3QU LoRE | Non-Red Flag Warning - Destructive Fires | Equipment / facility failure | Aggregated | 2030 | 7.4542e-07 | 1013.9529 | 0.00075582 | 2030 | Mitigation | 0.95 | 45 | 0 | esc | 0.00097009 | 7.2312e-10 | 0.00097009 | 7.2312e-10
[79 empty] | WLDFR | HFTD - Distribution - Tier 2 - 2QU CoRE ¦ 4QU LoRE | Red Flag Warning - Destructive Fires | 2031 | 7.0636e-09 | 7.0636e-09 | 9534.9221 | 247.273 | 9287.6491 | 0 | 0 | 0 | 7.2814e-06 | 6.7351e-05 | 0 | 6.7351e-05 | 6.7351e-05 | 0 | 6.7351e-05 | 0 | 3.731e-06 | 8.1784e-06 | 0 | 8.1784e-06 | 0 | 2.8005e-05 | 5.6011e-05 | 0 | 5.6011e-05 | [12 empty] | 7.3.3.17.5 (Remote Grid) Updates to grid topology to minimize risk of ignition in HFTDs Remote GridWLDFREquipment / facility failureAggregated | WLDFR | HFTD - Distribution - Tier 2 - 1QU CoRE ¦ 3QU LoRE | Non-Red Flag Warning - Destructive Fires | Equipment / facility failure | Aggregated | 2031 | 7.4542e-07 | 1013.9529 | 0.00075582 | 2031 | Mitigation | 0.95 | 45 | 0 | esc | 0.00097009 | 7.2312e-10 | 0.00097009 | 7.2312e-10
[79 empty] | WLDFR | HFTD - Distribution - Tier 2 - 2QU CoRE ¦ 4QU LoRE | Red Flag Warning - Destructive Fires | 2032 | 7.0636e-09 | 7.0636e-09 | 9534.9221 | 247.273 | 9287.6491 | 0 | 0 | 0 | 7.2814e-06 | 6.7351e-05 | 0 | 6.7351e-05 | 6.7351e-05 | 0 | 6.7351e-05 | 0 | 3.9709e-06 | 8.7042e-06 | 0 | 8.7042e-06 | 0 | 2.8005e-05 | 5.6011e-05 | 0 | 5.6011e-05 | [12 empty] | 7.3.3.17.5 (Remote Grid) Updates to grid topology to minimize risk of ignition in HFTDs Remote GridWLDFREquipment / facility failureAggregated | WLDFR | HFTD - Distribution - Tier 2 - 1QU CoRE ¦ 3QU LoRE | Non-Red Flag Warning - Destructive Fires | Equipment / facility failure | Aggregated | 2032 | 7.4542e-07 | 1013.9529 | 0.00075582 | 2032 | Mitigation | 0.95 | 45 | 0 | esc | 0.00097009 | 7.2312e-10 | 0.00097009 | 7.2312e-10
[79 empty] | WLDFR | HFTD - Distribution - Tier 2 - 2QU CoRE ¦ 4QU LoRE | Red Flag Warning - Destructive Fires | 2033 | 7.0636e-09 | 7.0636e-09 | 9984.8474 | 263.1074 | 9721.74 | 0 | 0 | 0 | 7.2814e-06 | 7.0529e-05 | 0 | 7.0529e-05 | 7.0529e-05 | 0 | 7.0529e-05 | 0 | 3.9709e-06 | 8.7042e-06 | 0 | 8.7042e-06 | 0 | 2.8005e-05 | 5.6011e-05 | 0 | 5.6011e-05 | [12 empty] | 7.3.3.17.5 (Remote Grid) Updates to grid topology to minimize risk of ignition in HFTDs Remote GridWLDFREquipment / facility failureAggregated | WLDFR | HFTD - Distribution - Tier 2 - 1QU CoRE ¦ 3QU LoRE | Non-Red Flag Warning - Destructive Fires | Equipment / facility failure | Aggregated | 2033 | 7.4542e-07 | 1013.9529 | 0.00075582 | 2033 | Mitigation | 0.95 | 45 | 0 | esc | 0.00097009 | 7.2312e-10 | 0.00097009 | 7.2312e-10
[79 empty] | WLDFR | HFTD - Distribution - Tier 2 - 2QU CoRE ¦ 4QU LoRE | Red Flag Warning - Destructive Fires | 2034 | 7.0636e-09 | 7.0636e-09 | 9984.8474 | 263.1074 | 9721.74 | 0 | 0 | 0 | 7.2814e-06 | 7.0529e-05 | 0 | 7.0529e-05 | 7.0529e-05 | 0 | 7.0529e-05 | 0 | 3.9709e-06 | 8.7042e-06 | 0 | 8.7042e-06 | 0 | 2.9381e-05 | 5.8762e-05 | 0 | 5.8762e-05 | [12 empty] | 7.3.3.17.5 (Remote Grid) Updates to grid topology to minimize risk of ignition in HFTDs Remote GridWLDFREquipment / facility failureAggregated | WLDFR | HFTD - Distribution - Tier 2 - 1QU CoRE ¦ 3QU LoRE | Non-Red Flag Warning - Destructive Fires | Equipment / facility failure | Aggregated | 2034 | 7.4542e-07 | 1013.9529 | 0.00075582 | 2034 | Mitigation | 0.95 | 45 | 0 | esc | 0.00097009 | 7.2312e-10 | 0.00097009 | 7.2312e-10
[79 empty] | WLDFR | HFTD - Distribution - Tier 2 - 2QU CoRE ¦ 4QU LoRE | Red Flag Warning - Destructive Fires | 2035 | 7.0636e-09 | 7.0636e-09 | 9984.8474 | 263.1074 | 9721.74 | 0 | 0 | 0 | 7.2814e-06 | 7.0529e-05 | 0 | 7.0529e-05 | 7.0529e-05 | 0 | 7.0529e-05 | 0 | 3.9709e-06 | 8.7042e-06 | 0 | 8.7042e-06 | 0 | 2.9381e-05 | 5.8762e-05 | 0 | 5.8762e-05 | [12 empty] | 7.3.3.17.5 (Remote Grid) Updates to grid topology to minimize risk of ignition in HFTDs Remote GridWLDFREquipment / facility failureAggregated | WLDFR | HFTD - Distribution - Tier 2 - 1QU CoRE ¦ 3QU LoRE | Non-Red Flag Warning - Destructive Fires | Equipment / facility failure | Aggregated | 2035 | 7.4542e-07 | 1013.9529 | 0.00075582 | 2035 | Mitigation | 0.95 | 45 | 0 | esc | 0.00097009 | 7.2312e-10 | 0.00097009 | 7.2312e-10
[79 empty] | WLDFR | HFTD - Distribution - Tier 2 - 2QU CoRE ¦ 4QU LoRE | Red Flag Warning - Destructive Fires | 2036 | 7.0636e-09 | 7.0636e-09 | 9984.8474 | 263.1074 | 9721.74 | 0 | 0 | 0 | 7.2814e-06 | 7.0529e-05 | 0 | 7.0529e-05 | 7.0529e-05 | 0 | 7.0529e-05 | 0 | 3.9709e-06 | 8.7042e-06 | 0 | 8.7042e-06 | 0 | 2.9381e-05 | 5.8762e-05 | 0 | 5.8762e-05 | [12 empty] | 7.3.3.17.5 (Remote Grid) Updates to grid topology to minimize risk of ignition in HFTDs Remote GridWLDFREquipment / facility failureAggregated | WLDFR | HFTD - Distribution - Tier 2 - 1QU CoRE ¦ 3QU LoRE | Non-Red Flag Warning - Destructive Fires | Equipment / facility failure | Aggregated | 2036 | 7.4542e-07 | 1013.9529 | 0.00075582 | 2036 | Mitigation | 0.95 | 45 | 0 | esc | 0.00097009 | 7.2312e-10 | 0.00097009 | 7.2312e-10
[79 empty] | WLDFR | HFTD - Distribution - Tier 2 - 2QU CoRE ¦ 4QU LoRE | Red Flag Warning - Destructive Fires | 2037 | 7.0636e-09 | 7.0636e-09 | 9984.8474 | 263.1074 | 9721.74 | 0 | 0 | 0 | 7.2814e-06 | 7.0529e-05 | 0 | 7.0529e-05 | 7.0529e-05 | 0 | 7.0529e-05 | 0 | 4.2293e-06 | 9.2707e-06 | 0 | 9.2707e-06 | 0 | 2.9381e-05 | 5.8762e-05 | 0 | 5.8762e-05 | [12 empty] | 7.3.3.17.5 (Remote Grid) Updates to grid topology to minimize risk of ignition in HFTDs Remote GridWLDFREquipment / facility failureAggregated | WLDFR | HFTD - Distribution - Tier 2 - 1QU CoRE ¦ 3QU LoRE | Non-Red Flag Warning - Destructive Fires | Equipment / facility failure | Aggregated | 2037 | 7.4542e-07 | 1013.9529 | 0.00075582 | 2037 | Mitigation | 0.95 | 45 | 0 | esc | 0.00097009 | 7.2312e-10 | 0.00097009 | 7.2312e-10
[79 empty] | WLDFR | HFTD - Distribution - Tier 2 - 2QU CoRE ¦ 4QU LoRE | Red Flag Warning - Destructive Fires | 2038 | 7.0636e-09 | 7.0636e-09 | 10472.8261 | 280.5544 | 10192.2718 | 0 | 0 | 0 | 7.2814e-06 | 7.3976e-05 | 0 | 7.3976e-05 | 7.3976e-05 | 0 | 7.3976e-05 | 0 | 4.2293e-06 | 9.2707e-06 | 0 | 9.2707e-06 | 0 | 2.9381e-05 | 5.8762e-05 | 0 | 5.8762e-05 | [12 empty] | 7.3.3.17.5 (Remote Grid) Updates to grid topology to minimize risk of ignition in HFTDs Remote GridWLDFREquipment / facility failureAggregated | WLDFR | HFTD - Distribution - Tier 2 - 1QU CoRE ¦ 3QU LoRE | Non-Red Flag Warning - Destructive Fires | Equipment / facility failure | Aggregated | 2038 | 7.4542e-07 | 1013.9529 | 0.00075582 | 2038 | Mitigation | 0.95 | 45 | 0 | esc | 0.00097009 | 7.2312e-10 | 0.00097009 | 7.2312e-10
[79 empty] | WLDFR | HFTD - Distribution - Tier 2 - 2QU CoRE ¦ 4QU LoRE | Red Flag Warning - Destructive Fires | 2039 | 7.0636e-09 | 7.0636e-09 | 10472.8261 | 280.5544 | 10192.2718 | 0 | 0 | 0 | 7.2814e-06 | 7.3976e-05 | 0 | 7.3976e-05 | 7.3976e-05 | 0 | 7.3976e-05 | 0 | 4.2293e-06 | 9.2707e-06 | 0 | 9.2707e-06 | 0 | 3.0847e-05 | 6.1694e-05 | 0 | 6.1694e-05 | [12 empty] | 7.3.3.17.5 (Remote Grid) Updates to grid topology to minimize risk of ignition in HFTDs Remote GridWLDFREquipment / facility failureAggregated | WLDFR | HFTD - Distribution - Tier 2 - 1QU CoRE ¦ 3QU LoRE | Non-Red Flag Warning - Destructive Fires | Equipment / facility failure | Aggregated | 2039 | 7.4542e-07 | 1013.9529 | 0.00075582 | 2039 | Mitigation | 0.95 | 45 | 0 | esc | 0.00097009 | 7.2312e-10 | 0.00097009 | 7.2312e-10
[79 empty] | WLDFR | HFTD - Distribution - Tier 2 - 2QU CoRE ¦ 4QU LoRE | Red Flag Warning - Destructive Fires | 2040 | 7.0636e-09 | 7.0636e-09 | 10472.8261 | 280.5544 | 10192.2718 | 0 | 0 | 0 | 7.2814e-06 | 7.3976e-05 | 0 | 7.3976e-05 | 7.3976e-05 | 0 | 7.3976e-05 | 0 | 4.2293e-06 | 9.2707e-06 | 0 | 9.2707e-06 | 0 | 3.0847e-05 | 6.1694e-05 | 0 | 6.1694e-05 | [12 empty] | 7.3.3.17.5 (Remote Grid) Updates to grid topology to minimize risk of ignition in HFTDs Remote GridWLDFREquipment / facility failureAggregated | WLDFR | HFTD - Distribution - Tier 2 - 1QU CoRE ¦ 3QU LoRE | Non-Red Flag Warning - Destructive Fires | Equipment / facility failure | Aggregated | 2040 | 7.4542e-07 | 1013.9529 | 0.00075582 | 2040 | Mitigation | 0.95 | 45 | 0 | esc | 0.00097009 | 7.2312e-10 | 0.00097009 | 7.2312e-10
[79 empty] | WLDFR | HFTD - Distribution - Tier 2 - 2QU CoRE ¦ 4QU LoRE | Red Flag Warning - Destructive Fires | 2041 | 7.0636e-09 | 7.0636e-09 | 10472.8261 | 280.5544 | 10192.2718 | 0 | 0 | 0 | 7.2814e-06 | 7.3976e-05 | 0 | 7.3976e-05 | 7.3976e-05 | 0 | 7.3976e-05 | 0 | 4.2293e-06 | 9.2707e-06 | 0 | 9.2707e-06 | 0 | 3.0847e-05 | 6.1694e-05 | 0 | 6.1694e-05 | [12 empty] | 7.3.3.17.5 (Remote Grid) Updates to grid topology to minimize risk of ignition in HFTDs Remote GridWLDFREquipment / facility failureAggregated | WLDFR | HFTD - Distribution - Tier 2 - 1QU CoRE ¦ 3QU LoRE | Non-Red Flag Warning - Destructive Fires | Equipment / facility failure | Aggregated | 2041 | 7.4542e-07 | 1013.9529 | 0.00075582 | 2041 | Mitigation | 0.95 | 45 | 0 | esc | 0.00097009 | 7.2312e-10 | 0.00097009 | 7.2312e-10
[79 empty] | WLDFR | HFTD - Distribution - Tier 2 - 2QU CoRE ¦ 4QU LoRE | Red Flag Warning - Destructive Fires | 2042 | 7.0636e-09 | 7.0636e-09 | 10472.8261 | 280.5544 | 10192.2718 | 0 | 0 | 0 | 7.2814e-06 | 7.3976e-05 | 0 | 7.3976e-05 | 7.3976e-05 | 0 | 7.3976e-05 | 0 | 4.5041e-06 | 9.8731e-06 | 0 | 9.8731e-06 | 0 | 3.0847e-05 | 6.1694e-05 | 0 | 6.1694e-05 | [12 empty] | 7.3.3.17.5 (Remote Grid) Updates to grid topology to minimize risk of ignition in HFTDs Remote GridWLDFREquipment / facility failureAggregated | WLDFR | HFTD - Distribution - Tier 2 - 1QU CoRE ¦ 3QU LoRE | Non-Red Flag Warning - Destructive Fires | Equipment / facility failure | Aggregated | 2042 | 7.4542e-07 | 1013.9529 | 0.00075582 | 2042 | Mitigation | 0.95 | 45 | 0 | esc | 0.00097009 | 7.2312e-10 | 0.00097009 | 7.2312e-10
[79 empty] | WLDFR | HFTD - Distribution - Tier 2 - 2QU CoRE ¦ 4QU LoRE | Red Flag Warning - Destructive Fires | 2043 | 7.0636e-09 | 7.0636e-09 | 10992.1562 | 299.42 | 10692.7362 | 0 | 0 | 0 | 7.2814e-06 | 7.7644e-05 | 0 | 7.7644e-05 | 7.7644e-05 | 0 | 7.7644e-05 | 0 | 4.5041e-06 | 9.8731e-06 | 0 | 9.8731e-06 | 0 | 3.0847e-05 | 6.1694e-05 | 0 | 6.1694e-05 | [12 empty] | 7.3.3.17.5 (Remote Grid) Updates to grid topology to minimize risk of ignition in HFTDs Remote GridWLDFREquipment / facility failureAggregated | WLDFR | HFTD - Distribution - Tier 2 - 1QU CoRE ¦ 3QU LoRE | Non-Red Flag Warning - Destructive Fires | Equipment / facility failure | Aggregated | 2043 | 7.4542e-07 | 1013.9529 | 0.00075582 | 2043 | Mitigation | 0.95 | 45 | 0 | esc | 0.00097009 | 7.2312e-10 | 0.00097009 | 7.2312e-10
[79 empty] | WLDFR | HFTD - Distribution - Tier 2 - 2QU CoRE ¦ 4QU LoRE | Red Flag Warning - Destructive Fires | 2044 | 7.0636e-09 | 7.0636e-09 | 10992.1562 | 299.42 | 10692.7362 | 0 | 0 | 0 | 7.2814e-06 | 7.7644e-05 | 0 | 7.7644e-05 | 7.7644e-05 | 0 | 7.7644e-05 | 0 | 4.5041e-06 | 9.8731e-06 | 0 | 9.8731e-06 | 0 | 3.2383e-05 | 6.4767e-05 | 0 | 6.4767e-05 | [12 empty] | 7.3.3.17.5 (Remote Grid) Updates to grid topology to minimize risk of ignition in HFTDs Remote GridWLDFREquipment / facility failureAggregated | WLDFR | HFTD - Distribution - Tier 2 - 1QU CoRE ¦ 3QU LoRE | Non-Red Flag Warning - Destructive Fires | Equipment / facility failure | Aggregated | 2044 | 7.4542e-07 | 1013.9529 | 0.00075582 | 2044 | Mitigation | 0.95 | 45 | 0 | esc | 0.00097009 | 7.2312e-10 | 0.00097009 | 7.2312e-10
[79 empty] | WLDFR | HFTD - Distribution - Tier 2 - 2QU CoRE ¦ 4QU LoRE | Red Flag Warning - Destructive Fires | 2045 | 7.0636e-09 | 7.0636e-09 | 10992.1562 | 299.42 | 10692.7362 | 0 | 0 | 0 | 7.2814e-06 | 7.7644e-05 | 0 | 7.7644e-05 | 7.7644e-05 | 0 | 7.7644e-05 | 0 | 4.5041e-06 | 9.8731e-06 | 0 | 9.8731e-06 | 0 | 3.2383e-05 | 6.4767e-05 | 0 | 6.4767e-05 | [12 empty] | 7.3.3.17.5 (Remote Grid) Updates to grid topology to minimize risk of ignition in HFTDs Remote GridWLDFREquipment / facility failureAggregated | WLDFR | HFTD - Distribution - Tier 2 - 1QU CoRE ¦ 3QU LoRE | Non-Red Flag Warning - Destructive Fires | Equipment / facility failure | Aggregated | 2045 | 7.4542e-07 | 1013.9529 | 0.00075582 | 2045 | Mitigation | 0.95 | 45 | 0 | esc | 0.00097009 | 7.2312e-10 | 0.00097009 | 7.2312e-10
[79 empty] | WLDFR | HFTD - Distribution - Tier 2 - 2QU CoRE ¦ 4QU LoRE | Red Flag Warning - Destructive Fires | 2046 | 7.0636e-09 | 7.0636e-09 | 10992.1562 | 299.42 | 10692.7362 | 0 | 0 | 0 | 7.2814e-06 | 7.7644e-05 | 0 | 7.7644e-05 | 7.7644e-05 | 0 | 7.7644e-05 | 0 | 4.5041e-06 | 9.8731e-06 | 0 | 9.8731e-06 | 0 | 3.2383e-05 | 6.4767e-05 | 0 | 6.4767e-05 | [12 empty] | 7.3.3.17.5 (Remote Grid) Updates to grid topology to minimize risk of ignition in HFTDs Remote GridWLDFREquipment / facility failureAggregated | WLDFR | HFTD - Distribution - Tier 2 - 1QU CoRE ¦ 3QU LoRE | Non-Red Flag Warning - Destructive Fires | Equipment / facility failure | Aggregated | 2046 | 7.4542e-07 | 1013.9529 | 0.00075582 | 2046 | Mitigation | 0.95 | 45 | 0 | esc | 0.00097009 | 7.2312e-10 | 0.00097009 | 7.2312e-10
[79 empty] | WLDFR | HFTD - Distribution - Tier 2 - 2QU CoRE ¦ 4QU LoRE | Red Flag Warning - Destructive Fires | 2047 | 7.0636e-09 | 7.0636e-09 | 10992.1562 | 299.42 | 10692.7362 | 0 | 0 | 0 | 7.2814e-06 | 7.7644e-05 | 0 | 7.7644e-05 | 7.7644e-05 | 0 | 7.7644e-05 | 0 | 4.7921e-06 | 1.0504e-05 | 0 | 1.0504e-05 | 0 | 3.2383e-05 | 6.4767e-05 | 0 | 6.4767e-05 | [12 empty] | 7.3.3.17.5 (Remote Grid) Updates to grid topology to minimize risk of ignition in HFTDs Remote GridWLDFREquipment / facility failureAggregated | WLDFR | HFTD - Distribution - Tier 2 - 1QU CoRE ¦ 3QU LoRE | Non-Red Flag Warning - Destructive Fires | Equipment / facility failure | Aggregated | 2047 | 7.4542e-07 | 1013.9529 | 0.00075582 | 2047 | Mitigation | 0.95 | 45 | 0 | esc | 0.00097009 | 7.2312e-10 | 0.00097009 | 7.2312e-10
[79 empty] | WLDFR | HFTD - Distribution - Tier 2 - 2QU CoRE ¦ 4QU LoRE | Red Flag Warning - Destructive Fires | 2048 | 7.0636e-09 | 7.0636e-09 | 11536.0538 | 319.4911 | 11216.5626 | 0 | 0 | 0 | 7.2814e-06 | 8.1486e-05 | 0 | 8.1486e-05 | 8.1486e-05 | 0 | 8.1486e-05 | 0 | 4.7921e-06 | 1.0504e-05 | 0 | 1.0504e-05 | 0 | 0 | 6.4767e-05 | 0 | 6.4767e-05 | [12 empty] | 7.3.3.17.5 (Remote Grid) Updates to grid topology to minimize risk of ignition in HFTDs Remote GridWLDFREquipment / facility failureAggregated | WLDFR | HFTD - Distribution - Tier 2 - 1QU CoRE ¦ 3QU LoRE | Non-Red Flag Warning - Destructive Fires | Equipment / facility failure | Aggregated | 2048 | 7.4542e-07 | 1013.9529 | 0.00075582 | 2048 | Mitigation | 0.95 | 45 | 0 | esc | 0.00097009 | 7.2312e-10 | 0.00097009 | 7.2312e-10
[79 empty] | WLDFR | HFTD - Distribution - Tier 2 - 2QU CoRE ¦ 4QU LoRE | Red Flag Warning - Destructive Fires | 2049 | 7.0636e-09 | 7.0636e-09 | 11536.0538 | 319.4911 | 11216.5626 | 0 | 0 | 0 | 7.2814e-06 | 8.1486e-05 | 0 | 8.1486e-05 | 8.1486e-05 | 0 | 8.1486e-05 | 0 | 4.7921e-06 | 1.0504e-05 | 0 | 1.0504e-05 | 0 | 0 | 0 | 0 | 0 | [12 empty] | 7.3.3.17.5 (Remote Grid) Updates to grid topology to minimize risk of ignition in HFTDs Remote GridWLDFREquipment / facility failureAggregated | WLDFR | HFTD - Distribution - Tier 2 - 1QU CoRE ¦ 3QU LoRE | Non-Red Flag Warning - Destructive Fires | Equipment / facility failure | Aggregated | 2049 | 7.4542e-07 | 1013.9529 | 0.00075582 | 2049 | Mitigation | 0.95 | 45 | 0 | esc | 0.00097009 | 7.2312e-10 | 0.00097009 | 7.2312e-10
[79 empty] | WLDFR | HFTD - Distribution - Tier 2 - 2QU CoRE ¦ 4QU LoRE | Red Flag Warning - Destructive Fires | 2050 | 7.0636e-09 | 7.0636e-09 | 11536.0538 | 319.4911 | 11216.5626 | 0 | 0 | 0 | 7.2814e-06 | 8.1486e-05 | 0 | 8.1486e-05 | 8.1486e-05 | 0 | 8.1486e-05 | 0 | 4.7921e-06 | 1.0504e-05 | 0 | 1.0504e-05 | 0 | 0 | 0 | 0 | 0 | [12 empty] | 7.3.3.17.5 (Remote Grid) Updates to grid topology to minimize risk of ignition in HFTDs Remote GridWLDFREquipment / facility failureAggregated | WLDFR | HFTD - Distribution - Tier 2 - 1QU CoRE ¦ 3QU LoRE | Non-Red Flag Warning - Destructive Fires | Equipment / facility failure | Aggregated | 2050 | 7.4542e-07 | 1013.9529 | 0.00075582 | 2050 | Mitigation | 0.95 | 45 | 0 | esc | 0.00097009 | 7.2312e-10 | 0.00097009 | 7.2312e-10
[79 empty] | WLDFR | HFTD - Distribution - Tier 2 - 2QU CoRE ¦ 4QU LoRE | Red Flag Warning - Destructive Fires | 2051 | 7.0636e-09 | 7.0636e-09 | 11536.0538 | 319.4911 | 11216.5626 | 0 | 0 | 0 | 7.2814e-06 | 8.1486e-05 | 0 | 8.1486e-05 | 8.1486e-05 | 0 | 8.1486e-05 | 0 | 4.7921e-06 | 1.0504e-05 | 0 | 1.0504e-05 | 0 | 5.4352e-05 | 0 | 0 | 0 | [12 empty] | 7.3.3.17.5 (Remote Grid) Updates to grid topology to minimize risk of ignition in HFTDs Remote GridWLDFREquipment / facility failureAggregated | WLDFR | HFTD - Distribution - Tier 2 - 1QU CoRE ¦ 3QU LoRE | Non-Red Flag Warning - Destructive Fires | Equipment / facility failure | Aggregated | 2051 | 7.4542e-07 | 1013.9529 | 0.00075582 | 2051 | Mitigation | 0.95 | 45 | 0 | esc | 0.00097009 | 7.2312e-10 | 0.00097009 | 7.2312e-10
[79 empty] | WLDFR | HFTD - Distribution - Tier 2 - 2QU CoRE ¦ 4QU LoRE | Red Flag Warning - Destructive Fires | 2052 | 7.0636e-09 | 7.0636e-09 | 11536.0538 | 319.4911 | 11216.5626 | 0 | 0 | 0 | 7.2814e-06 | 8.1486e-05 | 0 | 8.1486e-05 | 8.1486e-05 | 0 | 8.1486e-05 | 0 | 5.0903e-06 | 1.1158e-05 | 0 | 1.1158e-05 | 0 | 5.6338e-05 | 0.00011268 | 0 | 0.00011268 | [12 empty] | 7.3.3.17.5 (Remote Grid) Updates to grid topology to minimize risk of ignition in HFTDs Remote GridWLDFREquipment / facility failureAggregated | WLDFR | HFTD - Distribution - Tier 2 - 1QU CoRE ¦ 3QU LoRE | Non-Red Flag Warning - Destructive Fires | Equipment / facility failure | Aggregated | 2052 | 7.4542e-07 | 1013.9529 | 0.00075582 | 2052 | Mitigation | 0.95 | 45 | 0 | esc | 0.00097009 | 7.2312e-10 | 0.00097009 | 7.2312e-10
[79 empty] | WLDFR | HFTD - Distribution - Tier 2 - 2QU CoRE ¦ 4QU LoRE | Red Flag Warning - Destructive Fires | 2053 | 7.0636e-09 | 7.0636e-09 | 12097.6769 | 340.5356 | 11757.1413 | 0 | 0 | 0 | 7.2814e-06 | 8.5453e-05 | 0 | 8.5453e-05 | 8.5453e-05 | 0 | 8.5453e-05 | 0 | 5.0903e-06 | 1.1158e-05 | 0 | 1.1158e-05 | 0 | 5.6338e-05 | 0.00011268 | 0 | 0.00011268 | [12 empty] | 7.3.3.17.5 (Remote Grid) Updates to grid topology to minimize risk of ignition in HFTDs Remote GridWLDFREquipment / facility failureAggregated | WLDFR | HFTD - Distribution - Tier 2 - 1QU CoRE ¦ 3QU LoRE | Non-Red Flag Warning - Destructive Fires | Equipment / facility failure | Aggregated | 2053 | 7.4542e-07 | 1013.9529 | 0.00075582 | 2053 | Mitigation | 0.95 | 45 | 0 | esc | 0.00097009 | 7.2312e-10 | 0.00097009 | 7.2312e-10
[79 empty] | WLDFR | HFTD - Distribution - Tier 2 - 2QU CoRE ¦ 4QU LoRE | Red Flag Warning - Destructive Fires | 2054 | 7.0636e-09 | 7.0636e-09 | 12097.6769 | 340.5356 | 11757.1413 | 0 | 0 | 0 | 7.2814e-06 | 8.5453e-05 | 0 | 8.5453e-05 | 8.5453e-05 | 0 | 8.5453e-05 | 0 | 5.0903e-06 | 1.1158e-05 | 0 | 1.1158e-05 | 0 | 5.6338e-05 | 0.00011268 | 0 | 0.00011268 | [12 empty] | 7.3.3.17.5 (Remote Grid) Updates to grid topology to minimize risk of ignition in HFTDs Remote GridWLDFREquipment / facility failureAggregated | WLDFR | HFTD - Distribution - Tier 2 - 1QU CoRE ¦ 3QU LoRE | Non-Red Flag Warning - Destructive Fires | Equipment / facility failure | Aggregated | 2054 | 7.4542e-07 | 1013.9529 | 0.00075582 | 2054 | Mitigation | 0.95 | 45 | 0 | esc | 0.00097009 | 7.2312e-10 | 0.00097009 | 7.2312e-10
[79 empty] | WLDFR | HFTD - Distribution - Tier 2 - 2QU CoRE ¦ 4QU LoRE | Red Flag Warning - Destructive Fires | 2055 | 7.0636e-09 | 7.0636e-09 | 12097.6769 | 340.5356 | 11757.1413 | 0 | 0 | 0 | 7.2814e-06 | 8.5453e-05 | 0 | 8.5453e-05 | 8.5453e-05 | 0 | 8.5453e-05 | 0 | 5.0903e-06 | 1.1158e-05 | 0 | 1.1158e-05 | 0 | 5.6338e-05 | 0.00011268 | 0 | 0.00011268 | [12 empty] | 7.3.3.17.5 (Remote Grid) Updates to grid topology to minimize risk of ignition in HFTDs Remote GridWLDFREquipment / facility failureAggregated | WLDFR | HFTD - Distribution - Tier 2 - 1QU CoRE ¦ 3QU LoRE | Non-Red Flag Warning - Destructive Fires | Equipment / facility failure | Aggregated | 2055 | 7.4542e-07 | 1013.9529 | 0.00075582 | 2055 | Mitigation | 0.95 | 45 | 0 | esc | 0.00097009 | 7.2312e-10 | 0.00097009 | 7.2312e-10
[79 empty] | WLDFR | HFTD - Distribution - Tier 2 - 2QU CoRE ¦ 4QU LoRE | Red Flag Warning - Destructive Fires | 2056 | 7.0636e-09 | 7.0636e-09 | 12097.6769 | 340.5356 | 11757.1413 | 0 | 0 | 0 | 7.2814e-06 | 8.5453e-05 | 0 | 8.5453e-05 | 8.5453e-05 | 0 | 8.5453e-05 | 0 | 5.0903e-06 | 1.1158e-05 | 0 | 1.1158e-05 | 0 | 5.6338e-05 | 0.00011268 | 0 | 0.00011268 | [12 empty] | 7.3.3.17.5 (Remote Grid) Updates to grid topology to minimize risk of ignition in HFTDs Remote GridWLDFREquipment / facility failureAggregated | WLDFR | HFTD - Distribution - Tier 2 - 1QU CoRE ¦ 3QU LoRE | Non-Red Flag Warning - Destructive Fires | Equipment / facility failure | Aggregated | 2056 | 7.4542e-07 | 1013.9529 | 0.00075582 | 2056 | Mitigation | 0.95 | 45 | 0 | esc | 0.00097009 | 7.2312e-10 | 0.00097009 | 7.2312e-10
[79 empty] | WLDFR | HFTD - Distribution - Tier 2 - 2QU CoRE ¦ 4QU LoRE | Red Flag Warning - Destructive Fires | 2057 | 7.0636e-09 | 7.0636e-09 | 12097.6769 | 340.5356 | 11757.1413 | 0 | 0 | 0 | 7.2814e-06 | 8.5453e-05 | 0 | 8.5453e-05 | 8.5453e-05 | 0 | 8.5453e-05 | 0 | 5.3951e-06 | 1.1826e-05 | 0 | 1.1826e-05 | 0 | 5.8838e-05 | 0.00011768 | 0 | 0.00011768 | [12 empty] | 7.3.3.17.5 (Remote Grid) Updates to grid topology to minimize risk of ignition in HFTDs Remote GridWLDFREquipment / facility failureAggregated | WLDFR | HFTD - Distribution - Tier 2 - 1QU CoRE ¦ 3QU LoRE | Non-Red Flag Warning - Destructive Fires | Equipment / facility failure | Aggregated | 2057 | 7.4542e-07 | 1013.9529 | 0.00075582 | 2057 | Mitigation | 0.95 | 45 | 0 | esc | 0.00097009 | 7.2312e-10 | 0.00097009 | 7.2312e-10
[79 empty] | WLDFR | HFTD - Distribution - Tier 2 - 2QU CoRE ¦ 4QU LoRE | Red Flag Warning - Destructive Fires | 2058 | 7.0636e-09 | 7.0636e-09 | 12670.1796 | 362.3049 | 12307.8747 | 0 | 0 | 0 | 7.2814e-06 | 8.9497e-05 | 0 | 8.9497e-05 | 8.9497e-05 | 0 | 8.9497e-05 | 0 | 5.3951e-06 | 1.1826e-05 | 0 | 1.1826e-05 | 0 | 5.8838e-05 | 0.00011768 | 0 | 0.00011768 | [12 empty] | 7.3.3.17.5 (Remote Grid) Updates to grid topology to minimize risk of ignition in HFTDs Remote GridWLDFREquipment / facility failureAggregated | WLDFR | HFTD - Distribution - Tier 2 - 1QU CoRE ¦ 3QU LoRE | Non-Red Flag Warning - Destructive Fires | Equipment / facility failure | Aggregated | 2058 | 7.4542e-07 | 1013.9529 | 0.00075582 | 2058 | Mitigation | 0.95 | 45 | 0 | esc | 0.00097009 | 7.2312e-10 | 0.00097009 | 7.2312e-10
[79 empty] | WLDFR | HFTD - Distribution - Tier 2 - 2QU CoRE ¦ 4QU LoRE | Red Flag Warning - Destructive Fires | 2059 | 7.0636e-09 | 7.0636e-09 | 12670.1796 | 362.3049 | 12307.8747 | 0 | 0 | 0 | 7.2814e-06 | 8.9497e-05 | 0 | 8.9497e-05 | 8.9497e-05 | 0 | 8.9497e-05 | 0 | 5.3951e-06 | 1.1826e-05 | 0 | 1.1826e-05 | 0 | 5.8838e-05 | 0.00011768 | 0 | 0.00011768 | [12 empty] | 7.3.3.17.5 (Remote Grid) Updates to grid topology to minimize risk of ignition in HFTDs Remote GridWLDFREquipment / facility failureAggregated | WLDFR | HFTD - Distribution - Tier 2 - 1QU CoRE ¦ 3QU LoRE | Non-Red Flag Warning - Destructive Fires | Equipment / facility failure | Aggregated | 2059 | 7.4542e-07 | 1013.9529 | 0.00075582 | 2059 | Mitigation | 0.95 | 45 | 0 | esc | 0.00097009 | 7.2312e-10 | 0.00097009 | 7.2312e-10
[79 empty] | WLDFR | HFTD - Distribution - Tier 2 - 2QU CoRE ¦ 4QU LoRE | Red Flag Warning - Destructive Fires | 2060 | 7.0636e-09 | 7.0636e-09 | 12670.1796 | 362.3049 | 12307.8747 | 0 | 0 | 0 | 7.2814e-06 | 8.9497e-05 | 0 | 8.9497e-05 | 8.9497e-05 | 0 | 8.9497e-05 | 0 | 0 | 1.1826e-05 | 0 | 1.1826e-05 | 0 | 5.8838e-05 | 0.00011768 | 0 | 0.00011768 | [12 empty] | 7.3.3.17.5 (Remote Grid) Updates to grid topology to minimize risk of ignition in HFTDs Remote GridWLDFREquipment / facility failureAggregated | WLDFR | HFTD - Distribution - Tier 2 - 1QU CoRE ¦ 3QU LoRE | Non-Red Flag Warning - Destructive Fires | Equipment / facility failure | Aggregated | 2060 | 7.4542e-07 | 1013.9529 | 0.00075582 | 2060 | Mitigation | 0.95 | 45 | 0 | esc | 0.00097009 | 7.2312e-10 | 0.00097009 | 7.2312e-10
[79 empty] | WLDFR | HFTD - Distribution - Tier 2 - 2QU CoRE ¦ 4QU LoRE | Red Flag Warning - Destructive Fires | 2061 | 7.0636e-09 | 7.0636e-09 | 12670.1796 | 362.3049 | 12307.8747 | 0 | 0 | 0 | 7.2814e-06 | 8.9497e-05 | 0 | 8.9497e-05 | 8.9497e-05 | 0 | 8.9497e-05 | 0 | 0 | 0 | 0 | 0 | 0 | 5.8838e-05 | 0.00011768 | 0 | 0.00011768 | [12 empty] | 7.3.3.17.5 (Remote Grid) Updates to grid topology to minimize risk of ignition in HFTDs Remote GridWLDFREquipment / facility failureAggregated | WLDFR | HFTD - Distribution - Tier 2 - 1QU CoRE ¦ 3QU LoRE | Non-Red Flag Warning - Destructive Fires | Equipment / facility failure | Aggregated | 2061 | 7.4542e-07 | 1013.9529 | 0.00075582 | 2061 | Mitigation | 0.95 | 45 | 0 | esc | 0.00097009 | 7.2312e-10 | 0.00097009 | 7.2312e-10
[79 empty] | WLDFR | HFTD - Distribution - Tier 2 - 2QU CoRE ¦ 4QU LoRE | Red Flag Warning - Destructive Fires | 2062 | 7.0636e-09 | 7.0636e-09 | 12670.1796 | 362.3049 | 12307.8747 | 0 | 0 | 0 | 7.2814e-06 | 8.9497e-05 | 0 | 8.9497e-05 | 8.9497e-05 | 0 | 8.9497e-05 | 0 | 4.4605e-07 | 0 | 0 | 0 | 0 | 6.1614e-05 | 0.00012323 | 0 | 0.00012323 | [12 empty] | 7.3.3.17.5 (Remote Grid) Updates to grid topology to minimize risk of ignition in HFTDs Remote GridWLDFREquipment / facility failureAggregated | WLDFR | HFTD - Distribution - Tier 2 - 1QU CoRE ¦ 3QU LoRE | Non-Red Flag Warning - Destructive Fires | Equipment / facility failure | Aggregated | 2062 | 7.4542e-07 | 1013.9529 | 0.00075582 | 2062 | Mitigation | 0.95 | 45 | 0 | esc | 0.00097009 | 7.2312e-10 | 0.00097009 | 7.2312e-10
[79 empty] | WLDFR | HFTD - Distribution - Tier 2 - 2QU CoRE ¦ 4QU LoRE | Red Flag Warning - Destructive Fires | 2063 | 7.0636e-09 | 7.0636e-09 | 13246.6313 | 384.5316 | 12862.0997 | 0 | 0 | 0 | 7.2814e-06 | 9.3569e-05 | 0 | 9.3569e-05 | 9.3569e-05 | 0 | 9.3569e-05 | 0 | 4.6041e-07 | 1.0092e-06 | 0 | 1.0092e-06 | 0 | 6.1614e-05 | 0.00012323 | 0 | 0.00012323 | [12 empty] | 7.3.3.17.5 (Remote Grid) Updates to grid topology to minimize risk of ignition in HFTDs Remote GridWLDFREquipment / facility failureAggregated | WLDFR | HFTD - Distribution - Tier 2 - 1QU CoRE ¦ 3QU LoRE | Non-Red Flag Warning - Destructive Fires | Equipment / facility failure | Aggregated | 2063 | 7.4542e-07 | 1013.9529 | 0.00075582 | 2063 | Mitigation | 0.95 | 45 | 0 | esc | 0.00097009 | 7.2312e-10 | 0.00097009 | 7.2312e-10
[79 empty] | WLDFR | HFTD - Distribution - Tier 2 - 2QU CoRE ¦ 4QU LoRE | Red Flag Warning - Destructive Fires | 2064 | 7.0636e-09 | 7.0636e-09 | 13246.6313 | 384.5316 | 12862.0997 | 0 | 0 | 0 | 7.2814e-06 | 9.3569e-05 | 0 | 9.3569e-05 | 9.3569e-05 | 0 | 9.3569e-05 | 0 | 4.6041e-07 | 1.0092e-06 | 0 | 1.0092e-06 | 0 | 6.1614e-05 | 0.00012323 | 0 | 0.00012323 | [12 empty] | 7.3.3.17.5 (Remote Grid) Updates to grid topology to minimize risk of ignition in HFTDs Remote GridWLDFREquipment / facility failureAggregated | WLDFR | HFTD - Distribution - Tier 2 - 1QU CoRE ¦ 3QU LoRE | Non-Red Flag Warning - Destructive Fires | Equipment / facility failure | Aggregated | 2064 | 7.4542e-07 | 1013.9529 | 0.00075582 | 2064 | Mitigation | 0.95 | 45 | 0 | esc | 0.00097009 | 7.2312e-10 | 0.00097009 | 7.2312e-10
[79 empty] | WLDFR | HFTD - Distribution - Tier 2 - 2QU CoRE ¦ 4QU LoRE | Red Flag Warning - Destructive Fires | 2065 | 7.0636e-09 | 7.0636e-09 | 13246.6313 | 384.5316 | 12862.0997 | 0 | 0 | 0 | 7.2814e-06 | 9.3569e-05 | 0 | 9.3569e-05 | 9.3569e-05 | 0 | 9.3569e-05 | 0 | 4.6041e-07 | 1.0092e-06 | 0 | 1.0092e-06 | 0 | 6.1614e-05 | 0.00012323 | 0 | 0.00012323 | [12 empty] | 7.3.3.17.5 (Remote Grid) Updates to grid topology to minimize risk of ignition in HFTDs Remote GridWLDFREquipment / facility failureAggregated | WLDFR | HFTD - Distribution - Tier 2 - 1QU CoRE ¦ 3QU LoRE | Non-Red Flag Warning - Destructive Fires | Equipment / facility failure | Aggregated | 2065 | 7.4542e-07 | 1013.9529 | 0.00075582 | 2065 | Mitigation | 0.95 | 45 | 0 | esc | 0.00097009 | 7.2312e-10 | 0.00097009 | 7.2312e-10
[79 empty] | WLDFR | HFTD - Distribution - Tier 2 - 2QU CoRE ¦ 4QU LoRE | Red Flag Warning - Destructive Fires | 2066 | 7.0636e-09 | 7.0636e-09 | 13246.6313 | 384.5316 | 12862.0997 | 0 | 0 | 0 | 7.2814e-06 | 9.3569e-05 | 0 | 9.3569e-05 | 9.3569e-05 | 0 | 9.3569e-05 | 0 | 4.6041e-07 | 1.0092e-06 | 0 | 1.0092e-06 | 0 | 6.1614e-05 | 0.00012323 | 0 | 0.00012323 | [12 empty] | 7.3.3.17.5 (Remote Grid) Updates to grid topology to minimize risk of ignition in HFTDs Remote GridWLDFREquipment / facility failureAggregated | WLDFR | HFTD - Distribution - Tier 2 - 1QU CoRE ¦ 3QU LoRE | Non-Red Flag Warning - Destructive Fires | Equipment / facility failure | Aggregated | 2066 | 7.4542e-07 | 1013.9529 | 0.00075582 | 2066 | Mitigation | 0.95 | 45 | 0 | esc | 0.00097009 | 7.2312e-10 | 0.00097009 | 7.2312e-10
[79 empty] | WLDFR | HFTD - Distribution - Tier 2 - 2QU CoRE ¦ 4QU LoRE | Red Flag Warning - Destructive Fires | 2067 | 0 | 7.0636e-09 | 13246.6313 | 384.5316 | 12862.0997 | 0 | 0 | 0 | 7.2814e-06 | 0 | 0 | 0 | 9.3569e-05 | 0 | 9.3569e-05 | 0 | 4.6041e-07 | 1.0092e-06 | 0 | 1.0092e-06 | 0 | 6.4626e-05 | 0.00012925 | 0 | 0.00012925 | [12 empty] | 7.3.3.17.5 (Remote Grid) Updates to grid topology to minimize risk of ignition in HFTDs Remote GridWLDFREquipment / facility failureAggregated | WLDFR | HFTD - Distribution - Tier 2 - 1QU CoRE ¦ 3QU LoRE | Non-Red Flag Warning - Destructive Fires | Equipment / facility failure | Aggregated | 2067 | 7.4542e-07 | 1013.9529 | 0.00075582 | 2067 | Mitigation | 0.95 | 45 | 0 | esc | 0 | 0 | 0.00097009 | 7.2312e-10
[79 empty] | WLDFR | HFTD - Distribution - Tier 2 - 2QU CoRE ¦ 4QU LoRE | Red Flag Warning - Large Fires | 2022 | 4.2377e-08 | 0 | 5.2406 | 0.69642 | 2.942 | 1.6022 | 0 | 0 | 4.3683e-05 | 2.2208e-07 | 0 | 2.2208e-07 | 0 | 0 | 0 | 0 | 4.7872e-07 | 1.0494e-06 | 0 | 1.0494e-06 | 0 | 6.4626e-05 | 0.00012925 | 0 | 0.00012925 | [12 empty] | 7.3.3.17.5 (Remote Grid) Updates to grid topology to minimize risk of ignition in HFTDs Remote GridWLDFRVegetation ContactAggregated | WLDFR | HFTD - Distribution - Tier 2 - 1QU CoRE ¦ 3QU LoRE | Non-Red Flag Warning - Destructive Fires | Vegetation Contact | Aggregated | 2022 | 3.4513e-06 | 1013.9529 | 0.0034995 | 2022 | Mitigation | 0.95 | 45 | 0 | esc | 0.00097009 | 3.3481e-09 | 0 | 0
[79 empty] | WLDFR | HFTD - Distribution - Tier 2 - 2QU CoRE ¦ 4QU LoRE | Red Flag Warning - Large Fires | 2023 | 4.2377e-08 | 4.2377e-08 | 5.475 | 0.71896 | 3.0715 | 1.6846 | 0 | 0 | 4.3683e-05 | 2.3201e-07 | 0 | 2.3201e-07 | 2.3201e-07 | 0 | 2.3201e-07 | 0 | 4.7872e-07 | 1.0494e-06 | 0 | 1.0494e-06 | 0 | 6.4626e-05 | 0.00012925 | 0 | 0.00012925 | [12 empty] | 7.3.3.17.5 (Remote Grid) Updates to grid topology to minimize risk of ignition in HFTDs Remote GridWLDFRVegetation ContactAggregated | WLDFR | HFTD - Distribution - Tier 2 - 1QU CoRE ¦ 3QU LoRE | Non-Red Flag Warning - Destructive Fires | Vegetation Contact | Aggregated | 2023 | 3.4513e-06 | 1013.9529 | 0.0034995 | 2023 | Mitigation | 0.95 | 45 | 0 | esc | 0.00097009 | 3.3481e-09 | 0.00097009 | 3.3481e-09
[79 empty] | WLDFR | HFTD - Distribution - Tier 2 - 2QU CoRE ¦ 4QU LoRE | Red Flag Warning - Large Fires | 2024 | 4.2377e-08 | 4.2377e-08 | 5.475 | 0.71896 | 3.0715 | 1.6846 | 0 | 0 | 4.3683e-05 | 2.3201e-07 | 0 | 2.3201e-07 | 2.3201e-07 | 0 | 2.3201e-07 | 0 | 4.7872e-07 | 1.0494e-06 | 0 | 1.0494e-06 | 0 | 6.4626e-05 | 0.00012925 | 0 | 0.00012925 | [12 empty] | 7.3.3.17.5 (Remote Grid) Updates to grid topology to minimize risk of ignition in HFTDs Remote GridWLDFRVegetation ContactAggregated | WLDFR | HFTD - Distribution - Tier 2 - 1QU CoRE ¦ 3QU LoRE | Non-Red Flag Warning - Destructive Fires | Vegetation Contact | Aggregated | 2024 | 3.4513e-06 | 1013.9529 | 0.0034995 | 2024 | Mitigation | 0.95 | 45 | 0 | esc | 0.00097009 | 3.3481e-09 | 0.00097009 | 3.3481e-09
[79 empty] | WLDFR | HFTD - Distribution - Tier 2 - 2QU CoRE ¦ 4QU LoRE | Red Flag Warning - Large Fires | 2025 | 4.2377e-08 | 4.2377e-08 | 5.475 | 0.71896 | 3.0715 | 1.6846 | 0 | 0 | 4.3683e-05 | 2.3201e-07 | 0 | 2.3201e-07 | 2.3201e-07 | 0 | 2.3201e-07 | 0 | 4.7872e-07 | 1.0494e-06 | 0 | 1.0494e-06 | 0 | 6.4626e-05 | 0.00012925 | 0 | 0.00012925 | [12 empty] | 7.3.3.17.5 (Remote Grid) Updates to grid topology to minimize risk of ignition in HFTDs Remote GridWLDFRVegetation ContactAggregated | WLDFR | HFTD - Distribution - Tier 2 - 1QU CoRE ¦ 3QU LoRE | Non-Red Flag Warning - Destructive Fires | Vegetation Contact | Aggregated | 2025 | 3.4513e-06 | 1013.9529 | 0.0034995 | 2025 | Mitigation | 0.95 | 45 | 0 | esc | 0.00097009 | 3.3481e-09 | 0.00097009 | 3.3481e-09
[79 empty] | WLDFR | HFTD - Distribution - Tier 2 - 2QU CoRE ¦ 4QU LoRE | Red Flag Warning - Large Fires | 2026 | 4.2377e-08 | 4.2377e-08 | 5.475 | 0.71896 | 3.0715 | 1.6846 | 0 | 0 | 4.3683e-05 | 2.3201e-07 | 0 | 2.3201e-07 | 2.3201e-07 | 0 | 2.3201e-07 | 0 | 4.7872e-07 | 1.0494e-06 | 0 | 1.0494e-06 | 0 | 6.783e-05 | 0.00013566 | 0 | 0.00013566 | [12 empty] | 7.3.3.17.5 (Remote Grid) Updates to grid topology to minimize risk of ignition in HFTDs Remote GridWLDFRVegetation ContactAggregated | WLDFR | HFTD - Distribution - Tier 2 - 1QU CoRE ¦ 3QU LoRE | Non-Red Flag Warning - Destructive Fires | Vegetation Contact | Aggregated | 2026 | 3.4513e-06 | 1013.9529 | 0.0034995 | 2026 | Mitigation | 0.95 | 45 | 0 | esc | 0.00097009 | 3.3481e-09 | 0.00097009 | 3.3481e-09
[79 empty] | WLDFR | HFTD - Distribution - Tier 2 - 2QU CoRE ¦ 4QU LoRE | Red Flag Warning - Large Fires | 2027 | 4.2377e-08 | 4.2377e-08 | 5.475 | 0.71896 | 3.0715 | 1.6846 | 0 | 0 | 4.3683e-05 | 2.3201e-07 | 0 | 2.3201e-07 | 2.3201e-07 | 0 | 2.3201e-07 | 0 | 4.9936e-07 | 1.0946e-06 | 0 | 1.0946e-06 | 0 | 6.783e-05 | 0.00013566 | 0 | 0.00013566 | [12 empty] | 7.3.3.17.5 (Remote Grid) Updates to grid topology to minimize risk of ignition in HFTDs Remote GridWLDFRVegetation ContactAggregated | WLDFR | HFTD - Distribution - Tier 2 - 1QU CoRE ¦ 3QU LoRE | Non-Red Flag Warning - Destructive Fires | Vegetation Contact | Aggregated | 2027 | 3.4513e-06 | 1013.9529 | 0.0034995 | 2027 | Mitigation | 0.95 | 45 | 0 | esc | 0.00097009 | 3.3481e-09 | 0.00097009 | 3.3481e-09
[79 empty] | WLDFR | HFTD - Distribution - Tier 2 - 2QU CoRE ¦ 4QU LoRE | Red Flag Warning - Large Fires | 2028 | 4.2377e-08 | 4.2377e-08 | 5.777 | 0.74734 | 3.238 | 1.7917 | 0 | 0 | 4.3683e-05 | 2.4481e-07 | 0 | 2.4481e-07 | 2.4481e-07 | 0 | 2.4481e-07 | 0 | 4.9936e-07 | 1.0946e-06 | 0 | 1.0946e-06 | 0 | 6.783e-05 | 0.00013566 | 0 | 0.00013566 | [12 empty] | 7.3.3.17.5 (Remote Grid) Updates to grid topology to minimize risk of ignition in HFTDs Remote GridWLDFRVegetation ContactAggregated | WLDFR | HFTD - Distribution - Tier 2 - 1QU CoRE ¦ 3QU LoRE | Non-Red Flag Warning - Destructive Fires | Vegetation Contact | Aggregated | 2028 | 3.4513e-06 | 1013.9529 | 0.0034995 | 2028 | Mitigation | 0.95 | 45 | 0 | esc | 0.00097009 | 3.3481e-09 | 0.00097009 | 3.3481e-09
[79 empty] | WLDFR | HFTD - Distribution - Tier 2 - 2QU CoRE ¦ 4QU LoRE | Red Flag Warning - Large Fires | 2029 | 4.2377e-08 | 4.2377e-08 | 5.777 | 0.74734 | 3.238 | 1.7917 | 0 | 0 | 4.3683e-05 | 2.4481e-07 | 0 | 2.4481e-07 | 2.4481e-07 | 0 | 2.4481e-07 | 0 | 4.9936e-07 | 1.0946e-06 | 0 | 1.0946e-06 | 0 | 6.783e-05 | 0.00013566 | 0 | 0.00013566 | [12 empty] | 7.3.3.17.5 (Remote Grid) Updates to grid topology to minimize risk of ignition in HFTDs Remote GridWLDFRVegetation ContactAggregated | WLDFR | HFTD - Distribution - Tier 2 - 1QU CoRE ¦ 3QU LoRE | Non-Red Flag Warning - Destructive Fires | Vegetation Contact | Aggregated | 2029 | 3.4513e-06 | 1013.9529 | 0.0034995 | 2029 | Mitigation | 0.95 | 45 | 0 | esc | 0.00097009 | 3.3481e-09 | 0.00097009 | 3.3481e-09
[79 empty] | WLDFR | HFTD - Distribution - Tier 2 - 2QU CoRE ¦ 4QU LoRE | Red Flag Warning - Large Fires | 2030 | 4.2377e-08 | 4.2377e-08 | 5.777 | 0.74734 | 3.238 | 1.7917 | 0 | 0 | 4.3683e-05 | 2.4481e-07 | 0 | 2.4481e-07 | 2.4481e-07 | 0 | 2.4481e-07 | 0 | 4.9936e-07 | 1.0946e-06 | 0 | 1.0946e-06 | 0 | 6.783e-05 | 0.00013566 | 0 | 0.00013566 | [12 empty] | 7.3.3.17.5 (Remote Grid) Updates to grid topology to minimize risk of ignition in HFTDs Remote GridWLDFRVegetation ContactAggregated | WLDFR | HFTD - Distribution - Tier 2 - 1QU CoRE ¦ 3QU LoRE | Non-Red Flag Warning - Destructive Fires | Vegetation Contact | Aggregated | 2030 | 3.4513e-06 | 1013.9529 | 0.0034995 | 2030 | Mitigation | 0.95 | 45 | 0 | esc | 0.00097009 | 3.3481e-09 | 0.00097009 | 3.3481e-09
[79 empty] | WLDFR | HFTD - Distribution - Tier 2 - 2QU CoRE ¦ 4QU LoRE | Red Flag Warning - Large Fires | 2031 | 4.2377e-08 | 4.2377e-08 | 5.777 | 0.74734 | 3.238 | 1.7917 | 0 | 0 | 4.3683e-05 | 2.4481e-07 | 0 | 2.4481e-07 | 2.4481e-07 | 0 | 2.4481e-07 | 0 | 4.9936e-07 | 1.0946e-06 | 0 | 1.0946e-06 | 0 | 7.1186e-05 | 0.00014237 | 0 | 0.00014237 | [12 empty] | 7.3.3.17.5 (Remote Grid) Updates to grid topology to minimize risk of ignition in HFTDs Remote GridWLDFRVegetation ContactAggregated | WLDFR | HFTD - Distribution - Tier 2 - 1QU CoRE ¦ 3QU LoRE | Non-Red Flag Warning - Destructive Fires | Vegetation Contact | Aggregated | 2031 | 3.4513e-06 | 1013.9529 | 0.0034995 | 2031 | Mitigation | 0.95 | 45 | 0 | esc | 0.00097009 | 3.3481e-09 | 0.00097009 | 3.3481e-09
[79 empty] | WLDFR | HFTD - Distribution - Tier 2 - 2QU CoRE ¦ 4QU LoRE | Red Flag Warning - Large Fires | 2032 | 4.2377e-08 | 4.2377e-08 | 5.777 | 0.74734 | 3.238 | 1.7917 | 0 | 0 | 4.3683e-05 | 2.4481e-07 | 0 | 2.4481e-07 | 2.4481e-07 | 0 | 2.4481e-07 | 0 | 5.2211e-07 | 1.1445e-06 | 0 | 1.1445e-06 | 0 | 7.1186e-05 | 0.00014237 | 0 | 0.00014237 | [12 empty] | 7.3.3.17.5 (Remote Grid) Updates to grid topology to minimize risk of ignition in HFTDs Remote GridWLDFRVegetation ContactAggregated | WLDFR | HFTD - Distribution - Tier 2 - 1QU CoRE ¦ 3QU LoRE | Non-Red Flag Warning - Destructive Fires | Vegetation Contact | Aggregated | 2032 | 3.4513e-06 | 1013.9529 | 0.0034995 | 2032 | Mitigation | 0.95 | 45 | 0 | esc | 0.00097009 | 3.3481e-09 | 0.00097009 | 3.3481e-09
[79 empty] | WLDFR | HFTD - Distribution - Tier 2 - 2QU CoRE ¦ 4QU LoRE | Red Flag Warning - Large Fires | 2033 | 4.2377e-08 | 4.2377e-08 | 6.1205 | 0.77885 | 3.4265 | 1.9151 | 0 | 0 | 4.3683e-05 | 2.5937e-07 | 0 | 2.5937e-07 | 2.5937e-07 | 0 | 2.5937e-07 | 0 | 5.2211e-07 | 1.1445e-06 | 0 | 1.1445e-06 | 0 | 7.1186e-05 | 0.00014237 | 0 | 0.00014237 | [12 empty] | 7.3.3.17.5 (Remote Grid) Updates to grid topology to minimize risk of ignition in HFTDs Remote GridWLDFRVegetation ContactAggregated | WLDFR | HFTD - Distribution - Tier 2 - 1QU CoRE ¦ 3QU LoRE | Non-Red Flag Warning - Destructive Fires | Vegetation Contact | Aggregated | 2033 | 3.4513e-06 | 1013.9529 | 0.0034995 | 2033 | Mitigation | 0.95 | 45 | 0 | esc | 0.00097009 | 3.3481e-09 | 0.00097009 | 3.3481e-09
[79 empty] | WLDFR | HFTD - Distribution - Tier 2 - 2QU CoRE ¦ 4QU LoRE | Red Flag Warning - Large Fires | 2034 | 4.2377e-08 | 4.2377e-08 | 6.1205 | 0.77885 | 3.4265 | 1.9151 | 0 | 0 | 4.3683e-05 | 2.5937e-07 | 0 | 2.5937e-07 | 2.5937e-07 | 0 | 2.5937e-07 | 0 | 5.2211e-07 | 1.1445e-06 | 0 | 1.1445e-06 | 0 | 7.1186e-05 | 0.00014237 | 0 | 0.00014237 | [12 empty] | 7.3.3.17.5 (Remote Grid) Updates to grid topology to minimize risk of ignition in HFTDs Remote GridWLDFRVegetation ContactAggregated | WLDFR | HFTD - Distribution - Tier 2 - 1QU CoRE ¦ 3QU LoRE | Non-Red Flag Warning - Destructive Fires | Vegetation Contact | Aggregated | 2034 | 3.4513e-06 | 1013.9529 | 0.0034995 | 2034 | Mitigation | 0.95 | 45 | 0 | esc | 0.00097009 | 3.3481e-09 | 0.00097009 | 3.3481e-09
[79 empty] | WLDFR | HFTD - Distribution - Tier 2 - 2QU CoRE ¦ 4QU LoRE | Red Flag Warning - Large Fires | 2035 | 4.2377e-08 | 4.2377e-08 | 6.1205 | 0.77885 | 3.4265 | 1.9151 | 0 | 0 | 4.3683e-05 | 2.5937e-07 | 0 | 2.5937e-07 | 2.5937e-07 | 0 | 2.5937e-07 | 0 | 5.2211e-07 | 1.1445e-06 | 0 | 1.1445e-06 | 0 | 0 | 0.00014237 | 0 | 0.00014237 | [12 empty] | 7.3.3.17.5 (Remote Grid) Updates to grid topology to minimize risk of ignition in HFTDs Remote GridWLDFRVegetation ContactAggregated | WLDFR | HFTD - Distribution - Tier 2 - 1QU CoRE ¦ 3QU LoRE | Non-Red Flag Warning - Destructive Fires | Vegetation Contact | Aggregated | 2035 | 3.4513e-06 | 1013.9529 | 0.0034995 | 2035 | Mitigation | 0.95 | 45 | 0 | esc | 0.00097009 | 3.3481e-09 | 0.00097009 | 3.3481e-09
[79 empty] | WLDFR | HFTD - Distribution - Tier 2 - 2QU CoRE ¦ 4QU LoRE | Red Flag Warning - Large Fires | 2036 | 4.2377e-08 | 4.2377e-08 | 6.1205 | 0.77885 | 3.4265 | 1.9151 | 0 | 0 | 4.3683e-05 | 2.5937e-07 | 0 | 2.5937e-07 | 2.5937e-07 | 0 | 2.5937e-07 | 0 | 5.2211e-07 | 1.1445e-06 | 0 | 1.1445e-06 | 0 | 0 | 0 | 0 | 0 | [12 empty] | 7.3.3.17.5 (Remote Grid) Updates to grid topology to minimize risk of ignition in HFTDs Remote GridWLDFRVegetation ContactAggregated | WLDFR | HFTD - Distribution - Tier 2 - 1QU CoRE ¦ 3QU LoRE | Non-Red Flag Warning - Destructive Fires | Vegetation Contact | Aggregated | 2036 | 3.4513e-06 | 1013.9529 | 0.0034995 | 2036 | Mitigation | 0.95 | 45 | 0 | esc | 0.00097009 | 3.3481e-09 | 0.00097009 | 3.3481e-09
[79 empty] | WLDFR | HFTD - Distribution - Tier 2 - 2QU CoRE ¦ 4QU LoRE | Red Flag Warning - Large Fires | 2037 | 4.2377e-08 | 4.2377e-08 | 6.1205 | 0.77885 | 3.4265 | 1.9151 | 0 | 0 | 4.3683e-05 | 2.5937e-07 | 0 | 2.5937e-07 | 2.5937e-07 | 0 | 2.5937e-07 | 0 | 5.4674e-07 | 1.1985e-06 | 0 | 1.1985e-06 | 0 | 0 | 0 | 0 | 0 | [12 empty] | 7.3.3.17.5 (Remote Grid) Updates to grid topology to minimize risk of ignition in HFTDs Remote GridWLDFRVegetation ContactAggregated | WLDFR | HFTD - Distribution - Tier 2 - 1QU CoRE ¦ 3QU LoRE | Non-Red Flag Warning - Destructive Fires | Vegetation Contact | Aggregated | 2037 | 3.4513e-06 | 1013.9529 | 0.0034995 | 2037 | Mitigation | 0.95 | 45 | 0 | esc | 0.00097009 | 3.3481e-09 | 0.00097009 | 3.3481e-09
[79 empty] | WLDFR | HFTD - Distribution - Tier 2 - 2QU CoRE ¦ 4QU LoRE | Red Flag Warning - Large Fires | 2038 | 4.2377e-08 | 4.2377e-08 | 6.5028 | 0.81304 | 3.6355 | 2.0543 | 0 | 0 | 4.3683e-05 | 2.7557e-07 | 0 | 2.7557e-07 | 2.7557e-07 | 0 | 2.7557e-07 | 0 | 5.4674e-07 | 1.1985e-06 | 0 | 1.1985e-06 | 0 | 5.5147e-07 | 0 | 0 | 0 | [12 empty] | 7.3.3.17.5 (Remote Grid) Updates to grid topology to minimize risk of ignition in HFTDs Remote GridWLDFRVegetation ContactAggregated | WLDFR | HFTD - Distribution - Tier 2 - 1QU CoRE ¦ 3QU LoRE | Non-Red Flag Warning - Destructive Fires | Vegetation Contact | Aggregated | 2038 | 3.4513e-06 | 1013.9529 | 0.0034995 | 2038 | Mitigation | 0.95 | 45 | 0 | esc | 0.00097009 | 3.3481e-09 | 0.00097009 | 3.3481e-09
[79 empty] | WLDFR | HFTD - Distribution - Tier 2 - 2QU CoRE ¦ 4QU LoRE | Red Flag Warning - Large Fires | 2039 | 4.2377e-08 | 4.2377e-08 | 6.5028 | 0.81304 | 3.6355 | 2.0543 | 0 | 0 | 4.3683e-05 | 2.7557e-07 | 0 | 2.7557e-07 | 2.7557e-07 | 0 | 2.7557e-07 | 0 | 5.4674e-07 | 1.1985e-06 | 0 | 1.1985e-06 | 0 | 5.7614e-07 | 1.1523e-06 | 0 | 1.1523e-06 | [12 empty] | 7.3.3.17.5 (Remote Grid) Updates to grid topology to minimize risk of ignition in HFTDs Remote GridWLDFRVegetation ContactAggregated | WLDFR | HFTD - Distribution - Tier 2 - 1QU CoRE ¦ 3QU LoRE | Non-Red Flag Warning - Destructive Fires | Vegetation Contact | Aggregated | 2039 | 3.4513e-06 | 1013.9529 | 0.0034995 | 2039 | Mitigation | 0.95 | 45 | 0 | esc | 0.00097009 | 3.3481e-09 | 0.00097009 | 3.3481e-09
[79 empty] | WLDFR | HFTD - Distribution - Tier 2 - 2QU CoRE ¦ 4QU LoRE | Red Flag Warning - Large Fires | 2040 | 4.2377e-08 | 4.2377e-08 | 6.5028 | 0.81304 | 3.6355 | 2.0543 | 0 | 0 | 4.3683e-05 | 2.7557e-07 | 0 | 2.7557e-07 | 2.7557e-07 | 0 | 2.7557e-07 | 0 | 5.4674e-07 | 1.1985e-06 | 0 | 1.1985e-06 | 0 | 5.7614e-07 | 1.1523e-06 | 0 | 1.1523e-06 | [12 empty] | 7.3.3.17.5 (Remote Grid) Updates to grid topology to minimize risk of ignition in HFTDs Remote GridWLDFRVegetation ContactAggregated | WLDFR | HFTD - Distribution - Tier 2 - 1QU CoRE ¦ 3QU LoRE | Non-Red Flag Warning - Destructive Fires | Vegetation Contact | Aggregated | 2040 | 3.4513e-06 | 1013.9529 | 0.0034995 | 2040 | Mitigation | 0.95 | 45 | 0 | esc | 0.00097009 | 3.3481e-09 | 0.00097009 | 3.3481e-09
[79 empty] | WLDFR | HFTD - Distribution - Tier 2 - 2QU CoRE ¦ 4QU LoRE | Red Flag Warning - Large Fires | 2041 | 4.2377e-08 | 4.2377e-08 | 6.5028 | 0.81304 | 3.6355 | 2.0543 | 0 | 0 | 4.3683e-05 | 2.7557e-07 | 0 | 2.7557e-07 | 2.7557e-07 | 0 | 2.7557e-07 | 0 | 5.4674e-07 | 1.1985e-06 | 0 | 1.1985e-06 | 0 | 5.7614e-07 | 1.1523e-06 | 0 | 1.1523e-06 | [12 empty] | 7.3.3.17.5 (Remote Grid) Updates to grid topology to minimize risk of ignition in HFTDs Remote GridWLDFRVegetation ContactAggregated | WLDFR | HFTD - Distribution - Tier 2 - 1QU CoRE ¦ 3QU LoRE | Non-Red Flag Warning - Destructive Fires | Vegetation Contact | Aggregated | 2041 | 3.4513e-06 | 1013.9529 | 0.0034995 | 2041 | Mitigation | 0.95 | 45 | 0 | esc | 0.00097009 | 3.3481e-09 | 0.00097009 | 3.3481e-09
[79 empty] | WLDFR | HFTD - Distribution - Tier 2 - 2QU CoRE ¦ 4QU LoRE | Red Flag Warning - Large Fires | 2042 | 4.2377e-08 | 4.2377e-08 | 6.5028 | 0.81304 | 3.6355 | 2.0543 | 0 | 0 | 4.3683e-05 | 2.7557e-07 | 0 | 2.7557e-07 | 2.7557e-07 | 0 | 2.7557e-07 | 0 | 5.73e-07 | 1.256e-06 | 0 | 1.256e-06 | 0 | 5.7614e-07 | 1.1523e-06 | 0 | 1.1523e-06 | [12 empty] | 7.3.3.17.5 (Remote Grid) Updates to grid topology to minimize risk of ignition in HFTDs Remote GridWLDFRVegetation ContactAggregated | WLDFR | HFTD - Distribution - Tier 2 - 1QU CoRE ¦ 3QU LoRE | Non-Red Flag Warning - Destructive Fires | Vegetation Contact | Aggregated | 2042 | 3.4513e-06 | 1013.9529 | 0.0034995 | 2042 | Mitigation | 0.95 | 45 | 0 | esc | 0.00097009 | 3.3481e-09 | 0.00097009 | 3.3481e-09
[79 empty] | WLDFR | HFTD - Distribution - Tier 2 - 2QU CoRE ¦ 4QU LoRE | Red Flag Warning - Large Fires | 2043 | 4.2377e-08 | 4.2377e-08 | 6.9209 | 0.84944 | 3.8632 | 2.2083 | 0 | 0 | 4.3683e-05 | 2.9329e-07 | 0 | 2.9329e-07 | 2.9329e-07 | 0 | 2.9329e-07 | 0 | 5.73e-07 | 1.256e-06 | 0 | 1.256e-06 | 0 | 5.7614e-07 | 1.1523e-06 | 0 | 1.1523e-06 | [12 empty] | 7.3.3.17.5 (Remote Grid) Updates to grid topology to minimize risk of ignition in HFTDs Remote GridWLDFRVegetation ContactAggregated | WLDFR | HFTD - Distribution - Tier 2 - 1QU CoRE ¦ 3QU LoRE | Non-Red Flag Warning - Destructive Fires | Vegetation Contact | Aggregated | 2043 | 3.4513e-06 | 1013.9529 | 0.0034995 | 2043 | Mitigation | 0.95 | 45 | 0 | esc | 0.00097009 | 3.3481e-09 | 0.00097009 | 3.3481e-09
[79 empty] | WLDFR | HFTD - Distribution - Tier 2 - 2QU CoRE ¦ 4QU LoRE | Red Flag Warning - Large Fires | 2044 | 4.2377e-08 | 4.2377e-08 | 6.9209 | 0.84944 | 3.8632 | 2.2083 | 0 | 0 | 4.3683e-05 | 2.9329e-07 | 0 | 2.9329e-07 | 2.9329e-07 | 0 | 2.9329e-07 | 0 | 5.73e-07 | 1.256e-06 | 0 | 1.256e-06 | 0 | 6.0792e-07 | 1.2158e-06 | 0 | 1.2158e-06 | [12 empty] | 7.3.3.17.5 (Remote Grid) Updates to grid topology to minimize risk of ignition in HFTDs Remote GridWLDFRVegetation ContactAggregated | WLDFR | HFTD - Distribution - Tier 2 - 1QU CoRE ¦ 3QU LoRE | Non-Red Flag Warning - Destructive Fires | Vegetation Contact | Aggregated | 2044 | 3.4513e-06 | 1013.9529 | 0.0034995 | 2044 | Mitigation | 0.95 | 45 | 0 | esc | 0.00097009 | 3.3481e-09 | 0.00097009 | 3.3481e-09
[79 empty] | WLDFR | HFTD - Distribution - Tier 2 - 2QU CoRE ¦ 4QU LoRE | Red Flag Warning - Large Fires | 2045 | 4.2377e-08 | 4.2377e-08 | 6.9209 | 0.84944 | 3.8632 | 2.2083 | 0 | 0 | 4.3683e-05 | 2.9329e-07 | 0 | 2.9329e-07 | 2.9329e-07 | 0 | 2.9329e-07 | 0 | 5.73e-07 | 1.256e-06 | 0 | 1.256e-06 | 0 | 6.0792e-07 | 1.2158e-06 | 0 | 1.2158e-06 | [12 empty] | 7.3.3.17.5 (Remote Grid) Updates to grid topology to minimize risk of ignition in HFTDs Remote GridWLDFRVegetation ContactAggregated | WLDFR | HFTD - Distribution - Tier 2 - 1QU CoRE ¦ 3QU LoRE | Non-Red Flag Warning - Destructive Fires | Vegetation Contact | Aggregated | 2045 | 3.4513e-06 | 1013.9529 | 0.0034995 | 2045 | Mitigation | 0.95 | 45 | 0 | esc | 0.00097009 | 3.3481e-09 | 0.00097009 | 3.3481e-09
[79 empty] | WLDFR | HFTD - Distribution - Tier 2 - 2QU CoRE ¦ 4QU LoRE | Red Flag Warning - Large Fires | 2046 | 4.2377e-08 | 4.2377e-08 | 6.9209 | 0.84944 | 3.8632 | 2.2083 | 0 | 0 | 4.3683e-05 | 2.9329e-07 | 0 | 2.9329e-07 | 2.9329e-07 | 0 | 2.9329e-07 | 0 | 5.73e-07 | 1.256e-06 | 0 | 1.256e-06 | 0 | 6.0792e-07 | 1.2158e-06 | 0 | 1.2158e-06 | [12 empty] | 7.3.3.17.5 (Remote Grid) Updates to grid topology to minimize risk of ignition in HFTDs Remote GridWLDFRVegetation ContactAggregated | WLDFR | HFTD - Distribution - Tier 2 - 1QU CoRE ¦ 3QU LoRE | Non-Red Flag Warning - Destructive Fires | Vegetation Contact | Aggregated | 2046 | 3.4513e-06 | 1013.9529 | 0.0034995 | 2046 | Mitigation | 0.95 | 45 | 0 | esc | 0.00097009 | 3.3481e-09 | 0.00097009 | 3.3481e-09
[79 empty] | WLDFR | HFTD - Distribution - Tier 2 - 2QU CoRE ¦ 4QU LoRE | Red Flag Warning - Large Fires | 2047 | 4.2377e-08 | 4.2377e-08 | 6.9209 | 0.84944 | 3.8632 | 2.2083 | 0 | 0 | 4.3683e-05 | 2.9329e-07 | 0 | 2.9329e-07 | 2.9329e-07 | 0 | 2.9329e-07 | 0 | 6.0061e-07 | 1.3166e-06 | 0 | 1.3166e-06 | 0 | 6.0792e-07 | 1.2158e-06 | 0 | 1.2158e-06 | [12 empty] | 7.3.3.17.5 (Remote Grid) Updates to grid topology to minimize risk of ignition in HFTDs Remote GridWLDFRVegetation ContactAggregated | WLDFR | HFTD - Distribution - Tier 2 - 1QU CoRE ¦ 3QU LoRE | Non-Red Flag Warning - Destructive Fires | Vegetation Contact | Aggregated | 2047 | 3.4513e-06 | 1013.9529 | 0.0034995 | 2047 | Mitigation | 0.95 | 45 | 0 | esc | 0.00097009 | 3.3481e-09 | 0.00097009 | 3.3481e-09
[79 empty] | WLDFR | HFTD - Distribution - Tier 2 - 2QU CoRE ¦ 4QU LoRE | Red Flag Warning - Large Fires | 2048 | 4.2377e-08 | 4.2377e-08 | 7.3713 | 0.88759 | 4.1075 | 2.3763 | 0 | 0 | 4.3683e-05 | 3.1237e-07 | 0 | 3.1237e-07 | 3.1237e-07 | 0 | 3.1237e-07 | 0 | 6.0061e-07 | 1.3166e-06 | 0 | 1.3166e-06 | 0 | 6.0792e-07 | 1.2158e-06 | 0 | 1.2158e-06 | [12 empty] | 7.3.3.17.5 (Remote Grid) Updates to grid topology to minimize risk of ignition in HFTDs Remote GridWLDFRVegetation ContactAggregated | WLDFR | HFTD - Distribution - Tier 2 - 1QU CoRE ¦ 3QU LoRE | Non-Red Flag Warning - Destructive Fires | Vegetation Contact | Aggregated | 2048 | 3.4513e-06 | 1013.9529 | 0.0034995 | 2048 | Mitigation | 0.95 | 45 | 0 | esc | 0.00097009 | 3.3481e-09 | 0.00097009 | 3.3481e-09
[79 empty] | WLDFR | HFTD - Distribution - Tier 2 - 2QU CoRE ¦ 4QU LoRE | Red Flag Warning - Large Fires | 2049 | 4.2377e-08 | 4.2377e-08 | 7.3713 | 0.88759 | 4.1075 | 2.3763 | 0 | 0 | 4.3683e-05 | 3.1237e-07 | 0 | 3.1237e-07 | 3.1237e-07 | 0 | 3.1237e-07 | 0 | 6.0061e-07 | 1.3166e-06 | 0 | 1.3166e-06 | 0 | 6.4407e-07 | 1.2881e-06 | 0 | 1.2881e-06 | [12 empty] | 7.3.3.17.5 (Remote Grid) Updates to grid topology to minimize risk of ignition in HFTDs Remote GridWLDFRVegetation ContactAggregated | WLDFR | HFTD - Distribution - Tier 2 - 1QU CoRE ¦ 3QU LoRE | Non-Red Flag Warning - Destructive Fires | Vegetation Contact | Aggregated | 2049 | 3.4513e-06 | 1013.9529 | 0.0034995 | 2049 | Mitigation | 0.95 | 45 | 0 | esc | 0.00097009 | 3.3481e-09 | 0.00097009 | 3.3481e-09
[79 empty] | WLDFR | HFTD - Distribution - Tier 2 - 2QU CoRE ¦ 4QU LoRE | Red Flag Warning - Large Fires | 2050 | 4.2377e-08 | 4.2377e-08 | 7.3713 | 0.88759 | 4.1075 | 2.3763 | 0 | 0 | 4.3683e-05 | 3.1237e-07 | 0 | 3.1237e-07 | 3.1237e-07 | 0 | 3.1237e-07 | 0 | 6.0061e-07 | 1.3166e-06 | 0 | 1.3166e-06 | 0 | 6.4407e-07 | 1.2881e-06 | 0 | 1.2881e-06 | [12 empty] | 7.3.3.17.5 (Remote Grid) Updates to grid topology to minimize risk of ignition in HFTDs Remote GridWLDFRVegetation ContactAggregated | WLDFR | HFTD - Distribution - Tier 2 - 1QU CoRE ¦ 3QU LoRE | Non-Red Flag Warning - Destructive Fires | Vegetation Contact | Aggregated | 2050 | 3.4513e-06 | 1013.9529 | 0.0034995 | 2050 | Mitigation | 0.95 | 45 | 0 | esc | 0.00097009 | 3.3481e-09 | 0.00097009 | 3.3481e-09
[79 empty] | WLDFR | HFTD - Distribution - Tier 2 - 2QU CoRE ¦ 4QU LoRE | Red Flag Warning - Large Fires | 2051 | 4.2377e-08 | 4.2377e-08 | 7.3713 | 0.88759 | 4.1075 | 2.3763 | 0 | 0 | 4.3683e-05 | 3.1237e-07 | 0 | 3.1237e-07 | 3.1237e-07 | 0 | 3.1237e-07 | 0 | 6.0061e-07 | 1.3166e-06 | 0 | 1.3166e-06 | 0 | 6.4407e-07 | 1.2881e-06 | 0 | 1.2881e-06 | [12 empty] | 7.3.3.17.5 (Remote Grid) Updates to grid topology to minimize risk of ignition in HFTDs Remote GridWLDFRVegetation ContactAggregated | WLDFR | HFTD - Distribution - Tier 2 - 1QU CoRE ¦ 3QU LoRE | Non-Red Flag Warning - Destructive Fires | Vegetation Contact | Aggregated | 2051 | 3.4513e-06 | 1013.9529 | 0.0034995 | 2051 | Mitigation | 0.95 | 45 | 0 | esc | 0.00097009 | 3.3481e-09 | 0.00097009 | 3.3481e-09
[79 empty] | WLDFR | HFTD - Distribution - Tier 2 - 2QU CoRE ¦ 4QU LoRE | Red Flag Warning - Large Fires | 2052 | 4.2377e-08 | 4.2377e-08 | 7.3713 | 0.88759 | 4.1075 | 2.3763 | 0 | 0 | 4.3683e-05 | 3.1237e-07 | 0 | 3.1237e-07 | 3.1237e-07 | 0 | 3.1237e-07 | 0 | 6.2929e-07 | 1.3794e-06 | 0 | 1.3794e-06 | 0 | 6.4407e-07 | 1.2881e-06 | 0 | 1.2881e-06 | [12 empty] | 7.3.3.17.5 (Remote Grid) Updates to grid topology to minimize risk of ignition in HFTDs Remote GridWLDFRVegetation ContactAggregated | WLDFR | HFTD - Distribution - Tier 2 - 1QU CoRE ¦ 3QU LoRE | Non-Red Flag Warning - Destructive Fires | Vegetation Contact | Aggregated | 2052 | 3.4513e-06 | 1013.9529 | 0.0034995 | 2052 | Mitigation | 0.95 | 45 | 0 | esc | 0.00097009 | 3.3481e-09 | 0.00097009 | 3.3481e-09
[79 empty] | WLDFR | HFTD - Distribution - Tier 2 - 2QU CoRE ¦ 4QU LoRE | Red Flag Warning - Large Fires | 2053 | 4.2377e-08 | 4.2377e-08 | 7.8503 | 0.92702 | 4.3664 | 2.5569 | 0 | 0 | 4.3683e-05 | 3.3267e-07 | 0 | 3.3267e-07 | 3.3267e-07 | 0 | 3.3267e-07 | 0 | 6.2929e-07 | 1.3794e-06 | 0 | 1.3794e-06 | 0 | 6.4407e-07 | 1.2881e-06 | 0 | 1.2881e-06 | [12 empty] | 7.3.3.17.5 (Remote Grid) Updates to grid topology to minimize risk of ignition in HFTDs Remote GridWLDFRVegetation ContactAggregated | WLDFR | HFTD - Distribution - Tier 2 - 1QU CoRE ¦ 3QU LoRE | Non-Red Flag Warning - Destructive Fires | Vegetation Contact | Aggregated | 2053 | 3.4513e-06 | 1013.9529 | 0.0034995 | 2053 | Mitigation | 0.95 | 45 | 0 | esc | 0.00097009 | 3.3481e-09 | 0.00097009 | 3.3481e-09
[79 empty] | WLDFR | HFTD - Distribution - Tier 2 - 2QU CoRE ¦ 4QU LoRE | Red Flag Warning - Large Fires | 2054 | 4.2377e-08 | 4.2377e-08 | 7.8503 | 0.92702 | 4.3664 | 2.5569 | 0 | 0 | 4.3683e-05 | 3.3267e-07 | 0 | 3.3267e-07 | 3.3267e-07 | 0 | 3.3267e-07 | 0 | 6.2929e-07 | 1.3794e-06 | 0 | 1.3794e-06 | 0 | 6.843e-07 | 1.3686e-06 | 0 | 1.3686e-06 | [12 empty] | 7.3.3.17.5 (Remote Grid) Updates to grid topology to minimize risk of ignition in HFTDs Remote GridWLDFRVegetation ContactAggregated | WLDFR | HFTD - Distribution - Tier 2 - 1QU CoRE ¦ 3QU LoRE | Non-Red Flag Warning - Destructive Fires | Vegetation Contact | Aggregated | 2054 | 3.4513e-06 | 1013.9529 | 0.0034995 | 2054 | Mitigation | 0.95 | 45 | 0 | esc | 0.00097009 | 3.3481e-09 | 0.00097009 | 3.3481e-09
[79 empty] | WLDFR | HFTD - Distribution - Tier 2 - 2QU CoRE ¦ 4QU LoRE | Red Flag Warning - Large Fires | 2055 | 4.2377e-08 | 4.2377e-08 | 7.8503 | 0.92702 | 4.3664 | 2.5569 | 0 | 0 | 4.3683e-05 | 3.3267e-07 | 0 | 3.3267e-07 | 3.3267e-07 | 0 | 3.3267e-07 | 0 | 6.2929e-07 | 1.3794e-06 | 0 | 1.3794e-06 | 0 | 6.843e-07 | 1.3686e-06 | 0 | 1.3686e-06 | [12 empty] | 7.3.3.17.5 (Remote Grid) Updates to grid topology to minimize risk of ignition in HFTDs Remote GridWLDFRVegetation ContactAggregated | WLDFR | HFTD - Distribution - Tier 2 - 1QU CoRE ¦ 3QU LoRE | Non-Red Flag Warning - Destructive Fires | Vegetation Contact | Aggregated | 2055 | 3.4513e-06 | 1013.9529 | 0.0034995 | 2055 | Mitigation | 0.95 | 45 | 0 | esc | 0.00097009 | 3.3481e-09 | 0.00097009 | 3.3481e-09
[79 empty] | WLDFR | HFTD - Distribution - Tier 2 - 2QU CoRE ¦ 4QU LoRE | Red Flag Warning - Large Fires | 2056 | 4.2377e-08 | 4.2377e-08 | 7.8503 | 0.92702 | 4.3664 | 2.5569 | 0 | 0 | 4.3683e-05 | 3.3267e-07 | 0 | 3.3267e-07 | 3.3267e-07 | 0 | 3.3267e-07 | 0 | 6.2929e-07 | 1.3794e-06 | 0 | 1.3794e-06 | 0 | 6.843e-07 | 1.3686e-06 | 0 | 1.3686e-06 | [12 empty] | 7.3.3.17.5 (Remote Grid) Updates to grid topology to minimize risk of ignition in HFTDs Remote GridWLDFRVegetation ContactAggregated | WLDFR | HFTD - Distribution - Tier 2 - 1QU CoRE ¦ 3QU LoRE | Non-Red Flag Warning - Destructive Fires | Vegetation Contact | Aggregated | 2056 | 3.4513e-06 | 1013.9529 | 0.0034995 | 2056 | Mitigation | 0.95 | 45 | 0 | esc | 0.00097009 | 3.3481e-09 | 0.00097009 | 3.3481e-09
[79 empty] | WLDFR | HFTD - Distribution - Tier 2 - 2QU CoRE ¦ 4QU LoRE | Red Flag Warning - Large Fires | 2057 | 4.2377e-08 | 4.2377e-08 | 7.8503 | 0.92702 | 4.3664 | 2.5569 | 0 | 0 | 4.3683e-05 | 3.3267e-07 | 0 | 3.3267e-07 | 3.3267e-07 | 0 | 3.3267e-07 | 0 | 6.587e-07 | 1.4439e-06 | 0 | 1.4439e-06 | 0 | 6.843e-07 | 1.3686e-06 | 0 | 1.3686e-06 | [12 empty] | 7.3.3.17.5 (Remote Grid) Updates to grid topology to minimize risk of ignition in HFTDs Remote GridWLDFRVegetation ContactAggregated | WLDFR | HFTD - Distribution - Tier 2 - 1QU CoRE ¦ 3QU LoRE | Non-Red Flag Warning - Destructive Fires | Vegetation Contact | Aggregated | 2057 | 3.4513e-06 | 1013.9529 | 0.0034995 | 2057 | Mitigation | 0.95 | 45 | 0 | esc | 0.00097009 | 3.3481e-09 | 0.00097009 | 3.3481e-09
[79 empty] | WLDFR | HFTD - Distribution - Tier 2 - 2QU CoRE ¦ 4QU LoRE | Red Flag Warning - Large Fires | 2058 | 4.2377e-08 | 4.2377e-08 | 8.3524 | 0.96727 | 4.6367 | 2.7484 | 0 | 0 | 4.3683e-05 | 3.5394e-07 | 0 | 3.5394e-07 | 3.5394e-07 | 0 | 3.5394e-07 | 0 | 6.587e-07 | 1.4439e-06 | 0 | 1.4439e-06 | 0 | 6.843e-07 | 1.3686e-06 | 0 | 1.3686e-06 | [12 empty] | 7.3.3.17.5 (Remote Grid) Updates to grid topology to minimize risk of ignition in HFTDs Remote GridWLDFRVegetation ContactAggregated | WLDFR | HFTD - Distribution - Tier 2 - 1QU CoRE ¦ 3QU LoRE | Non-Red Flag Warning - Destructive Fires | Vegetation Contact | Aggregated | 2058 | 3.4513e-06 | 1013.9529 | 0.0034995 | 2058 | Mitigation | 0.95 | 45 | 0 | esc | 0.00097009 | 3.3481e-09 | 0.00097009 | 3.3481e-09
[79 empty] | WLDFR | HFTD - Distribution - Tier 2 - 2QU CoRE ¦ 4QU LoRE | Red Flag Warning - Large Fires | 2059 | 4.2377e-08 | 4.2377e-08 | 8.3524 | 0.96727 | 4.6367 | 2.7484 | 0 | 0 | 4.3683e-05 | 3.5394e-07 | 0 | 3.5394e-07 | 3.5394e-07 | 0 | 3.5394e-07 | 0 | 6.587e-07 | 1.4439e-06 | 0 | 1.4439e-06 | 0 | 7.283e-07 | 1.4566e-06 | 0 | 1.4566e-06 | [12 empty] | 7.3.3.17.5 (Remote Grid) Updates to grid topology to minimize risk of ignition in HFTDs Remote GridWLDFRVegetation ContactAggregated | WLDFR | HFTD - Distribution - Tier 2 - 1QU CoRE ¦ 3QU LoRE | Non-Red Flag Warning - Destructive Fires | Vegetation Contact | Aggregated | 2059 | 3.4513e-06 | 1013.9529 | 0.0034995 | 2059 | Mitigation | 0.95 | 45 | 0 | esc | 0.00097009 | 3.3481e-09 | 0.00097009 | 3.3481e-09
[79 empty] | WLDFR | HFTD - Distribution - Tier 2 - 2QU CoRE ¦ 4QU LoRE | Red Flag Warning - Large Fires | 2060 | 4.2377e-08 | 4.2377e-08 | 8.3524 | 0.96727 | 4.6367 | 2.7484 | 0 | 0 | 4.3683e-05 | 3.5394e-07 | 0 | 3.5394e-07 | 3.5394e-07 | 0 | 3.5394e-07 | 0 | 6.587e-07 | 1.4439e-06 | 0 | 1.4439e-06 | 0 | 7.283e-07 | 1.4566e-06 | 0 | 1.4566e-06 | [12 empty] | 7.3.3.17.5 (Remote Grid) Updates to grid topology to minimize risk of ignition in HFTDs Remote GridWLDFRVegetation ContactAggregated | WLDFR | HFTD - Distribution - Tier 2 - 1QU CoRE ¦ 3QU LoRE | Non-Red Flag Warning - Destructive Fires | Vegetation Contact | Aggregated | 2060 | 3.4513e-06 | 1013.9529 | 0.0034995 | 2060 | Mitigation | 0.95 | 45 | 0 | esc | 0.00097009 | 3.3481e-09 | 0.00097009 | 3.3481e-09
[79 empty] | WLDFR | HFTD - Distribution - Tier 2 - 2QU CoRE ¦ 4QU LoRE | Red Flag Warning - Large Fires | 2061 | 4.2377e-08 | 4.2377e-08 | 8.3524 | 0.96727 | 4.6367 | 2.7484 | 0 | 0 | 4.3683e-05 | 3.5394e-07 | 0 | 3.5394e-07 | 3.5394e-07 | 0 | 3.5394e-07 | 0 | 6.587e-07 | 1.4439e-06 | 0 | 1.4439e-06 | 0 | 7.283e-07 | 1.4566e-06 | 0 | 1.4566e-06 | [12 empty] | 7.3.3.17.5 (Remote Grid) Updates to grid topology to minimize risk of ignition in HFTDs Remote GridWLDFRVegetation ContactAggregated | WLDFR | HFTD - Distribution - Tier 2 - 1QU CoRE ¦ 3QU LoRE | Non-Red Flag Warning - Destructive Fires | Vegetation Contact | Aggregated | 2061 | 3.4513e-06 | 1013.9529 | 0.0034995 | 2061 | Mitigation | 0.95 | 45 | 0 | esc | 0.00097009 | 3.3481e-09 | 0.00097009 | 3.3481e-09
[79 empty] | WLDFR | HFTD - Distribution - Tier 2 - 2QU CoRE ¦ 4QU LoRE | Red Flag Warning - Large Fires | 2062 | 4.2377e-08 | 4.2377e-08 | 8.3524 | 0.96727 | 4.6367 | 2.7484 | 0 | 0 | 4.3683e-05 | 3.5394e-07 | 0 | 3.5394e-07 | 3.5394e-07 | 0 | 3.5394e-07 | 0 | 6.8849e-07 | 1.5092e-06 | 0 | 1.5092e-06 | 0 | 7.283e-07 | 1.4566e-06 | 0 | 1.4566e-06 | [12 empty] | 7.3.3.17.5 (Remote Grid) Updates to grid topology to minimize risk of ignition in HFTDs Remote GridWLDFRVegetation ContactAggregated | WLDFR | HFTD - Distribution - Tier 2 - 1QU CoRE ¦ 3QU LoRE | Non-Red Flag Warning - Destructive Fires | Vegetation Contact | Aggregated | 2062 | 3.4513e-06 | 1013.9529 | 0.0034995 | 2062 | Mitigation | 0.95 | 45 | 0 | esc | 0.00097009 | 3.3481e-09 | 0.00097009 | 3.3481e-09
[79 empty] | WLDFR | HFTD - Distribution - Tier 2 - 2QU CoRE ¦ 4QU LoRE | Red Flag Warning - Large Fires | 2063 | 4.2377e-08 | 4.2377e-08 | 8.872 | 1.0079 | 4.9153 | 2.9488 | 0 | 0 | 4.3683e-05 | 3.7596e-07 | 0 | 3.7596e-07 | 3.7596e-07 | 0 | 3.7596e-07 | 0 | 6.8849e-07 | 1.5092e-06 | 0 | 1.5092e-06 | 0 | 7.283e-07 | 1.4566e-06 | 0 | 1.4566e-06 | [12 empty] | 7.3.3.17.5 (Remote Grid) Updates to grid topology to minimize risk of ignition in HFTDs Remote GridWLDFRVegetation ContactAggregated | WLDFR | HFTD - Distribution - Tier 2 - 1QU CoRE ¦ 3QU LoRE | Non-Red Flag Warning - Destructive Fires | Vegetation Contact | Aggregated | 2063 | 3.4513e-06 | 1013.9529 | 0.0034995 | 2063 | Mitigation | 0.95 | 45 | 0 | esc | 0.00097009 | 3.3481e-09 | 0.00097009 | 3.3481e-09
[79 empty] | WLDFR | HFTD - Distribution - Tier 2 - 2QU CoRE ¦ 4QU LoRE | Red Flag Warning - Large Fires | 2064 | 4.2377e-08 | 4.2377e-08 | 8.872 | 1.0079 | 4.9153 | 2.9488 | 0 | 0 | 4.3683e-05 | 3.7596e-07 | 0 | 3.7596e-07 | 3.7596e-07 | 0 | 3.7596e-07 | 0 | 6.8849e-07 | 1.5092e-06 | 0 | 1.5092e-06 | 0 | 7.7569e-07 | 1.5514e-06 | 0 | 1.5514e-06 | [12 empty] | 7.3.3.17.5 (Remote Grid) Updates to grid topology to minimize risk of ignition in HFTDs Remote GridWLDFRVegetation ContactAggregated | WLDFR | HFTD - Distribution - Tier 2 - 1QU CoRE ¦ 3QU LoRE | Non-Red Flag Warning - Destructive Fires | Vegetation Contact | Aggregated | 2064 | 3.4513e-06 | 1013.9529 | 0.0034995 | 2064 | Mitigation | 0.95 | 45 | 0 | esc | 0.00097009 | 3.3481e-09 | 0.00097009 | 3.3481e-09
[79 empty] | WLDFR | HFTD - Distribution - Tier 2 - 2QU CoRE ¦ 4QU LoRE | Red Flag Warning - Large Fires | 2065 | 4.2377e-08 | 4.2377e-08 | 8.872 | 1.0079 | 4.9153 | 2.9488 | 0 | 0 | 4.3683e-05 | 3.7596e-07 | 0 | 3.7596e-07 | 3.7596e-07 | 0 | 3.7596e-07 | 0 | 0 | 1.5092e-06 | 0 | 1.5092e-06 | 0 | 7.7569e-07 | 1.5514e-06 | 0 | 1.5514e-06 | [12 empty] | 7.3.3.17.5 (Remote Grid) Updates to grid topology to minimize risk of ignition in HFTDs Remote GridWLDFRVegetation ContactAggregated | WLDFR | HFTD - Distribution - Tier 2 - 1QU CoRE ¦ 3QU LoRE | Non-Red Flag Warning - Destructive Fires | Vegetation Contact | Aggregated | 2065 | 3.4513e-06 | 1013.9529 | 0.0034995 | 2065 | Mitigation | 0.95 | 45 | 0 | esc | 0.00097009 | 3.3481e-09 | 0.00097009 | 3.3481e-09
[79 empty] | WLDFR | HFTD - Distribution - Tier 2 - 2QU CoRE ¦ 4QU LoRE | Red Flag Warning - Large Fires | 2066 | 4.2377e-08 | 4.2377e-08 | 8.872 | 1.0079 | 4.9153 | 2.9488 | 0 | 0 | 4.3683e-05 | 3.7596e-07 | 0 | 3.7596e-07 | 3.7596e-07 | 0 | 3.7596e-07 | 0 | 0 | 0 | 0 | 0 | 0 | 7.7569e-07 | 1.5514e-06 | 0 | 1.5514e-06 | [12 empty] | 7.3.3.17.5 (Remote Grid) Updates to grid topology to minimize risk of ignition in HFTDs Remote GridWLDFRVegetation ContactAggregated | WLDFR | HFTD - Distribution - Tier 2 - 1QU CoRE ¦ 3QU LoRE | Non-Red Flag Warning - Destructive Fires | Vegetation Contact | Aggregated | 2066 | 3.4513e-06 | 1013.9529 | 0.0034995 | 2066 | Mitigation | 0.95 | 45 | 0 | esc | 0.00097009 | 3.3481e-09 | 0.00097009 | 3.3481e-09
[79 empty] | WLDFR | HFTD - Distribution - Tier 2 - 2QU CoRE ¦ 4QU LoRE | Red Flag Warning - Large Fires | 2067 | 0 | 4.2377e-08 | 8.872 | 1.0079 | 4.9153 | 2.9488 | 0 | 0 | 4.3683e-05 | 0 | 0 | 0 | 3.7596e-07 | 0 | 3.7596e-07 | 0 | 0.00048764 | 0 | 0 | 0 | 0 | 7.7569e-07 | 1.5514e-06 | 0 | 1.5514e-06 | [12 empty] | 7.3.3.17.5 (Remote Grid) Updates to grid topology to minimize risk of ignition in HFTDs Remote GridWLDFRVegetation ContactAggregated | WLDFR | HFTD - Distribution - Tier 2 - 1QU CoRE ¦ 3QU LoRE | Non-Red Flag Warning - Destructive Fires | Vegetation Contact | Aggregated | 2067 | 3.4513e-06 | 1013.9529 | 0.0034995 | 2067 | Mitigation | 0.95 | 45 | 0 | esc | 0 | 0 | 0.00097009 | 3.3481e-09
[79 empty] | WLDFR | HFTD - Distribution - Tier 2 - 2QU CoRE ¦ 4QU LoRE | Red Flag Warning - Small Fires | 2022 | 3.8905e-07 | 0 | 0.077901 | 0.036425 | 0.0015809 | 0.039895 | 0 | 0 | 0.00041152 | 3.0307e-08 | 0 | 3.0307e-08 | 0 | 0 | 0 | 0 | 0.00050552 | 0.0011081 | 0 | 0.0011081 | 0 | 0 | 1.5514e-06 | 0 | 1.5514e-06 | [12 empty] | 7.3.3.17.5 (Remote Grid) Updates to grid topology to minimize risk of ignition in HFTDs Remote GridWLDFRWire-to-wire contactAggregated | WLDFR | HFTD - Distribution - Tier 2 - 1QU CoRE ¦ 3QU LoRE | Non-Red Flag Warning - Destructive Fires | Wire-to-wire contact | Aggregated | 2022 | 1.7922e-06 | 1013.9529 | 0.0018172 | 2022 | Mitigation | 0.95 | 45 | 0 | esc | 0.00097009 | 1.7386e-09 | 0 | 0
[79 empty] | WLDFR | HFTD - Distribution - Tier 2 - 2QU CoRE ¦ 4QU LoRE | Red Flag Warning - Small Fires | 2023 | 3.8905e-07 | 3.8905e-07 | 0.080408 | 0.03759 | 0.0016314 | 0.041187 | 0 | 0 | 0.00041152 | 3.1283e-08 | 0 | 3.1283e-08 | 3.1283e-08 | 0 | 3.1283e-08 | 0 | 0.00050552 | 0.0011081 | 0 | 0.0011081 | 0 | 0 | 0 | 0 | 0 | [12 empty] | 7.3.3.17.5 (Remote Grid) Updates to grid topology to minimize risk of ignition in HFTDs Remote GridWLDFRWire-to-wire contactAggregated | WLDFR | HFTD - Distribution - Tier 2 - 1QU CoRE ¦ 3QU LoRE | Non-Red Flag Warning - Destructive Fires | Wire-to-wire contact | Aggregated | 2023 | 1.7922e-06 | 1013.9529 | 0.0018172 | 2023 | Mitigation | 0.95 | 45 | 0 | esc | 0.00097009 | 1.7386e-09 | 0.00097009 | 1.7386e-09
[79 empty] | WLDFR | HFTD - Distribution - Tier 2 - 2QU CoRE ¦ 4QU LoRE | Red Flag Warning - Small Fires | 2024 | 3.8905e-07 | 3.8905e-07 | 0.080408 | 0.03759 | 0.0016314 | 0.041187 | 0 | 0 | 0.00041152 | 3.1283e-08 | 0 | 3.1283e-08 | 3.1283e-08 | 0 | 3.1283e-08 | 0 | 0.00050552 | 0.0011081 | 0 | 0.0011081 | 0 | 0 | 0 | 0 | 0 | [12 empty] | 7.3.3.17.5 (Remote Grid) Updates to grid topology to minimize risk of ignition in HFTDs Remote GridWLDFRWire-to-wire contactAggregated | WLDFR | HFTD - Distribution - Tier 2 - 1QU CoRE ¦ 3QU LoRE | Non-Red Flag Warning - Destructive Fires | Wire-to-wire contact | Aggregated | 2024 | 1.7922e-06 | 1013.9529 | 0.0018172 | 2024 | Mitigation | 0.95 | 45 | 0 | esc | 0.00097009 | 1.7386e-09 | 0.00097009 | 1.7386e-09
[79 empty] | WLDFR | HFTD - Distribution - Tier 2 - 2QU CoRE ¦ 4QU LoRE | Red Flag Warning - Small Fires | 2025 | 3.8905e-07 | 3.8905e-07 | 0.080408 | 0.03759 | 0.0016314 | 0.041187 | 0 | 0 | 0.00041152 | 3.1283e-08 | 0 | 3.1283e-08 | 3.1283e-08 | 0 | 3.1283e-08 | 0 | 0.00050552 | 0.0011081 | 0 | 0.0011081 | 0 | 3.6771e-06 | 0 | 0 | 0 | [12 empty] | 7.3.3.17.5 (Remote Grid) Updates to grid topology to minimize risk of ignition in HFTDs Remote GridWLDFRWire-to-wire contactAggregated | WLDFR | HFTD - Distribution - Tier 2 - 1QU CoRE ¦ 3QU LoRE | Non-Red Flag Warning - Destructive Fires | Wire-to-wire contact | Aggregated | 2025 | 1.7922e-06 | 1013.9529 | 0.0018172 | 2025 | Mitigation | 0.95 | 45 | 0 | esc | 0.00097009 | 1.7386e-09 | 0.00097009 | 1.7386e-09
[79 empty] | WLDFR | HFTD - Distribution - Tier 2 - 2QU CoRE ¦ 4QU LoRE | Red Flag Warning - Small Fires | 2026 | 3.8905e-07 | 3.8905e-07 | 0.080408 | 0.03759 | 0.0016314 | 0.041187 | 0 | 0 | 0.00041152 | 3.1283e-08 | 0 | 3.1283e-08 | 3.1283e-08 | 0 | 3.1283e-08 | 0 | 0.00050552 | 0.0011081 | 0 | 0.0011081 | 0 | 3.7955e-06 | 7.5909e-06 | 0 | 7.5909e-06 | [12 empty] | 7.3.3.17.5 (Remote Grid) Updates to grid topology to minimize risk of ignition in HFTDs Remote GridWLDFRWire-to-wire contactAggregated | WLDFR | HFTD - Distribution - Tier 2 - 1QU CoRE ¦ 3QU LoRE | Non-Red Flag Warning - Destructive Fires | Wire-to-wire contact | Aggregated | 2026 | 1.7922e-06 | 1013.9529 | 0.0018172 | 2026 | Mitigation | 0.95 | 45 | 0 | esc | 0.00097009 | 1.7386e-09 | 0.00097009 | 1.7386e-09
[79 empty] | WLDFR | HFTD - Distribution - Tier 2 - 2QU CoRE ¦ 4QU LoRE | Red Flag Warning - Small Fires | 2027 | 3.8905e-07 | 3.8905e-07 | 0.080408 | 0.03759 | 0.0016314 | 0.041187 | 0 | 0 | 0.00041152 | 3.1283e-08 | 0 | 3.1283e-08 | 3.1283e-08 | 0 | 3.1283e-08 | 0 | 0.00052804 | 0.0011575 | 0 | 0.0011575 | 0 | 3.7955e-06 | 7.5909e-06 | 0 | 7.5909e-06 | [12 empty] | 7.3.3.17.5 (Remote Grid) Updates to grid topology to minimize risk of ignition in HFTDs Remote GridWLDFRWire-to-wire contactAggregated | WLDFR | HFTD - Distribution - Tier 2 - 1QU CoRE ¦ 3QU LoRE | Non-Red Flag Warning - Destructive Fires | Wire-to-wire contact | Aggregated | 2027 | 1.7922e-06 | 1013.9529 | 0.0018172 | 2027 | Mitigation | 0.95 | 45 | 0 | esc | 0.00097009 | 1.7386e-09 | 0.00097009 | 1.7386e-09
[79 empty] | WLDFR | HFTD - Distribution - Tier 2 - 2QU CoRE ¦ 4QU LoRE | Red Flag Warning - Small Fires | 2028 | 3.8905e-07 | 3.8905e-07 | 0.083606 | 0.039055 | 0.001695 | 0.042856 | 0 | 0 | 0.00041152 | 3.2527e-08 | 0 | 3.2527e-08 | 3.2527e-08 | 0 | 3.2527e-08 | 0 | 0.00052804 | 0.0011575 | 0 | 0.0011575 | 0 | 3.7955e-06 | 7.5909e-06 | 0 | 7.5909e-06 | [12 empty] | 7.3.3.17.5 (Remote Grid) Updates to grid topology to minimize risk of ignition in HFTDs Remote GridWLDFRWire-to-wire contactAggregated | WLDFR | HFTD - Distribution - Tier 2 - 1QU CoRE ¦ 3QU LoRE | Non-Red Flag Warning - Destructive Fires | Wire-to-wire contact | Aggregated | 2028 | 1.7922e-06 | 1013.9529 | 0.0018172 | 2028 | Mitigation | 0.95 | 45 | 0 | esc | 0.00097009 | 1.7386e-09 | 0.00097009 | 1.7386e-09
[79 empty] | WLDFR | HFTD - Distribution - Tier 2 - 2QU CoRE ¦ 4QU LoRE | Red Flag Warning - Small Fires | 2029 | 3.8905e-07 | 3.8905e-07 | 0.083606 | 0.039055 | 0.001695 | 0.042856 | 0 | 0 | 0.00041152 | 3.2527e-08 | 0 | 3.2527e-08 | 3.2527e-08 | 0 | 3.2527e-08 | 0 | 0.00052804 | 0.0011575 | 0 | 0.0011575 | 0 | 3.7955e-06 | 7.5909e-06 | 0 | 7.5909e-06 | [12 empty] | 7.3.3.17.5 (Remote Grid) Updates to grid topology to minimize risk of ignition in HFTDs Remote GridWLDFRWire-to-wire contactAggregated | WLDFR | HFTD - Distribution - Tier 2 - 1QU CoRE ¦ 3QU LoRE | Non-Red Flag Warning - Destructive Fires | Wire-to-wire contact | Aggregated | 2029 | 1.7922e-06 | 1013.9529 | 0.0018172 | 2029 | Mitigation | 0.95 | 45 | 0 | esc | 0.00097009 | 1.7386e-09 | 0.00097009 | 1.7386e-09
[79 empty] | WLDFR | HFTD - Distribution - Tier 2 - 2QU CoRE ¦ 4QU LoRE | Red Flag Warning - Small Fires | 2030 | 3.8905e-07 | 3.8905e-07 | 0.083606 | 0.039055 | 0.001695 | 0.042856 | 0 | 0 | 0.00041152 | 3.2527e-08 | 0 | 3.2527e-08 | 3.2527e-08 | 0 | 3.2527e-08 | 0 | 0.00052804 | 0.0011575 | 0 | 0.0011575 | 0 | 3.7955e-06 | 7.5909e-06 | 0 | 7.5909e-06 | [12 empty] | 7.3.3.17.5 (Remote Grid) Updates to grid topology to minimize risk of ignition in HFTDs Remote GridWLDFRWire-to-wire contactAggregated | WLDFR | HFTD - Distribution - Tier 2 - 1QU CoRE ¦ 3QU LoRE | Non-Red Flag Warning - Destructive Fires | Wire-to-wire contact | Aggregated | 2030 | 1.7922e-06 | 1013.9529 | 0.0018172 | 2030 | Mitigation | 0.95 | 45 | 0 | esc | 0.00097009 | 1.7386e-09 | 0.00097009 | 1.7386e-09
[79 empty] | WLDFR | HFTD - Distribution - Tier 2 - 2QU CoRE ¦ 4QU LoRE | Red Flag Warning - Small Fires | 2031 | 3.8905e-07 | 3.8905e-07 | 0.083606 | 0.039055 | 0.001695 | 0.042856 | 0 | 0 | 0.00041152 | 3.2527e-08 | 0 | 3.2527e-08 | 3.2527e-08 | 0 | 3.2527e-08 | 0 | 0.00052804 | 0.0011575 | 0 | 0.0011575 | 0 | 3.9464e-06 | 7.8928e-06 | 0 | 7.8928e-06 | [12 empty] | 7.3.3.17.5 (Remote Grid) Updates to grid topology to minimize risk of ignition in HFTDs Remote GridWLDFRWire-to-wire contactAggregated | WLDFR | HFTD - Distribution - Tier 2 - 1QU CoRE ¦ 3QU LoRE | Non-Red Flag Warning - Destructive Fires | Wire-to-wire contact | Aggregated | 2031 | 1.7922e-06 | 1013.9529 | 0.0018172 | 2031 | Mitigation | 0.95 | 45 | 0 | esc | 0.00097009 | 1.7386e-09 | 0.00097009 | 1.7386e-09
[79 empty] | WLDFR | HFTD - Distribution - Tier 2 - 2QU CoRE ¦ 4QU LoRE | Red Flag Warning - Small Fires | 2032 | 3.8905e-07 | 3.8905e-07 | 0.083606 | 0.039055 | 0.001695 | 0.042856 | 0 | 0 | 0.00041152 | 3.2527e-08 | 0 | 3.2527e-08 | 3.2527e-08 | 0 | 3.2527e-08 | 0 | 0.00055307 | 0.0012123 | 0 | 0.0012123 | 0 | 3.9464e-06 | 7.8928e-06 | 0 | 7.8928e-06 | [12 empty] | 7.3.3.17.5 (Remote Grid) Updates to grid topology to minimize risk of ignition in HFTDs Remote GridWLDFRWire-to-wire contactAggregated | WLDFR | HFTD - Distribution - Tier 2 - 1QU CoRE ¦ 3QU LoRE | Non-Red Flag Warning - Destructive Fires | Wire-to-wire contact | Aggregated | 2032 | 1.7922e-06 | 1013.9529 | 0.0018172 | 2032 | Mitigation | 0.95 | 45 | 0 | esc | 0.00097009 | 1.7386e-09 | 0.00097009 | 1.7386e-09
[79 empty] | WLDFR | HFTD - Distribution - Tier 2 - 2QU CoRE ¦ 4QU LoRE | Red Flag Warning - Small Fires | 2033 | 3.8905e-07 | 3.8905e-07 | 0.087211 | 0.040679 | 0.0017655 | 0.044766 | 0 | 0 | 0.00041152 | 3.393e-08 | 0 | 3.393e-08 | 3.393e-08 | 0 | 3.393e-08 | 0 | 0.00055307 | 0.0012123 | 0 | 0.0012123 | 0 | 3.9464e-06 | 7.8928e-06 | 0 | 7.8928e-06 | [12 empty] | 7.3.3.17.5 (Remote Grid) Updates to grid topology to minimize risk of ignition in HFTDs Remote GridWLDFRWire-to-wire contactAggregated | WLDFR | HFTD - Distribution - Tier 2 - 1QU CoRE ¦ 3QU LoRE | Non-Red Flag Warning - Destructive Fires | Wire-to-wire contact | Aggregated | 2033 | 1.7922e-06 | 1013.9529 | 0.0018172 | 2033 | Mitigation | 0.95 | 45 | 0 | esc | 0.00097009 | 1.7386e-09 | 0.00097009 | 1.7386e-09
[79 empty] | WLDFR | HFTD - Distribution - Tier 2 - 2QU CoRE ¦ 4QU LoRE | Red Flag Warning - Small Fires | 2034 | 3.8905e-07 | 3.8905e-07 | 0.087211 | 0.040679 | 0.0017655 | 0.044766 | 0 | 0 | 0.00041152 | 3.393e-08 | 0 | 3.393e-08 | 3.393e-08 | 0 | 3.393e-08 | 0 | 0.00055307 | 0.0012123 | 0 | 0.0012123 | 0 | 3.9464e-06 | 7.8928e-06 | 0 | 7.8928e-06 | [12 empty] | 7.3.3.17.5 (Remote Grid) Updates to grid topology to minimize risk of ignition in HFTDs Remote GridWLDFRWire-to-wire contactAggregated | WLDFR | HFTD - Distribution - Tier 2 - 1QU CoRE ¦ 3QU LoRE | Non-Red Flag Warning - Destructive Fires | Wire-to-wire contact | Aggregated | 2034 | 1.7922e-06 | 1013.9529 | 0.0018172 | 2034 | Mitigation | 0.95 | 45 | 0 | esc | 0.00097009 | 1.7386e-09 | 0.00097009 | 1.7386e-09
[79 empty] | WLDFR | HFTD - Distribution - Tier 2 - 2QU CoRE ¦ 4QU LoRE | Red Flag Warning - Small Fires | 2035 | 3.8905e-07 | 3.8905e-07 | 0.087211 | 0.040679 | 0.0017655 | 0.044766 | 0 | 0 | 0.00041152 | 3.393e-08 | 0 | 3.393e-08 | 3.393e-08 | 0 | 3.393e-08 | 0 | 0.00055307 | 0.0012123 | 0 | 0.0012123 | 0 | 3.9464e-06 | 7.8928e-06 | 0 | 7.8928e-06 | [12 empty] | 7.3.3.17.5 (Remote Grid) Updates to grid topology to minimize risk of ignition in HFTDs Remote GridWLDFRWire-to-wire contactAggregated | WLDFR | HFTD - Distribution - Tier 2 - 1QU CoRE ¦ 3QU LoRE | Non-Red Flag Warning - Destructive Fires | Wire-to-wire contact | Aggregated | 2035 | 1.7922e-06 | 1013.9529 | 0.0018172 | 2035 | Mitigation | 0.95 | 45 | 0 | esc | 0.00097009 | 1.7386e-09 | 0.00097009 | 1.7386e-09
[79 empty] | WLDFR | HFTD - Distribution - Tier 2 - 2QU CoRE ¦ 4QU LoRE | Red Flag Warning - Small Fires | 2036 | 3.8905e-07 | 3.8905e-07 | 0.087211 | 0.040679 | 0.0017655 | 0.044766 | 0 | 0 | 0.00041152 | 3.393e-08 | 0 | 3.393e-08 | 3.393e-08 | 0 | 3.393e-08 | 0 | 0.00055307 | 0.0012123 | 0 | 0.0012123 | 0 | 4.1166e-06 | 8.2331e-06 | 0 | 8.2331e-06 | [12 empty] | 7.3.3.17.5 (Remote Grid) Updates to grid topology to minimize risk of ignition in HFTDs Remote GridWLDFRWire-to-wire contactAggregated | WLDFR | HFTD - Distribution - Tier 2 - 1QU CoRE ¦ 3QU LoRE | Non-Red Flag Warning - Destructive Fires | Wire-to-wire contact | Aggregated | 2036 | 1.7922e-06 | 1013.9529 | 0.0018172 | 2036 | Mitigation | 0.95 | 45 | 0 | esc | 0.00097009 | 1.7386e-09 | 0.00097009 | 1.7386e-09
[79 empty] | WLDFR | HFTD - Distribution - Tier 2 - 2QU CoRE ¦ 4QU LoRE | Red Flag Warning - Small Fires | 2037 | 3.8905e-07 | 3.8905e-07 | 0.087211 | 0.040679 | 0.0017655 | 0.044766 | 0 | 0 | 0.00041152 | 3.393e-08 | 0 | 3.393e-08 | 3.393e-08 | 0 | 3.393e-08 | 0 | 0.00058024 | 0.0012719 | 0 | 0.0012719 | 0 | 4.1166e-06 | 8.2331e-06 | 0 | 8.2331e-06 | [12 empty] | 7.3.3.17.5 (Remote Grid) Updates to grid topology to minimize risk of ignition in HFTDs Remote GridWLDFRWire-to-wire contactAggregated | WLDFR | HFTD - Distribution - Tier 2 - 1QU CoRE ¦ 3QU LoRE | Non-Red Flag Warning - Destructive Fires | Wire-to-wire contact | Aggregated | 2037 | 1.7922e-06 | 1013.9529 | 0.0018172 | 2037 | Mitigation | 0.95 | 45 | 0 | esc | 0.00097009 | 1.7386e-09 | 0.00097009 | 1.7386e-09
[79 empty] | WLDFR | HFTD - Distribution - Tier 2 - 2QU CoRE ¦ 4QU LoRE | Red Flag Warning - Small Fires | 2038 | 3.8905e-07 | 3.8905e-07 | 0.091184 | 0.042438 | 0.0018418 | 0.046905 | 0 | 0 | 0.00041152 | 3.5475e-08 | 0 | 3.5475e-08 | 3.5475e-08 | 0 | 3.5475e-08 | 0 | 0.00058024 | 0.0012719 | 0 | 0.0012719 | 0 | 4.1166e-06 | 8.2331e-06 | 0 | 8.2331e-06 | [12 empty] | 7.3.3.17.5 (Remote Grid) Updates to grid topology to minimize risk of ignition in HFTDs Remote GridWLDFRWire-to-wire contactAggregated | WLDFR | HFTD - Distribution - Tier 2 - 1QU CoRE ¦ 3QU LoRE | Non-Red Flag Warning - Destructive Fires | Wire-to-wire contact | Aggregated | 2038 | 1.7922e-06 | 1013.9529 | 0.0018172 | 2038 | Mitigation | 0.95 | 45 | 0 | esc | 0.00097009 | 1.7386e-09 | 0.00097009 | 1.7386e-09
[79 empty] | WLDFR | HFTD - Distribution - Tier 2 - 2QU CoRE ¦ 4QU LoRE | Red Flag Warning - Small Fires | 2039 | 3.8905e-07 | 3.8905e-07 | 0.091184 | 0.042438 | 0.0018418 | 0.046905 | 0 | 0 | 0.00041152 | 3.5475e-08 | 0 | 3.5475e-08 | 3.5475e-08 | 0 | 3.5475e-08 | 0 | 0.00058024 | 0.0012719 | 0 | 0.0012719 | 0 | 4.1166e-06 | 8.2331e-06 | 0 | 8.2331e-06 | [12 empty] | 7.3.3.17.5 (Remote Grid) Updates to grid topology to minimize risk of ignition in HFTDs Remote GridWLDFRWire-to-wire contactAggregated | WLDFR | HFTD - Distribution - Tier 2 - 1QU CoRE ¦ 3QU LoRE | Non-Red Flag Warning - Destructive Fires | Wire-to-wire contact | Aggregated | 2039 | 1.7922e-06 | 1013.9529 | 0.0018172 | 2039 | Mitigation | 0.95 | 45 | 0 | esc | 0.00097009 | 1.7386e-09 | 0.00097009 | 1.7386e-09
[79 empty] | WLDFR | HFTD - Distribution - Tier 2 - 2QU CoRE ¦ 4QU LoRE | Red Flag Warning - Small Fires | 2040 | 3.8905e-07 | 3.8905e-07 | 0.091184 | 0.042438 | 0.0018418 | 0.046905 | 0 | 0 | 0.00041152 | 3.5475e-08 | 0 | 3.5475e-08 | 3.5475e-08 | 0 | 3.5475e-08 | 0 | 0.00058024 | 0.0012719 | 0 | 0.0012719 | 0 | 4.1166e-06 | 8.2331e-06 | 0 | 8.2331e-06 | [12 empty] | 7.3.3.17.5 (Remote Grid) Updates to grid topology to minimize risk of ignition in HFTDs Remote GridWLDFRWire-to-wire contactAggregated | WLDFR | HFTD - Distribution - Tier 2 - 1QU CoRE ¦ 3QU LoRE | Non-Red Flag Warning - Destructive Fires | Wire-to-wire contact | Aggregated | 2040 | 1.7922e-06 | 1013.9529 | 0.0018172 | 2040 | Mitigation | 0.95 | 45 | 0 | esc | 0.00097009 | 1.7386e-09 | 0.00097009 | 1.7386e-09
[79 empty] | WLDFR | HFTD - Distribution - Tier 2 - 2QU CoRE ¦ 4QU LoRE | Red Flag Warning - Small Fires | 2041 | 3.8905e-07 | 3.8905e-07 | 0.091184 | 0.042438 | 0.0018418 | 0.046905 | 0 | 0 | 0.00041152 | 3.5475e-08 | 0 | 3.5475e-08 | 3.5475e-08 | 0 | 3.5475e-08 | 0 | 0.00058024 | 0.0012719 | 0 | 0.0012719 | 0 | 4.3041e-06 | 8.6082e-06 | 0 | 8.6082e-06 | [12 empty] | 7.3.3.17.5 (Remote Grid) Updates to grid topology to minimize risk of ignition in HFTDs Remote GridWLDFRWire-to-wire contactAggregated | WLDFR | HFTD - Distribution - Tier 2 - 1QU CoRE ¦ 3QU LoRE | Non-Red Flag Warning - Destructive Fires | Wire-to-wire contact | Aggregated | 2041 | 1.7922e-06 | 1013.9529 | 0.0018172 | 2041 | Mitigation | 0.95 | 45 | 0 | esc | 0.00097009 | 1.7386e-09 | 0.00097009 | 1.7386e-09
[79 empty] | WLDFR | HFTD - Distribution - Tier 2 - 2QU CoRE ¦ 4QU LoRE | Red Flag Warning - Small Fires | 2042 | 3.8905e-07 | 3.8905e-07 | 0.091184 | 0.042438 | 0.0018418 | 0.046905 | 0 | 0 | 0.00041152 | 3.5475e-08 | 0 | 3.5475e-08 | 3.5475e-08 | 0 | 3.5475e-08 | 0 | 0.00060919 | 0.0013354 | 0 | 0.0013354 | 0 | 4.3041e-06 | 8.6082e-06 | 0 | 8.6082e-06 | [12 empty] | 7.3.3.17.5 (Remote Grid) Updates to grid topology to minimize risk of ignition in HFTDs Remote GridWLDFRWire-to-wire contactAggregated | WLDFR | HFTD - Distribution - Tier 2 - 1QU CoRE ¦ 3QU LoRE | Non-Red Flag Warning - Destructive Fires | Wire-to-wire contact | Aggregated | 2042 | 1.7922e-06 | 1013.9529 | 0.0018172 | 2042 | Mitigation | 0.95 | 45 | 0 | esc | 0.00097009 | 1.7386e-09 | 0.00097009 | 1.7386e-09
[79 empty] | WLDFR | HFTD - Distribution - Tier 2 - 2QU CoRE ¦ 4QU LoRE | Red Flag Warning - Small Fires | 2043 | 3.8905e-07 | 3.8905e-07 | 0.095486 | 0.044306 | 0.0019228 | 0.049257 | 0 | 0 | 0.00041152 | 3.7149e-08 | 0 | 3.7149e-08 | 3.7149e-08 | 0 | 3.7149e-08 | 0 | 0.00060919 | 0.0013354 | 0 | 0.0013354 | 0 | 4.3041e-06 | 8.6082e-06 | 0 | 8.6082e-06 | [12 empty] | 7.3.3.17.5 (Remote Grid) Updates to grid topology to minimize risk of ignition in HFTDs Remote GridWLDFRWire-to-wire contactAggregated | WLDFR | HFTD - Distribution - Tier 2 - 1QU CoRE ¦ 3QU LoRE | Non-Red Flag Warning - Destructive Fires | Wire-to-wire contact | Aggregated | 2043 | 1.7922e-06 | 1013.9529 | 0.0018172 | 2043 | Mitigation | 0.95 | 45 | 0 | esc | 0.00097009 | 1.7386e-09 | 0.00097009 | 1.7386e-09
[79 empty] | WLDFR | HFTD - Distribution - Tier 2 - 2QU CoRE ¦ 4QU LoRE | Red Flag Warning - Small Fires | 2044 | 3.8905e-07 | 3.8905e-07 | 0.095486 | 0.044306 | 0.0019228 | 0.049257 | 0 | 0 | 0.00041152 | 3.7149e-08 | 0 | 3.7149e-08 | 3.7149e-08 | 0 | 3.7149e-08 | 0 | 0.00060919 | 0.0013354 | 0 | 0.0013354 | 0 | 4.3041e-06 | 8.6082e-06 | 0 | 8.6082e-06 | [12 empty] | 7.3.3.17.5 (Remote Grid) Updates to grid topology to minimize risk of ignition in HFTDs Remote GridWLDFRWire-to-wire contactAggregated | WLDFR | HFTD - Distribution - Tier 2 - 1QU CoRE ¦ 3QU LoRE | Non-Red Flag Warning - Destructive Fires | Wire-to-wire contact | Aggregated | 2044 | 1.7922e-06 | 1013.9529 | 0.0018172 | 2044 | Mitigation | 0.95 | 45 | 0 | esc | 0.00097009 | 1.7386e-09 | 0.00097009 | 1.7386e-09
[79 empty] | WLDFR | HFTD - Distribution - Tier 2 - 2QU CoRE ¦ 4QU LoRE | Red Flag Warning - Small Fires | 2045 | 3.8905e-07 | 3.8905e-07 | 0.095486 | 0.044306 | 0.0019228 | 0.049257 | 0 | 0 | 0.00041152 | 3.7149e-08 | 0 | 3.7149e-08 | 3.7149e-08 | 0 | 3.7149e-08 | 0 | 0.00060919 | 0.0013354 | 0 | 0.0013354 | 0 | 4.3041e-06 | 8.6082e-06 | 0 | 8.6082e-06 | [12 empty] | 7.3.3.17.5 (Remote Grid) Updates to grid topology to minimize risk of ignition in HFTDs Remote GridWLDFRWire-to-wire contactAggregated | WLDFR | HFTD - Distribution - Tier 2 - 1QU CoRE ¦ 3QU LoRE | Non-Red Flag Warning - Destructive Fires | Wire-to-wire contact | Aggregated | 2045 | 1.7922e-06 | 1013.9529 | 0.0018172 | 2045 | Mitigation | 0.95 | 45 | 0 | esc | 0.00097009 | 1.7386e-09 | 0.00097009 | 1.7386e-09
[79 empty] | WLDFR | HFTD - Distribution - Tier 2 - 2QU CoRE ¦ 4QU LoRE | Red Flag Warning - Small Fires | 2046 | 3.8905e-07 | 3.8905e-07 | 0.095486 | 0.044306 | 0.0019228 | 0.049257 | 0 | 0 | 0.00041152 | 3.7149e-08 | 0 | 3.7149e-08 | 3.7149e-08 | 0 | 3.7149e-08 | 0 | 0.00060919 | 0.0013354 | 0 | 0.0013354 | 0 | 4.5071e-06 | 9.0143e-06 | 0 | 9.0143e-06 | [12 empty] | 7.3.3.17.5 (Remote Grid) Updates to grid topology to minimize risk of ignition in HFTDs Remote GridWLDFRWire-to-wire contactAggregated | WLDFR | HFTD - Distribution - Tier 2 - 1QU CoRE ¦ 3QU LoRE | Non-Red Flag Warning - Destructive Fires | Wire-to-wire contact | Aggregated | 2046 | 1.7922e-06 | 1013.9529 | 0.0018172 | 2046 | Mitigation | 0.95 | 45 | 0 | esc | 0.00097009 | 1.7386e-09 | 0.00097009 | 1.7386e-09
[79 empty] | WLDFR | HFTD - Distribution - Tier 2 - 2QU CoRE ¦ 4QU LoRE | Red Flag Warning - Small Fires | 2047 | 3.8905e-07 | 3.8905e-07 | 0.095486 | 0.044306 | 0.0019228 | 0.049257 | 0 | 0 | 0.00041152 | 3.7149e-08 | 0 | 3.7149e-08 | 3.7149e-08 | 0 | 3.7149e-08 | 0 | 0.00063953 | 0.0014019 | 0 | 0.0014019 | 0 | 4.5071e-06 | 9.0143e-06 | 0 | 9.0143e-06 | [12 empty] | 7.3.3.17.5 (Remote Grid) Updates to grid topology to minimize risk of ignition in HFTDs Remote GridWLDFRWire-to-wire contactAggregated | WLDFR | HFTD - Distribution - Tier 2 - 1QU CoRE ¦ 3QU LoRE | Non-Red Flag Warning - Destructive Fires | Wire-to-wire contact | Aggregated | 2047 | 1.7922e-06 | 1013.9529 | 0.0018172 | 2047 | Mitigation | 0.95 | 45 | 0 | esc | 0.00097009 | 1.7386e-09 | 0.00097009 | 1.7386e-09
[79 empty] | WLDFR | HFTD - Distribution - Tier 2 - 2QU CoRE ¦ 4QU LoRE | Red Flag Warning - Small Fires | 2048 | 3.8905e-07 | 3.8905e-07 | 0.10007 | 0.04626 | 0.0020076 | 0.051804 | 0 | 0 | 0.00041152 | 3.8933e-08 | 0 | 3.8933e-08 | 3.8933e-08 | 0 | 3.8933e-08 | 0 | 0.00063953 | 0.0014019 | 0 | 0.0014019 | 0 | 4.5071e-06 | 9.0143e-06 | 0 | 9.0143e-06 | [12 empty] | 7.3.3.17.5 (Remote Grid) Updates to grid topology to minimize risk of ignition in HFTDs Remote GridWLDFRWire-to-wire contactAggregated | WLDFR | HFTD - Distribution - Tier 2 - 1QU CoRE ¦ 3QU LoRE | Non-Red Flag Warning - Destructive Fires | Wire-to-wire contact | Aggregated | 2048 | 1.7922e-06 | 1013.9529 | 0.0018172 | 2048 | Mitigation | 0.95 | 45 | 0 | esc | 0.00097009 | 1.7386e-09 | 0.00097009 | 1.7386e-09
[79 empty] | WLDFR | HFTD - Distribution - Tier 2 - 2QU CoRE ¦ 4QU LoRE | Red Flag Warning - Small Fires | 2049 | 3.8905e-07 | 3.8905e-07 | 0.10007 | 0.04626 | 0.0020076 | 0.051804 | 0 | 0 | 0.00041152 | 3.8933e-08 | 0 | 3.8933e-08 | 3.8933e-08 | 0 | 3.8933e-08 | 0 | 0.00063953 | 0.0014019 | 0 | 0.0014019 | 0 | 4.5071e-06 | 9.0143e-06 | 0 | 9.0143e-06 | [12 empty] | 7.3.3.17.5 (Remote Grid) Updates to grid topology to minimize risk of ignition in HFTDs Remote GridWLDFRWire-to-wire contactAggregated | WLDFR | HFTD - Distribution - Tier 2 - 1QU CoRE ¦ 3QU LoRE | Non-Red Flag Warning - Destructive Fires | Wire-to-wire contact | Aggregated | 2049 | 1.7922e-06 | 1013.9529 | 0.0018172 | 2049 | Mitigation | 0.95 | 45 | 0 | esc | 0.00097009 | 1.7386e-09 | 0.00097009 | 1.7386e-09
[79 empty] | WLDFR | HFTD - Distribution - Tier 2 - 2QU CoRE ¦ 4QU LoRE | Red Flag Warning - Small Fires | 2050 | 3.8905e-07 | 3.8905e-07 | 0.10007 | 0.04626 | 0.0020076 | 0.051804 | 0 | 0 | 0.00041152 | 3.8933e-08 | 0 | 3.8933e-08 | 3.8933e-08 | 0 | 3.8933e-08 | 0 | 0.00063953 | 0.0014019 | 0 | 0.0014019 | 0 | 4.5071e-06 | 9.0143e-06 | 0 | 9.0143e-06 | [12 empty] | 7.3.3.17.5 (Remote Grid) Updates to grid topology to minimize risk of ignition in HFTDs Remote GridWLDFRWire-to-wire contactAggregated | WLDFR | HFTD - Distribution - Tier 2 - 1QU CoRE ¦ 3QU LoRE | Non-Red Flag Warning - Destructive Fires | Wire-to-wire contact | Aggregated | 2050 | 1.7922e-06 | 1013.9529 | 0.0018172 | 2050 | Mitigation | 0.95 | 45 | 0 | esc | 0.00097009 | 1.7386e-09 | 0.00097009 | 1.7386e-09
[79 empty] | WLDFR | HFTD - Distribution - Tier 2 - 2QU CoRE ¦ 4QU LoRE | Red Flag Warning - Small Fires | 2051 | 3.8905e-07 | 3.8905e-07 | 0.10007 | 0.04626 | 0.0020076 | 0.051804 | 0 | 0 | 0.00041152 | 3.8933e-08 | 0 | 3.8933e-08 | 3.8933e-08 | 0 | 3.8933e-08 | 0 | 0.00063953 | 0.0014019 | 0 | 0.0014019 | 0 | 4.7236e-06 | 9.4472e-06 | 0 | 9.4472e-06 | [12 empty] | 7.3.3.17.5 (Remote Grid) Updates to grid topology to minimize risk of ignition in HFTDs Remote GridWLDFRWire-to-wire contactAggregated | WLDFR | HFTD - Distribution - Tier 2 - 1QU CoRE ¦ 3QU LoRE | Non-Red Flag Warning - Destructive Fires | Wire-to-wire contact | Aggregated | 2051 | 1.7922e-06 | 1013.9529 | 0.0018172 | 2051 | Mitigation | 0.95 | 45 | 0 | esc | 0.00097009 | 1.7386e-09 | 0.00097009 | 1.7386e-09
[79 empty] | WLDFR | HFTD - Distribution - Tier 2 - 2QU CoRE ¦ 4QU LoRE | Red Flag Warning - Small Fires | 2052 | 3.8905e-07 | 3.8905e-07 | 0.10007 | 0.04626 | 0.0020076 | 0.051804 | 0 | 0 | 0.00041152 | 3.8933e-08 | 0 | 3.8933e-08 | 3.8933e-08 | 0 | 3.8933e-08 | 0 | 0.00067089 | 0.0014706 | 0 | 0.0014706 | 0 | 4.7236e-06 | 9.4472e-06 | 0 | 9.4472e-06 | [12 empty] | 7.3.3.17.5 (Remote Grid) Updates to grid topology to minimize risk of ignition in HFTDs Remote GridWLDFRWire-to-wire contactAggregated | WLDFR | HFTD - Distribution - Tier 2 - 1QU CoRE ¦ 3QU LoRE | Non-Red Flag Warning - Destructive Fires | Wire-to-wire contact | Aggregated | 2052 | 1.7922e-06 | 1013.9529 | 0.0018172 | 2052 | Mitigation | 0.95 | 45 | 0 | esc | 0.00097009 | 1.7386e-09 | 0.00097009 | 1.7386e-09
[79 empty] | WLDFR | HFTD - Distribution - Tier 2 - 2QU CoRE ¦ 4QU LoRE | Red Flag Warning - Small Fires | 2053 | 3.8905e-07 | 3.8905e-07 | 0.10489 | 0.048274 | 0.002095 | 0.054525 | 0 | 0 | 0.00041152 | 4.0809e-08 | 0 | 4.0809e-08 | 4.0809e-08 | 0 | 4.0809e-08 | 0 | 0.00067089 | 0.0014706 | 0 | 0.0014706 | 0 | 4.7236e-06 | 9.4472e-06 | 0 | 9.4472e-06 | [12 empty] | 7.3.3.17.5 (Remote Grid) Updates to grid topology to minimize risk of ignition in HFTDs Remote GridWLDFRWire-to-wire contactAggregated | WLDFR | HFTD - Distribution - Tier 2 - 1QU CoRE ¦ 3QU LoRE | Non-Red Flag Warning - Destructive Fires | Wire-to-wire contact | Aggregated | 2053 | 1.7922e-06 | 1013.9529 | 0.0018172 | 2053 | Mitigation | 0.95 | 45 | 0 | esc | 0.00097009 | 1.7386e-09 | 0.00097009 | 1.7386e-09
[79 empty] | WLDFR | HFTD - Distribution - Tier 2 - 2QU CoRE ¦ 4QU LoRE | Red Flag Warning - Small Fires | 2054 | 3.8905e-07 | 3.8905e-07 | 0.10489 | 0.048274 | 0.002095 | 0.054525 | 0 | 0 | 0.00041152 | 4.0809e-08 | 0 | 4.0809e-08 | 4.0809e-08 | 0 | 4.0809e-08 | 0 | 0.00067089 | 0.0014706 | 0 | 0.0014706 | 0 | 4.7236e-06 | 9.4472e-06 | 0 | 9.4472e-06 | [12 empty] | 7.3.3.17.5 (Remote Grid) Updates to grid topology to minimize risk of ignition in HFTDs Remote GridWLDFRWire-to-wire contactAggregated | WLDFR | HFTD - Distribution - Tier 2 - 1QU CoRE ¦ 3QU LoRE | Non-Red Flag Warning - Destructive Fires | Wire-to-wire contact | Aggregated | 2054 | 1.7922e-06 | 1013.9529 | 0.0018172 | 2054 | Mitigation | 0.95 | 45 | 0 | esc | 0.00097009 | 1.7386e-09 | 0.00097009 | 1.7386e-09
[79 empty] | WLDFR | HFTD - Distribution - Tier 2 - 2QU CoRE ¦ 4QU LoRE | Red Flag Warning - Small Fires | 2055 | 3.8905e-07 | 3.8905e-07 | 0.10489 | 0.048274 | 0.002095 | 0.054525 | 0 | 0 | 0.00041152 | 4.0809e-08 | 0 | 4.0809e-08 | 4.0809e-08 | 0 | 4.0809e-08 | 0 | 0.00067089 | 0.0014706 | 0 | 0.0014706 | 0 | 0 | 9.4472e-06 | 0 | 9.4472e-06 | [12 empty] | 7.3.3.17.5 (Remote Grid) Updates to grid topology to minimize risk of ignition in HFTDs Remote GridWLDFRWire-to-wire contactAggregated | WLDFR | HFTD - Distribution - Tier 2 - 1QU CoRE ¦ 3QU LoRE | Non-Red Flag Warning - Destructive Fires | Wire-to-wire contact | Aggregated | 2055 | 1.7922e-06 | 1013.9529 | 0.0018172 | 2055 | Mitigation | 0.95 | 45 | 0 | esc | 0.00097009 | 1.7386e-09 | 0.00097009 | 1.7386e-09
[79 empty] | WLDFR | HFTD - Distribution - Tier 2 - 2QU CoRE ¦ 4QU LoRE | Red Flag Warning - Small Fires | 2056 | 3.8905e-07 | 3.8905e-07 | 0.10489 | 0.048274 | 0.002095 | 0.054525 | 0 | 0 | 0.00041152 | 4.0809e-08 | 0 | 4.0809e-08 | 4.0809e-08 | 0 | 4.0809e-08 | 0 | 0.00067089 | 0.0014706 | 0 | 0.0014706 | 0 | 0 | 0 | 0 | 0 | [12 empty] | 7.3.3.17.5 (Remote Grid) Updates to grid topology to minimize risk of ignition in HFTDs Remote GridWLDFRWire-to-wire contactAggregated | WLDFR | HFTD - Distribution - Tier 2 - 1QU CoRE ¦ 3QU LoRE | Non-Red Flag Warning - Destructive Fires | Wire-to-wire contact | Aggregated | 2056 | 1.7922e-06 | 1013.9529 | 0.0018172 | 2056 | Mitigation | 0.95 | 45 | 0 | esc | 0.00097009 | 1.7386e-09 | 0.00097009 | 1.7386e-09
[79 empty] | WLDFR | HFTD - Distribution - Tier 2 - 2QU CoRE ¦ 4QU LoRE | Red Flag Warning - Small Fires | 2057 | 3.8905e-07 | 3.8905e-07 | 0.10489 | 0.048274 | 0.002095 | 0.054525 | 0 | 0 | 0.00041152 | 4.0809e-08 | 0 | 4.0809e-08 | 4.0809e-08 | 0 | 4.0809e-08 | 0 | 0.00070289 | 0.0015408 | 0 | 0.0015408 | 0 | 0 | 0 | 0 | 0 | [12 empty] | 7.3.3.17.5 (Remote Grid) Updates to grid topology to minimize risk of ignition in HFTDs Remote GridWLDFRWire-to-wire contactAggregated | WLDFR | HFTD - Distribution - Tier 2 - 1QU CoRE ¦ 3QU LoRE | Non-Red Flag Warning - Destructive Fires | Wire-to-wire contact | Aggregated | 2057 | 1.7922e-06 | 1013.9529 | 0.0018172 | 2057 | Mitigation | 0.95 | 45 | 0 | esc | 0.00097009 | 1.7386e-09 | 0.00097009 | 1.7386e-09
[79 empty] | WLDFR | HFTD - Distribution - Tier 2 - 2QU CoRE ¦ 4QU LoRE | Red Flag Warning - Small Fires | 2058 | 3.8905e-07 | 3.8905e-07 | 0.1099 | 0.050325 | 0.0021839 | 0.057393 | 0 | 0 | 0.00041152 | 4.2758e-08 | 0 | 4.2758e-08 | 4.2758e-08 | 0 | 4.2758e-08 | 0 | 0.00070289 | 0.0015408 | 0 | 0.0015408 | 0 | 0.0022334 | 0 | 0 | 0 | [12 empty] | 7.3.3.17.5 (Remote Grid) Updates to grid topology to minimize risk of ignition in HFTDs Remote GridWLDFRWire-to-wire contactAggregated | WLDFR | HFTD - Distribution - Tier 2 - 1QU CoRE ¦ 3QU LoRE | Non-Red Flag Warning - Destructive Fires | Wire-to-wire contact | Aggregated | 2058 | 1.7922e-06 | 1013.9529 | 0.0018172 | 2058 | Mitigation | 0.95 | 45 | 0 | esc | 0.00097009 | 1.7386e-09 | 0.00097009 | 1.7386e-09
[79 empty] | WLDFR | HFTD - Distribution - Tier 2 - 2QU CoRE ¦ 4QU LoRE | Red Flag Warning - Small Fires | 2059 | 3.8905e-07 | 3.8905e-07 | 0.1099 | 0.050325 | 0.0021839 | 0.057393 | 0 | 0 | 0.00041152 | 4.2758e-08 | 0 | 4.2758e-08 | 4.2758e-08 | 0 | 4.2758e-08 | 0 | 0.00070289 | 0.0015408 | 0 | 0.0015408 | 0 | 0.0023153 | 0.0046306 | 0 | 0.0046306 | [12 empty] | 7.3.3.17.5 (Remote Grid) Updates to grid topology to minimize risk of ignition in HFTDs Remote GridWLDFRWire-to-wire contactAggregated | WLDFR | HFTD - Distribution - Tier 2 - 1QU CoRE ¦ 3QU LoRE | Non-Red Flag Warning - Destructive Fires | Wire-to-wire contact | Aggregated | 2059 | 1.7922e-06 | 1013.9529 | 0.0018172 | 2059 | Mitigation | 0.95 | 45 | 0 | esc | 0.00097009 | 1.7386e-09 | 0.00097009 | 1.7386e-09
[79 empty] | WLDFR | HFTD - Distribution - Tier 2 - 2QU CoRE ¦ 4QU LoRE | Red Flag Warning - Small Fires | 2060 | 3.8905e-07 | 3.8905e-07 | 0.1099 | 0.050325 | 0.0021839 | 0.057393 | 0 | 0 | 0.00041152 | 4.2758e-08 | 0 | 4.2758e-08 | 4.2758e-08 | 0 | 4.2758e-08 | 0 | 0.00070289 | 0.0015408 | 0 | 0.0015408 | 0 | 0.0023153 | 0.0046306 | 0 | 0.0046306 | [12 empty] | 7.3.3.17.5 (Remote Grid) Updates to grid topology to minimize risk of ignition in HFTDs Remote GridWLDFRWire-to-wire contactAggregated | WLDFR | HFTD - Distribution - Tier 2 - 1QU CoRE ¦ 3QU LoRE | Non-Red Flag Warning - Destructive Fires | Wire-to-wire contact | Aggregated | 2060 | 1.7922e-06 | 1013.9529 | 0.0018172 | 2060 | Mitigation | 0.95 | 45 | 0 | esc | 0.00097009 | 1.7386e-09 | 0.00097009 | 1.7386e-09
[79 empty] | WLDFR | HFTD - Distribution - Tier 2 - 2QU CoRE ¦ 4QU LoRE | Red Flag Warning - Small Fires | 2061 | 3.8905e-07 | 3.8905e-07 | 0.1099 | 0.050325 | 0.0021839 | 0.057393 | 0 | 0 | 0.00041152 | 4.2758e-08 | 0 | 4.2758e-08 | 4.2758e-08 | 0 | 4.2758e-08 | 0 | 0.00070289 | 0.0015408 | 0 | 0.0015408 | 0 | 0.0023153 | 0.0046306 | 0 | 0.0046306 | [12 empty] | 7.3.3.17.5 (Remote Grid) Updates to grid topology to minimize risk of ignition in HFTDs Remote GridWLDFRWire-to-wire contactAggregated | WLDFR | HFTD - Distribution - Tier 2 - 1QU CoRE ¦ 3QU LoRE | Non-Red Flag Warning - Destructive Fires | Wire-to-wire contact | Aggregated | 2061 | 1.7922e-06 | 1013.9529 | 0.0018172 | 2061 | Mitigation | 0.95 | 45 | 0 | esc | 0.00097009 | 1.7386e-09 | 0.00097009 | 1.7386e-09
[79 empty] | WLDFR | HFTD - Distribution - Tier 2 - 2QU CoRE ¦ 4QU LoRE | Red Flag Warning - Small Fires | 2062 | 3.8905e-07 | 3.8905e-07 | 0.1099 | 0.050325 | 0.0021839 | 0.057393 | 0 | 0 | 0.00041152 | 4.2758e-08 | 0 | 4.2758e-08 | 4.2758e-08 | 0 | 4.2758e-08 | 0 | 0.00073514 | 0.0016115 | 0 | 0.0016115 | 0 | 0.0023153 | 0.0046306 | 0 | 0.0046306 | [12 empty] | 7.3.3.17.5 (Remote Grid) Updates to grid topology to minimize risk of ignition in HFTDs Remote GridWLDFRWire-to-wire contactAggregated | WLDFR | HFTD - Distribution - Tier 2 - 1QU CoRE ¦ 3QU LoRE | Non-Red Flag Warning - Destructive Fires | Wire-to-wire contact | Aggregated | 2062 | 1.7922e-06 | 1013.9529 | 0.0018172 | 2062 | Mitigation | 0.95 | 45 | 0 | esc | 0.00097009 | 1.7386e-09 | 0.00097009 | 1.7386e-09
[79 empty] | WLDFR | HFTD - Distribution - Tier 2 - 2QU CoRE ¦ 4QU LoRE | Red Flag Warning - Small Fires | 2063 | 3.8905e-07 | 3.8905e-07 | 0.11504 | 0.052388 | 0.0022734 | 0.060377 | 0 | 0 | 0.00041152 | 4.4756e-08 | 0 | 4.4756e-08 | 4.4756e-08 | 0 | 4.4756e-08 | 0 | 0.00073514 | 0.0016115 | 0 | 0.0016115 | 0 | 0.0023153 | 0.0046306 | 0 | 0.0046306 | [12 empty] | 7.3.3.17.5 (Remote Grid) Updates to grid topology to minimize risk of ignition in HFTDs Remote GridWLDFRWire-to-wire contactAggregated | WLDFR | HFTD - Distribution - Tier 2 - 1QU CoRE ¦ 3QU LoRE | Non-Red Flag Warning - Destructive Fires | Wire-to-wire contact | Aggregated | 2063 | 1.7922e-06 | 1013.9529 | 0.0018172 | 2063 | Mitigation | 0.95 | 45 | 0 | esc | 0.00097009 | 1.7386e-09 | 0.00097009 | 1.7386e-09
[79 empty] | WLDFR | HFTD - Distribution - Tier 2 - 2QU CoRE ¦ 4QU LoRE | Red Flag Warning - Small Fires | 2064 | 3.8905e-07 | 3.8905e-07 | 0.11504 | 0.052388 | 0.0022734 | 0.060377 | 0 | 0 | 0.00041152 | 4.4756e-08 | 0 | 4.4756e-08 | 4.4756e-08 | 0 | 4.4756e-08 | 0 | 0.00073514 | 0.0016115 | 0 | 0.0016115 | 0 | 0.0024185 | 0.0048369 | 0 | 0.0048369 | [12 empty] | 7.3.3.17.5 (Remote Grid) Updates to grid topology to minimize risk of ignition in HFTDs Remote GridWLDFRWire-to-wire contactAggregated | WLDFR | HFTD - Distribution - Tier 2 - 1QU CoRE ¦ 3QU LoRE | Non-Red Flag Warning - Destructive Fires | Wire-to-wire contact | Aggregated | 2064 | 1.7922e-06 | 1013.9529 | 0.0018172 | 2064 | Mitigation | 0.95 | 45 | 0 | esc | 0.00097009 | 1.7386e-09 | 0.00097009 | 1.7386e-09
[79 empty] | WLDFR | HFTD - Distribution - Tier 2 - 2QU CoRE ¦ 4QU LoRE | Red Flag Warning - Small Fires | 2065 | 3.8905e-07 | 3.8905e-07 | 0.11504 | 0.052388 | 0.0022734 | 0.060377 | 0 | 0 | 0.00041152 | 4.4756e-08 | 0 | 4.4756e-08 | 4.4756e-08 | 0 | 4.4756e-08 | 0 | 0.00073514 | 0.0016115 | 0 | 0.0016115 | 0 | 0.0024185 | 0.0048369 | 0 | 0.0048369 | [12 empty] | 7.3.3.17.5 (Remote Grid) Updates to grid topology to minimize risk of ignition in HFTDs Remote GridWLDFRWire-to-wire contactAggregated | WLDFR | HFTD - Distribution - Tier 2 - 1QU CoRE ¦ 3QU LoRE | Non-Red Flag Warning - Destructive Fires | Wire-to-wire contact | Aggregated | 2065 | 1.7922e-06 | 1013.9529 | 0.0018172 | 2065 | Mitigation | 0.95 | 45 | 0 | esc | 0.00097009 | 1.7386e-09 | 0.00097009 | 1.7386e-09
[79 empty] | WLDFR | HFTD - Distribution - Tier 2 - 2QU CoRE ¦ 4QU LoRE | Red Flag Warning - Small Fires | 2066 | 3.8905e-07 | 3.8905e-07 | 0.11504 | 0.052388 | 0.0022734 | 0.060377 | 0 | 0 | 0.00041152 | 4.4756e-08 | 0 | 4.4756e-08 | 4.4756e-08 | 0 | 4.4756e-08 | 0 | 0.00073514 | 0.0016115 | 0 | 0.0016115 | 0 | 0.0024185 | 0.0048369 | 0 | 0.0048369 | [12 empty] | 7.3.3.17.5 (Remote Grid) Updates to grid topology to minimize risk of ignition in HFTDs Remote GridWLDFRWire-to-wire contactAggregated | WLDFR | HFTD - Distribution - Tier 2 - 1QU CoRE ¦ 3QU LoRE | Non-Red Flag Warning - Destructive Fires | Wire-to-wire contact | Aggregated | 2066 | 1.7922e-06 | 1013.9529 | 0.0018172 | 2066 | Mitigation | 0.95 | 45 | 0 | esc | 0.00097009 | 1.7386e-09 | 0.00097009 | 1.7386e-09
[79 empty] | WLDFR | HFTD - Distribution - Tier 2 - 2QU CoRE ¦ 4QU LoRE | Red Flag Warning - Small Fires | 2067 | 0 | 3.8905e-07 | 0.11504 | 0.052388 | 0.0022734 | 0.060377 | 0 | 0 | 0.00041152 | 0 | 0 | 0 | 4.4756e-08 | 0 | 4.4756e-08 | 0 | 0.00076725 | 0.0016818 | 0 | 0.0016818 | 0 | 0.0024185 | 0.0048369 | 0 | 0.0048369 | [12 empty] | 7.3.3.17.5 (Remote Grid) Updates to grid topology to minimize risk of ignition in HFTDs Remote GridWLDFRWire-to-wire contactAggregated | WLDFR | HFTD - Distribution - Tier 2 - 1QU CoRE ¦ 3QU LoRE | Non-Red Flag Warning - Destructive Fires | Wire-to-wire contact | Aggregated | 2067 | 1.7922e-06 | 1013.9529 | 0.0018172 | 2067 | Mitigation | 0.95 | 45 | 0 | esc | 0 | 0 | 0.00097009 | 1.7386e-09
[79 empty] | WLDFR | HFTD - Distribution - Tier 2 - 2QU CoRE ¦ 5QU LoRE | Non-Red Flag Warning - Catastrophic Fires | 2022 | 1.7987e-09 | 0 | 14146.1306 | 222.2294 | 8585.7228 | 5338.1784 | 0 | 0 | 2.4318e-06 | 2.5445e-05 | 0 | 2.5445e-05 | 0 | 0 | 0 | 0 | 0.00076725 | 0.0016818 | 0 | 0.0016818 | 0 | 0.0024185 | 0.0048369 | 0 | 0.0048369 | [12 empty] | 7.3.3.17.5 (Remote Grid) Updates to grid topology to minimize risk of ignition in HFTDs Remote GridWLDFRContact from objectAggregated | WLDFR | HFTD - Distribution - Tier 2 - 1QU CoRE ¦ 3QU LoRE | Non-Red Flag Warning - Large Fires | Contact from object | Aggregated | 2022 | 1.7393e-05 | 1013.9529 | 0.017635 | 2022 | Mitigation | 0.95 | 45 | 0 | esc | 0.00097009 | 1.6872e-08 | 0 | 0
[79 empty] | WLDFR | HFTD - Distribution - Tier 2 - 2QU CoRE ¦ 5QU LoRE | Non-Red Flag Warning - Catastrophic Fires | 2023 | 1.7987e-09 | 1.7987e-09 | 14664.6376 | 233.2301 | 8896.516 | 5534.8915 | 0 | 0 | 2.4318e-06 | 2.6378e-05 | 0 | 2.6378e-05 | 2.6378e-05 | 0 | 2.6378e-05 | 0 | 0.00076725 | 0.0016818 | 0 | 0.0016818 | 0 | 0.0025331 | 0.0050662 | 0 | 0.0050662 | [12 empty] | 7.3.3.17.5 (Remote Grid) Updates to grid topology to minimize risk of ignition in HFTDs Remote GridWLDFRContact from objectAggregated | WLDFR | HFTD - Distribution - Tier 2 - 1QU CoRE ¦ 3QU LoRE | Non-Red Flag Warning - Large Fires | Contact from object | Aggregated | 2023 | 1.7393e-05 | 1013.9529 | 0.017635 | 2023 | Mitigation | 0.95 | 45 | 0 | esc | 0.00097009 | 1.6872e-08 | 0.00097009 | 1.6872e-08
[79 empty] | WLDFR | HFTD - Distribution - Tier 2 - 2QU CoRE ¦ 5QU LoRE | Non-Red Flag Warning - Catastrophic Fires | 2024 | 1.7987e-09 | 1.7987e-09 | 14664.6376 | 233.2301 | 8896.516 | 5534.8915 | 0 | 0 | 2.4318e-06 | 2.6378e-05 | 0 | 2.6378e-05 | 2.6378e-05 | 0 | 2.6378e-05 | 0 | 0 | 0.0016818 | 0 | 0.0016818 | 0 | 0.0025331 | 0.0050662 | 0 | 0.0050662 | [12 empty] | 7.3.3.17.5 (Remote Grid) Updates to grid topology to minimize risk of ignition in HFTDs Remote GridWLDFRContact from objectAggregated | WLDFR | HFTD - Distribution - Tier 2 - 1QU CoRE ¦ 3QU LoRE | Non-Red Flag Warning - Large Fires | Contact from object | Aggregated | 2024 | 1.7393e-05 | 1013.9529 | 0.017635 | 2024 | Mitigation | 0.95 | 45 | 0 | esc | 0.00097009 | 1.6872e-08 | 0.00097009 | 1.6872e-08
[79 empty] | WLDFR | HFTD - Distribution - Tier 2 - 2QU CoRE ¦ 5QU LoRE | Non-Red Flag Warning - Catastrophic Fires | 2025 | 1.7987e-09 | 1.7987e-09 | 14664.6376 | 233.2301 | 8896.516 | 5534.8915 | 0 | 0 | 2.4318e-06 | 2.6378e-05 | 0 | 2.6378e-05 | 2.6378e-05 | 0 | 2.6378e-05 | 0 | 0 | 0 | 0 | 0 | 0 | 0.0025331 | 0.0050662 | 0 | 0.0050662 | [12 empty] | 7.3.3.17.5 (Remote Grid) Updates to grid topology to minimize risk of ignition in HFTDs Remote GridWLDFRContact from objectAggregated | WLDFR | HFTD - Distribution - Tier 2 - 1QU CoRE ¦ 3QU LoRE | Non-Red Flag Warning - Large Fires | Contact from object | Aggregated | 2025 | 1.7393e-05 | 1013.9529 | 0.017635 | 2025 | Mitigation | 0.95 | 45 | 0 | esc | 0.00097009 | 1.6872e-08 | 0.00097009 | 1.6872e-08
[79 empty] | WLDFR | HFTD - Distribution - Tier 2 - 2QU CoRE ¦ 5QU LoRE | Non-Red Flag Warning - Catastrophic Fires | 2026 | 1.7987e-09 | 1.7987e-09 | 14664.6376 | 233.2301 | 8896.516 | 5534.8915 | 0 | 0 | 2.4318e-06 | 2.6378e-05 | 0 | 2.6378e-05 | 2.6378e-05 | 0 | 2.6378e-05 | 0 | 0.00029395 | 0 | 0 | 0 | 0 | 0.0025331 | 0.0050662 | 0 | 0.0050662 | [12 empty] | 7.3.3.17.5 (Remote Grid) Updates to grid topology to minimize risk of ignition in HFTDs Remote GridWLDFRContact from objectAggregated | WLDFR | HFTD - Distribution - Tier 2 - 1QU CoRE ¦ 3QU LoRE | Non-Red Flag Warning - Large Fires | Contact from object | Aggregated | 2026 | 1.7393e-05 | 1013.9529 | 0.017635 | 2026 | Mitigation | 0.95 | 45 | 0 | esc | 0.00097009 | 1.6872e-08 | 0.00097009 | 1.6872e-08
[79 empty] | WLDFR | HFTD - Distribution - Tier 2 - 2QU CoRE ¦ 5QU LoRE | Non-Red Flag Warning - Catastrophic Fires | 2027 | 1.7987e-09 | 1.7987e-09 | 14664.6376 | 233.2301 | 8896.516 | 5534.8915 | 0 | 0 | 2.4318e-06 | 2.6378e-05 | 0 | 2.6378e-05 | 2.6378e-05 | 0 | 2.6378e-05 | 0 | 0.00030469 | 0.00066788 | 0 | 0.00066788 | 0 | 0.0025331 | 0.0050662 | 0 | 0.0050662 | [12 empty] | 7.3.3.17.5 (Remote Grid) Updates to grid topology to minimize risk of ignition in HFTDs Remote GridWLDFRContact from objectAggregated | WLDFR | HFTD - Distribution - Tier 2 - 1QU CoRE ¦ 3QU LoRE | Non-Red Flag Warning - Large Fires | Contact from object | Aggregated | 2027 | 1.7393e-05 | 1013.9529 | 0.017635 | 2027 | Mitigation | 0.95 | 45 | 0 | esc | 0.00097009 | 1.6872e-08 | 0.00097009 | 1.6872e-08
[79 empty] | WLDFR | HFTD - Distribution - Tier 2 - 2QU CoRE ¦ 5QU LoRE | Non-Red Flag Warning - Catastrophic Fires | 2028 | 1.7987e-09 | 1.7987e-09 | 15317.9909 | 247.273 | 9287.6491 | 5783.0689 | 0 | 0 | 2.4318e-06 | 2.7553e-05 | 0 | 2.7553e-05 | 2.7553e-05 | 0 | 2.7553e-05 | 0 | 0.00030469 | 0.00066788 | 0 | 0.00066788 | 0 | 0.0026576 | 0.0053151 | 0 | 0.0053151 | [12 empty] | 7.3.3.17.5 (Remote Grid) Updates to grid topology to minimize risk of ignition in HFTDs Remote GridWLDFRContact from objectAggregated | WLDFR | HFTD - Distribution - Tier 2 - 1QU CoRE ¦ 3QU LoRE | Non-Red Flag Warning - Large Fires | Contact from object | Aggregated | 2028 | 1.7393e-05 | 1013.9529 | 0.017635 | 2028 | Mitigation | 0.95 | 45 | 0 | esc | 0.00097009 | 1.6872e-08 | 0.00097009 | 1.6872e-08
[79 empty] | WLDFR | HFTD - Distribution - Tier 2 - 2QU CoRE ¦ 5QU LoRE | Non-Red Flag Warning - Catastrophic Fires | 2029 | 1.7987e-09 | 1.7987e-09 | 15317.9909 | 247.273 | 9287.6491 | 5783.0689 | 0 | 0 | 2.4318e-06 | 2.7553e-05 | 0 | 2.7553e-05 | 2.7553e-05 | 0 | 2.7553e-05 | 0 | 0.00030469 | 0.00066788 | 0 | 0.00066788 | 0 | 0.0026576 | 0.0053151 | 0 | 0.0053151 | [12 empty] | 7.3.3.17.5 (Remote Grid) Updates to grid topology to minimize risk of ignition in HFTDs Remote GridWLDFRContact from objectAggregated | WLDFR | HFTD - Distribution - Tier 2 - 1QU CoRE ¦ 3QU LoRE | Non-Red Flag Warning - Large Fires | Contact from object | Aggregated | 2029 | 1.7393e-05 | 1013.9529 | 0.017635 | 2029 | Mitigation | 0.95 | 45 | 0 | esc | 0.00097009 | 1.6872e-08 | 0.00097009 | 1.6872e-08
[79 empty] | WLDFR | HFTD - Distribution - Tier 2 - 2QU CoRE ¦ 5QU LoRE | Non-Red Flag Warning - Catastrophic Fires | 2030 | 1.7987e-09 | 1.7987e-09 | 15317.9909 | 247.273 | 9287.6491 | 5783.0689 | 0 | 0 | 2.4318e-06 | 2.7553e-05 | 0 | 2.7553e-05 | 2.7553e-05 | 0 | 2.7553e-05 | 0 | 0.00030469 | 0.00066788 | 0 | 0.00066788 | 0 | 0.0026576 | 0.0053151 | 0 | 0.0053151 | [12 empty] | 7.3.3.17.5 (Remote Grid) Updates to grid topology to minimize risk of ignition in HFTDs Remote GridWLDFRContact from objectAggregated | WLDFR | HFTD - Distribution - Tier 2 - 1QU CoRE ¦ 3QU LoRE | Non-Red Flag Warning - Large Fires | Contact from object | Aggregated | 2030 | 1.7393e-05 | 1013.9529 | 0.017635 | 2030 | Mitigation | 0.95 | 45 | 0 | esc | 0.00097009 | 1.6872e-08 | 0.00097009 | 1.6872e-08
[79 empty] | WLDFR | HFTD - Distribution - Tier 2 - 2QU CoRE ¦ 5QU LoRE | Non-Red Flag Warning - Catastrophic Fires | 2031 | 1.7987e-09 | 1.7987e-09 | 15317.9909 | 247.273 | 9287.6491 | 5783.0689 | 0 | 0 | 2.4318e-06 | 2.7553e-05 | 0 | 2.7553e-05 | 2.7553e-05 | 0 | 2.7553e-05 | 0 | 0.00030469 | 0.00066788 | 0 | 0.00066788 | 0 | 0.0026576 | 0.0053151 | 0 | 0.0053151 | [12 empty] | 7.3.3.17.5 (Remote Grid) Updates to grid topology to minimize risk of ignition in HFTDs Remote GridWLDFRContact from objectAggregated | WLDFR | HFTD - Distribution - Tier 2 - 1QU CoRE ¦ 3QU LoRE | Non-Red Flag Warning - Large Fires | Contact from object | Aggregated | 2031 | 1.7393e-05 | 1013.9529 | 0.017635 | 2031 | Mitigation | 0.95 | 45 | 0 | esc | 0.00097009 | 1.6872e-08 | 0.00097009 | 1.6872e-08
[79 empty] | WLDFR | HFTD - Distribution - Tier 2 - 2QU CoRE ¦ 5QU LoRE | Non-Red Flag Warning - Catastrophic Fires | 2032 | 1.7987e-09 | 1.7987e-09 | 15317.9909 | 247.273 | 9287.6491 | 5783.0689 | 0 | 0 | 2.4318e-06 | 2.7553e-05 | 0 | 2.7553e-05 | 2.7553e-05 | 0 | 2.7553e-05 | 0 | 0.00031821 | 0.00069752 | 0 | 0.00069752 | 0 | 0.0026576 | 0.0053151 | 0 | 0.0053151 | [12 empty] | 7.3.3.17.5 (Remote Grid) Updates to grid topology to minimize risk of ignition in HFTDs Remote GridWLDFRContact from objectAggregated | WLDFR | HFTD - Distribution - Tier 2 - 1QU CoRE ¦ 3QU LoRE | Non-Red Flag Warning - Large Fires | Contact from object | Aggregated | 2032 | 1.7393e-05 | 1013.9529 | 0.017635 | 2032 | Mitigation | 0.95 | 45 | 0 | esc | 0.00097009 | 1.6872e-08 | 0.00097009 | 1.6872e-08
[79 empty] | WLDFR | HFTD - Distribution - Tier 2 - 2QU CoRE ¦ 5QU LoRE | Non-Red Flag Warning - Catastrophic Fires | 2033 | 1.7987e-09 | 1.7987e-09 | 16044.1264 | 263.1074 | 9721.74 | 6059.2791 | 0 | 0 | 2.4318e-06 | 2.8859e-05 | 0 | 2.8859e-05 | 2.8859e-05 | 0 | 2.8859e-05 | 0 | 0.00031821 | 0.00069752 | 0 | 0.00069752 | 0 | 0.0027901 | 0.0055803 | 0 | 0.0055803 | [12 empty] | 7.3.3.17.5 (Remote Grid) Updates to grid topology to minimize risk of ignition in HFTDs Remote GridWLDFRContact from objectAggregated | WLDFR | HFTD - Distribution - Tier 2 - 1QU CoRE ¦ 3QU LoRE | Non-Red Flag Warning - Large Fires | Contact from object | Aggregated | 2033 | 1.7393e-05 | 1013.9529 | 0.017635 | 2033 | Mitigation | 0.95 | 45 | 0 | esc | 0.00097009 | 1.6872e-08 | 0.00097009 | 1.6872e-08
[79 empty] | WLDFR | HFTD - Distribution - Tier 2 - 2QU CoRE ¦ 5QU LoRE | Non-Red Flag Warning - Catastrophic Fires | 2034 | 1.7987e-09 | 1.7987e-09 | 16044.1264 | 263.1074 | 9721.74 | 6059.2791 | 0 | 0 | 2.4318e-06 | 2.8859e-05 | 0 | 2.8859e-05 | 2.8859e-05 | 0 | 2.8859e-05 | 0 | 0.00031821 | 0.00069752 | 0 | 0.00069752 | 0 | 0.0027901 | 0.0055803 | 0 | 0.0055803 | [12 empty] | 7.3.3.17.5 (Remote Grid) Updates to grid topology to minimize risk of ignition in HFTDs Remote GridWLDFRContact from objectAggregated | WLDFR | HFTD - Distribution - Tier 2 - 1QU CoRE ¦ 3QU LoRE | Non-Red Flag Warning - Large Fires | Contact from object | Aggregated | 2034 | 1.7393e-05 | 1013.9529 | 0.017635 | 2034 | Mitigation | 0.95 | 45 | 0 | esc | 0.00097009 | 1.6872e-08 | 0.00097009 | 1.6872e-08
[79 empty] | WLDFR | HFTD - Distribution - Tier 2 - 2QU CoRE ¦ 5QU LoRE | Non-Red Flag Warning - Catastrophic Fires | 2035 | 1.7987e-09 | 1.7987e-09 | 16044.1264 | 263.1074 | 9721.74 | 6059.2791 | 0 | 0 | 2.4318e-06 | 2.8859e-05 | 0 | 2.8859e-05 | 2.8859e-05 | 0 | 2.8859e-05 | 0 | 0.00031821 | 0.00069752 | 0 | 0.00069752 | 0 | 0.0027901 | 0.0055803 | 0 | 0.0055803 | [12 empty] | 7.3.3.17.5 (Remote Grid) Updates to grid topology to minimize risk of ignition in HFTDs Remote GridWLDFRContact from objectAggregated | WLDFR | HFTD - Distribution - Tier 2 - 1QU CoRE ¦ 3QU LoRE | Non-Red Flag Warning - Large Fires | Contact from object | Aggregated | 2035 | 1.7393e-05 | 1013.9529 | 0.017635 | 2035 | Mitigation | 0.95 | 45 | 0 | esc | 0.00097009 | 1.6872e-08 | 0.00097009 | 1.6872e-08
[79 empty] | WLDFR | HFTD - Distribution - Tier 2 - 2QU CoRE ¦ 5QU LoRE | Non-Red Flag Warning - Catastrophic Fires | 2036 | 1.7987e-09 | 1.7987e-09 | 16044.1264 | 263.1074 | 9721.74 | 6059.2791 | 0 | 0 | 2.4318e-06 | 2.8859e-05 | 0 | 2.8859e-05 | 2.8859e-05 | 0 | 2.8859e-05 | 0 | 0.00031821 | 0.00069752 | 0 | 0.00069752 | 0 | 0.0027901 | 0.0055803 | 0 | 0.0055803 | [12 empty] | 7.3.3.17.5 (Remote Grid) Updates to grid topology to minimize risk of ignition in HFTDs Remote GridWLDFRContact from objectAggregated | WLDFR | HFTD - Distribution - Tier 2 - 1QU CoRE ¦ 3QU LoRE | Non-Red Flag Warning - Large Fires | Contact from object | Aggregated | 2036 | 1.7393e-05 | 1013.9529 | 0.017635 | 2036 | Mitigation | 0.95 | 45 | 0 | esc | 0.00097009 | 1.6872e-08 | 0.00097009 | 1.6872e-08
[79 empty] | WLDFR | HFTD - Distribution - Tier 2 - 2QU CoRE ¦ 5QU LoRE | Non-Red Flag Warning - Catastrophic Fires | 2037 | 1.7987e-09 | 1.7987e-09 | 16044.1264 | 263.1074 | 9721.74 | 6059.2791 | 0 | 0 | 2.4318e-06 | 2.8859e-05 | 0 | 2.8859e-05 | 2.8859e-05 | 0 | 2.8859e-05 | 0 | 0.00033322 | 0.00073043 | 0 | 0.00073043 | 0 | 0.0027901 | 0.0055803 | 0 | 0.0055803 | [12 empty] | 7.3.3.17.5 (Remote Grid) Updates to grid topology to minimize risk of ignition in HFTDs Remote GridWLDFRContact from objectAggregated | WLDFR | HFTD - Distribution - Tier 2 - 1QU CoRE ¦ 3QU LoRE | Non-Red Flag Warning - Large Fires | Contact from object | Aggregated | 2037 | 1.7393e-05 | 1013.9529 | 0.017635 | 2037 | Mitigation | 0.95 | 45 | 0 | esc | 0.00097009 | 1.6872e-08 | 0.00097009 | 1.6872e-08
[79 empty] | WLDFR | HFTD - Distribution - Tier 2 - 2QU CoRE ¦ 5QU LoRE | Non-Red Flag Warning - Catastrophic Fires | 2038 | 1.7987e-09 | 1.7987e-09 | 16832.3912 | 280.5544 | 10192.2718 | 6359.5651 | 0 | 0 | 2.4318e-06 | 3.0277e-05 | 0 | 3.0277e-05 | 3.0277e-05 | 0 | 3.0277e-05 | 0 | 0.00033322 | 0.00073043 | 0 | 0.00073043 | 0 | 0.0029291 | 0.0058582 | 0 | 0.0058582 | [12 empty] | 7.3.3.17.5 (Remote Grid) Updates to grid topology to minimize risk of ignition in HFTDs Remote GridWLDFRContact from objectAggregated | WLDFR | HFTD - Distribution - Tier 2 - 1QU CoRE ¦ 3QU LoRE | Non-Red Flag Warning - Large Fires | Contact from object | Aggregated | 2038 | 1.7393e-05 | 1013.9529 | 0.017635 | 2038 | Mitigation | 0.95 | 45 | 0 | esc | 0.00097009 | 1.6872e-08 | 0.00097009 | 1.6872e-08
[79 empty] | WLDFR | HFTD - Distribution - Tier 2 - 2QU CoRE ¦ 5QU LoRE | Non-Red Flag Warning - Catastrophic Fires | 2039 | 1.7987e-09 | 1.7987e-09 | 16832.3912 | 280.5544 | 10192.2718 | 6359.5651 | 0 | 0 | 2.4318e-06 | 3.0277e-05 | 0 | 3.0277e-05 | 3.0277e-05 | 0 | 3.0277e-05 | 0 | 0.00033322 | 0.00073043 | 0 | 0.00073043 | 0 | 0.0029291 | 0.0058582 | 0 | 0.0058582 | [12 empty] | 7.3.3.17.5 (Remote Grid) Updates to grid topology to minimize risk of ignition in HFTDs Remote GridWLDFRContact from objectAggregated | WLDFR | HFTD - Distribution - Tier 2 - 1QU CoRE ¦ 3QU LoRE | Non-Red Flag Warning - Large Fires | Contact from object | Aggregated | 2039 | 1.7393e-05 | 1013.9529 | 0.017635 | 2039 | Mitigation | 0.95 | 45 | 0 | esc | 0.00097009 | 1.6872e-08 | 0.00097009 | 1.6872e-08
[79 empty] | WLDFR | HFTD - Distribution - Tier 2 - 2QU CoRE ¦ 5QU LoRE | Non-Red Flag Warning - Catastrophic Fires | 2040 | 1.7987e-09 | 1.7987e-09 | 16832.3912 | 280.5544 | 10192.2718 | 6359.5651 | 0 | 0 | 2.4318e-06 | 3.0277e-05 | 0 | 3.0277e-05 | 3.0277e-05 | 0 | 3.0277e-05 | 0 | 0.00033322 | 0.00073043 | 0 | 0.00073043 | 0 | 0.0029291 | 0.0058582 | 0 | 0.0058582 | [12 empty] | 7.3.3.17.5 (Remote Grid) Updates to grid topology to minimize risk of ignition in HFTDs Remote GridWLDFRContact from objectAggregated | WLDFR | HFTD - Distribution - Tier 2 - 1QU CoRE ¦ 3QU LoRE | Non-Red Flag Warning - Large Fires | Contact from object | Aggregated | 2040 | 1.7393e-05 | 1013.9529 | 0.017635 | 2040 | Mitigation | 0.95 | 45 | 0 | esc | 0.00097009 | 1.6872e-08 | 0.00097009 | 1.6872e-08
[79 empty] | WLDFR | HFTD - Distribution - Tier 2 - 2QU CoRE ¦ 5QU LoRE | Non-Red Flag Warning - Catastrophic Fires | 2041 | 1.7987e-09 | 1.7987e-09 | 16832.3912 | 280.5544 | 10192.2718 | 6359.5651 | 0 | 0 | 2.4318e-06 | 3.0277e-05 | 0 | 3.0277e-05 | 3.0277e-05 | 0 | 3.0277e-05 | 0 | 0.00033322 | 0.00073043 | 0 | 0.00073043 | 0 | 0.0029291 | 0.0058582 | 0 | 0.0058582 | [12 empty] | 7.3.3.17.5 (Remote Grid) Updates to grid topology to minimize risk of ignition in HFTDs Remote GridWLDFRContact from objectAggregated | WLDFR | HFTD - Distribution - Tier 2 - 1QU CoRE ¦ 3QU LoRE | Non-Red Flag Warning - Large Fires | Contact from object | Aggregated | 2041 | 1.7393e-05 | 1013.9529 | 0.017635 | 2041 | Mitigation | 0.95 | 45 | 0 | esc | 0.00097009 | 1.6872e-08 | 0.00097009 | 1.6872e-08
[79 empty] | WLDFR | HFTD - Distribution - Tier 2 - 2QU CoRE ¦ 5QU LoRE | Non-Red Flag Warning - Catastrophic Fires | 2042 | 1.7987e-09 | 1.7987e-09 | 16832.3912 | 280.5544 | 10192.2718 | 6359.5651 | 0 | 0 | 2.4318e-06 | 3.0277e-05 | 0 | 3.0277e-05 | 3.0277e-05 | 0 | 3.0277e-05 | 0 | 0.00034951 | 0.00076613 | 0 | 0.00076613 | 0 | 0 | 0.0058582 | 0 | 0.0058582 | [12 empty] | 7.3.3.17.5 (Remote Grid) Updates to grid topology to minimize risk of ignition in HFTDs Remote GridWLDFRContact from objectAggregated | WLDFR | HFTD - Distribution - Tier 2 - 1QU CoRE ¦ 3QU LoRE | Non-Red Flag Warning - Large Fires | Contact from object | Aggregated | 2042 | 1.7393e-05 | 1013.9529 | 0.017635 | 2042 | Mitigation | 0.95 | 45 | 0 | esc | 0.00097009 | 1.6872e-08 | 0.00097009 | 1.6872e-08
[79 empty] | WLDFR | HFTD - Distribution - Tier 2 - 2QU CoRE ¦ 5QU LoRE | Non-Red Flag Warning - Catastrophic Fires | 2043 | 1.7987e-09 | 1.7987e-09 | 17672.0852 | 299.42 | 10692.7362 | 6679.929 | 0 | 0 | 2.4318e-06 | 3.1788e-05 | 0 | 3.1788e-05 | 3.1788e-05 | 0 | 3.1788e-05 | 0 | 0.00034951 | 0.00076613 | 0 | 0.00076613 | 0 | 0 | 0 | 0 | 0 | [12 empty] | 7.3.3.17.5 (Remote Grid) Updates to grid topology to minimize risk of ignition in HFTDs Remote GridWLDFRContact from objectAggregated | WLDFR | HFTD - Distribution - Tier 2 - 1QU CoRE ¦ 3QU LoRE | Non-Red Flag Warning - Large Fires | Contact from object | Aggregated | 2043 | 1.7393e-05 | 1013.9529 | 0.017635 | 2043 | Mitigation | 0.95 | 45 | 0 | esc | 0.00097009 | 1.6872e-08 | 0.00097009 | 1.6872e-08
[79 empty] | WLDFR | HFTD - Distribution - Tier 2 - 2QU CoRE ¦ 5QU LoRE | Non-Red Flag Warning - Catastrophic Fires | 2044 | 1.7987e-09 | 1.7987e-09 | 17672.0852 | 299.42 | 10692.7362 | 6679.929 | 0 | 0 | 2.4318e-06 | 3.1788e-05 | 0 | 3.1788e-05 | 3.1788e-05 | 0 | 3.1788e-05 | 0 | 0.00034951 | 0.00076613 | 0 | 0.00076613 | 0 | 0 | 0 | 0 | 0 | [12 empty] | 7.3.3.17.5 (Remote Grid) Updates to grid topology to minimize risk of ignition in HFTDs Remote GridWLDFRContact from objectAggregated | WLDFR | HFTD - Distribution - Tier 2 - 1QU CoRE ¦ 3QU LoRE | Non-Red Flag Warning - Large Fires | Contact from object | Aggregated | 2044 | 1.7393e-05 | 1013.9529 | 0.017635 | 2044 | Mitigation | 0.95 | 45 | 0 | esc | 0.00097009 | 1.6872e-08 | 0.00097009 | 1.6872e-08
[79 empty] | WLDFR | HFTD - Distribution - Tier 2 - 2QU CoRE ¦ 5QU LoRE | Non-Red Flag Warning - Catastrophic Fires | 2045 | 1.7987e-09 | 1.7987e-09 | 17672.0852 | 299.42 | 10692.7362 | 6679.929 | 0 | 0 | 2.4318e-06 | 3.1788e-05 | 0 | 3.1788e-05 | 3.1788e-05 | 0 | 3.1788e-05 | 0 | 0.00034951 | 0.00076613 | 0 | 0.00076613 | 0 | 0.00024742 | 0 | 0 | 0 | [12 empty] | 7.3.3.17.5 (Remote Grid) Updates to grid topology to minimize risk of ignition in HFTDs Remote GridWLDFRContact from objectAggregated | WLDFR | HFTD - Distribution - Tier 2 - 1QU CoRE ¦ 3QU LoRE | Non-Red Flag Warning - Large Fires | Contact from object | Aggregated | 2045 | 1.7393e-05 | 1013.9529 | 0.017635 | 2045 | Mitigation | 0.95 | 45 | 0 | esc | 0.00097009 | 1.6872e-08 | 0.00097009 | 1.6872e-08
[79 empty] | WLDFR | HFTD - Distribution - Tier 2 - 2QU CoRE ¦ 5QU LoRE | Non-Red Flag Warning - Catastrophic Fires | 2046 | 1.7987e-09 | 1.7987e-09 | 17672.0852 | 299.42 | 10692.7362 | 6679.929 | 0 | 0 | 2.4318e-06 | 3.1788e-05 | 0 | 3.1788e-05 | 3.1788e-05 | 0 | 3.1788e-05 | 0 | 0.00034951 | 0.00076613 | 0 | 0.00076613 | 0 | 0.00025646 | 0.00051291 | 0 | 0.00051291 | [12 empty] | 7.3.3.17.5 (Remote Grid) Updates to grid topology to minimize risk of ignition in HFTDs Remote GridWLDFRContact from objectAggregated | WLDFR | HFTD - Distribution - Tier 2 - 1QU CoRE ¦ 3QU LoRE | Non-Red Flag Warning - Large Fires | Contact from object | Aggregated | 2046 | 1.7393e-05 | 1013.9529 | 0.017635 | 2046 | Mitigation | 0.95 | 45 | 0 | esc | 0.00097009 | 1.6872e-08 | 0.00097009 | 1.6872e-08
[79 empty] | WLDFR | HFTD - Distribution - Tier 2 - 2QU CoRE ¦ 5QU LoRE | Non-Red Flag Warning - Catastrophic Fires | 2047 | 1.7987e-09 | 1.7987e-09 | 17672.0852 | 299.42 | 10692.7362 | 6679.929 | 0 | 0 | 2.4318e-06 | 3.1788e-05 | 0 | 3.1788e-05 | 3.1788e-05 | 0 | 3.1788e-05 | 0 | 0.00036684 | 0.00080412 | 0 | 0.00080412 | 0 | 0.00025646 | 0.00051291 | 0 | 0.00051291 | [12 empty] | 7.3.3.17.5 (Remote Grid) Updates to grid topology to minimize risk of ignition in HFTDs Remote GridWLDFRContact from objectAggregated | WLDFR | HFTD - Distribution - Tier 2 - 1QU CoRE ¦ 3QU LoRE | Non-Red Flag Warning - Large Fires | Contact from object | Aggregated | 2047 | 1.7393e-05 | 1013.9529 | 0.017635 | 2047 | Mitigation | 0.95 | 45 | 0 | esc | 0.00097009 | 1.6872e-08 | 0.00097009 | 1.6872e-08
[79 empty] | WLDFR | HFTD - Distribution - Tier 2 - 2QU CoRE ¦ 5QU LoRE | Non-Red Flag Warning - Catastrophic Fires | 2048 | 1.7987e-09 | 1.7987e-09 | 18552.3348 | 319.4911 | 11216.5626 | 7016.281 | 0 | 0 | 2.4318e-06 | 3.3371e-05 | 0 | 3.3371e-05 | 3.3371e-05 | 0 | 3.3371e-05 | 0 | 0.00036684 | 0.00080412 | 0 | 0.00080412 | 0 | 0.00025646 | 0.00051291 | 0 | 0.00051291 | [12 empty] | 7.3.3.17.5 (Remote Grid) Updates to grid topology to minimize risk of ignition in HFTDs Remote GridWLDFRContact from objectAggregated | WLDFR | HFTD - Distribution - Tier 2 - 1QU CoRE ¦ 3QU LoRE | Non-Red Flag Warning - Large Fires | Contact from object | Aggregated | 2048 | 1.7393e-05 | 1013.9529 | 0.017635 | 2048 | Mitigation | 0.95 | 45 | 0 | esc | 0.00097009 | 1.6872e-08 | 0.00097009 | 1.6872e-08
[79 empty] | WLDFR | HFTD - Distribution - Tier 2 - 2QU CoRE ¦ 5QU LoRE | Non-Red Flag Warning - Catastrophic Fires | 2049 | 1.7987e-09 | 1.7987e-09 | 18552.3348 | 319.4911 | 11216.5626 | 7016.281 | 0 | 0 | 2.4318e-06 | 3.3371e-05 | 0 | 3.3371e-05 | 3.3371e-05 | 0 | 3.3371e-05 | 0 | 0.00036684 | 0.00080412 | 0 | 0.00080412 | 0 | 0.00025646 | 0.00051291 | 0 | 0.00051291 | [12 empty] | 7.3.3.17.5 (Remote Grid) Updates to grid topology to minimize risk of ignition in HFTDs Remote GridWLDFRContact from objectAggregated | WLDFR | HFTD - Distribution - Tier 2 - 1QU CoRE ¦ 3QU LoRE | Non-Red Flag Warning - Large Fires | Contact from object | Aggregated | 2049 | 1.7393e-05 | 1013.9529 | 0.017635 | 2049 | Mitigation | 0.95 | 45 | 0 | esc | 0.00097009 | 1.6872e-08 | 0.00097009 | 1.6872e-08
[79 empty] | WLDFR | HFTD - Distribution - Tier 2 - 2QU CoRE ¦ 5QU LoRE | Non-Red Flag Warning - Catastrophic Fires | 2050 | 1.7987e-09 | 1.7987e-09 | 18552.3348 | 319.4911 | 11216.5626 | 7016.281 | 0 | 0 | 2.4318e-06 | 3.3371e-05 | 0 | 3.3371e-05 | 3.3371e-05 | 0 | 3.3371e-05 | 0 | 0.00036684 | 0.00080412 | 0 | 0.00080412 | 0 | 0.00025646 | 0.00051291 | 0 | 0.00051291 | [12 empty] | 7.3.3.17.5 (Remote Grid) Updates to grid topology to minimize risk of ignition in HFTDs Remote GridWLDFRContact from objectAggregated | WLDFR | HFTD - Distribution - Tier 2 - 1QU CoRE ¦ 3QU LoRE | Non-Red Flag Warning - Large Fires | Contact from object | Aggregated | 2050 | 1.7393e-05 | 1013.9529 | 0.017635 | 2050 | Mitigation | 0.95 | 45 | 0 | esc | 0.00097009 | 1.6872e-08 | 0.00097009 | 1.6872e-08
[79 empty] | WLDFR | HFTD - Distribution - Tier 2 - 2QU CoRE ¦ 5QU LoRE | Non-Red Flag Warning - Catastrophic Fires | 2051 | 1.7987e-09 | 1.7987e-09 | 18552.3348 | 319.4911 | 11216.5626 | 7016.281 | 0 | 0 | 2.4318e-06 | 3.3371e-05 | 0 | 3.3371e-05 | 3.3371e-05 | 0 | 3.3371e-05 | 0 | 0.00036684 | 0.00080412 | 0 | 0.00080412 | 0 | 0.00026784 | 0.00053567 | 0 | 0.00053567 | [12 empty] | 7.3.3.17.5 (Remote Grid) Updates to grid topology to minimize risk of ignition in HFTDs Remote GridWLDFRContact from objectAggregated | WLDFR | HFTD - Distribution - Tier 2 - 1QU CoRE ¦ 3QU LoRE | Non-Red Flag Warning - Large Fires | Contact from object | Aggregated | 2051 | 1.7393e-05 | 1013.9529 | 0.017635 | 2051 | Mitigation | 0.95 | 45 | 0 | esc | 0.00097009 | 1.6872e-08 | 0.00097009 | 1.6872e-08
[79 empty] | WLDFR | HFTD - Distribution - Tier 2 - 2QU CoRE ¦ 5QU LoRE | Non-Red Flag Warning - Catastrophic Fires | 2052 | 1.7987e-09 | 1.7987e-09 | 18552.3348 | 319.4911 | 11216.5626 | 7016.281 | 0 | 0 | 2.4318e-06 | 3.3371e-05 | 0 | 3.3371e-05 | 3.3371e-05 | 0 | 3.3371e-05 | 0 | 0.00038499 | 0.00084391 | 0 | 0.00084391 | 0 | 0.00026784 | 0.00053567 | 0 | 0.00053567 | [12 empty] | 7.3.3.17.5 (Remote Grid) Updates to grid topology to minimize risk of ignition in HFTDs Remote GridWLDFRContact from objectAggregated | WLDFR | HFTD - Distribution - Tier 2 - 1QU CoRE ¦ 3QU LoRE | Non-Red Flag Warning - Large Fires | Contact from object | Aggregated | 2052 | 1.7393e-05 | 1013.9529 | 0.017635 | 2052 | Mitigation | 0.95 | 45 | 0 | esc | 0.00097009 | 1.6872e-08 | 0.00097009 | 1.6872e-08
[79 empty] | WLDFR | HFTD - Distribution - Tier 2 - 2QU CoRE ¦ 5QU LoRE | Non-Red Flag Warning - Catastrophic Fires | 2053 | 1.7987e-09 | 1.7987e-09 | 19462.1283 | 340.5356 | 11757.1413 | 7364.4514 | 0 | 0 | 2.4318e-06 | 3.5007e-05 | 0 | 3.5007e-05 | 3.5007e-05 | 0 | 3.5007e-05 | 0 | 0.00038499 | 0.00084391 | 0 | 0.00084391 | 0 | 0.00026784 | 0.00053567 | 0 | 0.00053567 | [12 empty] | 7.3.3.17.5 (Remote Grid) Updates to grid topology to minimize risk of ignition in HFTDs Remote GridWLDFRContact from objectAggregated | WLDFR | HFTD - Distribution - Tier 2 - 1QU CoRE ¦ 3QU LoRE | Non-Red Flag Warning - Large Fires | Contact from object | Aggregated | 2053 | 1.7393e-05 | 1013.9529 | 0.017635 | 2053 | Mitigation | 0.95 | 45 | 0 | esc | 0.00097009 | 1.6872e-08 | 0.00097009 | 1.6872e-08
[79 empty] | WLDFR | HFTD - Distribution - Tier 2 - 2QU CoRE ¦ 5QU LoRE | Non-Red Flag Warning - Catastrophic Fires | 2054 | 1.7987e-09 | 1.7987e-09 | 19462.1283 | 340.5356 | 11757.1413 | 7364.4514 | 0 | 0 | 2.4318e-06 | 3.5007e-05 | 0 | 3.5007e-05 | 3.5007e-05 | 0 | 3.5007e-05 | 0 | 0.00038499 | 0.00084391 | 0 | 0.00084391 | 0 | 0.00026784 | 0.00053567 | 0 | 0.00053567 | [12 empty] | 7.3.3.17.5 (Remote Grid) Updates to grid topology to minimize risk of ignition in HFTDs Remote GridWLDFRContact from objectAggregated | WLDFR | HFTD - Distribution - Tier 2 - 1QU CoRE ¦ 3QU LoRE | Non-Red Flag Warning - Large Fires | Contact from object | Aggregated | 2054 | 1.7393e-05 | 1013.9529 | 0.017635 | 2054 | Mitigation | 0.95 | 45 | 0 | esc | 0.00097009 | 1.6872e-08 | 0.00097009 | 1.6872e-08
[79 empty] | WLDFR | HFTD - Distribution - Tier 2 - 2QU CoRE ¦ 5QU LoRE | Non-Red Flag Warning - Catastrophic Fires | 2055 | 1.7987e-09 | 1.7987e-09 | 19462.1283 | 340.5356 | 11757.1413 | 7364.4514 | 0 | 0 | 2.4318e-06 | 3.5007e-05 | 0 | 3.5007e-05 | 3.5007e-05 | 0 | 3.5007e-05 | 0 | 0.00038499 | 0.00084391 | 0 | 0.00084391 | 0 | 0.00026784 | 0.00053567 | 0 | 0.00053567 | [12 empty] | 7.3.3.17.5 (Remote Grid) Updates to grid topology to minimize risk of ignition in HFTDs Remote GridWLDFRContact from objectAggregated | WLDFR | HFTD - Distribution - Tier 2 - 1QU CoRE ¦ 3QU LoRE | Non-Red Flag Warning - Large Fires | Contact from object | Aggregated | 2055 | 1.7393e-05 | 1013.9529 | 0.017635 | 2055 | Mitigation | 0.95 | 45 | 0 | esc | 0.00097009 | 1.6872e-08 | 0.00097009 | 1.6872e-08
[79 empty] | WLDFR | HFTD - Distribution - Tier 2 - 2QU CoRE ¦ 5QU LoRE | Non-Red Flag Warning - Catastrophic Fires | 2056 | 1.7987e-09 | 1.7987e-09 | 19462.1283 | 340.5356 | 11757.1413 | 7364.4514 | 0 | 0 | 2.4318e-06 | 3.5007e-05 | 0 | 3.5007e-05 | 3.5007e-05 | 0 | 3.5007e-05 | 0 | 0.00038499 | 0.00084391 | 0 | 0.00084391 | 0 | 0.00028048 | 0.00056095 | 0 | 0.00056095 | [12 empty] | 7.3.3.17.5 (Remote Grid) Updates to grid topology to minimize risk of ignition in HFTDs Remote GridWLDFRContact from objectAggregated | WLDFR | HFTD - Distribution - Tier 2 - 1QU CoRE ¦ 3QU LoRE | Non-Red Flag Warning - Large Fires | Contact from object | Aggregated | 2056 | 1.7393e-05 | 1013.9529 | 0.017635 | 2056 | Mitigation | 0.95 | 45 | 0 | esc | 0.00097009 | 1.6872e-08 | 0.00097009 | 1.6872e-08
[79 empty] | WLDFR | HFTD - Distribution - Tier 2 - 2QU CoRE ¦ 5QU LoRE | Non-Red Flag Warning - Catastrophic Fires | 2057 | 1.7987e-09 | 1.7987e-09 | 19462.1283 | 340.5356 | 11757.1413 | 7364.4514 | 0 | 0 | 2.4318e-06 | 3.5007e-05 | 0 | 3.5007e-05 | 3.5007e-05 | 0 | 3.5007e-05 | 0 | 0.00040373 | 0.00088499 | 0 | 0.00088499 | 0 | 0.00028048 | 0.00056095 | 0 | 0.00056095 | [12 empty] | 7.3.3.17.5 (Remote Grid) Updates to grid topology to minimize risk of ignition in HFTDs Remote GridWLDFRContact from objectAggregated | WLDFR | HFTD - Distribution - Tier 2 - 1QU CoRE ¦ 3QU LoRE | Non-Red Flag Warning - Large Fires | Contact from object | Aggregated | 2057 | 1.7393e-05 | 1013.9529 | 0.017635 | 2057 | Mitigation | 0.95 | 45 | 0 | esc | 0.00097009 | 1.6872e-08 | 0.00097009 | 1.6872e-08
[79 empty] | WLDFR | HFTD - Distribution - Tier 2 - 2QU CoRE ¦ 5QU LoRE | Non-Red Flag Warning - Catastrophic Fires | 2058 | 1.7987e-09 | 1.7987e-09 | 20390.4035 | 362.3049 | 12307.8747 | 7720.2238 | 0 | 0 | 2.4318e-06 | 3.6677e-05 | 0 | 3.6677e-05 | 3.6677e-05 | 0 | 3.6677e-05 | 0 | 0.00040373 | 0.00088499 | 0 | 0.00088499 | 0 | 0.00028048 | 0.00056095 | 0 | 0.00056095 | [12 empty] | 7.3.3.17.5 (Remote Grid) Updates to grid topology to minimize risk of ignition in HFTDs Remote GridWLDFRContact from objectAggregated | WLDFR | HFTD - Distribution - Tier 2 - 1QU CoRE ¦ 3QU LoRE | Non-Red Flag Warning - Large Fires | Contact from object | Aggregated | 2058 | 1.7393e-05 | 1013.9529 | 0.017635 | 2058 | Mitigation | 0.95 | 45 | 0 | esc | 0.00097009 | 1.6872e-08 | 0.00097009 | 1.6872e-08
[79 empty] | WLDFR | HFTD - Distribution - Tier 2 - 2QU CoRE ¦ 5QU LoRE | Non-Red Flag Warning - Catastrophic Fires | 2059 | 1.7987e-09 | 1.7987e-09 | 20390.4035 | 362.3049 | 12307.8747 | 7720.2238 | 0 | 0 | 2.4318e-06 | 3.6677e-05 | 0 | 3.6677e-05 | 3.6677e-05 | 0 | 3.6677e-05 | 0 | 0.00040373 | 0.00088499 | 0 | 0.00088499 | 0 | 0.00028048 | 0.00056095 | 0 | 0.00056095 | [12 empty] | 7.3.3.17.5 (Remote Grid) Updates to grid topology to minimize risk of ignition in HFTDs Remote GridWLDFRContact from objectAggregated | WLDFR | HFTD - Distribution - Tier 2 - 1QU CoRE ¦ 3QU LoRE | Non-Red Flag Warning - Large Fires | Contact from object | Aggregated | 2059 | 1.7393e-05 | 1013.9529 | 0.017635 | 2059 | Mitigation | 0.95 | 45 | 0 | esc | 0.00097009 | 1.6872e-08 | 0.00097009 | 1.6872e-08
[79 empty] | WLDFR | HFTD - Distribution - Tier 2 - 2QU CoRE ¦ 5QU LoRE | Non-Red Flag Warning - Catastrophic Fires | 2060 | 1.7987e-09 | 1.7987e-09 | 20390.4035 | 362.3049 | 12307.8747 | 7720.2238 | 0 | 0 | 2.4318e-06 | 3.6677e-05 | 0 | 3.6677e-05 | 3.6677e-05 | 0 | 3.6677e-05 | 0 | 0.00040373 | 0.00088499 | 0 | 0.00088499 | 0 | 0.00028048 | 0.00056095 | 0 | 0.00056095 | [12 empty] | 7.3.3.17.5 (Remote Grid) Updates to grid topology to minimize risk of ignition in HFTDs Remote GridWLDFRContact from objectAggregated | WLDFR | HFTD - Distribution - Tier 2 - 1QU CoRE ¦ 3QU LoRE | Non-Red Flag Warning - Large Fires | Contact from object | Aggregated | 2060 | 1.7393e-05 | 1013.9529 | 0.017635 | 2060 | Mitigation | 0.95 | 45 | 0 | esc | 0.00097009 | 1.6872e-08 | 0.00097009 | 1.6872e-08
[79 empty] | WLDFR | HFTD - Distribution - Tier 2 - 2QU CoRE ¦ 5QU LoRE | Non-Red Flag Warning - Catastrophic Fires | 2061 | 1.7987e-09 | 1.7987e-09 | 20390.4035 | 362.3049 | 12307.8747 | 7720.2238 | 0 | 0 | 2.4318e-06 | 3.6677e-05 | 0 | 3.6677e-05 | 3.6677e-05 | 0 | 3.6677e-05 | 0 | 0.00040373 | 0.00088499 | 0 | 0.00088499 | 0 | 0.00029418 | 0.00058837 | 0 | 0.00058837 | [12 empty] | 7.3.3.17.5 (Remote Grid) Updates to grid topology to minimize risk of ignition in HFTDs Remote GridWLDFRContact from objectAggregated | WLDFR | HFTD - Distribution - Tier 2 - 1QU CoRE ¦ 3QU LoRE | Non-Red Flag Warning - Large Fires | Contact from object | Aggregated | 2061 | 1.7393e-05 | 1013.9529 | 0.017635 | 2061 | Mitigation | 0.95 | 45 | 0 | esc | 0.00097009 | 1.6872e-08 | 0.00097009 | 1.6872e-08
[79 empty] | WLDFR | HFTD - Distribution - Tier 2 - 2QU CoRE ¦ 5QU LoRE | Non-Red Flag Warning - Catastrophic Fires | 2062 | 1.7987e-09 | 1.7987e-09 | 20390.4035 | 362.3049 | 12307.8747 | 7720.2238 | 0 | 0 | 2.4318e-06 | 3.6677e-05 | 0 | 3.6677e-05 | 3.6677e-05 | 0 | 3.6677e-05 | 0 | 0.00042284 | 0.00092687 | 0 | 0.00092687 | 0 | 0.00029418 | 0.00058837 | 0 | 0.00058837 | [12 empty] | 7.3.3.17.5 (Remote Grid) Updates to grid topology to minimize risk of ignition in HFTDs Remote GridWLDFRContact from objectAggregated | WLDFR | HFTD - Distribution - Tier 2 - 1QU CoRE ¦ 3QU LoRE | Non-Red Flag Warning - Large Fires | Contact from object | Aggregated | 2062 | 1.7393e-05 | 1013.9529 | 0.017635 | 2062 | Mitigation | 0.95 | 45 | 0 | esc | 0.00097009 | 1.6872e-08 | 0.00097009 | 1.6872e-08
[79 empty] | WLDFR | HFTD - Distribution - Tier 2 - 2QU CoRE ¦ 5QU LoRE | Non-Red Flag Warning - Catastrophic Fires | 2063 | 1.7987e-09 | 1.7987e-09 | 21325.9188 | 384.5316 | 12862.0997 | 8079.2876 | 0 | 0 | 2.4318e-06 | 3.836e-05 | 0 | 3.836e-05 | 3.836e-05 | 0 | 3.836e-05 | 0 | 0.00042284 | 0.00092687 | 0 | 0.00092687 | 0 | 0.00029418 | 0.00058837 | 0 | 0.00058837 | [12 empty] | 7.3.3.17.5 (Remote Grid) Updates to grid topology to minimize risk of ignition in HFTDs Remote GridWLDFRContact from objectAggregated | WLDFR | HFTD - Distribution - Tier 2 - 1QU CoRE ¦ 3QU LoRE | Non-Red Flag Warning - Large Fires | Contact from object | Aggregated | 2063 | 1.7393e-05 | 1013.9529 | 0.017635 | 2063 | Mitigation | 0.95 | 45 | 0 | esc | 0.00097009 | 1.6872e-08 | 0.00097009 | 1.6872e-08
[79 empty] | WLDFR | HFTD - Distribution - Tier 2 - 2QU CoRE ¦ 5QU LoRE | Non-Red Flag Warning - Catastrophic Fires | 2064 | 1.7987e-09 | 1.7987e-09 | 21325.9188 | 384.5316 | 12862.0997 | 8079.2876 | 0 | 0 | 2.4318e-06 | 3.836e-05 | 0 | 3.836e-05 | 3.836e-05 | 0 | 3.836e-05 | 0 | 0.00042284 | 0.00092687 | 0 | 0.00092687 | 0 | 0.00029418 | 0.00058837 | 0 | 0.00058837 | [12 empty] | 7.3.3.17.5 (Remote Grid) Updates to grid topology to minimize risk of ignition in HFTDs Remote GridWLDFRContact from objectAggregated | WLDFR | HFTD - Distribution - Tier 2 - 1QU CoRE ¦ 3QU LoRE | Non-Red Flag Warning - Large Fires | Contact from object | Aggregated | 2064 | 1.7393e-05 | 1013.9529 | 0.017635 | 2064 | Mitigation | 0.95 | 45 | 0 | esc | 0.00097009 | 1.6872e-08 | 0.00097009 | 1.6872e-08
[79 empty] | WLDFR | HFTD - Distribution - Tier 2 - 2QU CoRE ¦ 5QU LoRE | Non-Red Flag Warning - Catastrophic Fires | 2065 | 1.7987e-09 | 1.7987e-09 | 21325.9188 | 384.5316 | 12862.0997 | 8079.2876 | 0 | 0 | 2.4318e-06 | 3.836e-05 | 0 | 3.836e-05 | 3.836e-05 | 0 | 3.836e-05 | 0 | 0.00042284 | 0.00092687 | 0 | 0.00092687 | 0 | 0.00029418 | 0.00058837 | 0 | 0.00058837 | [12 empty] | 7.3.3.17.5 (Remote Grid) Updates to grid topology to minimize risk of ignition in HFTDs Remote GridWLDFRContact from objectAggregated | WLDFR | HFTD - Distribution - Tier 2 - 1QU CoRE ¦ 3QU LoRE | Non-Red Flag Warning - Large Fires | Contact from object | Aggregated | 2065 | 1.7393e-05 | 1013.9529 | 0.017635 | 2065 | Mitigation | 0.95 | 45 | 0 | esc | 0.00097009 | 1.6872e-08 | 0.00097009 | 1.6872e-08
[79 empty] | WLDFR | HFTD - Distribution - Tier 2 - 2QU CoRE ¦ 5QU LoRE | Non-Red Flag Warning - Catastrophic Fires | 2066 | 1.7987e-09 | 1.7987e-09 | 21325.9188 | 384.5316 | 12862.0997 | 8079.2876 | 0 | 0 | 2.4318e-06 | 3.836e-05 | 0 | 3.836e-05 | 3.836e-05 | 0 | 3.836e-05 | 0 | 0.00042284 | 0.00092687 | 0 | 0.00092687 | 0 | 0.00030877 | 0.00061754 | 0 | 0.00061754 | [12 empty] | 7.3.3.17.5 (Remote Grid) Updates to grid topology to minimize risk of ignition in HFTDs Remote GridWLDFRContact from objectAggregated | WLDFR | HFTD - Distribution - Tier 2 - 1QU CoRE ¦ 3QU LoRE | Non-Red Flag Warning - Large Fires | Contact from object | Aggregated | 2066 | 1.7393e-05 | 1013.9529 | 0.017635 | 2066 | Mitigation | 0.95 | 45 | 0 | esc | 0.00097009 | 1.6872e-08 | 0.00097009 | 1.6872e-08
[79 empty] | WLDFR | HFTD - Distribution - Tier 2 - 2QU CoRE ¦ 5QU LoRE | Non-Red Flag Warning - Catastrophic Fires | 2067 | 0 | 1.7987e-09 | 21325.9188 | 384.5316 | 12862.0997 | 8079.2876 | 0 | 0 | 2.4318e-06 | 0 | 0 | 0 | 3.836e-05 | 0 | 3.836e-05 | 0 | 0.00044208 | 0.00096904 | 0 | 0.00096904 | 0 | 0.00030877 | 0.00061754 | 0 | 0.00061754 | [12 empty] | 7.3.3.17.5 (Remote Grid) Updates to grid topology to minimize risk of ignition in HFTDs Remote GridWLDFRContact from objectAggregated | WLDFR | HFTD - Distribution - Tier 2 - 1QU CoRE ¦ 3QU LoRE | Non-Red Flag Warning - Large Fires | Contact from object | Aggregated | 2067 | 1.7393e-05 | 1013.9529 | 0.017635 | 2067 | Mitigation | 0.95 | 45 | 0 | esc | 0 | 0 | 0.00097009 | 1.6872e-08
[79 empty] | WLDFR | HFTD - Distribution - Tier 2 - 2QU CoRE ¦ 5QU LoRE | Non-Red Flag Warning - Destructive Fires | 2022 | 1.7967e-09 | 0 | 8807.9522 | 222.2294 | 8585.7228 | 0 | 0 | 0 | 2.2181e-06 | 1.5825e-05 | 0 | 1.5825e-05 | 0 | 0 | 0 | 0 | 0.00044208 | 0.00096904 | 0 | 0.00096904 | 0 | 0.00030877 | 0.00061754 | 0 | 0.00061754 | [12 empty] | 7.3.3.17.5 (Remote Grid) Updates to grid topology to minimize risk of ignition in HFTDs Remote GridWLDFRContaminationAggregated | WLDFR | HFTD - Distribution - Tier 2 - 1QU CoRE ¦ 3QU LoRE | Non-Red Flag Warning - Large Fires | Contamination | Aggregated | 2022 | 3.2436e-07 | 1013.9529 | 0.00032889 | 2022 | Mitigation | 0.95 | 45 | 0 | esc | 0.00097009 | 3.1466e-10 | 0 | 0
[79 empty] | WLDFR | HFTD - Distribution - Tier 2 - 2QU CoRE ¦ 5QU LoRE | Non-Red Flag Warning - Destructive Fires | 2023 | 1.7967e-09 | 1.7967e-09 | 9129.7461 | 233.2301 | 8896.516 | 0 | 0 | 0 | 2.2181e-06 | 1.6404e-05 | 0 | 1.6404e-05 | 1.6404e-05 | 0 | 1.6404e-05 | 0 | 0.00044208 | 0.00096904 | 0 | 0.00096904 | 0 | 0.00030877 | 0.00061754 | 0 | 0.00061754 | [12 empty] | 7.3.3.17.5 (Remote Grid) Updates to grid topology to minimize risk of ignition in HFTDs Remote GridWLDFRContaminationAggregated | WLDFR | HFTD - Distribution - Tier 2 - 1QU CoRE ¦ 3QU LoRE | Non-Red Flag Warning - Large Fires | Contamination | Aggregated | 2023 | 3.2436e-07 | 1013.9529 | 0.00032889 | 2023 | Mitigation | 0.95 | 45 | 0 | esc | 0.00097009 | 3.1466e-10 | 0.00097009 | 3.1466e-10
[79 empty] | WLDFR | HFTD - Distribution - Tier 2 - 2QU CoRE ¦ 5QU LoRE | Non-Red Flag Warning - Destructive Fires | 2024 | 1.7967e-09 | 1.7967e-09 | 9129.7461 | 233.2301 | 8896.516 | 0 | 0 | 0 | 2.2181e-06 | 1.6404e-05 | 0 | 1.6404e-05 | 1.6404e-05 | 0 | 1.6404e-05 | 0 | 0.00044208 | 0.00096904 | 0 | 0.00096904 | 0 | 0.00030877 | 0.00061754 | 0 | 0.00061754 | [12 empty] | 7.3.3.17.5 (Remote Grid) Updates to grid topology to minimize risk of ignition in HFTDs Remote GridWLDFRContaminationAggregated | WLDFR | HFTD - Distribution - Tier 2 - 1QU CoRE ¦ 3QU LoRE | Non-Red Flag Warning - Large Fires | Contamination | Aggregated | 2024 | 3.2436e-07 | 1013.9529 | 0.00032889 | 2024 | Mitigation | 0.95 | 45 | 0 | esc | 0.00097009 | 3.1466e-10 | 0.00097009 | 3.1466e-10
[79 empty] | WLDFR | HFTD - Distribution - Tier 2 - 2QU CoRE ¦ 5QU LoRE | Non-Red Flag Warning - Destructive Fires | 2025 | 1.7967e-09 | 1.7967e-09 | 9129.7461 | 233.2301 | 8896.516 | 0 | 0 | 0 | 2.2181e-06 | 1.6404e-05 | 0 | 1.6404e-05 | 1.6404e-05 | 0 | 1.6404e-05 | 0 | 0.00044208 | 0.00096904 | 0 | 0.00096904 | 0 | 0.00032405 | 0.0006481 | 0 | 0.0006481 | [12 empty] | 7.3.3.17.5 (Remote Grid) Updates to grid topology to minimize risk of ignition in HFTDs Remote GridWLDFRContaminationAggregated | WLDFR | HFTD - Distribution - Tier 2 - 1QU CoRE ¦ 3QU LoRE | Non-Red Flag Warning - Large Fires | Contamination | Aggregated | 2025 | 3.2436e-07 | 1013.9529 | 0.00032889 | 2025 | Mitigation | 0.95 | 45 | 0 | esc | 0.00097009 | 3.1466e-10 | 0.00097009 | 3.1466e-10
[79 empty] | WLDFR | HFTD - Distribution - Tier 2 - 2QU CoRE ¦ 5QU LoRE | Non-Red Flag Warning - Destructive Fires | 2026 | 1.7967e-09 | 1.7967e-09 | 9129.7461 | 233.2301 | 8896.516 | 0 | 0 | 0 | 2.2181e-06 | 1.6404e-05 | 0 | 1.6404e-05 | 1.6404e-05 | 0 | 1.6404e-05 | 0 | 0.00046122 | 0.001011 | 0 | 0.001011 | 0 | 0.00032405 | 0.0006481 | 0 | 0.0006481 | [12 empty] | 7.3.3.17.5 (Remote Grid) Updates to grid topology to minimize risk of ignition in HFTDs Remote GridWLDFRContaminationAggregated | WLDFR | HFTD - Distribution - Tier 2 - 1QU CoRE ¦ 3QU LoRE | Non-Red Flag Warning - Large Fires | Contamination | Aggregated | 2026 | 3.2436e-07 | 1013.9529 | 0.00032889 | 2026 | Mitigation | 0.95 | 45 | 0 | esc | 0.00097009 | 3.1466e-10 | 0.00097009 | 3.1466e-10
[79 empty] | WLDFR | HFTD - Distribution - Tier 2 - 2QU CoRE ¦ 5QU LoRE | Non-Red Flag Warning - Destructive Fires | 2027 | 1.7967e-09 | 1.7967e-09 | 9129.7461 | 233.2301 | 8896.516 | 0 | 0 | 0 | 2.2181e-06 | 1.6404e-05 | 0 | 1.6404e-05 | 1.6404e-05 | 0 | 1.6404e-05 | 0 | 0.00046122 | 0.001011 | 0 | 0.001011 | 0 | 0.00032405 | 0.0006481 | 0 | 0.0006481 | [12 empty] | 7.3.3.17.5 (Remote Grid) Updates to grid topology to minimize risk of ignition in HFTDs Remote GridWLDFRContaminationAggregated | WLDFR | HFTD - Distribution - Tier 2 - 1QU CoRE ¦ 3QU LoRE | Non-Red Flag Warning - Large Fires | Contamination | Aggregated | 2027 | 3.2436e-07 | 1013.9529 | 0.00032889 | 2027 | Mitigation | 0.95 | 45 | 0 | esc | 0.00097009 | 3.1466e-10 | 0.00097009 | 3.1466e-10
[79 empty] | WLDFR | HFTD - Distribution - Tier 2 - 2QU CoRE ¦ 5QU LoRE | Non-Red Flag Warning - Destructive Fires | 2028 | 1.7967e-09 | 1.7967e-09 | 9534.9221 | 247.273 | 9287.6491 | 0 | 0 | 0 | 2.2181e-06 | 1.7132e-05 | 0 | 1.7132e-05 | 1.7132e-05 | 0 | 1.7132e-05 | 0 | 0.00046122 | 0.001011 | 0 | 0.001011 | 0 | 0.00032405 | 0.0006481 | 0 | 0.0006481 | [12 empty] | 7.3.3.17.5 (Remote Grid) Updates to grid topology to minimize risk of ignition in HFTDs Remote GridWLDFRContaminationAggregated | WLDFR | HFTD - Distribution - Tier 2 - 1QU CoRE ¦ 3QU LoRE | Non-Red Flag Warning - Large Fires | Contamination | Aggregated | 2028 | 3.2436e-07 | 1013.9529 | 0.00032889 | 2028 | Mitigation | 0.95 | 45 | 0 | esc | 0.00097009 | 3.1466e-10 | 0.00097009 | 3.1466e-10
[79 empty] | WLDFR | HFTD - Distribution - Tier 2 - 2QU CoRE ¦ 5QU LoRE | Non-Red Flag Warning - Destructive Fires | 2029 | 1.7967e-09 | 1.7967e-09 | 9534.9221 | 247.273 | 9287.6491 | 0 | 0 | 0 | 2.2181e-06 | 1.7132e-05 | 0 | 1.7132e-05 | 1.7132e-05 | 0 | 1.7132e-05 | 0 | 0 | 0.001011 | 0 | 0.001011 | 0 | 0 | 0.0006481 | 0 | 0.0006481 | [12 empty] | 7.3.3.17.5 (Remote Grid) Updates to grid topology to minimize risk of ignition in HFTDs Remote GridWLDFRContaminationAggregated | WLDFR | HFTD - Distribution - Tier 2 - 1QU CoRE ¦ 3QU LoRE | Non-Red Flag Warning - Large Fires | Contamination | Aggregated | 2029 | 3.2436e-07 | 1013.9529 | 0.00032889 | 2029 | Mitigation | 0.95 | 45 | 0 | esc | 0.00097009 | 3.1466e-10 | 0.00097009 | 3.1466e-10
[79 empty] | WLDFR | HFTD - Distribution - Tier 2 - 2QU CoRE ¦ 5QU LoRE | Non-Red Flag Warning - Destructive Fires | 2030 | 1.7967e-09 | 1.7967e-09 | 9534.9221 | 247.273 | 9287.6491 | 0 | 0 | 0 | 2.2181e-06 | 1.7132e-05 | 0 | 1.7132e-05 | 1.7132e-05 | 0 | 1.7132e-05 | 0 | 0 | 0 | 0 | 0 | 0 | 0 | 0 | 0 | 0 | [12 empty] | 7.3.3.17.5 (Remote Grid) Updates to grid topology to minimize risk of ignition in HFTDs Remote GridWLDFRContaminationAggregated | WLDFR | HFTD - Distribution - Tier 2 - 1QU CoRE ¦ 3QU LoRE | Non-Red Flag Warning - Large Fires | Contamination | Aggregated | 2030 | 3.2436e-07 | 1013.9529 | 0.00032889 | 2030 | Mitigation | 0.95 | 45 | 0 | esc | 0.00097009 | 3.1466e-10 | 0.00097009 | 3.1466e-10
[79 empty] | WLDFR | HFTD - Distribution - Tier 2 - 2QU CoRE ¦ 5QU LoRE | Non-Red Flag Warning - Destructive Fires | 2031 | 1.7967e-09 | 1.7967e-09 | 9534.9221 | 247.273 | 9287.6491 | 0 | 0 | 0 | 2.2181e-06 | 1.7132e-05 | 0 | 1.7132e-05 | 1.7132e-05 | 0 | 1.7132e-05 | 0 | 1.6303e-06 | 0 | 0 | 0 | 0 | 0 | 0 | 0 | 0 | [12 empty] | 7.3.3.17.5 (Remote Grid) Updates to grid topology to minimize risk of ignition in HFTDs Remote GridWLDFRContaminationAggregated | WLDFR | HFTD - Distribution - Tier 2 - 1QU CoRE ¦ 3QU LoRE | Non-Red Flag Warning - Large Fires | Contamination | Aggregated | 2031 | 3.2436e-07 | 1013.9529 | 0.00032889 | 2031 | Mitigation | 0.95 | 45 | 0 | esc | 0.00097009 | 3.1466e-10 | 0.00097009 | 3.1466e-10
[79 empty] | WLDFR | HFTD - Distribution - Tier 2 - 2QU CoRE ¦ 5QU LoRE | Non-Red Flag Warning - Destructive Fires | 2032 | 1.7967e-09 | 1.7967e-09 | 9534.9221 | 247.273 | 9287.6491 | 0 | 0 | 0 | 2.2181e-06 | 1.7132e-05 | 0 | 1.7132e-05 | 1.7132e-05 | 0 | 1.7132e-05 | 0 | 1.7033e-06 | 3.7337e-06 | 0 | 3.7337e-06 | 0 | 1.3745e-06 | 0 | 0 | 0 | [12 empty] | 7.3.3.17.5 (Remote Grid) Updates to grid topology to minimize risk of ignition in HFTDs Remote GridWLDFRContaminationAggregated | WLDFR | HFTD - Distribution - Tier 2 - 1QU CoRE ¦ 3QU LoRE | Non-Red Flag Warning - Large Fires | Contamination | Aggregated | 2032 | 3.2436e-07 | 1013.9529 | 0.00032889 | 2032 | Mitigation | 0.95 | 45 | 0 | esc | 0.00097009 | 3.1466e-10 | 0.00097009 | 3.1466e-10
[79 empty] | WLDFR | HFTD - Distribution - Tier 2 - 2QU CoRE ¦ 5QU LoRE | Non-Red Flag Warning - Destructive Fires | 2033 | 1.7967e-09 | 1.7967e-09 | 9984.8474 | 263.1074 | 9721.74 | 0 | 0 | 0 | 2.2181e-06 | 1.794e-05 | 0 | 1.794e-05 | 1.794e-05 | 0 | 1.794e-05 | 0 | 1.7033e-06 | 3.7337e-06 | 0 | 3.7337e-06 | 0 | 1.436e-06 | 2.872e-06 | 0 | 2.872e-06 | [12 empty] | 7.3.3.17.5 (Remote Grid) Updates to grid topology to minimize risk of ignition in HFTDs Remote GridWLDFRContaminationAggregated | WLDFR | HFTD - Distribution - Tier 2 - 1QU CoRE ¦ 3QU LoRE | Non-Red Flag Warning - Large Fires | Contamination | Aggregated | 2033 | 3.2436e-07 | 1013.9529 | 0.00032889 | 2033 | Mitigation | 0.95 | 45 | 0 | esc | 0.00097009 | 3.1466e-10 | 0.00097009 | 3.1466e-10
[79 empty] | WLDFR | HFTD - Distribution - Tier 2 - 2QU CoRE ¦ 5QU LoRE | Non-Red Flag Warning - Destructive Fires | 2034 | 1.7967e-09 | 1.7967e-09 | 9984.8474 | 263.1074 | 9721.74 | 0 | 0 | 0 | 2.2181e-06 | 1.794e-05 | 0 | 1.794e-05 | 1.794e-05 | 0 | 1.794e-05 | 0 | 1.7033e-06 | 3.7337e-06 | 0 | 3.7337e-06 | 0 | 1.436e-06 | 2.872e-06 | 0 | 2.872e-06 | [12 empty] | 7.3.3.17.5 (Remote Grid) Updates to grid topology to minimize risk of ignition in HFTDs Remote GridWLDFRContaminationAggregated | WLDFR | HFTD - Distribution - Tier 2 - 1QU CoRE ¦ 3QU LoRE | Non-Red Flag Warning - Large Fires | Contamination | Aggregated | 2034 | 3.2436e-07 | 1013.9529 | 0.00032889 | 2034 | Mitigation | 0.95 | 45 | 0 | esc | 0.00097009 | 3.1466e-10 | 0.00097009 | 3.1466e-10
[79 empty] | WLDFR | HFTD - Distribution - Tier 2 - 2QU CoRE ¦ 5QU LoRE | Non-Red Flag Warning - Destructive Fires | 2035 | 1.7967e-09 | 1.7967e-09 | 9984.8474 | 263.1074 | 9721.74 | 0 | 0 | 0 | 2.2181e-06 | 1.794e-05 | 0 | 1.794e-05 | 1.794e-05 | 0 | 1.794e-05 | 0 | 1.7033e-06 | 3.7337e-06 | 0 | 3.7337e-06 | 0 | 1.436e-06 | 2.872e-06 | 0 | 2.872e-06 | [12 empty] | 7.3.3.17.5 (Remote Grid) Updates to grid topology to minimize risk of ignition in HFTDs Remote GridWLDFRContaminationAggregated | WLDFR | HFTD - Distribution - Tier 2 - 1QU CoRE ¦ 3QU LoRE | Non-Red Flag Warning - Large Fires | Contamination | Aggregated | 2035 | 3.2436e-07 | 1013.9529 | 0.00032889 | 2035 | Mitigation | 0.95 | 45 | 0 | esc | 0.00097009 | 3.1466e-10 | 0.00097009 | 3.1466e-10
[79 empty] | WLDFR | HFTD - Distribution - Tier 2 - 2QU CoRE ¦ 5QU LoRE | Non-Red Flag Warning - Destructive Fires | 2036 | 1.7967e-09 | 1.7967e-09 | 9984.8474 | 263.1074 | 9721.74 | 0 | 0 | 0 | 2.2181e-06 | 1.794e-05 | 0 | 1.794e-05 | 1.794e-05 | 0 | 1.794e-05 | 0 | 1.7033e-06 | 3.7337e-06 | 0 | 3.7337e-06 | 0 | 1.436e-06 | 2.872e-06 | 0 | 2.872e-06 | [12 empty] | 7.3.3.17.5 (Remote Grid) Updates to grid topology to minimize risk of ignition in HFTDs Remote GridWLDFRContaminationAggregated | WLDFR | HFTD - Distribution - Tier 2 - 1QU CoRE ¦ 3QU LoRE | Non-Red Flag Warning - Large Fires | Contamination | Aggregated | 2036 | 3.2436e-07 | 1013.9529 | 0.00032889 | 2036 | Mitigation | 0.95 | 45 | 0 | esc | 0.00097009 | 3.1466e-10 | 0.00097009 | 3.1466e-10
[79 empty] | WLDFR | HFTD - Distribution - Tier 2 - 2QU CoRE ¦ 5QU LoRE | Non-Red Flag Warning - Destructive Fires | 2037 | 1.7967e-09 | 1.7967e-09 | 9984.8474 | 263.1074 | 9721.74 | 0 | 0 | 0 | 2.2181e-06 | 1.794e-05 | 0 | 1.794e-05 | 1.794e-05 | 0 | 1.794e-05 | 0 | 1.7972e-06 | 3.9396e-06 | 0 | 3.9396e-06 | 0 | 1.436e-06 | 2.872e-06 | 0 | 2.872e-06 | [12 empty] | 7.3.3.17.5 (Remote Grid) Updates to grid topology to minimize risk of ignition in HFTDs Remote GridWLDFRContaminationAggregated | WLDFR | HFTD - Distribution - Tier 2 - 1QU CoRE ¦ 3QU LoRE | Non-Red Flag Warning - Large Fires | Contamination | Aggregated | 2037 | 3.2436e-07 | 1013.9529 | 0.00032889 | 2037 | Mitigation | 0.95 | 45 | 0 | esc | 0.00097009 | 3.1466e-10 | 0.00097009 | 3.1466e-10
[79 empty] | WLDFR | HFTD - Distribution - Tier 2 - 2QU CoRE ¦ 5QU LoRE | Non-Red Flag Warning - Destructive Fires | 2038 | 1.7967e-09 | 1.7967e-09 | 10472.8261 | 280.5544 | 10192.2718 | 0 | 0 | 0 | 2.2181e-06 | 1.8817e-05 | 0 | 1.8817e-05 | 1.8817e-05 | 0 | 1.8817e-05 | 0 | 1.7972e-06 | 3.9396e-06 | 0 | 3.9396e-06 | 0 | 1.5152e-06 | 3.0304e-06 | 0 | 3.0304e-06 | [12 empty] | 7.3.3.17.5 (Remote Grid) Updates to grid topology to minimize risk of ignition in HFTDs Remote GridWLDFRContaminationAggregated | WLDFR | HFTD - Distribution - Tier 2 - 1QU CoRE ¦ 3QU LoRE | Non-Red Flag Warning - Large Fires | Contamination | Aggregated | 2038 | 3.2436e-07 | 1013.9529 | 0.00032889 | 2038 | Mitigation | 0.95 | 45 | 0 | esc | 0.00097009 | 3.1466e-10 | 0.00097009 | 3.1466e-10
[79 empty] | WLDFR | HFTD - Distribution - Tier 2 - 2QU CoRE ¦ 5QU LoRE | Non-Red Flag Warning - Destructive Fires | 2039 | 1.7967e-09 | 1.7967e-09 | 10472.8261 | 280.5544 | 10192.2718 | 0 | 0 | 0 | 2.2181e-06 | 1.8817e-05 | 0 | 1.8817e-05 | 1.8817e-05 | 0 | 1.8817e-05 | 0 | 1.7972e-06 | 3.9396e-06 | 0 | 3.9396e-06 | 0 | 1.5152e-06 | 3.0304e-06 | 0 | 3.0304e-06 | [12 empty] | 7.3.3.17.5 (Remote Grid) Updates to grid topology to minimize risk of ignition in HFTDs Remote GridWLDFRContaminationAggregated | WLDFR | HFTD - Distribution - Tier 2 - 1QU CoRE ¦ 3QU LoRE | Non-Red Flag Warning - Large Fires | Contamination | Aggregated | 2039 | 3.2436e-07 | 1013.9529 | 0.00032889 | 2039 | Mitigation | 0.95 | 45 | 0 | esc | 0.00097009 | 3.1466e-10 | 0.00097009 | 3.1466e-10
[79 empty] | WLDFR | HFTD - Distribution - Tier 2 - 2QU CoRE ¦ 5QU LoRE | Non-Red Flag Warning - Destructive Fires | 2040 | 1.7967e-09 | 1.7967e-09 | 10472.8261 | 280.5544 | 10192.2718 | 0 | 0 | 0 | 2.2181e-06 | 1.8817e-05 | 0 | 1.8817e-05 | 1.8817e-05 | 0 | 1.8817e-05 | 0 | 1.7972e-06 | 3.9396e-06 | 0 | 3.9396e-06 | 0 | 1.5152e-06 | 3.0304e-06 | 0 | 3.0304e-06 | [12 empty] | 7.3.3.17.5 (Remote Grid) Updates to grid topology to minimize risk of ignition in HFTDs Remote GridWLDFRContaminationAggregated | WLDFR | HFTD - Distribution - Tier 2 - 1QU CoRE ¦ 3QU LoRE | Non-Red Flag Warning - Large Fires | Contamination | Aggregated | 2040 | 3.2436e-07 | 1013.9529 | 0.00032889 | 2040 | Mitigation | 0.95 | 45 | 0 | esc | 0.00097009 | 3.1466e-10 | 0.00097009 | 3.1466e-10
[79 empty] | WLDFR | HFTD - Distribution - Tier 2 - 2QU CoRE ¦ 5QU LoRE | Non-Red Flag Warning - Destructive Fires | 2041 | 1.7967e-09 | 1.7967e-09 | 10472.8261 | 280.5544 | 10192.2718 | 0 | 0 | 0 | 2.2181e-06 | 1.8817e-05 | 0 | 1.8817e-05 | 1.8817e-05 | 0 | 1.8817e-05 | 0 | 1.7972e-06 | 3.9396e-06 | 0 | 3.9396e-06 | 0 | 1.5152e-06 | 3.0304e-06 | 0 | 3.0304e-06 | [12 empty] | 7.3.3.17.5 (Remote Grid) Updates to grid topology to minimize risk of ignition in HFTDs Remote GridWLDFRContaminationAggregated | WLDFR | HFTD - Distribution - Tier 2 - 1QU CoRE ¦ 3QU LoRE | Non-Red Flag Warning - Large Fires | Contamination | Aggregated | 2041 | 3.2436e-07 | 1013.9529 | 0.00032889 | 2041 | Mitigation | 0.95 | 45 | 0 | esc | 0.00097009 | 3.1466e-10 | 0.00097009 | 3.1466e-10
[79 empty] | WLDFR | HFTD - Distribution - Tier 2 - 2QU CoRE ¦ 5QU LoRE | Non-Red Flag Warning - Destructive Fires | 2042 | 1.7967e-09 | 1.7967e-09 | 10472.8261 | 280.5544 | 10192.2718 | 0 | 0 | 0 | 2.2181e-06 | 1.8817e-05 | 0 | 1.8817e-05 | 1.8817e-05 | 0 | 1.8817e-05 | 0 | 1.9041e-06 | 4.1738e-06 | 0 | 4.1738e-06 | 0 | 1.5152e-06 | 3.0304e-06 | 0 | 3.0304e-06 | [12 empty] | 7.3.3.17.5 (Remote Grid) Updates to grid topology to minimize risk of ignition in HFTDs Remote GridWLDFRContaminationAggregated | WLDFR | HFTD - Distribution - Tier 2 - 1QU CoRE ¦ 3QU LoRE | Non-Red Flag Warning - Large Fires | Contamination | Aggregated | 2042 | 3.2436e-07 | 1013.9529 | 0.00032889 | 2042 | Mitigation | 0.95 | 45 | 0 | esc | 0.00097009 | 3.1466e-10 | 0.00097009 | 3.1466e-10
[79 empty] | WLDFR | HFTD - Distribution - Tier 2 - 2QU CoRE ¦ 5QU LoRE | Non-Red Flag Warning - Destructive Fires | 2043 | 1.7967e-09 | 1.7967e-09 | 10992.1562 | 299.42 | 10692.7362 | 0 | 0 | 0 | 2.2181e-06 | 1.975e-05 | 0 | 1.975e-05 | 1.975e-05 | 0 | 1.975e-05 | 0 | 1.9041e-06 | 4.1738e-06 | 0 | 4.1738e-06 | 0 | 1.6053e-06 | 3.2106e-06 | 0 | 3.2106e-06 | [12 empty] | 7.3.3.17.5 (Remote Grid) Updates to grid topology to minimize risk of ignition in HFTDs Remote GridWLDFRContaminationAggregated | WLDFR | HFTD - Distribution - Tier 2 - 1QU CoRE ¦ 3QU LoRE | Non-Red Flag Warning - Large Fires | Contamination | Aggregated | 2043 | 3.2436e-07 | 1013.9529 | 0.00032889 | 2043 | Mitigation | 0.95 | 45 | 0 | esc | 0.00097009 | 3.1466e-10 | 0.00097009 | 3.1466e-10
[79 empty] | WLDFR | HFTD - Distribution - Tier 2 - 2QU CoRE ¦ 5QU LoRE | Non-Red Flag Warning - Destructive Fires | 2044 | 1.7967e-09 | 1.7967e-09 | 10992.1562 | 299.42 | 10692.7362 | 0 | 0 | 0 | 2.2181e-06 | 1.975e-05 | 0 | 1.975e-05 | 1.975e-05 | 0 | 1.975e-05 | 0 | 1.9041e-06 | 4.1738e-06 | 0 | 4.1738e-06 | 0 | 1.6053e-06 | 3.2106e-06 | 0 | 3.2106e-06 | [12 empty] | 7.3.3.17.5 (Remote Grid) Updates to grid topology to minimize risk of ignition in HFTDs Remote GridWLDFRContaminationAggregated | WLDFR | HFTD - Distribution - Tier 2 - 1QU CoRE ¦ 3QU LoRE | Non-Red Flag Warning - Large Fires | Contamination | Aggregated | 2044 | 3.2436e-07 | 1013.9529 | 0.00032889 | 2044 | Mitigation | 0.95 | 45 | 0 | esc | 0.00097009 | 3.1466e-10 | 0.00097009 | 3.1466e-10
[79 empty] | WLDFR | HFTD - Distribution - Tier 2 - 2QU CoRE ¦ 5QU LoRE | Non-Red Flag Warning - Destructive Fires | 2045 | 1.7967e-09 | 1.7967e-09 | 10992.1562 | 299.42 | 10692.7362 | 0 | 0 | 0 | 2.2181e-06 | 1.975e-05 | 0 | 1.975e-05 | 1.975e-05 | 0 | 1.975e-05 | 0 | 1.9041e-06 | 4.1738e-06 | 0 | 4.1738e-06 | 0 | 1.6053e-06 | 3.2106e-06 | 0 | 3.2106e-06 | [12 empty] | 7.3.3.17.5 (Remote Grid) Updates to grid topology to minimize risk of ignition in HFTDs Remote GridWLDFRContaminationAggregated | WLDFR | HFTD - Distribution - Tier 2 - 1QU CoRE ¦ 3QU LoRE | Non-Red Flag Warning - Large Fires | Contamination | Aggregated | 2045 | 3.2436e-07 | 1013.9529 | 0.00032889 | 2045 | Mitigation | 0.95 | 45 | 0 | esc | 0.00097009 | 3.1466e-10 | 0.00097009 | 3.1466e-10
[79 empty] | WLDFR | HFTD - Distribution - Tier 2 - 2QU CoRE ¦ 5QU LoRE | Non-Red Flag Warning - Destructive Fires | 2046 | 1.7967e-09 | 1.7967e-09 | 10992.1562 | 299.42 | 10692.7362 | 0 | 0 | 0 | 2.2181e-06 | 1.975e-05 | 0 | 1.975e-05 | 1.975e-05 | 0 | 1.975e-05 | 0 | 1.9041e-06 | 4.1738e-06 | 0 | 4.1738e-06 | 0 | 1.6053e-06 | 3.2106e-06 | 0 | 3.2106e-06 | [12 empty] | 7.3.3.17.5 (Remote Grid) Updates to grid topology to minimize risk of ignition in HFTDs Remote GridWLDFRContaminationAggregated | WLDFR | HFTD - Distribution - Tier 2 - 1QU CoRE ¦ 3QU LoRE | Non-Red Flag Warning - Large Fires | Contamination | Aggregated | 2046 | 3.2436e-07 | 1013.9529 | 0.00032889 | 2046 | Mitigation | 0.95 | 45 | 0 | esc | 0.00097009 | 3.1466e-10 | 0.00097009 | 3.1466e-10
[79 empty] | WLDFR | HFTD - Distribution - Tier 2 - 2QU CoRE ¦ 5QU LoRE | Non-Red Flag Warning - Destructive Fires | 2047 | 1.7967e-09 | 1.7967e-09 | 10992.1562 | 299.42 | 10692.7362 | 0 | 0 | 0 | 2.2181e-06 | 1.975e-05 | 0 | 1.975e-05 | 1.975e-05 | 0 | 1.975e-05 | 0 | 2.023e-06 | 4.4345e-06 | 0 | 4.4345e-06 | 0 | 1.6053e-06 | 3.2106e-06 | 0 | 3.2106e-06 | [12 empty] | 7.3.3.17.5 (Remote Grid) Updates to grid topology to minimize risk of ignition in HFTDs Remote GridWLDFRContaminationAggregated | WLDFR | HFTD - Distribution - Tier 2 - 1QU CoRE ¦ 3QU LoRE | Non-Red Flag Warning - Large Fires | Contamination | Aggregated | 2047 | 3.2436e-07 | 1013.9529 | 0.00032889 | 2047 | Mitigation | 0.95 | 45 | 0 | esc | 0.00097009 | 3.1466e-10 | 0.00097009 | 3.1466e-10
[79 empty] | WLDFR | HFTD - Distribution - Tier 2 - 2QU CoRE ¦ 5QU LoRE | Non-Red Flag Warning - Destructive Fires | 2048 | 1.7967e-09 | 1.7967e-09 | 11536.0538 | 319.4911 | 11216.5626 | 0 | 0 | 0 | 2.2181e-06 | 2.0727e-05 | 0 | 2.0727e-05 | 2.0727e-05 | 0 | 2.0727e-05 | 0 | 2.023e-06 | 4.4345e-06 | 0 | 4.4345e-06 | 0 | 1.7056e-06 | 3.4111e-06 | 0 | 3.4111e-06 | [12 empty] | 7.3.3.17.5 (Remote Grid) Updates to grid topology to minimize risk of ignition in HFTDs Remote GridWLDFRContaminationAggregated | WLDFR | HFTD - Distribution - Tier 2 - 1QU CoRE ¦ 3QU LoRE | Non-Red Flag Warning - Large Fires | Contamination | Aggregated | 2048 | 3.2436e-07 | 1013.9529 | 0.00032889 | 2048 | Mitigation | 0.95 | 45 | 0 | esc | 0.00097009 | 3.1466e-10 | 0.00097009 | 3.1466e-10
[79 empty] | WLDFR | HFTD - Distribution - Tier 2 - 2QU CoRE ¦ 5QU LoRE | Non-Red Flag Warning - Destructive Fires | 2049 | 1.7967e-09 | 1.7967e-09 | 11536.0538 | 319.4911 | 11216.5626 | 0 | 0 | 0 | 2.2181e-06 | 2.0727e-05 | 0 | 2.0727e-05 | 2.0727e-05 | 0 | 2.0727e-05 | 0 | 2.023e-06 | 4.4345e-06 | 0 | 4.4345e-06 | 0 | 1.7056e-06 | 3.4111e-06 | 0 | 3.4111e-06 | [12 empty] | 7.3.3.17.5 (Remote Grid) Updates to grid topology to minimize risk of ignition in HFTDs Remote GridWLDFRContaminationAggregated | WLDFR | HFTD - Distribution - Tier 2 - 1QU CoRE ¦ 3QU LoRE | Non-Red Flag Warning - Large Fires | Contamination | Aggregated | 2049 | 3.2436e-07 | 1013.9529 | 0.00032889 | 2049 | Mitigation | 0.95 | 45 | 0 | esc | 0.00097009 | 3.1466e-10 | 0.00097009 | 3.1466e-10
[79 empty] | WLDFR | HFTD - Distribution - Tier 2 - 2QU CoRE ¦ 5QU LoRE | Non-Red Flag Warning - Destructive Fires | 2050 | 1.7967e-09 | 1.7967e-09 | 11536.0538 | 319.4911 | 11216.5626 | 0 | 0 | 0 | 2.2181e-06 | 2.0727e-05 | 0 | 2.0727e-05 | 2.0727e-05 | 0 | 2.0727e-05 | 0 | 2.023e-06 | 4.4345e-06 | 0 | 4.4345e-06 | 0 | 1.7056e-06 | 3.4111e-06 | 0 | 3.4111e-06 | [12 empty] | 7.3.3.17.5 (Remote Grid) Updates to grid topology to minimize risk of ignition in HFTDs Remote GridWLDFRContaminationAggregated | WLDFR | HFTD - Distribution - Tier 2 - 1QU CoRE ¦ 3QU LoRE | Non-Red Flag Warning - Large Fires | Contamination | Aggregated | 2050 | 3.2436e-07 | 1013.9529 | 0.00032889 | 2050 | Mitigation | 0.95 | 45 | 0 | esc | 0.00097009 | 3.1466e-10 | 0.00097009 | 3.1466e-10
[79 empty] | WLDFR | HFTD - Distribution - Tier 2 - 2QU CoRE ¦ 5QU LoRE | Non-Red Flag Warning - Destructive Fires | 2051 | 1.7967e-09 | 1.7967e-09 | 11536.0538 | 319.4911 | 11216.5626 | 0 | 0 | 0 | 2.2181e-06 | 2.0727e-05 | 0 | 2.0727e-05 | 2.0727e-05 | 0 | 2.0727e-05 | 0 | 2.023e-06 | 4.4345e-06 | 0 | 4.4345e-06 | 0 | 1.7056e-06 | 3.4111e-06 | 0 | 3.4111e-06 | [12 empty] | 7.3.3.17.5 (Remote Grid) Updates to grid topology to minimize risk of ignition in HFTDs Remote GridWLDFRContaminationAggregated | WLDFR | HFTD - Distribution - Tier 2 - 1QU CoRE ¦ 3QU LoRE | Non-Red Flag Warning - Large Fires | Contamination | Aggregated | 2051 | 3.2436e-07 | 1013.9529 | 0.00032889 | 2051 | Mitigation | 0.95 | 45 | 0 | esc | 0.00097009 | 3.1466e-10 | 0.00097009 | 3.1466e-10
[79 empty] | WLDFR | HFTD - Distribution - Tier 2 - 2QU CoRE ¦ 5QU LoRE | Non-Red Flag Warning - Destructive Fires | 2052 | 1.7967e-09 | 1.7967e-09 | 11536.0538 | 319.4911 | 11216.5626 | 0 | 0 | 0 | 2.2181e-06 | 2.0727e-05 | 0 | 2.0727e-05 | 2.0727e-05 | 0 | 2.0727e-05 | 0 | 2.1531e-06 | 4.7197e-06 | 0 | 4.7197e-06 | 0 | 1.7056e-06 | 3.4111e-06 | 0 | 3.4111e-06 | [12 empty] | 7.3.3.17.5 (Remote Grid) Updates to grid topology to minimize risk of ignition in HFTDs Remote GridWLDFRContaminationAggregated | WLDFR | HFTD - Distribution - Tier 2 - 1QU CoRE ¦ 3QU LoRE | Non-Red Flag Warning - Large Fires | Contamination | Aggregated | 2052 | 3.2436e-07 | 1013.9529 | 0.00032889 | 2052 | Mitigation | 0.95 | 45 | 0 | esc | 0.00097009 | 3.1466e-10 | 0.00097009 | 3.1466e-10
[79 empty] | WLDFR | HFTD - Distribution - Tier 2 - 2QU CoRE ¦ 5QU LoRE | Non-Red Flag Warning - Destructive Fires | 2053 | 1.7967e-09 | 1.7967e-09 | 12097.6769 | 340.5356 | 11757.1413 | 0 | 0 | 0 | 2.2181e-06 | 2.1736e-05 | 0 | 2.1736e-05 | 2.1736e-05 | 0 | 2.1736e-05 | 0 | 2.1531e-06 | 4.7197e-06 | 0 | 4.7197e-06 | 0 | 1.8152e-06 | 3.6304e-06 | 0 | 3.6304e-06 | [12 empty] | 7.3.3.17.5 (Remote Grid) Updates to grid topology to minimize risk of ignition in HFTDs Remote GridWLDFRContaminationAggregated | WLDFR | HFTD - Distribution - Tier 2 - 1QU CoRE ¦ 3QU LoRE | Non-Red Flag Warning - Large Fires | Contamination | Aggregated | 2053 | 3.2436e-07 | 1013.9529 | 0.00032889 | 2053 | Mitigation | 0.95 | 45 | 0 | esc | 0.00097009 | 3.1466e-10 | 0.00097009 | 3.1466e-10
[79 empty] | WLDFR | HFTD - Distribution - Tier 2 - 2QU CoRE ¦ 5QU LoRE | Non-Red Flag Warning - Destructive Fires | 2054 | 1.7967e-09 | 1.7967e-09 | 12097.6769 | 340.5356 | 11757.1413 | 0 | 0 | 0 | 2.2181e-06 | 2.1736e-05 | 0 | 2.1736e-05 | 2.1736e-05 | 0 | 2.1736e-05 | 0 | 2.1531e-06 | 4.7197e-06 | 0 | 4.7197e-06 | 0 | 1.8152e-06 | 3.6304e-06 | 0 | 3.6304e-06 | [12 empty] | 7.3.3.17.5 (Remote Grid) Updates to grid topology to minimize risk of ignition in HFTDs Remote GridWLDFRContaminationAggregated | WLDFR | HFTD - Distribution - Tier 2 - 1QU CoRE ¦ 3QU LoRE | Non-Red Flag Warning - Large Fires | Contamination | Aggregated | 2054 | 3.2436e-07 | 1013.9529 | 0.00032889 | 2054 | Mitigation | 0.95 | 45 | 0 | esc | 0.00097009 | 3.1466e-10 | 0.00097009 | 3.1466e-10
[79 empty] | WLDFR | HFTD - Distribution - Tier 2 - 2QU CoRE ¦ 5QU LoRE | Non-Red Flag Warning - Destructive Fires | 2055 | 1.7967e-09 | 1.7967e-09 | 12097.6769 | 340.5356 | 11757.1413 | 0 | 0 | 0 | 2.2181e-06 | 2.1736e-05 | 0 | 2.1736e-05 | 2.1736e-05 | 0 | 2.1736e-05 | 0 | 2.1531e-06 | 4.7197e-06 | 0 | 4.7197e-06 | 0 | 1.8152e-06 | 3.6304e-06 | 0 | 3.6304e-06 | [12 empty] | 7.3.3.17.5 (Remote Grid) Updates to grid topology to minimize risk of ignition in HFTDs Remote GridWLDFRContaminationAggregated | WLDFR | HFTD - Distribution - Tier 2 - 1QU CoRE ¦ 3QU LoRE | Non-Red Flag Warning - Large Fires | Contamination | Aggregated | 2055 | 3.2436e-07 | 1013.9529 | 0.00032889 | 2055 | Mitigation | 0.95 | 45 | 0 | esc | 0.00097009 | 3.1466e-10 | 0.00097009 | 3.1466e-10
[79 empty] | WLDFR | HFTD - Distribution - Tier 2 - 2QU CoRE ¦ 5QU LoRE | Non-Red Flag Warning - Destructive Fires | 2056 | 1.7967e-09 | 1.7967e-09 | 12097.6769 | 340.5356 | 11757.1413 | 0 | 0 | 0 | 2.2181e-06 | 2.1736e-05 | 0 | 2.1736e-05 | 2.1736e-05 | 0 | 2.1736e-05 | 0 | 2.1531e-06 | 4.7197e-06 | 0 | 4.7197e-06 | 0 | 1.8152e-06 | 3.6304e-06 | 0 | 3.6304e-06 | [12 empty] | 7.3.3.17.5 (Remote Grid) Updates to grid topology to minimize risk of ignition in HFTDs Remote GridWLDFRContaminationAggregated | WLDFR | HFTD - Distribution - Tier 2 - 1QU CoRE ¦ 3QU LoRE | Non-Red Flag Warning - Large Fires | Contamination | Aggregated | 2056 | 3.2436e-07 | 1013.9529 | 0.00032889 | 2056 | Mitigation | 0.95 | 45 | 0 | esc | 0.00097009 | 3.1466e-10 | 0.00097009 | 3.1466e-10
[79 empty] | WLDFR | HFTD - Distribution - Tier 2 - 2QU CoRE ¦ 5QU LoRE | Non-Red Flag Warning - Destructive Fires | 2057 | 1.7967e-09 | 1.7967e-09 | 12097.6769 | 340.5356 | 11757.1413 | 0 | 0 | 0 | 2.2181e-06 | 2.1736e-05 | 0 | 2.1736e-05 | 2.1736e-05 | 0 | 2.1736e-05 | 0 | 2.2932e-06 | 5.0268e-06 | 0 | 5.0268e-06 | 0 | 1.8152e-06 | 3.6304e-06 | 0 | 3.6304e-06 | [12 empty] | 7.3.3.17.5 (Remote Grid) Updates to grid topology to minimize risk of ignition in HFTDs Remote GridWLDFRContaminationAggregated | WLDFR | HFTD - Distribution - Tier 2 - 1QU CoRE ¦ 3QU LoRE | Non-Red Flag Warning - Large Fires | Contamination | Aggregated | 2057 | 3.2436e-07 | 1013.9529 | 0.00032889 | 2057 | Mitigation | 0.95 | 45 | 0 | esc | 0.00097009 | 3.1466e-10 | 0.00097009 | 3.1466e-10
[79 empty] | WLDFR | HFTD - Distribution - Tier 2 - 2QU CoRE ¦ 5QU LoRE | Non-Red Flag Warning - Destructive Fires | 2058 | 1.7967e-09 | 1.7967e-09 | 12670.1796 | 362.3049 | 12307.8747 | 0 | 0 | 0 | 2.2181e-06 | 2.2765e-05 | 0 | 2.2765e-05 | 2.2765e-05 | 0 | 2.2765e-05 | 0 | 2.2932e-06 | 5.0268e-06 | 0 | 5.0268e-06 | 0 | 1.9334e-06 | 3.8667e-06 | 0 | 3.8667e-06 | [12 empty] | 7.3.3.17.5 (Remote Grid) Updates to grid topology to minimize risk of ignition in HFTDs Remote GridWLDFRContaminationAggregated | WLDFR | HFTD - Distribution - Tier 2 - 1QU CoRE ¦ 3QU LoRE | Non-Red Flag Warning - Large Fires | Contamination | Aggregated | 2058 | 3.2436e-07 | 1013.9529 | 0.00032889 | 2058 | Mitigation | 0.95 | 45 | 0 | esc | 0.00097009 | 3.1466e-10 | 0.00097009 | 3.1466e-10
[79 empty] | WLDFR | HFTD - Distribution - Tier 2 - 2QU CoRE ¦ 5QU LoRE | Non-Red Flag Warning - Destructive Fires | 2059 | 1.7967e-09 | 1.7967e-09 | 12670.1796 | 362.3049 | 12307.8747 | 0 | 0 | 0 | 2.2181e-06 | 2.2765e-05 | 0 | 2.2765e-05 | 2.2765e-05 | 0 | 2.2765e-05 | 0 | 2.2932e-06 | 5.0268e-06 | 0 | 5.0268e-06 | 0 | 1.9334e-06 | 3.8667e-06 | 0 | 3.8667e-06 | [12 empty] | 7.3.3.17.5 (Remote Grid) Updates to grid topology to minimize risk of ignition in HFTDs Remote GridWLDFRContaminationAggregated | WLDFR | HFTD - Distribution - Tier 2 - 1QU CoRE ¦ 3QU LoRE | Non-Red Flag Warning - Large Fires | Contamination | Aggregated | 2059 | 3.2436e-07 | 1013.9529 | 0.00032889 | 2059 | Mitigation | 0.95 | 45 | 0 | esc | 0.00097009 | 3.1466e-10 | 0.00097009 | 3.1466e-10
[79 empty] | WLDFR | HFTD - Distribution - Tier 2 - 2QU CoRE ¦ 5QU LoRE | Non-Red Flag Warning - Destructive Fires | 2060 | 1.7967e-09 | 1.7967e-09 | 12670.1796 | 362.3049 | 12307.8747 | 0 | 0 | 0 | 2.2181e-06 | 2.2765e-05 | 0 | 2.2765e-05 | 2.2765e-05 | 0 | 2.2765e-05 | 0 | 2.2932e-06 | 5.0268e-06 | 0 | 5.0268e-06 | 0 | 1.9334e-06 | 3.8667e-06 | 0 | 3.8667e-06 | [12 empty] | 7.3.3.17.5 (Remote Grid) Updates to grid topology to minimize risk of ignition in HFTDs Remote GridWLDFRContaminationAggregated | WLDFR | HFTD - Distribution - Tier 2 - 1QU CoRE ¦ 3QU LoRE | Non-Red Flag Warning - Large Fires | Contamination | Aggregated | 2060 | 3.2436e-07 | 1013.9529 | 0.00032889 | 2060 | Mitigation | 0.95 | 45 | 0 | esc | 0.00097009 | 3.1466e-10 | 0.00097009 | 3.1466e-10
[79 empty] | WLDFR | HFTD - Distribution - Tier 2 - 2QU CoRE ¦ 5QU LoRE | Non-Red Flag Warning - Destructive Fires | 2061 | 1.7967e-09 | 1.7967e-09 | 12670.1796 | 362.3049 | 12307.8747 | 0 | 0 | 0 | 2.2181e-06 | 2.2765e-05 | 0 | 2.2765e-05 | 2.2765e-05 | 0 | 2.2765e-05 | 0 | 2.2932e-06 | 5.0268e-06 | 0 | 5.0268e-06 | 0 | 1.9334e-06 | 3.8667e-06 | 0 | 3.8667e-06 | [12 empty] | 7.3.3.17.5 (Remote Grid) Updates to grid topology to minimize risk of ignition in HFTDs Remote GridWLDFRContaminationAggregated | WLDFR | HFTD - Distribution - Tier 2 - 1QU CoRE ¦ 3QU LoRE | Non-Red Flag Warning - Large Fires | Contamination | Aggregated | 2061 | 3.2436e-07 | 1013.9529 | 0.00032889 | 2061 | Mitigation | 0.95 | 45 | 0 | esc | 0.00097009 | 3.1466e-10 | 0.00097009 | 3.1466e-10
[79 empty] | WLDFR | HFTD - Distribution - Tier 2 - 2QU CoRE ¦ 5QU LoRE | Non-Red Flag Warning - Destructive Fires | 2062 | 1.7967e-09 | 1.7967e-09 | 12670.1796 | 362.3049 | 12307.8747 | 0 | 0 | 0 | 2.2181e-06 | 2.2765e-05 | 0 | 2.2765e-05 | 2.2765e-05 | 0 | 2.2765e-05 | 0 | 2.4422e-06 | 5.3535e-06 | 0 | 5.3535e-06 | 0 | 0 | 3.8667e-06 | 0 | 3.8667e-06 | [12 empty] | 7.3.3.17.5 (Remote Grid) Updates to grid topology to minimize risk of ignition in HFTDs Remote GridWLDFRContaminationAggregated | WLDFR | HFTD - Distribution - Tier 2 - 1QU CoRE ¦ 3QU LoRE | Non-Red Flag Warning - Large Fires | Contamination | Aggregated | 2062 | 3.2436e-07 | 1013.9529 | 0.00032889 | 2062 | Mitigation | 0.95 | 45 | 0 | esc | 0.00097009 | 3.1466e-10 | 0.00097009 | 3.1466e-10
[79 empty] | WLDFR | HFTD - Distribution - Tier 2 - 2QU CoRE ¦ 5QU LoRE | Non-Red Flag Warning - Destructive Fires | 2063 | 1.7967e-09 | 1.7967e-09 | 13246.6313 | 384.5316 | 12862.0997 | 0 | 0 | 0 | 2.2181e-06 | 2.38e-05 | 0 | 2.38e-05 | 2.38e-05 | 0 | 2.38e-05 | 0 | 2.4422e-06 | 5.3535e-06 | 0 | 5.3535e-06 | 0 | 0 | 0 | 0 | 0 | [12 empty] | 7.3.3.17.5 (Remote Grid) Updates to grid topology to minimize risk of ignition in HFTDs Remote GridWLDFRContaminationAggregated | WLDFR | HFTD - Distribution - Tier 2 - 1QU CoRE ¦ 3QU LoRE | Non-Red Flag Warning - Large Fires | Contamination | Aggregated | 2063 | 3.2436e-07 | 1013.9529 | 0.00032889 | 2063 | Mitigation | 0.95 | 45 | 0 | esc | 0.00097009 | 3.1466e-10 | 0.00097009 | 3.1466e-10
[79 empty] | WLDFR | HFTD - Distribution - Tier 2 - 2QU CoRE ¦ 5QU LoRE | Non-Red Flag Warning - Destructive Fires | 2064 | 1.7967e-09 | 1.7967e-09 | 13246.6313 | 384.5316 | 12862.0997 | 0 | 0 | 0 | 2.2181e-06 | 2.38e-05 | 0 | 2.38e-05 | 2.38e-05 | 0 | 2.38e-05 | 0 | 2.4422e-06 | 5.3535e-06 | 0 | 5.3535e-06 | 0 | 0 | 0 | 0 | 0 | [12 empty] | 7.3.3.17.5 (Remote Grid) Updates to grid topology to minimize risk of ignition in HFTDs Remote GridWLDFRContaminationAggregated | WLDFR | HFTD - Distribution - Tier 2 - 1QU CoRE ¦ 3QU LoRE | Non-Red Flag Warning - Large Fires | Contamination | Aggregated | 2064 | 3.2436e-07 | 1013.9529 | 0.00032889 | 2064 | Mitigation | 0.95 | 45 | 0 | esc | 0.00097009 | 3.1466e-10 | 0.00097009 | 3.1466e-10
[79 empty] | WLDFR | HFTD - Distribution - Tier 2 - 2QU CoRE ¦ 5QU LoRE | Non-Red Flag Warning - Destructive Fires | 2065 | 1.7967e-09 | 1.7967e-09 | 13246.6313 | 384.5316 | 12862.0997 | 0 | 0 | 0 | 2.2181e-06 | 2.38e-05 | 0 | 2.38e-05 | 2.38e-05 | 0 | 2.38e-05 | 0 | 2.4422e-06 | 5.3535e-06 | 0 | 5.3535e-06 | 0 | 1.434e-07 | 0 | 0 | 0 | [12 empty] | 7.3.3.17.5 (Remote Grid) Updates to grid topology to minimize risk of ignition in HFTDs Remote GridWLDFRContaminationAggregated | WLDFR | HFTD - Distribution - Tier 2 - 1QU CoRE ¦ 3QU LoRE | Non-Red Flag Warning - Large Fires | Contamination | Aggregated | 2065 | 3.2436e-07 | 1013.9529 | 0.00032889 | 2065 | Mitigation | 0.95 | 45 | 0 | esc | 0.00097009 | 3.1466e-10 | 0.00097009 | 3.1466e-10
[79 empty] | WLDFR | HFTD - Distribution - Tier 2 - 2QU CoRE ¦ 5QU LoRE | Non-Red Flag Warning - Destructive Fires | 2066 | 1.7967e-09 | 1.7967e-09 | 13246.6313 | 384.5316 | 12862.0997 | 0 | 0 | 0 | 2.2181e-06 | 2.38e-05 | 0 | 2.38e-05 | 2.38e-05 | 0 | 2.38e-05 | 0 | 2.4422e-06 | 5.3535e-06 | 0 | 5.3535e-06 | 0 | 1.4802e-07 | 2.9604e-07 | 0 | 2.9604e-07 | [12 empty] | 7.3.3.17.5 (Remote Grid) Updates to grid topology to minimize risk of ignition in HFTDs Remote GridWLDFRContaminationAggregated | WLDFR | HFTD - Distribution - Tier 2 - 1QU CoRE ¦ 3QU LoRE | Non-Red Flag Warning - Large Fires | Contamination | Aggregated | 2066 | 3.2436e-07 | 1013.9529 | 0.00032889 | 2066 | Mitigation | 0.95 | 45 | 0 | esc | 0.00097009 | 3.1466e-10 | 0.00097009 | 3.1466e-10
[79 empty] | WLDFR | HFTD - Distribution - Tier 2 - 2QU CoRE ¦ 5QU LoRE | Non-Red Flag Warning - Destructive Fires | 2067 | 0 | 1.7967e-09 | 13246.6313 | 384.5316 | 12862.0997 | 0 | 0 | 0 | 2.2181e-06 | 0 | 0 | 0 | 2.38e-05 | 0 | 2.38e-05 | 0 | 2.5984e-06 | 5.6958e-06 | 0 | 5.6958e-06 | 0 | 1.4802e-07 | 2.9604e-07 | 0 | 2.9604e-07 | [12 empty] | 7.3.3.17.5 (Remote Grid) Updates to grid topology to minimize risk of ignition in HFTDs Remote GridWLDFRContaminationAggregated | WLDFR | HFTD - Distribution - Tier 2 - 1QU CoRE ¦ 3QU LoRE | Non-Red Flag Warning - Large Fires | Contamination | Aggregated | 2067 | 3.2436e-07 | 1013.9529 | 0.00032889 | 2067 | Mitigation | 0.95 | 45 | 0 | esc | 0 | 0 | 0.00097009 | 3.1466e-10
[79 empty] | WLDFR | HFTD - Distribution - Tier 2 - 2QU CoRE ¦ 5QU LoRE | Non-Red Flag Warning - Large Fires | 2022 | 1.7577e-08 | 0 | 5.2406 | 0.69642 | 2.942 | 1.6022 | 0 | 0 | 2.1238e-05 | 9.2112e-08 | 0 | 9.2112e-08 | 0 | 0 | 0 | 0 | 2.5984e-06 | 5.6958e-06 | 0 | 5.6958e-06 | 0 | 1.4802e-07 | 2.9604e-07 | 0 | 2.9604e-07 | [12 empty] | 7.3.3.17.5 (Remote Grid) Updates to grid topology to minimize risk of ignition in HFTDs Remote GridWLDFREquipment / facility failureAggregated | WLDFR | HFTD - Distribution - Tier 2 - 1QU CoRE ¦ 3QU LoRE | Non-Red Flag Warning - Large Fires | Equipment / facility failure | Aggregated | 2022 | 5.5401e-06 | 1013.9529 | 0.0056174 | 2022 | Mitigation | 0.95 | 45 | 0 | esc | 0.00097009 | 5.3744e-09 | 0 | 0
[79 empty] | WLDFR | HFTD - Distribution - Tier 2 - 2QU CoRE ¦ 5QU LoRE | Non-Red Flag Warning - Large Fires | 2023 | 1.7577e-08 | 1.7577e-08 | 5.475 | 0.71896 | 3.0715 | 1.6846 | 0 | 0 | 2.1238e-05 | 9.6233e-08 | 0 | 9.6233e-08 | 9.6233e-08 | 0 | 9.6233e-08 | 0 | 2.5984e-06 | 5.6958e-06 | 0 | 5.6958e-06 | 0 | 1.4802e-07 | 2.9604e-07 | 0 | 2.9604e-07 | [12 empty] | 7.3.3.17.5 (Remote Grid) Updates to grid topology to minimize risk of ignition in HFTDs Remote GridWLDFREquipment / facility failureAggregated | WLDFR | HFTD - Distribution - Tier 2 - 1QU CoRE ¦ 3QU LoRE | Non-Red Flag Warning - Large Fires | Equipment / facility failure | Aggregated | 2023 | 5.5401e-06 | 1013.9529 | 0.0056174 | 2023 | Mitigation | 0.95 | 45 | 0 | esc | 0.00097009 | 5.3744e-09 | 0.00097009 | 5.3744e-09
[79 empty] | WLDFR | HFTD - Distribution - Tier 2 - 2QU CoRE ¦ 5QU LoRE | Non-Red Flag Warning - Large Fires | 2024 | 1.7577e-08 | 1.7577e-08 | 5.475 | 0.71896 | 3.0715 | 1.6846 | 0 | 0 | 2.1238e-05 | 9.6233e-08 | 0 | 9.6233e-08 | 9.6233e-08 | 0 | 9.6233e-08 | 0 | 2.5984e-06 | 5.6958e-06 | 0 | 5.6958e-06 | 0 | 1.4802e-07 | 2.9604e-07 | 0 | 2.9604e-07 | [12 empty] | 7.3.3.17.5 (Remote Grid) Updates to grid topology to minimize risk of ignition in HFTDs Remote GridWLDFREquipment / facility failureAggregated | WLDFR | HFTD - Distribution - Tier 2 - 1QU CoRE ¦ 3QU LoRE | Non-Red Flag Warning - Large Fires | Equipment / facility failure | Aggregated | 2024 | 5.5401e-06 | 1013.9529 | 0.0056174 | 2024 | Mitigation | 0.95 | 45 | 0 | esc | 0.00097009 | 5.3744e-09 | 0.00097009 | 5.3744e-09
[79 empty] | WLDFR | HFTD - Distribution - Tier 2 - 2QU CoRE ¦ 5QU LoRE | Non-Red Flag Warning - Large Fires | 2025 | 1.7577e-08 | 1.7577e-08 | 5.475 | 0.71896 | 3.0715 | 1.6846 | 0 | 0 | 2.1238e-05 | 9.6233e-08 | 0 | 9.6233e-08 | 9.6233e-08 | 0 | 9.6233e-08 | 0 | 2.5984e-06 | 5.6958e-06 | 0 | 5.6958e-06 | 0 | 1.5391e-07 | 3.0781e-07 | 0 | 3.0781e-07 | [12 empty] | 7.3.3.17.5 (Remote Grid) Updates to grid topology to minimize risk of ignition in HFTDs Remote GridWLDFREquipment / facility failureAggregated | WLDFR | HFTD - Distribution - Tier 2 - 1QU CoRE ¦ 3QU LoRE | Non-Red Flag Warning - Large Fires | Equipment / facility failure | Aggregated | 2025 | 5.5401e-06 | 1013.9529 | 0.0056174 | 2025 | Mitigation | 0.95 | 45 | 0 | esc | 0.00097009 | 5.3744e-09 | 0.00097009 | 5.3744e-09
[79 empty] | WLDFR | HFTD - Distribution - Tier 2 - 2QU CoRE ¦ 5QU LoRE | Non-Red Flag Warning - Large Fires | 2026 | 1.7577e-08 | 1.7577e-08 | 5.475 | 0.71896 | 3.0715 | 1.6846 | 0 | 0 | 2.1238e-05 | 9.6233e-08 | 0 | 9.6233e-08 | 9.6233e-08 | 0 | 9.6233e-08 | 0 | 2.7601e-06 | 6.0502e-06 | 0 | 6.0502e-06 | 0 | 1.5391e-07 | 3.0781e-07 | 0 | 3.0781e-07 | [12 empty] | 7.3.3.17.5 (Remote Grid) Updates to grid topology to minimize risk of ignition in HFTDs Remote GridWLDFREquipment / facility failureAggregated | WLDFR | HFTD - Distribution - Tier 2 - 1QU CoRE ¦ 3QU LoRE | Non-Red Flag Warning - Large Fires | Equipment / facility failure | Aggregated | 2026 | 5.5401e-06 | 1013.9529 | 0.0056174 | 2026 | Mitigation | 0.95 | 45 | 0 | esc | 0.00097009 | 5.3744e-09 | 0.00097009 | 5.3744e-09
[79 empty] | WLDFR | HFTD - Distribution - Tier 2 - 2QU CoRE ¦ 5QU LoRE | Non-Red Flag Warning - Large Fires | 2027 | 1.7577e-08 | 1.7577e-08 | 5.475 | 0.71896 | 3.0715 | 1.6846 | 0 | 0 | 2.1238e-05 | 9.6233e-08 | 0 | 9.6233e-08 | 9.6233e-08 | 0 | 9.6233e-08 | 0 | 2.7601e-06 | 6.0502e-06 | 0 | 6.0502e-06 | 0 | 1.5391e-07 | 3.0781e-07 | 0 | 3.0781e-07 | [12 empty] | 7.3.3.17.5 (Remote Grid) Updates to grid topology to minimize risk of ignition in HFTDs Remote GridWLDFREquipment / facility failureAggregated | WLDFR | HFTD - Distribution - Tier 2 - 1QU CoRE ¦ 3QU LoRE | Non-Red Flag Warning - Large Fires | Equipment / facility failure | Aggregated | 2027 | 5.5401e-06 | 1013.9529 | 0.0056174 | 2027 | Mitigation | 0.95 | 45 | 0 | esc | 0.00097009 | 5.3744e-09 | 0.00097009 | 5.3744e-09
[79 empty] | WLDFR | HFTD - Distribution - Tier 2 - 2QU CoRE ¦ 5QU LoRE | Non-Red Flag Warning - Large Fires | 2028 | 1.7577e-08 | 1.7577e-08 | 5.777 | 0.74734 | 3.238 | 1.7917 | 0 | 0 | 2.1238e-05 | 1.0154e-07 | 0 | 1.0154e-07 | 1.0154e-07 | 0 | 1.0154e-07 | 0 | 2.7601e-06 | 6.0502e-06 | 0 | 6.0502e-06 | 0 | 1.5391e-07 | 3.0781e-07 | 0 | 3.0781e-07 | [12 empty] | 7.3.3.17.5 (Remote Grid) Updates to grid topology to minimize risk of ignition in HFTDs Remote GridWLDFREquipment / facility failureAggregated | WLDFR | HFTD - Distribution - Tier 2 - 1QU CoRE ¦ 3QU LoRE | Non-Red Flag Warning - Large Fires | Equipment / facility failure | Aggregated | 2028 | 5.5401e-06 | 1013.9529 | 0.0056174 | 2028 | Mitigation | 0.95 | 45 | 0 | esc | 0.00097009 | 5.3744e-09 | 0.00097009 | 5.3744e-09
[79 empty] | WLDFR | HFTD - Distribution - Tier 2 - 2QU CoRE ¦ 5QU LoRE | Non-Red Flag Warning - Large Fires | 2029 | 1.7577e-08 | 1.7577e-08 | 5.777 | 0.74734 | 3.238 | 1.7917 | 0 | 0 | 2.1238e-05 | 1.0154e-07 | 0 | 1.0154e-07 | 1.0154e-07 | 0 | 1.0154e-07 | 0 | 2.7601e-06 | 6.0502e-06 | 0 | 6.0502e-06 | 0 | 1.5391e-07 | 3.0781e-07 | 0 | 3.0781e-07 | [12 empty] | 7.3.3.17.5 (Remote Grid) Updates to grid topology to minimize risk of ignition in HFTDs Remote GridWLDFREquipment / facility failureAggregated | WLDFR | HFTD - Distribution - Tier 2 - 1QU CoRE ¦ 3QU LoRE | Non-Red Flag Warning - Large Fires | Equipment / facility failure | Aggregated | 2029 | 5.5401e-06 | 1013.9529 | 0.0056174 | 2029 | Mitigation | 0.95 | 45 | 0 | esc | 0.00097009 | 5.3744e-09 | 0.00097009 | 5.3744e-09
[79 empty] | WLDFR | HFTD - Distribution - Tier 2 - 2QU CoRE ¦ 5QU LoRE | Non-Red Flag Warning - Large Fires | 2030 | 1.7577e-08 | 1.7577e-08 | 5.777 | 0.74734 | 3.238 | 1.7917 | 0 | 0 | 2.1238e-05 | 1.0154e-07 | 0 | 1.0154e-07 | 1.0154e-07 | 0 | 1.0154e-07 | 0 | 2.7601e-06 | 6.0502e-06 | 0 | 6.0502e-06 | 0 | 1.6054e-07 | 3.2109e-07 | 0 | 3.2109e-07 | [12 empty] | 7.3.3.17.5 (Remote Grid) Updates to grid topology to minimize risk of ignition in HFTDs Remote GridWLDFREquipment / facility failureAggregated | WLDFR | HFTD - Distribution - Tier 2 - 1QU CoRE ¦ 3QU LoRE | Non-Red Flag Warning - Large Fires | Equipment / facility failure | Aggregated | 2030 | 5.5401e-06 | 1013.9529 | 0.0056174 | 2030 | Mitigation | 0.95 | 45 | 0 | esc | 0.00097009 | 5.3744e-09 | 0.00097009 | 5.3744e-09
[79 empty] | WLDFR | HFTD - Distribution - Tier 2 - 2QU CoRE ¦ 5QU LoRE | Non-Red Flag Warning - Large Fires | 2031 | 1.7577e-08 | 1.7577e-08 | 5.777 | 0.74734 | 3.238 | 1.7917 | 0 | 0 | 2.1238e-05 | 1.0154e-07 | 0 | 1.0154e-07 | 1.0154e-07 | 0 | 1.0154e-07 | 0 | 2.9254e-06 | 6.4125e-06 | 0 | 6.4125e-06 | 0 | 1.6054e-07 | 3.2109e-07 | 0 | 3.2109e-07 | [12 empty] | 7.3.3.17.5 (Remote Grid) Updates to grid topology to minimize risk of ignition in HFTDs Remote GridWLDFREquipment / facility failureAggregated | WLDFR | HFTD - Distribution - Tier 2 - 1QU CoRE ¦ 3QU LoRE | Non-Red Flag Warning - Large Fires | Equipment / facility failure | Aggregated | 2031 | 5.5401e-06 | 1013.9529 | 0.0056174 | 2031 | Mitigation | 0.95 | 45 | 0 | esc | 0.00097009 | 5.3744e-09 | 0.00097009 | 5.3744e-09
[79 empty] | WLDFR | HFTD - Distribution - Tier 2 - 2QU CoRE ¦ 5QU LoRE | Non-Red Flag Warning - Large Fires | 2032 | 1.7577e-08 | 1.7577e-08 | 5.777 | 0.74734 | 3.238 | 1.7917 | 0 | 0 | 2.1238e-05 | 1.0154e-07 | 0 | 1.0154e-07 | 1.0154e-07 | 0 | 1.0154e-07 | 0 | 2.9254e-06 | 6.4125e-06 | 0 | 6.4125e-06 | 0 | 1.6054e-07 | 3.2109e-07 | 0 | 3.2109e-07 | [12 empty] | 7.3.3.17.5 (Remote Grid) Updates to grid topology to minimize risk of ignition in HFTDs Remote GridWLDFREquipment / facility failureAggregated | WLDFR | HFTD - Distribution - Tier 2 - 1QU CoRE ¦ 3QU LoRE | Non-Red Flag Warning - Large Fires | Equipment / facility failure | Aggregated | 2032 | 5.5401e-06 | 1013.9529 | 0.0056174 | 2032 | Mitigation | 0.95 | 45 | 0 | esc | 0.00097009 | 5.3744e-09 | 0.00097009 | 5.3744e-09
[79 empty] | WLDFR | HFTD - Distribution - Tier 2 - 2QU CoRE ¦ 5QU LoRE | Non-Red Flag Warning - Large Fires | 2033 | 1.7577e-08 | 1.7577e-08 | 6.1205 | 0.77885 | 3.4265 | 1.9151 | 0 | 0 | 2.1238e-05 | 1.0758e-07 | 0 | 1.0758e-07 | 1.0758e-07 | 0 | 1.0758e-07 | 0 | 2.9254e-06 | 6.4125e-06 | 0 | 6.4125e-06 | 0 | 1.6054e-07 | 3.2109e-07 | 0 | 3.2109e-07 | [12 empty] | 7.3.3.17.5 (Remote Grid) Updates to grid topology to minimize risk of ignition in HFTDs Remote GridWLDFREquipment / facility failureAggregated | WLDFR | HFTD - Distribution - Tier 2 - 1QU CoRE ¦ 3QU LoRE | Non-Red Flag Warning - Large Fires | Equipment / facility failure | Aggregated | 2033 | 5.5401e-06 | 1013.9529 | 0.0056174 | 2033 | Mitigation | 0.95 | 45 | 0 | esc | 0.00097009 | 5.3744e-09 | 0.00097009 | 5.3744e-09
[79 empty] | WLDFR | HFTD - Distribution - Tier 2 - 2QU CoRE ¦ 5QU LoRE | Non-Red Flag Warning - Large Fires | 2034 | 1.7577e-08 | 1.7577e-08 | 6.1205 | 0.77885 | 3.4265 | 1.9151 | 0 | 0 | 2.1238e-05 | 1.0758e-07 | 0 | 1.0758e-07 | 1.0758e-07 | 0 | 1.0758e-07 | 0 | 0 | 6.4125e-06 | 0 | 6.4125e-06 | 0 | 1.6054e-07 | 3.2109e-07 | 0 | 3.2109e-07 | [12 empty] | 7.3.3.17.5 (Remote Grid) Updates to grid topology to minimize risk of ignition in HFTDs Remote GridWLDFREquipment / facility failureAggregated | WLDFR | HFTD - Distribution - Tier 2 - 1QU CoRE ¦ 3QU LoRE | Non-Red Flag Warning - Large Fires | Equipment / facility failure | Aggregated | 2034 | 5.5401e-06 | 1013.9529 | 0.0056174 | 2034 | Mitigation | 0.95 | 45 | 0 | esc | 0.00097009 | 5.3744e-09 | 0.00097009 | 5.3744e-09
[79 empty] | WLDFR | HFTD - Distribution - Tier 2 - 2QU CoRE ¦ 5QU LoRE | Non-Red Flag Warning - Large Fires | 2035 | 1.7577e-08 | 1.7577e-08 | 6.1205 | 0.77885 | 3.4265 | 1.9151 | 0 | 0 | 2.1238e-05 | 1.0758e-07 | 0 | 1.0758e-07 | 1.0758e-07 | 0 | 1.0758e-07 | 0 | 0 | 0 | 0 | 0 | 0 | 1.6786e-07 | 3.3571e-07 | 0 | 3.3571e-07 | [12 empty] | 7.3.3.17.5 (Remote Grid) Updates to grid topology to minimize risk of ignition in HFTDs Remote GridWLDFREquipment / facility failureAggregated | WLDFR | HFTD - Distribution - Tier 2 - 1QU CoRE ¦ 3QU LoRE | Non-Red Flag Warning - Large Fires | Equipment / facility failure | Aggregated | 2035 | 5.5401e-06 | 1013.9529 | 0.0056174 | 2035 | Mitigation | 0.95 | 45 | 0 | esc | 0.00097009 | 5.3744e-09 | 0.00097009 | 5.3744e-09
[79 empty] | WLDFR | HFTD - Distribution - Tier 2 - 2QU CoRE ¦ 5QU LoRE | Non-Red Flag Warning - Large Fires | 2036 | 1.7577e-08 | 1.7577e-08 | 6.1205 | 0.77885 | 3.4265 | 1.9151 | 0 | 0 | 2.1238e-05 | 1.0758e-07 | 0 | 1.0758e-07 | 1.0758e-07 | 0 | 1.0758e-07 | 0 | 2.8424e-06 | 0 | 0 | 0 | 0 | 1.6786e-07 | 3.3571e-07 | 0 | 3.3571e-07 | [12 empty] | 7.3.3.17.5 (Remote Grid) Updates to grid topology to minimize risk of ignition in HFTDs Remote GridWLDFREquipment / facility failureAggregated | WLDFR | HFTD - Distribution - Tier 2 - 1QU CoRE ¦ 3QU LoRE | Non-Red Flag Warning - Large Fires | Equipment / facility failure | Aggregated | 2036 | 5.5401e-06 | 1013.9529 | 0.0056174 | 2036 | Mitigation | 0.95 | 45 | 0 | esc | 0.00097009 | 5.3744e-09 | 0.00097009 | 5.3744e-09
[79 empty] | WLDFR | HFTD - Distribution - Tier 2 - 2QU CoRE ¦ 5QU LoRE | Non-Red Flag Warning - Large Fires | 2037 | 1.7577e-08 | 1.7577e-08 | 6.1205 | 0.77885 | 3.4265 | 1.9151 | 0 | 0 | 2.1238e-05 | 1.0758e-07 | 0 | 1.0758e-07 | 1.0758e-07 | 0 | 1.0758e-07 | 0 | 2.9339e-06 | 6.4312e-06 | 0 | 6.4312e-06 | 0 | 1.6786e-07 | 3.3571e-07 | 0 | 3.3571e-07 | [12 empty] | 7.3.3.17.5 (Remote Grid) Updates to grid topology to minimize risk of ignition in HFTDs Remote GridWLDFREquipment / facility failureAggregated | WLDFR | HFTD - Distribution - Tier 2 - 1QU CoRE ¦ 3QU LoRE | Non-Red Flag Warning - Large Fires | Equipment / facility failure | Aggregated | 2037 | 5.5401e-06 | 1013.9529 | 0.0056174 | 2037 | Mitigation | 0.95 | 45 | 0 | esc | 0.00097009 | 5.3744e-09 | 0.00097009 | 5.3744e-09
[79 empty] | WLDFR | HFTD - Distribution - Tier 2 - 2QU CoRE ¦ 5QU LoRE | Non-Red Flag Warning - Large Fires | 2038 | 1.7577e-08 | 1.7577e-08 | 6.5028 | 0.81304 | 3.6355 | 2.0543 | 0 | 0 | 2.1238e-05 | 1.143e-07 | 0 | 1.143e-07 | 1.143e-07 | 0 | 1.143e-07 | 0 | 2.9339e-06 | 6.4312e-06 | 0 | 6.4312e-06 | 0 | 1.6786e-07 | 3.3571e-07 | 0 | 3.3571e-07 | [12 empty] | 7.3.3.17.5 (Remote Grid) Updates to grid topology to minimize risk of ignition in HFTDs Remote GridWLDFREquipment / facility failureAggregated | WLDFR | HFTD - Distribution - Tier 2 - 1QU CoRE ¦ 3QU LoRE | Non-Red Flag Warning - Large Fires | Equipment / facility failure | Aggregated | 2038 | 5.5401e-06 | 1013.9529 | 0.0056174 | 2038 | Mitigation | 0.95 | 45 | 0 | esc | 0.00097009 | 5.3744e-09 | 0.00097009 | 5.3744e-09
[79 empty] | WLDFR | HFTD - Distribution - Tier 2 - 2QU CoRE ¦ 5QU LoRE | Non-Red Flag Warning - Large Fires | 2039 | 1.7577e-08 | 1.7577e-08 | 6.5028 | 0.81304 | 3.6355 | 2.0543 | 0 | 0 | 2.1238e-05 | 1.143e-07 | 0 | 1.143e-07 | 1.143e-07 | 0 | 1.143e-07 | 0 | 2.9339e-06 | 6.4312e-06 | 0 | 6.4312e-06 | 0 | 1.6786e-07 | 3.3571e-07 | 0 | 3.3571e-07 | [12 empty] | 7.3.3.17.5 (Remote Grid) Updates to grid topology to minimize risk of ignition in HFTDs Remote GridWLDFREquipment / facility failureAggregated | WLDFR | HFTD - Distribution - Tier 2 - 1QU CoRE ¦ 3QU LoRE | Non-Red Flag Warning - Large Fires | Equipment / facility failure | Aggregated | 2039 | 5.5401e-06 | 1013.9529 | 0.0056174 | 2039 | Mitigation | 0.95 | 45 | 0 | esc | 0.00097009 | 5.3744e-09 | 0.00097009 | 5.3744e-09
[79 empty] | WLDFR | HFTD - Distribution - Tier 2 - 2QU CoRE ¦ 5QU LoRE | Non-Red Flag Warning - Large Fires | 2040 | 1.7577e-08 | 1.7577e-08 | 6.5028 | 0.81304 | 3.6355 | 2.0543 | 0 | 0 | 2.1238e-05 | 1.143e-07 | 0 | 1.143e-07 | 1.143e-07 | 0 | 1.143e-07 | 0 | 2.9339e-06 | 6.4312e-06 | 0 | 6.4312e-06 | 0 | 1.7578e-07 | 3.5155e-07 | 0 | 3.5155e-07 | [12 empty] | 7.3.3.17.5 (Remote Grid) Updates to grid topology to minimize risk of ignition in HFTDs Remote GridWLDFREquipment / facility failureAggregated | WLDFR | HFTD - Distribution - Tier 2 - 1QU CoRE ¦ 3QU LoRE | Non-Red Flag Warning - Large Fires | Equipment / facility failure | Aggregated | 2040 | 5.5401e-06 | 1013.9529 | 0.0056174 | 2040 | Mitigation | 0.95 | 45 | 0 | esc | 0.00097009 | 5.3744e-09 | 0.00097009 | 5.3744e-09
[79 empty] | WLDFR | HFTD - Distribution - Tier 2 - 2QU CoRE ¦ 5QU LoRE | Non-Red Flag Warning - Large Fires | 2041 | 1.7577e-08 | 1.7577e-08 | 6.5028 | 0.81304 | 3.6355 | 2.0543 | 0 | 0 | 2.1238e-05 | 1.143e-07 | 0 | 1.143e-07 | 1.143e-07 | 0 | 1.143e-07 | 0 | 2.9339e-06 | 6.4312e-06 | 0 | 6.4312e-06 | 0 | 1.7578e-07 | 3.5155e-07 | 0 | 3.5155e-07 | [12 empty] | 7.3.3.17.5 (Remote Grid) Updates to grid topology to minimize risk of ignition in HFTDs Remote GridWLDFREquipment / facility failureAggregated | WLDFR | HFTD - Distribution - Tier 2 - 1QU CoRE ¦ 3QU LoRE | Non-Red Flag Warning - Large Fires | Equipment / facility failure | Aggregated | 2041 | 5.5401e-06 | 1013.9529 | 0.0056174 | 2041 | Mitigation | 0.95 | 45 | 0 | esc | 0.00097009 | 5.3744e-09 | 0.00097009 | 5.3744e-09
[79 empty] | WLDFR | HFTD - Distribution - Tier 2 - 2QU CoRE ¦ 5QU LoRE | Non-Red Flag Warning - Large Fires | 2042 | 1.7577e-08 | 1.7577e-08 | 6.5028 | 0.81304 | 3.6355 | 2.0543 | 0 | 0 | 2.1238e-05 | 1.143e-07 | 0 | 1.143e-07 | 1.143e-07 | 0 | 1.143e-07 | 0 | 3.0506e-06 | 6.687e-06 | 0 | 6.687e-06 | 0 | 1.7578e-07 | 3.5155e-07 | 0 | 3.5155e-07 | [12 empty] | 7.3.3.17.5 (Remote Grid) Updates to grid topology to minimize risk of ignition in HFTDs Remote GridWLDFREquipment / facility failureAggregated | WLDFR | HFTD - Distribution - Tier 2 - 1QU CoRE ¦ 3QU LoRE | Non-Red Flag Warning - Large Fires | Equipment / facility failure | Aggregated | 2042 | 5.5401e-06 | 1013.9529 | 0.0056174 | 2042 | Mitigation | 0.95 | 45 | 0 | esc | 0.00097009 | 5.3744e-09 | 0.00097009 | 5.3744e-09
[79 empty] | WLDFR | HFTD - Distribution - Tier 2 - 2QU CoRE ¦ 5QU LoRE | Non-Red Flag Warning - Large Fires | 2043 | 1.7577e-08 | 1.7577e-08 | 6.9209 | 0.84944 | 3.8632 | 2.2083 | 0 | 0 | 2.1238e-05 | 1.2165e-07 | 0 | 1.2165e-07 | 1.2165e-07 | 0 | 1.2165e-07 | 0 | 3.0506e-06 | 6.687e-06 | 0 | 6.687e-06 | 0 | 1.7578e-07 | 3.5155e-07 | 0 | 3.5155e-07 | [12 empty] | 7.3.3.17.5 (Remote Grid) Updates to grid topology to minimize risk of ignition in HFTDs Remote GridWLDFREquipment / facility failureAggregated | WLDFR | HFTD - Distribution - Tier 2 - 1QU CoRE ¦ 3QU LoRE | Non-Red Flag Warning - Large Fires | Equipment / facility failure | Aggregated | 2043 | 5.5401e-06 | 1013.9529 | 0.0056174 | 2043 | Mitigation | 0.95 | 45 | 0 | esc | 0.00097009 | 5.3744e-09 | 0.00097009 | 5.3744e-09
[79 empty] | WLDFR | HFTD - Distribution - Tier 2 - 2QU CoRE ¦ 5QU LoRE | Non-Red Flag Warning - Large Fires | 2044 | 1.7577e-08 | 1.7577e-08 | 6.9209 | 0.84944 | 3.8632 | 2.2083 | 0 | 0 | 2.1238e-05 | 1.2165e-07 | 0 | 1.2165e-07 | 1.2165e-07 | 0 | 1.2165e-07 | 0 | 3.0506e-06 | 6.687e-06 | 0 | 6.687e-06 | 0 | 1.7578e-07 | 3.5155e-07 | 0 | 3.5155e-07 | [12 empty] | 7.3.3.17.5 (Remote Grid) Updates to grid topology to minimize risk of ignition in HFTDs Remote GridWLDFREquipment / facility failureAggregated | WLDFR | HFTD - Distribution - Tier 2 - 1QU CoRE ¦ 3QU LoRE | Non-Red Flag Warning - Large Fires | Equipment / facility failure | Aggregated | 2044 | 5.5401e-06 | 1013.9529 | 0.0056174 | 2044 | Mitigation | 0.95 | 45 | 0 | esc | 0.00097009 | 5.3744e-09 | 0.00097009 | 5.3744e-09
[79 empty] | WLDFR | HFTD - Distribution - Tier 2 - 2QU CoRE ¦ 5QU LoRE | Non-Red Flag Warning - Large Fires | 2045 | 1.7577e-08 | 1.7577e-08 | 6.9209 | 0.84944 | 3.8632 | 2.2083 | 0 | 0 | 2.1238e-05 | 1.2165e-07 | 0 | 1.2165e-07 | 1.2165e-07 | 0 | 1.2165e-07 | 0 | 3.0506e-06 | 6.687e-06 | 0 | 6.687e-06 | 0 | 1.8422e-07 | 3.6843e-07 | 0 | 3.6843e-07 | [12 empty] | 7.3.3.17.5 (Remote Grid) Updates to grid topology to minimize risk of ignition in HFTDs Remote GridWLDFREquipment / facility failureAggregated | WLDFR | HFTD - Distribution - Tier 2 - 1QU CoRE ¦ 3QU LoRE | Non-Red Flag Warning - Large Fires | Equipment / facility failure | Aggregated | 2045 | 5.5401e-06 | 1013.9529 | 0.0056174 | 2045 | Mitigation | 0.95 | 45 | 0 | esc | 0.00097009 | 5.3744e-09 | 0.00097009 | 5.3744e-09
[79 empty] | WLDFR | HFTD - Distribution - Tier 2 - 2QU CoRE ¦ 5QU LoRE | Non-Red Flag Warning - Large Fires | 2046 | 1.7577e-08 | 1.7577e-08 | 6.9209 | 0.84944 | 3.8632 | 2.2083 | 0 | 0 | 2.1238e-05 | 1.2165e-07 | 0 | 1.2165e-07 | 1.2165e-07 | 0 | 1.2165e-07 | 0 | 3.0506e-06 | 6.687e-06 | 0 | 6.687e-06 | 0 | 1.8422e-07 | 3.6843e-07 | 0 | 3.6843e-07 | [12 empty] | 7.3.3.17.5 (Remote Grid) Updates to grid topology to minimize risk of ignition in HFTDs Remote GridWLDFREquipment / facility failureAggregated | WLDFR | HFTD - Distribution - Tier 2 - 1QU CoRE ¦ 3QU LoRE | Non-Red Flag Warning - Large Fires | Equipment / facility failure | Aggregated | 2046 | 5.5401e-06 | 1013.9529 | 0.0056174 | 2046 | Mitigation | 0.95 | 45 | 0 | esc | 0.00097009 | 5.3744e-09 | 0.00097009 | 5.3744e-09
[79 empty] | WLDFR | HFTD - Distribution - Tier 2 - 2QU CoRE ¦ 5QU LoRE | Non-Red Flag Warning - Large Fires | 2047 | 1.7577e-08 | 1.7577e-08 | 6.9209 | 0.84944 | 3.8632 | 2.2083 | 0 | 0 | 2.1238e-05 | 1.2165e-07 | 0 | 1.2165e-07 | 1.2165e-07 | 0 | 1.2165e-07 | 0 | 3.1821e-06 | 6.9753e-06 | 0 | 6.9753e-06 | 0 | 1.8422e-07 | 3.6843e-07 | 0 | 3.6843e-07 | [12 empty] | 7.3.3.17.5 (Remote Grid) Updates to grid topology to minimize risk of ignition in HFTDs Remote GridWLDFREquipment / facility failureAggregated | WLDFR | HFTD - Distribution - Tier 2 - 1QU CoRE ¦ 3QU LoRE | Non-Red Flag Warning - Large Fires | Equipment / facility failure | Aggregated | 2047 | 5.5401e-06 | 1013.9529 | 0.0056174 | 2047 | Mitigation | 0.95 | 45 | 0 | esc | 0.00097009 | 5.3744e-09 | 0.00097009 | 5.3744e-09
[79 empty] | WLDFR | HFTD - Distribution - Tier 2 - 2QU CoRE ¦ 5QU LoRE | Non-Red Flag Warning - Large Fires | 2048 | 1.7577e-08 | 1.7577e-08 | 7.3713 | 0.88759 | 4.1075 | 2.3763 | 0 | 0 | 2.1238e-05 | 1.2956e-07 | 0 | 1.2956e-07 | 1.2956e-07 | 0 | 1.2956e-07 | 0 | 3.1821e-06 | 6.9753e-06 | 0 | 6.9753e-06 | 0 | 1.8422e-07 | 3.6843e-07 | 0 | 3.6843e-07 | [12 empty] | 7.3.3.17.5 (Remote Grid) Updates to grid topology to minimize risk of ignition in HFTDs Remote GridWLDFREquipment / facility failureAggregated | WLDFR | HFTD - Distribution - Tier 2 - 1QU CoRE ¦ 3QU LoRE | Non-Red Flag Warning - Large Fires | Equipment / facility failure | Aggregated | 2048 | 5.5401e-06 | 1013.9529 | 0.0056174 | 2048 | Mitigation | 0.95 | 45 | 0 | esc | 0.00097009 | 5.3744e-09 | 0.00097009 | 5.3744e-09
[79 empty] | WLDFR | HFTD - Distribution - Tier 2 - 2QU CoRE ¦ 5QU LoRE | Non-Red Flag Warning - Large Fires | 2049 | 1.7577e-08 | 1.7577e-08 | 7.3713 | 0.88759 | 4.1075 | 2.3763 | 0 | 0 | 2.1238e-05 | 1.2956e-07 | 0 | 1.2956e-07 | 1.2956e-07 | 0 | 1.2956e-07 | 0 | 3.1821e-06 | 6.9753e-06 | 0 | 6.9753e-06 | 0 | 0 | 3.6843e-07 | 0 | 3.6843e-07 | [12 empty] | 7.3.3.17.5 (Remote Grid) Updates to grid topology to minimize risk of ignition in HFTDs Remote GridWLDFREquipment / facility failureAggregated | WLDFR | HFTD - Distribution - Tier 2 - 1QU CoRE ¦ 3QU LoRE | Non-Red Flag Warning - Large Fires | Equipment / facility failure | Aggregated | 2049 | 5.5401e-06 | 1013.9529 | 0.0056174 | 2049 | Mitigation | 0.95 | 45 | 0 | esc | 0.00097009 | 5.3744e-09 | 0.00097009 | 5.3744e-09
[79 empty] | WLDFR | HFTD - Distribution - Tier 2 - 2QU CoRE ¦ 5QU LoRE | Non-Red Flag Warning - Large Fires | 2050 | 1.7577e-08 | 1.7577e-08 | 7.3713 | 0.88759 | 4.1075 | 2.3763 | 0 | 0 | 2.1238e-05 | 1.2956e-07 | 0 | 1.2956e-07 | 1.2956e-07 | 0 | 1.2956e-07 | 0 | 3.1821e-06 | 6.9753e-06 | 0 | 6.9753e-06 | 0 | 0 | 0 | 0 | 0 | [12 empty] | 7.3.3.17.5 (Remote Grid) Updates to grid topology to minimize risk of ignition in HFTDs Remote GridWLDFREquipment / facility failureAggregated | WLDFR | HFTD - Distribution - Tier 2 - 1QU CoRE ¦ 3QU LoRE | Non-Red Flag Warning - Large Fires | Equipment / facility failure | Aggregated | 2050 | 5.5401e-06 | 1013.9529 | 0.0056174 | 2050 | Mitigation | 0.95 | 45 | 0 | esc | 0.00097009 | 5.3744e-09 | 0.00097009 | 5.3744e-09
[79 empty] | WLDFR | HFTD - Distribution - Tier 2 - 2QU CoRE ¦ 5QU LoRE | Non-Red Flag Warning - Large Fires | 2051 | 1.7577e-08 | 1.7577e-08 | 7.3713 | 0.88759 | 4.1075 | 2.3763 | 0 | 0 | 2.1238e-05 | 1.2956e-07 | 0 | 1.2956e-07 | 1.2956e-07 | 0 | 1.2956e-07 | 0 | 3.1821e-06 | 6.9753e-06 | 0 | 6.9753e-06 | 0 | 0 | 0 | 0 | 0 | [12 empty] | 7.3.3.17.5 (Remote Grid) Updates to grid topology to minimize risk of ignition in HFTDs Remote GridWLDFREquipment / facility failureAggregated | WLDFR | HFTD - Distribution - Tier 2 - 1QU CoRE ¦ 3QU LoRE | Non-Red Flag Warning - Large Fires | Equipment / facility failure | Aggregated | 2051 | 5.5401e-06 | 1013.9529 | 0.0056174 | 2051 | Mitigation | 0.95 | 45 | 0 | esc | 0.00097009 | 5.3744e-09 | 0.00097009 | 5.3744e-09
[79 empty] | WLDFR | HFTD - Distribution - Tier 2 - 2QU CoRE ¦ 5QU LoRE | Non-Red Flag Warning - Large Fires | 2052 | 1.7577e-08 | 1.7577e-08 | 7.3713 | 0.88759 | 4.1075 | 2.3763 | 0 | 0 | 2.1238e-05 | 1.2956e-07 | 0 | 1.2956e-07 | 1.2956e-07 | 0 | 1.2956e-07 | 0 | 3.3271e-06 | 7.293e-06 | 0 | 7.293e-06 | 0 | 3.0331e-05 | 0 | 0 | 0 | [12 empty] | 7.3.3.17.5 (Remote Grid) Updates to grid topology to minimize risk of ignition in HFTDs Remote GridWLDFREquipment / facility failureAggregated | WLDFR | HFTD - Distribution - Tier 2 - 1QU CoRE ¦ 3QU LoRE | Non-Red Flag Warning - Large Fires | Equipment / facility failure | Aggregated | 2052 | 5.5401e-06 | 1013.9529 | 0.0056174 | 2052 | Mitigation | 0.95 | 45 | 0 | esc | 0.00097009 | 5.3744e-09 | 0.00097009 | 5.3744e-09
[79 empty] | WLDFR | HFTD - Distribution - Tier 2 - 2QU CoRE ¦ 5QU LoRE | Non-Red Flag Warning - Large Fires | 2053 | 1.7577e-08 | 1.7577e-08 | 7.8503 | 0.92702 | 4.3664 | 2.5569 | 0 | 0 | 2.1238e-05 | 1.3798e-07 | 0 | 1.3798e-07 | 1.3798e-07 | 0 | 1.3798e-07 | 0 | 3.3271e-06 | 7.293e-06 | 0 | 7.293e-06 | 0 | 3.1442e-05 | 6.2885e-05 | 0 | 6.2885e-05 | [12 empty] | 7.3.3.17.5 (Remote Grid) Updates to grid topology to minimize risk of ignition in HFTDs Remote GridWLDFREquipment / facility failureAggregated | WLDFR | HFTD - Distribution - Tier 2 - 1QU CoRE ¦ 3QU LoRE | Non-Red Flag Warning - Large Fires | Equipment / facility failure | Aggregated | 2053 | 5.5401e-06 | 1013.9529 | 0.0056174 | 2053 | Mitigation | 0.95 | 45 | 0 | esc | 0.00097009 | 5.3744e-09 | 0.00097009 | 5.3744e-09
[79 empty] | WLDFR | HFTD - Distribution - Tier 2 - 2QU CoRE ¦ 5QU LoRE | Non-Red Flag Warning - Large Fires | 2054 | 1.7577e-08 | 1.7577e-08 | 7.8503 | 0.92702 | 4.3664 | 2.5569 | 0 | 0 | 2.1238e-05 | 1.3798e-07 | 0 | 1.3798e-07 | 1.3798e-07 | 0 | 1.3798e-07 | 0 | 3.3271e-06 | 7.293e-06 | 0 | 7.293e-06 | 0 | 3.1442e-05 | 6.2885e-05 | 0 | 6.2885e-05 | [12 empty] | 7.3.3.17.5 (Remote Grid) Updates to grid topology to minimize risk of ignition in HFTDs Remote GridWLDFREquipment / facility failureAggregated | WLDFR | HFTD - Distribution - Tier 2 - 1QU CoRE ¦ 3QU LoRE | Non-Red Flag Warning - Large Fires | Equipment / facility failure | Aggregated | 2054 | 5.5401e-06 | 1013.9529 | 0.0056174 | 2054 | Mitigation | 0.95 | 45 | 0 | esc | 0.00097009 | 5.3744e-09 | 0.00097009 | 5.3744e-09
[79 empty] | WLDFR | HFTD - Distribution - Tier 2 - 2QU CoRE ¦ 5QU LoRE | Non-Red Flag Warning - Large Fires | 2055 | 1.7577e-08 | 1.7577e-08 | 7.8503 | 0.92702 | 4.3664 | 2.5569 | 0 | 0 | 2.1238e-05 | 1.3798e-07 | 0 | 1.3798e-07 | 1.3798e-07 | 0 | 1.3798e-07 | 0 | 3.3271e-06 | 7.293e-06 | 0 | 7.293e-06 | 0 | 3.1442e-05 | 6.2885e-05 | 0 | 6.2885e-05 | [12 empty] | 7.3.3.17.5 (Remote Grid) Updates to grid topology to minimize risk of ignition in HFTDs Remote GridWLDFREquipment / facility failureAggregated | WLDFR | HFTD - Distribution - Tier 2 - 1QU CoRE ¦ 3QU LoRE | Non-Red Flag Warning - Large Fires | Equipment / facility failure | Aggregated | 2055 | 5.5401e-06 | 1013.9529 | 0.0056174 | 2055 | Mitigation | 0.95 | 45 | 0 | esc | 0.00097009 | 5.3744e-09 | 0.00097009 | 5.3744e-09
[79 empty] | WLDFR | HFTD - Distribution - Tier 2 - 2QU CoRE ¦ 5QU LoRE | Non-Red Flag Warning - Large Fires | 2056 | 1.7577e-08 | 1.7577e-08 | 7.8503 | 0.92702 | 4.3664 | 2.5569 | 0 | 0 | 2.1238e-05 | 1.3798e-07 | 0 | 1.3798e-07 | 1.3798e-07 | 0 | 1.3798e-07 | 0 | 3.3271e-06 | 7.293e-06 | 0 | 7.293e-06 | 0 | 3.1442e-05 | 6.2885e-05 | 0 | 6.2885e-05 | [12 empty] | 7.3.3.17.5 (Remote Grid) Updates to grid topology to minimize risk of ignition in HFTDs Remote GridWLDFREquipment / facility failureAggregated | WLDFR | HFTD - Distribution - Tier 2 - 1QU CoRE ¦ 3QU LoRE | Non-Red Flag Warning - Large Fires | Equipment / facility failure | Aggregated | 2056 | 5.5401e-06 | 1013.9529 | 0.0056174 | 2056 | Mitigation | 0.95 | 45 | 0 | esc | 0.00097009 | 5.3744e-09 | 0.00097009 | 5.3744e-09
[79 empty] | WLDFR | HFTD - Distribution - Tier 2 - 2QU CoRE ¦ 5QU LoRE | Non-Red Flag Warning - Large Fires | 2057 | 1.7577e-08 | 1.7577e-08 | 7.8503 | 0.92702 | 4.3664 | 2.5569 | 0 | 0 | 2.1238e-05 | 1.3798e-07 | 0 | 1.3798e-07 | 1.3798e-07 | 0 | 1.3798e-07 | 0 | 3.484e-06 | 7.6371e-06 | 0 | 7.6371e-06 | 0 | 3.1442e-05 | 6.2885e-05 | 0 | 6.2885e-05 | [12 empty] | 7.3.3.17.5 (Remote Grid) Updates to grid topology to minimize risk of ignition in HFTDs Remote GridWLDFREquipment / facility failureAggregated | WLDFR | HFTD - Distribution - Tier 2 - 1QU CoRE ¦ 3QU LoRE | Non-Red Flag Warning - Large Fires | Equipment / facility failure | Aggregated | 2057 | 5.5401e-06 | 1013.9529 | 0.0056174 | 2057 | Mitigation | 0.95 | 45 | 0 | esc | 0.00097009 | 5.3744e-09 | 0.00097009 | 5.3744e-09
[79 empty] | WLDFR | HFTD - Distribution - Tier 2 - 2QU CoRE ¦ 5QU LoRE | Non-Red Flag Warning - Large Fires | 2058 | 1.7577e-08 | 1.7577e-08 | 8.3524 | 0.96727 | 4.6367 | 2.7484 | 0 | 0 | 2.1238e-05 | 1.4681e-07 | 0 | 1.4681e-07 | 1.4681e-07 | 0 | 1.4681e-07 | 0 | 3.484e-06 | 7.6371e-06 | 0 | 7.6371e-06 | 0 | 3.2843e-05 | 6.5687e-05 | 0 | 6.5687e-05 | [12 empty] | 7.3.3.17.5 (Remote Grid) Updates to grid topology to minimize risk of ignition in HFTDs Remote GridWLDFREquipment / facility failureAggregated | WLDFR | HFTD - Distribution - Tier 2 - 1QU CoRE ¦ 3QU LoRE | Non-Red Flag Warning - Large Fires | Equipment / facility failure | Aggregated | 2058 | 5.5401e-06 | 1013.9529 | 0.0056174 | 2058 | Mitigation | 0.95 | 45 | 0 | esc | 0.00097009 | 5.3744e-09 | 0.00097009 | 5.3744e-09
[79 empty] | WLDFR | HFTD - Distribution - Tier 2 - 2QU CoRE ¦ 5QU LoRE | Non-Red Flag Warning - Large Fires | 2059 | 1.7577e-08 | 1.7577e-08 | 8.3524 | 0.96727 | 4.6367 | 2.7484 | 0 | 0 | 2.1238e-05 | 1.4681e-07 | 0 | 1.4681e-07 | 1.4681e-07 | 0 | 1.4681e-07 | 0 | 3.484e-06 | 7.6371e-06 | 0 | 7.6371e-06 | 0 | 3.2843e-05 | 6.5687e-05 | 0 | 6.5687e-05 | [12 empty] | 7.3.3.17.5 (Remote Grid) Updates to grid topology to minimize risk of ignition in HFTDs Remote GridWLDFREquipment / facility failureAggregated | WLDFR | HFTD - Distribution - Tier 2 - 1QU CoRE ¦ 3QU LoRE | Non-Red Flag Warning - Large Fires | Equipment / facility failure | Aggregated | 2059 | 5.5401e-06 | 1013.9529 | 0.0056174 | 2059 | Mitigation | 0.95 | 45 | 0 | esc | 0.00097009 | 5.3744e-09 | 0.00097009 | 5.3744e-09
[79 empty] | WLDFR | HFTD - Distribution - Tier 2 - 2QU CoRE ¦ 5QU LoRE | Non-Red Flag Warning - Large Fires | 2060 | 1.7577e-08 | 1.7577e-08 | 8.3524 | 0.96727 | 4.6367 | 2.7484 | 0 | 0 | 2.1238e-05 | 1.4681e-07 | 0 | 1.4681e-07 | 1.4681e-07 | 0 | 1.4681e-07 | 0 | 3.484e-06 | 7.6371e-06 | 0 | 7.6371e-06 | 0 | 3.2843e-05 | 6.5687e-05 | 0 | 6.5687e-05 | [12 empty] | 7.3.3.17.5 (Remote Grid) Updates to grid topology to minimize risk of ignition in HFTDs Remote GridWLDFREquipment / facility failureAggregated | WLDFR | HFTD - Distribution - Tier 2 - 1QU CoRE ¦ 3QU LoRE | Non-Red Flag Warning - Large Fires | Equipment / facility failure | Aggregated | 2060 | 5.5401e-06 | 1013.9529 | 0.0056174 | 2060 | Mitigation | 0.95 | 45 | 0 | esc | 0.00097009 | 5.3744e-09 | 0.00097009 | 5.3744e-09
[79 empty] | WLDFR | HFTD - Distribution - Tier 2 - 2QU CoRE ¦ 5QU LoRE | Non-Red Flag Warning - Large Fires | 2061 | 1.7577e-08 | 1.7577e-08 | 8.3524 | 0.96727 | 4.6367 | 2.7484 | 0 | 0 | 2.1238e-05 | 1.4681e-07 | 0 | 1.4681e-07 | 1.4681e-07 | 0 | 1.4681e-07 | 0 | 3.484e-06 | 7.6371e-06 | 0 | 7.6371e-06 | 0 | 3.2843e-05 | 6.5687e-05 | 0 | 6.5687e-05 | [12 empty] | 7.3.3.17.5 (Remote Grid) Updates to grid topology to minimize risk of ignition in HFTDs Remote GridWLDFREquipment / facility failureAggregated | WLDFR | HFTD - Distribution - Tier 2 - 1QU CoRE ¦ 3QU LoRE | Non-Red Flag Warning - Large Fires | Equipment / facility failure | Aggregated | 2061 | 5.5401e-06 | 1013.9529 | 0.0056174 | 2061 | Mitigation | 0.95 | 45 | 0 | esc | 0.00097009 | 5.3744e-09 | 0.00097009 | 5.3744e-09
[79 empty] | WLDFR | HFTD - Distribution - Tier 2 - 2QU CoRE ¦ 5QU LoRE | Non-Red Flag Warning - Large Fires | 2062 | 1.7577e-08 | 1.7577e-08 | 8.3524 | 0.96727 | 4.6367 | 2.7484 | 0 | 0 | 2.1238e-05 | 1.4681e-07 | 0 | 1.4681e-07 | 1.4681e-07 | 0 | 1.4681e-07 | 0 | 3.6514e-06 | 8.0039e-06 | 0 | 8.0039e-06 | 0 | 3.2843e-05 | 6.5687e-05 | 0 | 6.5687e-05 | [12 empty] | 7.3.3.17.5 (Remote Grid) Updates to grid topology to minimize risk of ignition in HFTDs Remote GridWLDFREquipment / facility failureAggregated | WLDFR | HFTD - Distribution - Tier 2 - 1QU CoRE ¦ 3QU LoRE | Non-Red Flag Warning - Large Fires | Equipment / facility failure | Aggregated | 2062 | 5.5401e-06 | 1013.9529 | 0.0056174 | 2062 | Mitigation | 0.95 | 45 | 0 | esc | 0.00097009 | 5.3744e-09 | 0.00097009 | 5.3744e-09
[79 empty] | WLDFR | HFTD - Distribution - Tier 2 - 2QU CoRE ¦ 5QU LoRE | Non-Red Flag Warning - Large Fires | 2063 | 1.7577e-08 | 1.7577e-08 | 8.872 | 1.0079 | 4.9153 | 2.9488 | 0 | 0 | 2.1238e-05 | 1.5594e-07 | 0 | 1.5594e-07 | 1.5594e-07 | 0 | 1.5594e-07 | 0 | 3.6514e-06 | 8.0039e-06 | 0 | 8.0039e-06 | 0 | 3.44e-05 | 6.88e-05 | 0 | 6.88e-05 | [12 empty] | 7.3.3.17.5 (Remote Grid) Updates to grid topology to minimize risk of ignition in HFTDs Remote GridWLDFREquipment / facility failureAggregated | WLDFR | HFTD - Distribution - Tier 2 - 1QU CoRE ¦ 3QU LoRE | Non-Red Flag Warning - Large Fires | Equipment / facility failure | Aggregated | 2063 | 5.5401e-06 | 1013.9529 | 0.0056174 | 2063 | Mitigation | 0.95 | 45 | 0 | esc | 0.00097009 | 5.3744e-09 | 0.00097009 | 5.3744e-09
[79 empty] | WLDFR | HFTD - Distribution - Tier 2 - 2QU CoRE ¦ 5QU LoRE | Non-Red Flag Warning - Large Fires | 2064 | 1.7577e-08 | 1.7577e-08 | 8.872 | 1.0079 | 4.9153 | 2.9488 | 0 | 0 | 2.1238e-05 | 1.5594e-07 | 0 | 1.5594e-07 | 1.5594e-07 | 0 | 1.5594e-07 | 0 | 3.6514e-06 | 8.0039e-06 | 0 | 8.0039e-06 | 0 | 3.44e-05 | 6.88e-05 | 0 | 6.88e-05 | [12 empty] | 7.3.3.17.5 (Remote Grid) Updates to grid topology to minimize risk of ignition in HFTDs Remote GridWLDFREquipment / facility failureAggregated | WLDFR | HFTD - Distribution - Tier 2 - 1QU CoRE ¦ 3QU LoRE | Non-Red Flag Warning - Large Fires | Equipment / facility failure | Aggregated | 2064 | 5.5401e-06 | 1013.9529 | 0.0056174 | 2064 | Mitigation | 0.95 | 45 | 0 | esc | 0.00097009 | 5.3744e-09 | 0.00097009 | 5.3744e-09
[79 empty] | WLDFR | HFTD - Distribution - Tier 2 - 2QU CoRE ¦ 5QU LoRE | Non-Red Flag Warning - Large Fires | 2065 | 1.7577e-08 | 1.7577e-08 | 8.872 | 1.0079 | 4.9153 | 2.9488 | 0 | 0 | 2.1238e-05 | 1.5594e-07 | 0 | 1.5594e-07 | 1.5594e-07 | 0 | 1.5594e-07 | 0 | 3.6514e-06 | 8.0039e-06 | 0 | 8.0039e-06 | 0 | 3.44e-05 | 6.88e-05 | 0 | 6.88e-05 | [12 empty] | 7.3.3.17.5 (Remote Grid) Updates to grid topology to minimize risk of ignition in HFTDs Remote GridWLDFREquipment / facility failureAggregated | WLDFR | HFTD - Distribution - Tier 2 - 1QU CoRE ¦ 3QU LoRE | Non-Red Flag Warning - Large Fires | Equipment / facility failure | Aggregated | 2065 | 5.5401e-06 | 1013.9529 | 0.0056174 | 2065 | Mitigation | 0.95 | 45 | 0 | esc | 0.00097009 | 5.3744e-09 | 0.00097009 | 5.3744e-09
[79 empty] | WLDFR | HFTD - Distribution - Tier 2 - 2QU CoRE ¦ 5QU LoRE | Non-Red Flag Warning - Large Fires | 2066 | 1.7577e-08 | 1.7577e-08 | 8.872 | 1.0079 | 4.9153 | 2.9488 | 0 | 0 | 2.1238e-05 | 1.5594e-07 | 0 | 1.5594e-07 | 1.5594e-07 | 0 | 1.5594e-07 | 0 | 3.6514e-06 | 8.0039e-06 | 0 | 8.0039e-06 | 0 | 3.44e-05 | 6.88e-05 | 0 | 6.88e-05 | [12 empty] | 7.3.3.17.5 (Remote Grid) Updates to grid topology to minimize risk of ignition in HFTDs Remote GridWLDFREquipment / facility failureAggregated | WLDFR | HFTD - Distribution - Tier 2 - 1QU CoRE ¦ 3QU LoRE | Non-Red Flag Warning - Large Fires | Equipment / facility failure | Aggregated | 2066 | 5.5401e-06 | 1013.9529 | 0.0056174 | 2066 | Mitigation | 0.95 | 45 | 0 | esc | 0.00097009 | 5.3744e-09 | 0.00097009 | 5.3744e-09
[79 empty] | WLDFR | HFTD - Distribution - Tier 2 - 2QU CoRE ¦ 5QU LoRE | Non-Red Flag Warning - Large Fires | 2067 | 0 | 1.7577e-08 | 8.872 | 1.0079 | 4.9153 | 2.9488 | 0 | 0 | 2.1238e-05 | 0 | 0 | 0 | 1.5594e-07 | 0 | 1.5594e-07 | 0 | 3.8273e-06 | 8.3896e-06 | 0 | 8.3896e-06 | 0 | 3.44e-05 | 6.88e-05 | 0 | 6.88e-05 | [12 empty] | 7.3.3.17.5 (Remote Grid) Updates to grid topology to minimize risk of ignition in HFTDs Remote GridWLDFREquipment / facility failureAggregated | WLDFR | HFTD - Distribution - Tier 2 - 1QU CoRE ¦ 3QU LoRE | Non-Red Flag Warning - Large Fires | Equipment / facility failure | Aggregated | 2067 | 5.5401e-06 | 1013.9529 | 0.0056174 | 2067 | Mitigation | 0.95 | 45 | 0 | esc | 0 | 0 | 0.00097009 | 5.3744e-09
[79 empty] | WLDFR | HFTD - Distribution - Tier 2 - 2QU CoRE ¦ 5QU LoRE | Non-Red Flag Warning - Small Fires | 2022 | 1.9939e-06 | 0 | 0.077901 | 0.036425 | 0.0015809 | 0.039895 | 0 | 0 | 0.0022825 | 1.5533e-07 | 0 | 1.5533e-07 | 0 | 0 | 0 | 0 | 3.8273e-06 | 8.3896e-06 | 0 | 8.3896e-06 | 0 | 3.609e-05 | 7.2181e-05 | 0 | 7.2181e-05 | [12 empty] | 7.3.3.17.5 (Remote Grid) Updates to grid topology to minimize risk of ignition in HFTDs Remote GridWLDFRVegetation ContactAggregated | WLDFR | HFTD - Distribution - Tier 2 - 1QU CoRE ¦ 3QU LoRE | Non-Red Flag Warning - Large Fires | Vegetation Contact | Aggregated | 2022 | 2.7713e-05 | 1013.9529 | 0.0281 | 2022 | Mitigation | 0.95 | 45 | 0 | esc | 0.00097009 | 2.6884e-08 | 0 | 0
[79 empty] | WLDFR | HFTD - Distribution - Tier 2 - 2QU CoRE ¦ 5QU LoRE | Non-Red Flag Warning - Small Fires | 2023 | 1.9939e-06 | 1.9939e-06 | 0.080408 | 0.03759 | 0.0016314 | 0.041187 | 0 | 0 | 0.0022825 | 1.6033e-07 | 0 | 1.6033e-07 | 1.6033e-07 | 0 | 1.6033e-07 | 0 | 3.8273e-06 | 8.3896e-06 | 0 | 8.3896e-06 | 0 | 3.609e-05 | 7.2181e-05 | 0 | 7.2181e-05 | [12 empty] | 7.3.3.17.5 (Remote Grid) Updates to grid topology to minimize risk of ignition in HFTDs Remote GridWLDFRVegetation ContactAggregated | WLDFR | HFTD - Distribution - Tier 2 - 1QU CoRE ¦ 3QU LoRE | Non-Red Flag Warning - Large Fires | Vegetation Contact | Aggregated | 2023 | 2.7713e-05 | 1013.9529 | 0.0281 | 2023 | Mitigation | 0.95 | 45 | 0 | esc | 0.00097009 | 2.6884e-08 | 0.00097009 | 2.6884e-08
[79 empty] | WLDFR | HFTD - Distribution - Tier 2 - 2QU CoRE ¦ 5QU LoRE | Non-Red Flag Warning - Small Fires | 2024 | 1.9939e-06 | 1.9939e-06 | 0.080408 | 0.03759 | 0.0016314 | 0.041187 | 0 | 0 | 0.0022825 | 1.6033e-07 | 0 | 1.6033e-07 | 1.6033e-07 | 0 | 1.6033e-07 | 0 | 3.8273e-06 | 8.3896e-06 | 0 | 8.3896e-06 | 0 | 3.609e-05 | 7.2181e-05 | 0 | 7.2181e-05 | [12 empty] | 7.3.3.17.5 (Remote Grid) Updates to grid topology to minimize risk of ignition in HFTDs Remote GridWLDFRVegetation ContactAggregated | WLDFR | HFTD - Distribution - Tier 2 - 1QU CoRE ¦ 3QU LoRE | Non-Red Flag Warning - Large Fires | Vegetation Contact | Aggregated | 2024 | 2.7713e-05 | 1013.9529 | 0.0281 | 2024 | Mitigation | 0.95 | 45 | 0 | esc | 0.00097009 | 2.6884e-08 | 0.00097009 | 2.6884e-08
[79 empty] | WLDFR | HFTD - Distribution - Tier 2 - 2QU CoRE ¦ 5QU LoRE | Non-Red Flag Warning - Small Fires | 2025 | 1.9939e-06 | 1.9939e-06 | 0.080408 | 0.03759 | 0.0016314 | 0.041187 | 0 | 0 | 0.0022825 | 1.6033e-07 | 0 | 1.6033e-07 | 1.6033e-07 | 0 | 1.6033e-07 | 0 | 3.8273e-06 | 8.3896e-06 | 0 | 8.3896e-06 | 0 | 3.609e-05 | 7.2181e-05 | 0 | 7.2181e-05 | [12 empty] | 7.3.3.17.5 (Remote Grid) Updates to grid topology to minimize risk of ignition in HFTDs Remote GridWLDFRVegetation ContactAggregated | WLDFR | HFTD - Distribution - Tier 2 - 1QU CoRE ¦ 3QU LoRE | Non-Red Flag Warning - Large Fires | Vegetation Contact | Aggregated | 2025 | 2.7713e-05 | 1013.9529 | 0.0281 | 2025 | Mitigation | 0.95 | 45 | 0 | esc | 0.00097009 | 2.6884e-08 | 0.00097009 | 2.6884e-08
[79 empty] | WLDFR | HFTD - Distribution - Tier 2 - 2QU CoRE ¦ 5QU LoRE | Non-Red Flag Warning - Small Fires | 2026 | 1.9939e-06 | 1.9939e-06 | 0.080408 | 0.03759 | 0.0016314 | 0.041187 | 0 | 0 | 0.0022825 | 1.6033e-07 | 0 | 1.6033e-07 | 1.6033e-07 | 0 | 1.6033e-07 | 0 | 4.0101e-06 | 8.7901e-06 | 0 | 8.7901e-06 | 0 | 3.609e-05 | 7.2181e-05 | 0 | 7.2181e-05 | [12 empty] | 7.3.3.17.5 (Remote Grid) Updates to grid topology to minimize risk of ignition in HFTDs Remote GridWLDFRVegetation ContactAggregated | WLDFR | HFTD - Distribution - Tier 2 - 1QU CoRE ¦ 3QU LoRE | Non-Red Flag Warning - Large Fires | Vegetation Contact | Aggregated | 2026 | 2.7713e-05 | 1013.9529 | 0.0281 | 2026 | Mitigation | 0.95 | 45 | 0 | esc | 0.00097009 | 2.6884e-08 | 0.00097009 | 2.6884e-08
[79 empty] | WLDFR | HFTD - Distribution - Tier 2 - 2QU CoRE ¦ 5QU LoRE | Non-Red Flag Warning - Small Fires | 2027 | 1.9939e-06 | 1.9939e-06 | 0.080408 | 0.03759 | 0.0016314 | 0.041187 | 0 | 0 | 0.0022825 | 1.6033e-07 | 0 | 1.6033e-07 | 1.6033e-07 | 0 | 1.6033e-07 | 0 | 4.0101e-06 | 8.7901e-06 | 0 | 8.7901e-06 | 0 | 3.7891e-05 | 7.5781e-05 | 0 | 7.5781e-05 | [12 empty] | 7.3.3.17.5 (Remote Grid) Updates to grid topology to minimize risk of ignition in HFTDs Remote GridWLDFRVegetation ContactAggregated | WLDFR | HFTD - Distribution - Tier 2 - 1QU CoRE ¦ 3QU LoRE | Non-Red Flag Warning - Large Fires | Vegetation Contact | Aggregated | 2027 | 2.7713e-05 | 1013.9529 | 0.0281 | 2027 | Mitigation | 0.95 | 45 | 0 | esc | 0.00097009 | 2.6884e-08 | 0.00097009 | 2.6884e-08
[79 empty] | WLDFR | HFTD - Distribution - Tier 2 - 2QU CoRE ¦ 5QU LoRE | Non-Red Flag Warning - Small Fires | 2028 | 1.9939e-06 | 1.9939e-06 | 0.083606 | 0.039055 | 0.001695 | 0.042856 | 0 | 0 | 0.0022825 | 1.6671e-07 | 0 | 1.6671e-07 | 1.6671e-07 | 0 | 1.6671e-07 | 0 | 4.0101e-06 | 8.7901e-06 | 0 | 8.7901e-06 | 0 | 3.7891e-05 | 7.5781e-05 | 0 | 7.5781e-05 | [12 empty] | 7.3.3.17.5 (Remote Grid) Updates to grid topology to minimize risk of ignition in HFTDs Remote GridWLDFRVegetation ContactAggregated | WLDFR | HFTD - Distribution - Tier 2 - 1QU CoRE ¦ 3QU LoRE | Non-Red Flag Warning - Large Fires | Vegetation Contact | Aggregated | 2028 | 2.7713e-05 | 1013.9529 | 0.0281 | 2028 | Mitigation | 0.95 | 45 | 0 | esc | 0.00097009 | 2.6884e-08 | 0.00097009 | 2.6884e-08
[79 empty] | WLDFR | HFTD - Distribution - Tier 2 - 2QU CoRE ¦ 5QU LoRE | Non-Red Flag Warning - Small Fires | 2029 | 1.9939e-06 | 1.9939e-06 | 0.083606 | 0.039055 | 0.001695 | 0.042856 | 0 | 0 | 0.0022825 | 1.6671e-07 | 0 | 1.6671e-07 | 1.6671e-07 | 0 | 1.6671e-07 | 0 | 4.0101e-06 | 8.7901e-06 | 0 | 8.7901e-06 | 0 | 3.7891e-05 | 7.5781e-05 | 0 | 7.5781e-05 | [12 empty] | 7.3.3.17.5 (Remote Grid) Updates to grid topology to minimize risk of ignition in HFTDs Remote GridWLDFRVegetation ContactAggregated | WLDFR | HFTD - Distribution - Tier 2 - 1QU CoRE ¦ 3QU LoRE | Non-Red Flag Warning - Large Fires | Vegetation Contact | Aggregated | 2029 | 2.7713e-05 | 1013.9529 | 0.0281 | 2029 | Mitigation | 0.95 | 45 | 0 | esc | 0.00097009 | 2.6884e-08 | 0.00097009 | 2.6884e-08
[79 empty] | WLDFR | HFTD - Distribution - Tier 2 - 2QU CoRE ¦ 5QU LoRE | Non-Red Flag Warning - Small Fires | 2030 | 1.9939e-06 | 1.9939e-06 | 0.083606 | 0.039055 | 0.001695 | 0.042856 | 0 | 0 | 0.0022825 | 1.6671e-07 | 0 | 1.6671e-07 | 1.6671e-07 | 0 | 1.6671e-07 | 0 | 4.0101e-06 | 8.7901e-06 | 0 | 8.7901e-06 | 0 | 3.7891e-05 | 7.5781e-05 | 0 | 7.5781e-05 | [12 empty] | 7.3.3.17.5 (Remote Grid) Updates to grid topology to minimize risk of ignition in HFTDs Remote GridWLDFRVegetation ContactAggregated | WLDFR | HFTD - Distribution - Tier 2 - 1QU CoRE ¦ 3QU LoRE | Non-Red Flag Warning - Large Fires | Vegetation Contact | Aggregated | 2030 | 2.7713e-05 | 1013.9529 | 0.0281 | 2030 | Mitigation | 0.95 | 45 | 0 | esc | 0.00097009 | 2.6884e-08 | 0.00097009 | 2.6884e-08
[79 empty] | WLDFR | HFTD - Distribution - Tier 2 - 2QU CoRE ¦ 5QU LoRE | Non-Red Flag Warning - Small Fires | 2031 | 1.9939e-06 | 1.9939e-06 | 0.083606 | 0.039055 | 0.001695 | 0.042856 | 0 | 0 | 0.0022825 | 1.6671e-07 | 0 | 1.6671e-07 | 1.6671e-07 | 0 | 1.6671e-07 | 0 | 4.1975e-06 | 9.2009e-06 | 0 | 9.2009e-06 | 0 | 3.7891e-05 | 7.5781e-05 | 0 | 7.5781e-05 | [12 empty] | 7.3.3.17.5 (Remote Grid) Updates to grid topology to minimize risk of ignition in HFTDs Remote GridWLDFRVegetation ContactAggregated | WLDFR | HFTD - Distribution - Tier 2 - 1QU CoRE ¦ 3QU LoRE | Non-Red Flag Warning - Large Fires | Vegetation Contact | Aggregated | 2031 | 2.7713e-05 | 1013.9529 | 0.0281 | 2031 | Mitigation | 0.95 | 45 | 0 | esc | 0.00097009 | 2.6884e-08 | 0.00097009 | 2.6884e-08
[79 empty] | WLDFR | HFTD - Distribution - Tier 2 - 2QU CoRE ¦ 5QU LoRE | Non-Red Flag Warning - Small Fires | 2032 | 1.9939e-06 | 1.9939e-06 | 0.083606 | 0.039055 | 0.001695 | 0.042856 | 0 | 0 | 0.0022825 | 1.6671e-07 | 0 | 1.6671e-07 | 1.6671e-07 | 0 | 1.6671e-07 | 0 | 4.1975e-06 | 9.2009e-06 | 0 | 9.2009e-06 | 0 | 3.9778e-05 | 7.9556e-05 | 0 | 7.9556e-05 | [12 empty] | 7.3.3.17.5 (Remote Grid) Updates to grid topology to minimize risk of ignition in HFTDs Remote GridWLDFRVegetation ContactAggregated | WLDFR | HFTD - Distribution - Tier 2 - 1QU CoRE ¦ 3QU LoRE | Non-Red Flag Warning - Large Fires | Vegetation Contact | Aggregated | 2032 | 2.7713e-05 | 1013.9529 | 0.0281 | 2032 | Mitigation | 0.95 | 45 | 0 | esc | 0.00097009 | 2.6884e-08 | 0.00097009 | 2.6884e-08
[79 empty] | WLDFR | HFTD - Distribution - Tier 2 - 2QU CoRE ¦ 5QU LoRE | Non-Red Flag Warning - Small Fires | 2033 | 1.9939e-06 | 1.9939e-06 | 0.087211 | 0.040679 | 0.0017655 | 0.044766 | 0 | 0 | 0.0022825 | 1.7389e-07 | 0 | 1.7389e-07 | 1.7389e-07 | 0 | 1.7389e-07 | 0 | 4.1975e-06 | 9.2009e-06 | 0 | 9.2009e-06 | 0 | 3.9778e-05 | 7.9556e-05 | 0 | 7.9556e-05 | [12 empty] | 7.3.3.17.5 (Remote Grid) Updates to grid topology to minimize risk of ignition in HFTDs Remote GridWLDFRVegetation ContactAggregated | WLDFR | HFTD - Distribution - Tier 2 - 1QU CoRE ¦ 3QU LoRE | Non-Red Flag Warning - Large Fires | Vegetation Contact | Aggregated | 2033 | 2.7713e-05 | 1013.9529 | 0.0281 | 2033 | Mitigation | 0.95 | 45 | 0 | esc | 0.00097009 | 2.6884e-08 | 0.00097009 | 2.6884e-08
[79 empty] | WLDFR | HFTD - Distribution - Tier 2 - 2QU CoRE ¦ 5QU LoRE | Non-Red Flag Warning - Small Fires | 2034 | 1.9939e-06 | 1.9939e-06 | 0.087211 | 0.040679 | 0.0017655 | 0.044766 | 0 | 0 | 0.0022825 | 1.7389e-07 | 0 | 1.7389e-07 | 1.7389e-07 | 0 | 1.7389e-07 | 0 | 4.1975e-06 | 9.2009e-06 | 0 | 9.2009e-06 | 0 | 3.9778e-05 | 7.9556e-05 | 0 | 7.9556e-05 | [12 empty] | 7.3.3.17.5 (Remote Grid) Updates to grid topology to minimize risk of ignition in HFTDs Remote GridWLDFRVegetation ContactAggregated | WLDFR | HFTD - Distribution - Tier 2 - 1QU CoRE ¦ 3QU LoRE | Non-Red Flag Warning - Large Fires | Vegetation Contact | Aggregated | 2034 | 2.7713e-05 | 1013.9529 | 0.0281 | 2034 | Mitigation | 0.95 | 45 | 0 | esc | 0.00097009 | 2.6884e-08 | 0.00097009 | 2.6884e-08
[79 empty] | WLDFR | HFTD - Distribution - Tier 2 - 2QU CoRE ¦ 5QU LoRE | Non-Red Flag Warning - Small Fires | 2035 | 1.9939e-06 | 1.9939e-06 | 0.087211 | 0.040679 | 0.0017655 | 0.044766 | 0 | 0 | 0.0022825 | 1.7389e-07 | 0 | 1.7389e-07 | 1.7389e-07 | 0 | 1.7389e-07 | 0 | 4.1975e-06 | 9.2009e-06 | 0 | 9.2009e-06 | 0 | 3.9778e-05 | 7.9556e-05 | 0 | 7.9556e-05 | [12 empty] | 7.3.3.17.5 (Remote Grid) Updates to grid topology to minimize risk of ignition in HFTDs Remote GridWLDFRVegetation ContactAggregated | WLDFR | HFTD - Distribution - Tier 2 - 1QU CoRE ¦ 3QU LoRE | Non-Red Flag Warning - Large Fires | Vegetation Contact | Aggregated | 2035 | 2.7713e-05 | 1013.9529 | 0.0281 | 2035 | Mitigation | 0.95 | 45 | 0 | esc | 0.00097009 | 2.6884e-08 | 0.00097009 | 2.6884e-08
[79 empty] | WLDFR | HFTD - Distribution - Tier 2 - 2QU CoRE ¦ 5QU LoRE | Non-Red Flag Warning - Small Fires | 2036 | 1.9939e-06 | 1.9939e-06 | 0.087211 | 0.040679 | 0.0017655 | 0.044766 | 0 | 0 | 0.0022825 | 1.7389e-07 | 0 | 1.7389e-07 | 1.7389e-07 | 0 | 1.7389e-07 | 0 | 4.3873e-06 | 9.6171e-06 | 0 | 9.6171e-06 | 0 | 0 | 7.9556e-05 | 0 | 7.9556e-05 | [12 empty] | 7.3.3.17.5 (Remote Grid) Updates to grid topology to minimize risk of ignition in HFTDs Remote GridWLDFRVegetation ContactAggregated | WLDFR | HFTD - Distribution - Tier 2 - 1QU CoRE ¦ 3QU LoRE | Non-Red Flag Warning - Large Fires | Vegetation Contact | Aggregated | 2036 | 2.7713e-05 | 1013.9529 | 0.0281 | 2036 | Mitigation | 0.95 | 45 | 0 | esc | 0.00097009 | 2.6884e-08 | 0.00097009 | 2.6884e-08
[79 empty] | WLDFR | HFTD - Distribution - Tier 2 - 2QU CoRE ¦ 5QU LoRE | Non-Red Flag Warning - Small Fires | 2037 | 1.9939e-06 | 1.9939e-06 | 0.087211 | 0.040679 | 0.0017655 | 0.044766 | 0 | 0 | 0.0022825 | 1.7389e-07 | 0 | 1.7389e-07 | 1.7389e-07 | 0 | 1.7389e-07 | 0 | 4.3873e-06 | 9.6171e-06 | 0 | 9.6171e-06 | 0 | 0 | 0 | 0 | 0 | [12 empty] | 7.3.3.17.5 (Remote Grid) Updates to grid topology to minimize risk of ignition in HFTDs Remote GridWLDFRVegetation ContactAggregated | WLDFR | HFTD - Distribution - Tier 2 - 1QU CoRE ¦ 3QU LoRE | Non-Red Flag Warning - Large Fires | Vegetation Contact | Aggregated | 2037 | 2.7713e-05 | 1013.9529 | 0.0281 | 2037 | Mitigation | 0.95 | 45 | 0 | esc | 0.00097009 | 2.6884e-08 | 0.00097009 | 2.6884e-08
[79 empty] | WLDFR | HFTD - Distribution - Tier 2 - 2QU CoRE ¦ 5QU LoRE | Non-Red Flag Warning - Small Fires | 2038 | 1.9939e-06 | 1.9939e-06 | 0.091184 | 0.042438 | 0.0018418 | 0.046905 | 0 | 0 | 0.0022825 | 1.8182e-07 | 0 | 1.8182e-07 | 1.8182e-07 | 0 | 1.8182e-07 | 0 | 4.3873e-06 | 9.6171e-06 | 0 | 9.6171e-06 | 0 | 0 | 0 | 0 | 0 | [12 empty] | 7.3.3.17.5 (Remote Grid) Updates to grid topology to minimize risk of ignition in HFTDs Remote GridWLDFRVegetation ContactAggregated | WLDFR | HFTD - Distribution - Tier 2 - 1QU CoRE ¦ 3QU LoRE | Non-Red Flag Warning - Large Fires | Vegetation Contact | Aggregated | 2038 | 2.7713e-05 | 1013.9529 | 0.0281 | 2038 | Mitigation | 0.95 | 45 | 0 | esc | 0.00097009 | 2.6884e-08 | 0.00097009 | 2.6884e-08
[79 empty] | WLDFR | HFTD - Distribution - Tier 2 - 2QU CoRE ¦ 5QU LoRE | Non-Red Flag Warning - Small Fires | 2039 | 1.9939e-06 | 1.9939e-06 | 0.091184 | 0.042438 | 0.0018418 | 0.046905 | 0 | 0 | 0.0022825 | 1.8182e-07 | 0 | 1.8182e-07 | 1.8182e-07 | 0 | 1.8182e-07 | 0 | 0 | 9.6171e-06 | 0 | 9.6171e-06 | 0 | 6.7831e-05 | 0 | 0 | 0 | [12 empty] | 7.3.3.17.5 (Remote Grid) Updates to grid topology to minimize risk of ignition in HFTDs Remote GridWLDFRVegetation ContactAggregated | WLDFR | HFTD - Distribution - Tier 2 - 1QU CoRE ¦ 3QU LoRE | Non-Red Flag Warning - Large Fires | Vegetation Contact | Aggregated | 2039 | 2.7713e-05 | 1013.9529 | 0.0281 | 2039 | Mitigation | 0.95 | 45 | 0 | esc | 0.00097009 | 2.6884e-08 | 0.00097009 | 2.6884e-08
[79 empty] | WLDFR | HFTD - Distribution - Tier 2 - 2QU CoRE ¦ 5QU LoRE | Non-Red Flag Warning - Small Fires | 2040 | 1.9939e-06 | 1.9939e-06 | 0.091184 | 0.042438 | 0.0018418 | 0.046905 | 0 | 0 | 0.0022825 | 1.8182e-07 | 0 | 1.8182e-07 | 1.8182e-07 | 0 | 1.8182e-07 | 0 | 0 | 0 | 0 | 0 | 0 | 7.0309e-05 | 0.00014062 | 0 | 0.00014062 | [12 empty] | 7.3.3.17.5 (Remote Grid) Updates to grid topology to minimize risk of ignition in HFTDs Remote GridWLDFRVegetation ContactAggregated | WLDFR | HFTD - Distribution - Tier 2 - 1QU CoRE ¦ 3QU LoRE | Non-Red Flag Warning - Large Fires | Vegetation Contact | Aggregated | 2040 | 2.7713e-05 | 1013.9529 | 0.0281 | 2040 | Mitigation | 0.95 | 45 | 0 | esc | 0.00097009 | 2.6884e-08 | 0.00097009 | 2.6884e-08
[79 empty] | WLDFR | HFTD - Distribution - Tier 2 - 2QU CoRE ¦ 5QU LoRE | Non-Red Flag Warning - Small Fires | 2041 | 1.9939e-06 | 1.9939e-06 | 0.091184 | 0.042438 | 0.0018418 | 0.046905 | 0 | 0 | 0.0022825 | 1.8182e-07 | 0 | 1.8182e-07 | 1.8182e-07 | 0 | 1.8182e-07 | 0 | 0.0080492 | 0 | 0 | 0 | 0 | 7.0309e-05 | 0.00014062 | 0 | 0.00014062 | [12 empty] | 7.3.3.17.5 (Remote Grid) Updates to grid topology to minimize risk of ignition in HFTDs Remote GridWLDFRVegetation ContactAggregated | WLDFR | HFTD - Distribution - Tier 2 - 1QU CoRE ¦ 3QU LoRE | Non-Red Flag Warning - Large Fires | Vegetation Contact | Aggregated | 2041 | 2.7713e-05 | 1013.9529 | 0.0281 | 2041 | Mitigation | 0.95 | 45 | 0 | esc | 0.00097009 | 2.6884e-08 | 0.00097009 | 2.6884e-08
[79 empty] | WLDFR | HFTD - Distribution - Tier 2 - 2QU CoRE ¦ 5QU LoRE | Non-Red Flag Warning - Small Fires | 2042 | 1.9939e-06 | 1.9939e-06 | 0.091184 | 0.042438 | 0.0018418 | 0.046905 | 0 | 0 | 0.0022825 | 1.8182e-07 | 0 | 1.8182e-07 | 1.8182e-07 | 0 | 1.8182e-07 | 0 | 0.0083443 | 0.018291 | 0 | 0.018291 | 0 | 7.0309e-05 | 0.00014062 | 0 | 0.00014062 | [12 empty] | 7.3.3.17.5 (Remote Grid) Updates to grid topology to minimize risk of ignition in HFTDs Remote GridWLDFRVegetation ContactAggregated | WLDFR | HFTD - Distribution - Tier 2 - 1QU CoRE ¦ 3QU LoRE | Non-Red Flag Warning - Large Fires | Vegetation Contact | Aggregated | 2042 | 2.7713e-05 | 1013.9529 | 0.0281 | 2042 | Mitigation | 0.95 | 45 | 0 | esc | 0.00097009 | 2.6884e-08 | 0.00097009 | 2.6884e-08
[79 empty] | WLDFR | HFTD - Distribution - Tier 2 - 2QU CoRE ¦ 5QU LoRE | Non-Red Flag Warning - Small Fires | 2043 | 1.9939e-06 | 1.9939e-06 | 0.095486 | 0.044306 | 0.0019228 | 0.049257 | 0 | 0 | 0.0022825 | 1.9039e-07 | 0 | 1.9039e-07 | 1.9039e-07 | 0 | 1.9039e-07 | 0 | 0.0083443 | 0.018291 | 0 | 0.018291 | 0 | 7.0309e-05 | 0.00014062 | 0 | 0.00014062 | [12 empty] | 7.3.3.17.5 (Remote Grid) Updates to grid topology to minimize risk of ignition in HFTDs Remote GridWLDFRVegetation ContactAggregated | WLDFR | HFTD - Distribution - Tier 2 - 1QU CoRE ¦ 3QU LoRE | Non-Red Flag Warning - Large Fires | Vegetation Contact | Aggregated | 2043 | 2.7713e-05 | 1013.9529 | 0.0281 | 2043 | Mitigation | 0.95 | 45 | 0 | esc | 0.00097009 | 2.6884e-08 | 0.00097009 | 2.6884e-08
[79 empty] | WLDFR | HFTD - Distribution - Tier 2 - 2QU CoRE ¦ 5QU LoRE | Non-Red Flag Warning - Small Fires | 2044 | 1.9939e-06 | 1.9939e-06 | 0.095486 | 0.044306 | 0.0019228 | 0.049257 | 0 | 0 | 0.0022825 | 1.9039e-07 | 0 | 1.9039e-07 | 1.9039e-07 | 0 | 1.9039e-07 | 0 | 0.0083443 | 0.018291 | 0 | 0.018291 | 0 | 7.0309e-05 | 0.00014062 | 0 | 0.00014062 | [12 empty] | 7.3.3.17.5 (Remote Grid) Updates to grid topology to minimize risk of ignition in HFTDs Remote GridWLDFRVegetation ContactAggregated | WLDFR | HFTD - Distribution - Tier 2 - 1QU CoRE ¦ 3QU LoRE | Non-Red Flag Warning - Large Fires | Vegetation Contact | Aggregated | 2044 | 2.7713e-05 | 1013.9529 | 0.0281 | 2044 | Mitigation | 0.95 | 45 | 0 | esc | 0.00097009 | 2.6884e-08 | 0.00097009 | 2.6884e-08
[79 empty] | WLDFR | HFTD - Distribution - Tier 2 - 2QU CoRE ¦ 5QU LoRE | Non-Red Flag Warning - Small Fires | 2045 | 1.9939e-06 | 1.9939e-06 | 0.095486 | 0.044306 | 0.0019228 | 0.049257 | 0 | 0 | 0.0022825 | 1.9039e-07 | 0 | 1.9039e-07 | 1.9039e-07 | 0 | 1.9039e-07 | 0 | 0.0083443 | 0.018291 | 0 | 0.018291 | 0 | 7.3429e-05 | 0.00014686 | 0 | 0.00014686 | [12 empty] | 7.3.3.17.5 (Remote Grid) Updates to grid topology to minimize risk of ignition in HFTDs Remote GridWLDFRVegetation ContactAggregated | WLDFR | HFTD - Distribution - Tier 2 - 1QU CoRE ¦ 3QU LoRE | Non-Red Flag Warning - Large Fires | Vegetation Contact | Aggregated | 2045 | 2.7713e-05 | 1013.9529 | 0.0281 | 2045 | Mitigation | 0.95 | 45 | 0 | esc | 0.00097009 | 2.6884e-08 | 0.00097009 | 2.6884e-08
[79 empty] | WLDFR | HFTD - Distribution - Tier 2 - 2QU CoRE ¦ 5QU LoRE | Non-Red Flag Warning - Small Fires | 2046 | 1.9939e-06 | 1.9939e-06 | 0.095486 | 0.044306 | 0.0019228 | 0.049257 | 0 | 0 | 0.0022825 | 1.9039e-07 | 0 | 1.9039e-07 | 1.9039e-07 | 0 | 1.9039e-07 | 0 | 0.0083443 | 0.018291 | 0 | 0.018291 | 0 | 7.3429e-05 | 0.00014686 | 0 | 0.00014686 | [12 empty] | 7.3.3.17.5 (Remote Grid) Updates to grid topology to minimize risk of ignition in HFTDs Remote GridWLDFRVegetation ContactAggregated | WLDFR | HFTD - Distribution - Tier 2 - 1QU CoRE ¦ 3QU LoRE | Non-Red Flag Warning - Large Fires | Vegetation Contact | Aggregated | 2046 | 2.7713e-05 | 1013.9529 | 0.0281 | 2046 | Mitigation | 0.95 | 45 | 0 | esc | 0.00097009 | 2.6884e-08 | 0.00097009 | 2.6884e-08
[79 empty] | WLDFR | HFTD - Distribution - Tier 2 - 2QU CoRE ¦ 5QU LoRE | Non-Red Flag Warning - Small Fires | 2047 | 1.9939e-06 | 1.9939e-06 | 0.095486 | 0.044306 | 0.0019228 | 0.049257 | 0 | 0 | 0.0022825 | 1.9039e-07 | 0 | 1.9039e-07 | 1.9039e-07 | 0 | 1.9039e-07 | 0 | 0.008716 | 0.019106 | 0 | 0.019106 | 0 | 7.3429e-05 | 0.00014686 | 0 | 0.00014686 | [12 empty] | 7.3.3.17.5 (Remote Grid) Updates to grid topology to minimize risk of ignition in HFTDs Remote GridWLDFRVegetation ContactAggregated | WLDFR | HFTD - Distribution - Tier 2 - 1QU CoRE ¦ 3QU LoRE | Non-Red Flag Warning - Large Fires | Vegetation Contact | Aggregated | 2047 | 2.7713e-05 | 1013.9529 | 0.0281 | 2047 | Mitigation | 0.95 | 45 | 0 | esc | 0.00097009 | 2.6884e-08 | 0.00097009 | 2.6884e-08
[79 empty] | WLDFR | HFTD - Distribution - Tier 2 - 2QU CoRE ¦ 5QU LoRE | Non-Red Flag Warning - Small Fires | 2048 | 1.9939e-06 | 1.9939e-06 | 0.10007 | 0.04626 | 0.0020076 | 0.051804 | 0 | 0 | 0.0022825 | 1.9954e-07 | 0 | 1.9954e-07 | 1.9954e-07 | 0 | 1.9954e-07 | 0 | 0.008716 | 0.019106 | 0 | 0.019106 | 0 | 7.3429e-05 | 0.00014686 | 0 | 0.00014686 | [12 empty] | 7.3.3.17.5 (Remote Grid) Updates to grid topology to minimize risk of ignition in HFTDs Remote GridWLDFRVegetation ContactAggregated | WLDFR | HFTD - Distribution - Tier 2 - 1QU CoRE ¦ 3QU LoRE | Non-Red Flag Warning - Large Fires | Vegetation Contact | Aggregated | 2048 | 2.7713e-05 | 1013.9529 | 0.0281 | 2048 | Mitigation | 0.95 | 45 | 0 | esc | 0.00097009 | 2.6884e-08 | 0.00097009 | 2.6884e-08
[79 empty] | WLDFR | HFTD - Distribution - Tier 2 - 2QU CoRE ¦ 5QU LoRE | Non-Red Flag Warning - Small Fires | 2049 | 1.9939e-06 | 1.9939e-06 | 0.10007 | 0.04626 | 0.0020076 | 0.051804 | 0 | 0 | 0.0022825 | 1.9954e-07 | 0 | 1.9954e-07 | 1.9954e-07 | 0 | 1.9954e-07 | 0 | 0.008716 | 0.019106 | 0 | 0.019106 | 0 | 7.3429e-05 | 0.00014686 | 0 | 0.00014686 | [12 empty] | 7.3.3.17.5 (Remote Grid) Updates to grid topology to minimize risk of ignition in HFTDs Remote GridWLDFRVegetation ContactAggregated | WLDFR | HFTD - Distribution - Tier 2 - 1QU CoRE ¦ 3QU LoRE | Non-Red Flag Warning - Large Fires | Vegetation Contact | Aggregated | 2049 | 2.7713e-05 | 1013.9529 | 0.0281 | 2049 | Mitigation | 0.95 | 45 | 0 | esc | 0.00097009 | 2.6884e-08 | 0.00097009 | 2.6884e-08
[79 empty] | WLDFR | HFTD - Distribution - Tier 2 - 2QU CoRE ¦ 5QU LoRE | Non-Red Flag Warning - Small Fires | 2050 | 1.9939e-06 | 1.9939e-06 | 0.10007 | 0.04626 | 0.0020076 | 0.051804 | 0 | 0 | 0.0022825 | 1.9954e-07 | 0 | 1.9954e-07 | 1.9954e-07 | 0 | 1.9954e-07 | 0 | 0.008716 | 0.019106 | 0 | 0.019106 | 0 | 7.6894e-05 | 0.00015379 | 0 | 0.00015379 | [12 empty] | 7.3.3.17.5 (Remote Grid) Updates to grid topology to minimize risk of ignition in HFTDs Remote GridWLDFRVegetation ContactAggregated | WLDFR | HFTD - Distribution - Tier 2 - 1QU CoRE ¦ 3QU LoRE | Non-Red Flag Warning - Large Fires | Vegetation Contact | Aggregated | 2050 | 2.7713e-05 | 1013.9529 | 0.0281 | 2050 | Mitigation | 0.95 | 45 | 0 | esc | 0.00097009 | 2.6884e-08 | 0.00097009 | 2.6884e-08
[79 empty] | WLDFR | HFTD - Distribution - Tier 2 - 2QU CoRE ¦ 5QU LoRE | Non-Red Flag Warning - Small Fires | 2051 | 1.9939e-06 | 1.9939e-06 | 0.10007 | 0.04626 | 0.0020076 | 0.051804 | 0 | 0 | 0.0022825 | 1.9954e-07 | 0 | 1.9954e-07 | 1.9954e-07 | 0 | 1.9954e-07 | 0 | 0.008716 | 0.019106 | 0 | 0.019106 | 0 | 7.6894e-05 | 0.00015379 | 0 | 0.00015379 | [12 empty] | 7.3.3.17.5 (Remote Grid) Updates to grid topology to minimize risk of ignition in HFTDs Remote GridWLDFRVegetation ContactAggregated | WLDFR | HFTD - Distribution - Tier 2 - 1QU CoRE ¦ 3QU LoRE | Non-Red Flag Warning - Large Fires | Vegetation Contact | Aggregated | 2051 | 2.7713e-05 | 1013.9529 | 0.0281 | 2051 | Mitigation | 0.95 | 45 | 0 | esc | 0.00097009 | 2.6884e-08 | 0.00097009 | 2.6884e-08
[79 empty] | WLDFR | HFTD - Distribution - Tier 2 - 2QU CoRE ¦ 5QU LoRE | Non-Red Flag Warning - Small Fires | 2052 | 1.9939e-06 | 1.9939e-06 | 0.10007 | 0.04626 | 0.0020076 | 0.051804 | 0 | 0 | 0.0022825 | 1.9954e-07 | 0 | 1.9954e-07 | 1.9954e-07 | 0 | 1.9954e-07 | 0 | 0.0091292 | 0.020011 | 0 | 0.020011 | 0 | 7.6894e-05 | 0.00015379 | 0 | 0.00015379 | [12 empty] | 7.3.3.17.5 (Remote Grid) Updates to grid topology to minimize risk of ignition in HFTDs Remote GridWLDFRVegetation ContactAggregated | WLDFR | HFTD - Distribution - Tier 2 - 1QU CoRE ¦ 3QU LoRE | Non-Red Flag Warning - Large Fires | Vegetation Contact | Aggregated | 2052 | 2.7713e-05 | 1013.9529 | 0.0281 | 2052 | Mitigation | 0.95 | 45 | 0 | esc | 0.00097009 | 2.6884e-08 | 0.00097009 | 2.6884e-08
[79 empty] | WLDFR | HFTD - Distribution - Tier 2 - 2QU CoRE ¦ 5QU LoRE | Non-Red Flag Warning - Small Fires | 2053 | 1.9939e-06 | 1.9939e-06 | 0.10489 | 0.048274 | 0.002095 | 0.054525 | 0 | 0 | 0.0022825 | 2.0915e-07 | 0 | 2.0915e-07 | 2.0915e-07 | 0 | 2.0915e-07 | 0 | 0.0091292 | 0.020011 | 0 | 0.020011 | 0 | 7.6894e-05 | 0.00015379 | 0 | 0.00015379 | [12 empty] | 7.3.3.17.5 (Remote Grid) Updates to grid topology to minimize risk of ignition in HFTDs Remote GridWLDFRVegetation ContactAggregated | WLDFR | HFTD - Distribution - Tier 2 - 1QU CoRE ¦ 3QU LoRE | Non-Red Flag Warning - Large Fires | Vegetation Contact | Aggregated | 2053 | 2.7713e-05 | 1013.9529 | 0.0281 | 2053 | Mitigation | 0.95 | 45 | 0 | esc | 0.00097009 | 2.6884e-08 | 0.00097009 | 2.6884e-08
[79 empty] | WLDFR | HFTD - Distribution - Tier 2 - 2QU CoRE ¦ 5QU LoRE | Non-Red Flag Warning - Small Fires | 2054 | 1.9939e-06 | 1.9939e-06 | 0.10489 | 0.048274 | 0.002095 | 0.054525 | 0 | 0 | 0.0022825 | 2.0915e-07 | 0 | 2.0915e-07 | 2.0915e-07 | 0 | 2.0915e-07 | 0 | 0.0091292 | 0.020011 | 0 | 0.020011 | 0 | 7.6894e-05 | 0.00015379 | 0 | 0.00015379 | [12 empty] | 7.3.3.17.5 (Remote Grid) Updates to grid topology to minimize risk of ignition in HFTDs Remote GridWLDFRVegetation ContactAggregated | WLDFR | HFTD - Distribution - Tier 2 - 1QU CoRE ¦ 3QU LoRE | Non-Red Flag Warning - Large Fires | Vegetation Contact | Aggregated | 2054 | 2.7713e-05 | 1013.9529 | 0.0281 | 2054 | Mitigation | 0.95 | 45 | 0 | esc | 0.00097009 | 2.6884e-08 | 0.00097009 | 2.6884e-08
[79 empty] | WLDFR | HFTD - Distribution - Tier 2 - 2QU CoRE ¦ 5QU LoRE | Non-Red Flag Warning - Small Fires | 2055 | 1.9939e-06 | 1.9939e-06 | 0.10489 | 0.048274 | 0.002095 | 0.054525 | 0 | 0 | 0.0022825 | 2.0915e-07 | 0 | 2.0915e-07 | 2.0915e-07 | 0 | 2.0915e-07 | 0 | 0.0091292 | 0.020011 | 0 | 0.020011 | 0 | 8.0652e-05 | 0.0001613 | 0 | 0.0001613 | [12 empty] | 7.3.3.17.5 (Remote Grid) Updates to grid topology to minimize risk of ignition in HFTDs Remote GridWLDFRVegetation ContactAggregated | WLDFR | HFTD - Distribution - Tier 2 - 1QU CoRE ¦ 3QU LoRE | Non-Red Flag Warning - Large Fires | Vegetation Contact | Aggregated | 2055 | 2.7713e-05 | 1013.9529 | 0.0281 | 2055 | Mitigation | 0.95 | 45 | 0 | esc | 0.00097009 | 2.6884e-08 | 0.00097009 | 2.6884e-08
[79 empty] | WLDFR | HFTD - Distribution - Tier 2 - 2QU CoRE ¦ 5QU LoRE | Non-Red Flag Warning - Small Fires | 2056 | 1.9939e-06 | 1.9939e-06 | 0.10489 | 0.048274 | 0.002095 | 0.054525 | 0 | 0 | 0.0022825 | 2.0915e-07 | 0 | 2.0915e-07 | 2.0915e-07 | 0 | 2.0915e-07 | 0 | 0.0091292 | 0.020011 | 0 | 0.020011 | 0 | 8.0652e-05 | 0.0001613 | 0 | 0.0001613 | [12 empty] | 7.3.3.17.5 (Remote Grid) Updates to grid topology to minimize risk of ignition in HFTDs Remote GridWLDFRVegetation ContactAggregated | WLDFR | HFTD - Distribution - Tier 2 - 1QU CoRE ¦ 3QU LoRE | Non-Red Flag Warning - Large Fires | Vegetation Contact | Aggregated | 2056 | 2.7713e-05 | 1013.9529 | 0.0281 | 2056 | Mitigation | 0.95 | 45 | 0 | esc | 0.00097009 | 2.6884e-08 | 0.00097009 | 2.6884e-08
[79 empty] | WLDFR | HFTD - Distribution - Tier 2 - 2QU CoRE ¦ 5QU LoRE | Non-Red Flag Warning - Small Fires | 2057 | 1.9939e-06 | 1.9939e-06 | 0.10489 | 0.048274 | 0.002095 | 0.054525 | 0 | 0 | 0.0022825 | 2.0915e-07 | 0 | 2.0915e-07 | 2.0915e-07 | 0 | 2.0915e-07 | 0 | 0.0095777 | 0.020995 | 0 | 0.020995 | 0 | 8.0652e-05 | 0.0001613 | 0 | 0.0001613 | [12 empty] | 7.3.3.17.5 (Remote Grid) Updates to grid topology to minimize risk of ignition in HFTDs Remote GridWLDFRVegetation ContactAggregated | WLDFR | HFTD - Distribution - Tier 2 - 1QU CoRE ¦ 3QU LoRE | Non-Red Flag Warning - Large Fires | Vegetation Contact | Aggregated | 2057 | 2.7713e-05 | 1013.9529 | 0.0281 | 2057 | Mitigation | 0.95 | 45 | 0 | esc | 0.00097009 | 2.6884e-08 | 0.00097009 | 2.6884e-08
[79 empty] | WLDFR | HFTD - Distribution - Tier 2 - 2QU CoRE ¦ 5QU LoRE | Non-Red Flag Warning - Small Fires | 2058 | 1.9939e-06 | 1.9939e-06 | 0.1099 | 0.050325 | 0.0021839 | 0.057393 | 0 | 0 | 0.0022825 | 2.1914e-07 | 0 | 2.1914e-07 | 2.1914e-07 | 0 | 2.1914e-07 | 0 | 0.0095777 | 0.020995 | 0 | 0.020995 | 0 | 8.0652e-05 | 0.0001613 | 0 | 0.0001613 | [12 empty] | 7.3.3.17.5 (Remote Grid) Updates to grid topology to minimize risk of ignition in HFTDs Remote GridWLDFRVegetation ContactAggregated | WLDFR | HFTD - Distribution - Tier 2 - 1QU CoRE ¦ 3QU LoRE | Non-Red Flag Warning - Large Fires | Vegetation Contact | Aggregated | 2058 | 2.7713e-05 | 1013.9529 | 0.0281 | 2058 | Mitigation | 0.95 | 45 | 0 | esc | 0.00097009 | 2.6884e-08 | 0.00097009 | 2.6884e-08
[79 empty] | WLDFR | HFTD - Distribution - Tier 2 - 2QU CoRE ¦ 5QU LoRE | Non-Red Flag Warning - Small Fires | 2059 | 1.9939e-06 | 1.9939e-06 | 0.1099 | 0.050325 | 0.0021839 | 0.057393 | 0 | 0 | 0.0022825 | 2.1914e-07 | 0 | 2.1914e-07 | 2.1914e-07 | 0 | 2.1914e-07 | 0 | 0.0095777 | 0.020995 | 0 | 0.020995 | 0 | 8.0652e-05 | 0.0001613 | 0 | 0.0001613 | [12 empty] | 7.3.3.17.5 (Remote Grid) Updates to grid topology to minimize risk of ignition in HFTDs Remote GridWLDFRVegetation ContactAggregated | WLDFR | HFTD - Distribution - Tier 2 - 1QU CoRE ¦ 3QU LoRE | Non-Red Flag Warning - Large Fires | Vegetation Contact | Aggregated | 2059 | 2.7713e-05 | 1013.9529 | 0.0281 | 2059 | Mitigation | 0.95 | 45 | 0 | esc | 0.00097009 | 2.6884e-08 | 0.00097009 | 2.6884e-08
[79 empty] | WLDFR | HFTD - Distribution - Tier 2 - 2QU CoRE ¦ 5QU LoRE | Non-Red Flag Warning - Small Fires | 2060 | 1.9939e-06 | 1.9939e-06 | 0.1099 | 0.050325 | 0.0021839 | 0.057393 | 0 | 0 | 0.0022825 | 2.1914e-07 | 0 | 2.1914e-07 | 2.1914e-07 | 0 | 2.1914e-07 | 0 | 0.0095777 | 0.020995 | 0 | 0.020995 | 0 | 8.4652e-05 | 0.0001693 | 0 | 0.0001693 | [12 empty] | 7.3.3.17.5 (Remote Grid) Updates to grid topology to minimize risk of ignition in HFTDs Remote GridWLDFRVegetation ContactAggregated | WLDFR | HFTD - Distribution - Tier 2 - 1QU CoRE ¦ 3QU LoRE | Non-Red Flag Warning - Large Fires | Vegetation Contact | Aggregated | 2060 | 2.7713e-05 | 1013.9529 | 0.0281 | 2060 | Mitigation | 0.95 | 45 | 0 | esc | 0.00097009 | 2.6884e-08 | 0.00097009 | 2.6884e-08
[79 empty] | WLDFR | HFTD - Distribution - Tier 2 - 2QU CoRE ¦ 5QU LoRE | Non-Red Flag Warning - Small Fires | 2061 | 1.9939e-06 | 1.9939e-06 | 0.1099 | 0.050325 | 0.0021839 | 0.057393 | 0 | 0 | 0.0022825 | 2.1914e-07 | 0 | 2.1914e-07 | 2.1914e-07 | 0 | 2.1914e-07 | 0 | 0.0095777 | 0.020995 | 0 | 0.020995 | 0 | 8.4652e-05 | 0.0001693 | 0 | 0.0001693 | [12 empty] | 7.3.3.17.5 (Remote Grid) Updates to grid topology to minimize risk of ignition in HFTDs Remote GridWLDFRVegetation ContactAggregated | WLDFR | HFTD - Distribution - Tier 2 - 1QU CoRE ¦ 3QU LoRE | Non-Red Flag Warning - Large Fires | Vegetation Contact | Aggregated | 2061 | 2.7713e-05 | 1013.9529 | 0.0281 | 2061 | Mitigation | 0.95 | 45 | 0 | esc | 0.00097009 | 2.6884e-08 | 0.00097009 | 2.6884e-08
[79 empty] | WLDFR | HFTD - Distribution - Tier 2 - 2QU CoRE ¦ 5QU LoRE | Non-Red Flag Warning - Small Fires | 2062 | 1.9939e-06 | 1.9939e-06 | 0.1099 | 0.050325 | 0.0021839 | 0.057393 | 0 | 0 | 0.0022825 | 2.1914e-07 | 0 | 2.1914e-07 | 2.1914e-07 | 0 | 2.1914e-07 | 0 | 0.010056 | 0.022042 | 0 | 0.022042 | 0 | 8.4652e-05 | 0.0001693 | 0 | 0.0001693 | [12 empty] | 7.3.3.17.5 (Remote Grid) Updates to grid topology to minimize risk of ignition in HFTDs Remote GridWLDFRVegetation ContactAggregated | WLDFR | HFTD - Distribution - Tier 2 - 1QU CoRE ¦ 3QU LoRE | Non-Red Flag Warning - Large Fires | Vegetation Contact | Aggregated | 2062 | 2.7713e-05 | 1013.9529 | 0.0281 | 2062 | Mitigation | 0.95 | 45 | 0 | esc | 0.00097009 | 2.6884e-08 | 0.00097009 | 2.6884e-08
[79 empty] | WLDFR | HFTD - Distribution - Tier 2 - 2QU CoRE ¦ 5QU LoRE | Non-Red Flag Warning - Small Fires | 2063 | 1.9939e-06 | 1.9939e-06 | 0.11504 | 0.052388 | 0.0022734 | 0.060377 | 0 | 0 | 0.0022825 | 2.2938e-07 | 0 | 2.2938e-07 | 2.2938e-07 | 0 | 2.2938e-07 | 0 | 0.010056 | 0.022042 | 0 | 0.022042 | 0 | 8.4652e-05 | 0.0001693 | 0 | 0.0001693 | [12 empty] | 7.3.3.17.5 (Remote Grid) Updates to grid topology to minimize risk of ignition in HFTDs Remote GridWLDFRVegetation ContactAggregated | WLDFR | HFTD - Distribution - Tier 2 - 1QU CoRE ¦ 3QU LoRE | Non-Red Flag Warning - Large Fires | Vegetation Contact | Aggregated | 2063 | 2.7713e-05 | 1013.9529 | 0.0281 | 2063 | Mitigation | 0.95 | 45 | 0 | esc | 0.00097009 | 2.6884e-08 | 0.00097009 | 2.6884e-08
[79 empty] | WLDFR | HFTD - Distribution - Tier 2 - 2QU CoRE ¦ 5QU LoRE | Non-Red Flag Warning - Small Fires | 2064 | 1.9939e-06 | 1.9939e-06 | 0.11504 | 0.052388 | 0.0022734 | 0.060377 | 0 | 0 | 0.0022825 | 2.2938e-07 | 0 | 2.2938e-07 | 2.2938e-07 | 0 | 2.2938e-07 | 0 | 0.010056 | 0.022042 | 0 | 0.022042 | 0 | 8.4652e-05 | 0.0001693 | 0 | 0.0001693 | [12 empty] | 7.3.3.17.5 (Remote Grid) Updates to grid topology to minimize risk of ignition in HFTDs Remote GridWLDFRVegetation ContactAggregated | WLDFR | HFTD - Distribution - Tier 2 - 1QU CoRE ¦ 3QU LoRE | Non-Red Flag Warning - Large Fires | Vegetation Contact | Aggregated | 2064 | 2.7713e-05 | 1013.9529 | 0.0281 | 2064 | Mitigation | 0.95 | 45 | 0 | esc | 0.00097009 | 2.6884e-08 | 0.00097009 | 2.6884e-08
[79 empty] | WLDFR | HFTD - Distribution - Tier 2 - 2QU CoRE ¦ 5QU LoRE | Non-Red Flag Warning - Small Fires | 2065 | 1.9939e-06 | 1.9939e-06 | 0.11504 | 0.052388 | 0.0022734 | 0.060377 | 0 | 0 | 0.0022825 | 2.2938e-07 | 0 | 2.2938e-07 | 2.2938e-07 | 0 | 2.2938e-07 | 0 | 0.010056 | 0.022042 | 0 | 0.022042 | 0 | 8.884e-05 | 0.00017768 | 0 | 0.00017768 | [12 empty] | 7.3.3.17.5 (Remote Grid) Updates to grid topology to minimize risk of ignition in HFTDs Remote GridWLDFRVegetation ContactAggregated | WLDFR | HFTD - Distribution - Tier 2 - 1QU CoRE ¦ 3QU LoRE | Non-Red Flag Warning - Large Fires | Vegetation Contact | Aggregated | 2065 | 2.7713e-05 | 1013.9529 | 0.0281 | 2065 | Mitigation | 0.95 | 45 | 0 | esc | 0.00097009 | 2.6884e-08 | 0.00097009 | 2.6884e-08
[79 empty] | WLDFR | HFTD - Distribution - Tier 2 - 2QU CoRE ¦ 5QU LoRE | Non-Red Flag Warning - Small Fires | 2066 | 1.9939e-06 | 1.9939e-06 | 0.11504 | 0.052388 | 0.0022734 | 0.060377 | 0 | 0 | 0.0022825 | 2.2938e-07 | 0 | 2.2938e-07 | 2.2938e-07 | 0 | 2.2938e-07 | 0 | 0.010056 | 0.022042 | 0 | 0.022042 | 0 | 8.884e-05 | 0.00017768 | 0 | 0.00017768 | [12 empty] | 7.3.3.17.5 (Remote Grid) Updates to grid topology to minimize risk of ignition in HFTDs Remote GridWLDFRVegetation ContactAggregated | WLDFR | HFTD - Distribution - Tier 2 - 1QU CoRE ¦ 3QU LoRE | Non-Red Flag Warning - Large Fires | Vegetation Contact | Aggregated | 2066 | 2.7713e-05 | 1013.9529 | 0.0281 | 2066 | Mitigation | 0.95 | 45 | 0 | esc | 0.00097009 | 2.6884e-08 | 0.00097009 | 2.6884e-08
[79 empty] | WLDFR | HFTD - Distribution - Tier 2 - 2QU CoRE ¦ 5QU LoRE | Non-Red Flag Warning - Small Fires | 2067 | 0 | 1.9939e-06 | 0.11504 | 0.052388 | 0.0022734 | 0.060377 | 0 | 0 | 0.0022825 | 0 | 0 | 0 | 2.2938e-07 | 0 | 2.2938e-07 | 0 | 0.010556 | 0.02314 | 0 | 0.02314 | 0 | 8.884e-05 | 0.00017768 | 0 | 0.00017768 | [12 empty] | 7.3.3.17.5 (Remote Grid) Updates to grid topology to minimize risk of ignition in HFTDs Remote GridWLDFRVegetation ContactAggregated | WLDFR | HFTD - Distribution - Tier 2 - 1QU CoRE ¦ 3QU LoRE | Non-Red Flag Warning - Large Fires | Vegetation Contact | Aggregated | 2067 | 2.7713e-05 | 1013.9529 | 0.0281 | 2067 | Mitigation | 0.95 | 45 | 0 | esc | 0 | 0 | 0.00097009 | 2.6884e-08
[79 empty] | WLDFR | HFTD - Distribution - Tier 2 - 2QU CoRE ¦ 5QU LoRE | Red Flag Warning - Catastrophic Fires | 2022 | 3.8555e-08 | 0 | 14146.1306 | 222.2294 | 8585.7228 | 5338.1784 | 0 | 0 | 3.9744e-05 | 0.0005454 | 0 | 0.0005454 | 0 | 0 | 0 | 0 | 0.010556 | 0.02314 | 0 | 0.02314 | 0 | 8.884e-05 | 0.00017768 | 0 | 0.00017768 | [12 empty] | 7.3.3.17.5 (Remote Grid) Updates to grid topology to minimize risk of ignition in HFTDs Remote GridWLDFRWire-to-wire contactAggregated | WLDFR | HFTD - Distribution - Tier 2 - 1QU CoRE ¦ 3QU LoRE | Non-Red Flag Warning - Large Fires | Wire-to-wire contact | Aggregated | 2022 | 8.4075e-06 | 1013.9529 | 0.0085248 | 2022 | Mitigation | 0.95 | 45 | 0 | esc | 0.00097009 | 8.156e-09 | 0 | 0
[79 empty] | WLDFR | HFTD - Distribution - Tier 2 - 2QU CoRE ¦ 5QU LoRE | Red Flag Warning - Catastrophic Fires | 2023 | 3.8555e-08 | 3.8555e-08 | 14664.6376 | 233.2301 | 8896.516 | 5534.8915 | 0 | 0 | 3.9744e-05 | 0.00056539 | 0 | 0.00056539 | 0.00056539 | 0 | 0.00056539 | 0 | 0.010556 | 0.02314 | 0 | 0.02314 | 0 | 0 | 0.00017768 | 0 | 0.00017768 | [12 empty] | 7.3.3.17.5 (Remote Grid) Updates to grid topology to minimize risk of ignition in HFTDs Remote GridWLDFRWire-to-wire contactAggregated | WLDFR | HFTD - Distribution - Tier 2 - 1QU CoRE ¦ 3QU LoRE | Non-Red Flag Warning - Large Fires | Wire-to-wire contact | Aggregated | 2023 | 8.4075e-06 | 1013.9529 | 0.0085248 | 2023 | Mitigation | 0.95 | 45 | 0 | esc | 0.00097009 | 8.156e-09 | 0.00097009 | 8.156e-09
[79 empty] | WLDFR | HFTD - Distribution - Tier 2 - 2QU CoRE ¦ 5QU LoRE | Red Flag Warning - Catastrophic Fires | 2024 | 3.8555e-08 | 3.8555e-08 | 14664.6376 | 233.2301 | 8896.516 | 5534.8915 | 0 | 0 | 3.9744e-05 | 0.00056539 | 0 | 0.00056539 | 0.00056539 | 0 | 0.00056539 | 0 | 0.010556 | 0.02314 | 0 | 0.02314 | 0 | 0 | 0 | 0 | 0 | [12 empty] | 7.3.3.17.5 (Remote Grid) Updates to grid topology to minimize risk of ignition in HFTDs Remote GridWLDFRWire-to-wire contactAggregated | WLDFR | HFTD - Distribution - Tier 2 - 1QU CoRE ¦ 3QU LoRE | Non-Red Flag Warning - Large Fires | Wire-to-wire contact | Aggregated | 2024 | 8.4075e-06 | 1013.9529 | 0.0085248 | 2024 | Mitigation | 0.95 | 45 | 0 | esc | 0.00097009 | 8.156e-09 | 0.00097009 | 8.156e-09
[79 empty] | WLDFR | HFTD - Distribution - Tier 2 - 2QU CoRE ¦ 5QU LoRE | Red Flag Warning - Catastrophic Fires | 2025 | 3.8555e-08 | 3.8555e-08 | 14664.6376 | 233.2301 | 8896.516 | 5534.8915 | 0 | 0 | 3.9744e-05 | 0.00056539 | 0 | 0.00056539 | 0.00056539 | 0 | 0.00056539 | 0 | 0.010556 | 0.02314 | 0 | 0.02314 | 0 | 0 | 0 | 0 | 0 | [12 empty] | 7.3.3.17.5 (Remote Grid) Updates to grid topology to minimize risk of ignition in HFTDs Remote GridWLDFRWire-to-wire contactAggregated | WLDFR | HFTD - Distribution - Tier 2 - 1QU CoRE ¦ 3QU LoRE | Non-Red Flag Warning - Large Fires | Wire-to-wire contact | Aggregated | 2025 | 8.4075e-06 | 1013.9529 | 0.0085248 | 2025 | Mitigation | 0.95 | 45 | 0 | esc | 0.00097009 | 8.156e-09 | 0.00097009 | 8.156e-09
[79 empty] | WLDFR | HFTD - Distribution - Tier 2 - 2QU CoRE ¦ 5QU LoRE | Red Flag Warning - Catastrophic Fires | 2026 | 3.8555e-08 | 3.8555e-08 | 14664.6376 | 233.2301 | 8896.516 | 5534.8915 | 0 | 0 | 3.9744e-05 | 0.00056539 | 0 | 0.00056539 | 0.00056539 | 0 | 0.00056539 | 0 | 0.011074 | 0.024275 | 0 | 0.024275 | 0 | 8.9846e-07 | 0 | 0 | 0 | [12 empty] | 7.3.3.17.5 (Remote Grid) Updates to grid topology to minimize risk of ignition in HFTDs Remote GridWLDFRWire-to-wire contactAggregated | WLDFR | HFTD - Distribution - Tier 2 - 1QU CoRE ¦ 3QU LoRE | Non-Red Flag Warning - Large Fires | Wire-to-wire contact | Aggregated | 2026 | 8.4075e-06 | 1013.9529 | 0.0085248 | 2026 | Mitigation | 0.95 | 45 | 0 | esc | 0.00097009 | 8.156e-09 | 0.00097009 | 8.156e-09
[79 empty] | WLDFR | HFTD - Distribution - Tier 2 - 2QU CoRE ¦ 5QU LoRE | Red Flag Warning - Catastrophic Fires | 2027 | 3.8555e-08 | 3.8555e-08 | 14664.6376 | 233.2301 | 8896.516 | 5534.8915 | 0 | 0 | 3.9744e-05 | 0.00056539 | 0 | 0.00056539 | 0.00056539 | 0 | 0.00056539 | 0 | 0.011074 | 0.024275 | 0 | 0.024275 | 0 | 9.3866e-07 | 1.8773e-06 | 0 | 1.8773e-06 | [12 empty] | 7.3.3.17.5 (Remote Grid) Updates to grid topology to minimize risk of ignition in HFTDs Remote GridWLDFRWire-to-wire contactAggregated | WLDFR | HFTD - Distribution - Tier 2 - 1QU CoRE ¦ 3QU LoRE | Non-Red Flag Warning - Large Fires | Wire-to-wire contact | Aggregated | 2027 | 8.4075e-06 | 1013.9529 | 0.0085248 | 2027 | Mitigation | 0.95 | 45 | 0 | esc | 0.00097009 | 8.156e-09 | 0.00097009 | 8.156e-09
[79 empty] | WLDFR | HFTD - Distribution - Tier 2 - 2QU CoRE ¦ 5QU LoRE | Red Flag Warning - Catastrophic Fires | 2028 | 3.8555e-08 | 3.8555e-08 | 15317.9909 | 247.273 | 9287.6491 | 5783.0689 | 0 | 0 | 3.9744e-05 | 0.00059058 | 0 | 0.00059058 | 0.00059058 | 0 | 0.00059058 | 0 | 0.011074 | 0.024275 | 0 | 0.024275 | 0 | 9.3866e-07 | 1.8773e-06 | 0 | 1.8773e-06 | [12 empty] | 7.3.3.17.5 (Remote Grid) Updates to grid topology to minimize risk of ignition in HFTDs Remote GridWLDFRWire-to-wire contactAggregated | WLDFR | HFTD - Distribution - Tier 2 - 1QU CoRE ¦ 3QU LoRE | Non-Red Flag Warning - Large Fires | Wire-to-wire contact | Aggregated | 2028 | 8.4075e-06 | 1013.9529 | 0.0085248 | 2028 | Mitigation | 0.95 | 45 | 0 | esc | 0.00097009 | 8.156e-09 | 0.00097009 | 8.156e-09
[79 empty] | WLDFR | HFTD - Distribution - Tier 2 - 2QU CoRE ¦ 5QU LoRE | Red Flag Warning - Catastrophic Fires | 2029 | 3.8555e-08 | 3.8555e-08 | 15317.9909 | 247.273 | 9287.6491 | 5783.0689 | 0 | 0 | 3.9744e-05 | 0.00059058 | 0 | 0.00059058 | 0.00059058 | 0 | 0.00059058 | 0 | 0.011074 | 0.024275 | 0 | 0.024275 | 0 | 9.3866e-07 | 1.8773e-06 | 0 | 1.8773e-06 | [12 empty] | 7.3.3.17.5 (Remote Grid) Updates to grid topology to minimize risk of ignition in HFTDs Remote GridWLDFRWire-to-wire contactAggregated | WLDFR | HFTD - Distribution - Tier 2 - 1QU CoRE ¦ 3QU LoRE | Non-Red Flag Warning - Large Fires | Wire-to-wire contact | Aggregated | 2029 | 8.4075e-06 | 1013.9529 | 0.0085248 | 2029 | Mitigation | 0.95 | 45 | 0 | esc | 0.00097009 | 8.156e-09 | 0.00097009 | 8.156e-09
[79 empty] | WLDFR | HFTD - Distribution - Tier 2 - 2QU CoRE ¦ 5QU LoRE | Red Flag Warning - Catastrophic Fires | 2030 | 3.8555e-08 | 3.8555e-08 | 15317.9909 | 247.273 | 9287.6491 | 5783.0689 | 0 | 0 | 3.9744e-05 | 0.00059058 | 0 | 0.00059058 | 0.00059058 | 0 | 0.00059058 | 0 | 0.011074 | 0.024275 | 0 | 0.024275 | 0 | 9.3866e-07 | 1.8773e-06 | 0 | 1.8773e-06 | [12 empty] | 7.3.3.17.5 (Remote Grid) Updates to grid topology to minimize risk of ignition in HFTDs Remote GridWLDFRWire-to-wire contactAggregated | WLDFR | HFTD - Distribution - Tier 2 - 1QU CoRE ¦ 3QU LoRE | Non-Red Flag Warning - Large Fires | Wire-to-wire contact | Aggregated | 2030 | 8.4075e-06 | 1013.9529 | 0.0085248 | 2030 | Mitigation | 0.95 | 45 | 0 | esc | 0.00097009 | 8.156e-09 | 0.00097009 | 8.156e-09
[79 empty] | WLDFR | HFTD - Distribution - Tier 2 - 2QU CoRE ¦ 5QU LoRE | Red Flag Warning - Catastrophic Fires | 2031 | 3.8555e-08 | 3.8555e-08 | 15317.9909 | 247.273 | 9287.6491 | 5783.0689 | 0 | 0 | 3.9744e-05 | 0.00059058 | 0 | 0.00059058 | 0.00059058 | 0 | 0.00059058 | 0 | 0.011602 | 0.025432 | 0 | 0.025432 | 0 | 9.3866e-07 | 1.8773e-06 | 0 | 1.8773e-06 | [12 empty] | 7.3.3.17.5 (Remote Grid) Updates to grid topology to minimize risk of ignition in HFTDs Remote GridWLDFRWire-to-wire contactAggregated | WLDFR | HFTD - Distribution - Tier 2 - 1QU CoRE ¦ 3QU LoRE | Non-Red Flag Warning - Large Fires | Wire-to-wire contact | Aggregated | 2031 | 8.4075e-06 | 1013.9529 | 0.0085248 | 2031 | Mitigation | 0.95 | 45 | 0 | esc | 0.00097009 | 8.156e-09 | 0.00097009 | 8.156e-09
[79 empty] | WLDFR | HFTD - Distribution - Tier 2 - 2QU CoRE ¦ 5QU LoRE | Red Flag Warning - Catastrophic Fires | 2032 | 3.8555e-08 | 3.8555e-08 | 15317.9909 | 247.273 | 9287.6491 | 5783.0689 | 0 | 0 | 3.9744e-05 | 0.00059058 | 0 | 0.00059058 | 0.00059058 | 0 | 0.00059058 | 0 | 0.011602 | 0.025432 | 0 | 0.025432 | 0 | 9.9043e-07 | 1.9809e-06 | 0 | 1.9809e-06 | [12 empty] | 7.3.3.17.5 (Remote Grid) Updates to grid topology to minimize risk of ignition in HFTDs Remote GridWLDFRWire-to-wire contactAggregated | WLDFR | HFTD - Distribution - Tier 2 - 1QU CoRE ¦ 3QU LoRE | Non-Red Flag Warning - Large Fires | Wire-to-wire contact | Aggregated | 2032 | 8.4075e-06 | 1013.9529 | 0.0085248 | 2032 | Mitigation | 0.95 | 45 | 0 | esc | 0.00097009 | 8.156e-09 | 0.00097009 | 8.156e-09
[79 empty] | WLDFR | HFTD - Distribution - Tier 2 - 2QU CoRE ¦ 5QU LoRE | Red Flag Warning - Catastrophic Fires | 2033 | 3.8555e-08 | 3.8555e-08 | 16044.1264 | 263.1074 | 9721.74 | 6059.2791 | 0 | 0 | 3.9744e-05 | 0.00061858 | 0 | 0.00061858 | 0.00061858 | 0 | 0.00061858 | 0 | 0.011602 | 0.025432 | 0 | 0.025432 | 0 | 9.9043e-07 | 1.9809e-06 | 0 | 1.9809e-06 | [12 empty] | 7.3.3.17.5 (Remote Grid) Updates to grid topology to minimize risk of ignition in HFTDs Remote GridWLDFRWire-to-wire contactAggregated | WLDFR | HFTD - Distribution - Tier 2 - 1QU CoRE ¦ 3QU LoRE | Non-Red Flag Warning - Large Fires | Wire-to-wire contact | Aggregated | 2033 | 8.4075e-06 | 1013.9529 | 0.0085248 | 2033 | Mitigation | 0.95 | 45 | 0 | esc | 0.00097009 | 8.156e-09 | 0.00097009 | 8.156e-09
[79 empty] | WLDFR | HFTD - Distribution - Tier 2 - 2QU CoRE ¦ 5QU LoRE | Red Flag Warning - Catastrophic Fires | 2034 | 3.8555e-08 | 3.8555e-08 | 16044.1264 | 263.1074 | 9721.74 | 6059.2791 | 0 | 0 | 3.9744e-05 | 0.00061858 | 0 | 0.00061858 | 0.00061858 | 0 | 0.00061858 | 0 | 0.011602 | 0.025432 | 0 | 0.025432 | 0 | 9.9043e-07 | 1.9809e-06 | 0 | 1.9809e-06 | [12 empty] | 7.3.3.17.5 (Remote Grid) Updates to grid topology to minimize risk of ignition in HFTDs Remote GridWLDFRWire-to-wire contactAggregated | WLDFR | HFTD - Distribution - Tier 2 - 1QU CoRE ¦ 3QU LoRE | Non-Red Flag Warning - Large Fires | Wire-to-wire contact | Aggregated | 2034 | 8.4075e-06 | 1013.9529 | 0.0085248 | 2034 | Mitigation | 0.95 | 45 | 0 | esc | 0.00097009 | 8.156e-09 | 0.00097009 | 8.156e-09
[79 empty] | WLDFR | HFTD - Distribution - Tier 2 - 2QU CoRE ¦ 5QU LoRE | Red Flag Warning - Catastrophic Fires | 2035 | 3.8555e-08 | 3.8555e-08 | 16044.1264 | 263.1074 | 9721.74 | 6059.2791 | 0 | 0 | 3.9744e-05 | 0.00061858 | 0 | 0.00061858 | 0.00061858 | 0 | 0.00061858 | 0 | 0.011602 | 0.025432 | 0 | 0.025432 | 0 | 9.9043e-07 | 1.9809e-06 | 0 | 1.9809e-06 | [12 empty] | 7.3.3.17.5 (Remote Grid) Updates to grid topology to minimize risk of ignition in HFTDs Remote GridWLDFRWire-to-wire contactAggregated | WLDFR | HFTD - Distribution - Tier 2 - 1QU CoRE ¦ 3QU LoRE | Non-Red Flag Warning - Large Fires | Wire-to-wire contact | Aggregated | 2035 | 8.4075e-06 | 1013.9529 | 0.0085248 | 2035 | Mitigation | 0.95 | 45 | 0 | esc | 0.00097009 | 8.156e-09 | 0.00097009 | 8.156e-09
[79 empty] | WLDFR | HFTD - Distribution - Tier 2 - 2QU CoRE ¦ 5QU LoRE | Red Flag Warning - Catastrophic Fires | 2036 | 3.8555e-08 | 3.8555e-08 | 16044.1264 | 263.1074 | 9721.74 | 6059.2791 | 0 | 0 | 3.9744e-05 | 0.00061858 | 0 | 0.00061858 | 0.00061858 | 0 | 0.00061858 | 0 | 0.012135 | 0.026599 | 0 | 0.026599 | 0 | 9.9043e-07 | 1.9809e-06 | 0 | 1.9809e-06 | [12 empty] | 7.3.3.17.5 (Remote Grid) Updates to grid topology to minimize risk of ignition in HFTDs Remote GridWLDFRWire-to-wire contactAggregated | WLDFR | HFTD - Distribution - Tier 2 - 1QU CoRE ¦ 3QU LoRE | Non-Red Flag Warning - Large Fires | Wire-to-wire contact | Aggregated | 2036 | 8.4075e-06 | 1013.9529 | 0.0085248 | 2036 | Mitigation | 0.95 | 45 | 0 | esc | 0.00097009 | 8.156e-09 | 0.00097009 | 8.156e-09
[79 empty] | WLDFR | HFTD - Distribution - Tier 2 - 2QU CoRE ¦ 5QU LoRE | Red Flag Warning - Catastrophic Fires | 2037 | 3.8555e-08 | 3.8555e-08 | 16044.1264 | 263.1074 | 9721.74 | 6059.2791 | 0 | 0 | 3.9744e-05 | 0.00061858 | 0 | 0.00061858 | 0.00061858 | 0 | 0.00061858 | 0 | 0.012135 | 0.026599 | 0 | 0.026599 | 0 | 1.0493e-06 | 2.0986e-06 | 0 | 2.0986e-06 | [12 empty] | 7.3.3.17.5 (Remote Grid) Updates to grid topology to minimize risk of ignition in HFTDs Remote GridWLDFRWire-to-wire contactAggregated | WLDFR | HFTD - Distribution - Tier 2 - 1QU CoRE ¦ 3QU LoRE | Non-Red Flag Warning - Large Fires | Wire-to-wire contact | Aggregated | 2037 | 8.4075e-06 | 1013.9529 | 0.0085248 | 2037 | Mitigation | 0.95 | 45 | 0 | esc | 0.00097009 | 8.156e-09 | 0.00097009 | 8.156e-09
[79 empty] | WLDFR | HFTD - Distribution - Tier 2 - 2QU CoRE ¦ 5QU LoRE | Red Flag Warning - Catastrophic Fires | 2038 | 3.8555e-08 | 3.8555e-08 | 16832.3912 | 280.5544 | 10192.2718 | 6359.5651 | 0 | 0 | 3.9744e-05 | 0.00064897 | 0 | 0.00064897 | 0.00064897 | 0 | 0.00064897 | 0 | 0.012135 | 0.026599 | 0 | 0.026599 | 0 | 1.0493e-06 | 2.0986e-06 | 0 | 2.0986e-06 | [12 empty] | 7.3.3.17.5 (Remote Grid) Updates to grid topology to minimize risk of ignition in HFTDs Remote GridWLDFRWire-to-wire contactAggregated | WLDFR | HFTD - Distribution - Tier 2 - 1QU CoRE ¦ 3QU LoRE | Non-Red Flag Warning - Large Fires | Wire-to-wire contact | Aggregated | 2038 | 8.4075e-06 | 1013.9529 | 0.0085248 | 2038 | Mitigation | 0.95 | 45 | 0 | esc | 0.00097009 | 8.156e-09 | 0.00097009 | 8.156e-09
[79 empty] | WLDFR | HFTD - Distribution - Tier 2 - 2QU CoRE ¦ 5QU LoRE | Red Flag Warning - Catastrophic Fires | 2039 | 3.8555e-08 | 3.8555e-08 | 16832.3912 | 280.5544 | 10192.2718 | 6359.5651 | 0 | 0 | 3.9744e-05 | 0.00064897 | 0 | 0.00064897 | 0.00064897 | 0 | 0.00064897 | 0 | 0.012135 | 0.026599 | 0 | 0.026599 | 0 | 1.0493e-06 | 2.0986e-06 | 0 | 2.0986e-06 | [12 empty] | 7.3.3.17.5 (Remote Grid) Updates to grid topology to minimize risk of ignition in HFTDs Remote GridWLDFRWire-to-wire contactAggregated | WLDFR | HFTD - Distribution - Tier 2 - 1QU CoRE ¦ 3QU LoRE | Non-Red Flag Warning - Large Fires | Wire-to-wire contact | Aggregated | 2039 | 8.4075e-06 | 1013.9529 | 0.0085248 | 2039 | Mitigation | 0.95 | 45 | 0 | esc | 0.00097009 | 8.156e-09 | 0.00097009 | 8.156e-09
[79 empty] | WLDFR | HFTD - Distribution - Tier 2 - 2QU CoRE ¦ 5QU LoRE | Red Flag Warning - Catastrophic Fires | 2040 | 3.8555e-08 | 3.8555e-08 | 16832.3912 | 280.5544 | 10192.2718 | 6359.5651 | 0 | 0 | 3.9744e-05 | 0.00064897 | 0 | 0.00064897 | 0.00064897 | 0 | 0.00064897 | 0 | 0.012135 | 0.026599 | 0 | 0.026599 | 0 | 1.0493e-06 | 2.0986e-06 | 0 | 2.0986e-06 | [12 empty] | 7.3.3.17.5 (Remote Grid) Updates to grid topology to minimize risk of ignition in HFTDs Remote GridWLDFRWire-to-wire contactAggregated | WLDFR | HFTD - Distribution - Tier 2 - 1QU CoRE ¦ 3QU LoRE | Non-Red Flag Warning - Large Fires | Wire-to-wire contact | Aggregated | 2040 | 8.4075e-06 | 1013.9529 | 0.0085248 | 2040 | Mitigation | 0.95 | 45 | 0 | esc | 0.00097009 | 8.156e-09 | 0.00097009 | 8.156e-09
[79 empty] | WLDFR | HFTD - Distribution - Tier 2 - 2QU CoRE ¦ 5QU LoRE | Red Flag Warning - Catastrophic Fires | 2041 | 3.8555e-08 | 3.8555e-08 | 16832.3912 | 280.5544 | 10192.2718 | 6359.5651 | 0 | 0 | 3.9744e-05 | 0.00064897 | 0 | 0.00064897 | 0.00064897 | 0 | 0.00064897 | 0 | 0.012665 | 0.027761 | 0 | 0.027761 | 0 | 1.0493e-06 | 2.0986e-06 | 0 | 2.0986e-06 | [12 empty] | 7.3.3.17.5 (Remote Grid) Updates to grid topology to minimize risk of ignition in HFTDs Remote GridWLDFRWire-to-wire contactAggregated | WLDFR | HFTD - Distribution - Tier 2 - 1QU CoRE ¦ 3QU LoRE | Non-Red Flag Warning - Large Fires | Wire-to-wire contact | Aggregated | 2041 | 8.4075e-06 | 1013.9529 | 0.0085248 | 2041 | Mitigation | 0.95 | 45 | 0 | esc | 0.00097009 | 8.156e-09 | 0.00097009 | 8.156e-09
[79 empty] | WLDFR | HFTD - Distribution - Tier 2 - 2QU CoRE ¦ 5QU LoRE | Red Flag Warning - Catastrophic Fires | 2042 | 3.8555e-08 | 3.8555e-08 | 16832.3912 | 280.5544 | 10192.2718 | 6359.5651 | 0 | 0 | 3.9744e-05 | 0.00064897 | 0 | 0.00064897 | 0.00064897 | 0 | 0.00064897 | 0 | 0.012665 | 0.027761 | 0 | 0.027761 | 0 | 1.1149e-06 | 2.2297e-06 | 0 | 2.2297e-06 | [12 empty] | 7.3.3.17.5 (Remote Grid) Updates to grid topology to minimize risk of ignition in HFTDs Remote GridWLDFRWire-to-wire contactAggregated | WLDFR | HFTD - Distribution - Tier 2 - 1QU CoRE ¦ 3QU LoRE | Non-Red Flag Warning - Large Fires | Wire-to-wire contact | Aggregated | 2042 | 8.4075e-06 | 1013.9529 | 0.0085248 | 2042 | Mitigation | 0.95 | 45 | 0 | esc | 0.00097009 | 8.156e-09 | 0.00097009 | 8.156e-09
[79 empty] | WLDFR | HFTD - Distribution - Tier 2 - 2QU CoRE ¦ 5QU LoRE | Red Flag Warning - Catastrophic Fires | 2043 | 3.8555e-08 | 3.8555e-08 | 17672.0852 | 299.42 | 10692.7362 | 6679.929 | 0 | 0 | 3.9744e-05 | 0.00068134 | 0 | 0.00068134 | 0.00068134 | 0 | 0.00068134 | 0 | 0.012665 | 0.027761 | 0 | 0.027761 | 0 | 1.1149e-06 | 2.2297e-06 | 0 | 2.2297e-06 | [12 empty] | 7.3.3.17.5 (Remote Grid) Updates to grid topology to minimize risk of ignition in HFTDs Remote GridWLDFRWire-to-wire contactAggregated | WLDFR | HFTD - Distribution - Tier 2 - 1QU CoRE ¦ 3QU LoRE | Non-Red Flag Warning - Large Fires | Wire-to-wire contact | Aggregated | 2043 | 8.4075e-06 | 1013.9529 | 0.0085248 | 2043 | Mitigation | 0.95 | 45 | 0 | esc | 0.00097009 | 8.156e-09 | 0.00097009 | 8.156e-09
[79 empty] | WLDFR | HFTD - Distribution - Tier 2 - 2QU CoRE ¦ 5QU LoRE | Red Flag Warning - Catastrophic Fires | 2044 | 3.8555e-08 | 3.8555e-08 | 17672.0852 | 299.42 | 10692.7362 | 6679.929 | 0 | 0 | 3.9744e-05 | 0.00068134 | 0 | 0.00068134 | 0.00068134 | 0 | 0.00068134 | 0 | 0 | 0.027761 | 0 | 0.027761 | 0 | 1.1149e-06 | 2.2297e-06 | 0 | 2.2297e-06 | [12 empty] | 7.3.3.17.5 (Remote Grid) Updates to grid topology to minimize risk of ignition in HFTDs Remote GridWLDFRWire-to-wire contactAggregated | WLDFR | HFTD - Distribution - Tier 2 - 1QU CoRE ¦ 3QU LoRE | Non-Red Flag Warning - Large Fires | Wire-to-wire contact | Aggregated | 2044 | 8.4075e-06 | 1013.9529 | 0.0085248 | 2044 | Mitigation | 0.95 | 45 | 0 | esc | 0.00097009 | 8.156e-09 | 0.00097009 | 8.156e-09
[79 empty] | WLDFR | HFTD - Distribution - Tier 2 - 2QU CoRE ¦ 5QU LoRE | Red Flag Warning - Catastrophic Fires | 2045 | 3.8555e-08 | 3.8555e-08 | 17672.0852 | 299.42 | 10692.7362 | 6679.929 | 0 | 0 | 3.9744e-05 | 0.00068134 | 0 | 0.00068134 | 0.00068134 | 0 | 0.00068134 | 0 | 0 | 0 | 0 | 0 | 0 | 1.1149e-06 | 2.2297e-06 | 0 | 2.2297e-06 | [12 empty] | 7.3.3.17.5 (Remote Grid) Updates to grid topology to minimize risk of ignition in HFTDs Remote GridWLDFRWire-to-wire contactAggregated | WLDFR | HFTD - Distribution - Tier 2 - 1QU CoRE ¦ 3QU LoRE | Non-Red Flag Warning - Large Fires | Wire-to-wire contact | Aggregated | 2045 | 8.4075e-06 | 1013.9529 | 0.0085248 | 2045 | Mitigation | 0.95 | 45 | 0 | esc | 0.00097009 | 8.156e-09 | 0.00097009 | 8.156e-09
[79 empty] | WLDFR | HFTD - Distribution - Tier 2 - 2QU CoRE ¦ 5QU LoRE | Red Flag Warning - Catastrophic Fires | 2046 | 3.8555e-08 | 3.8555e-08 | 17672.0852 | 299.42 | 10692.7362 | 6679.929 | 0 | 0 | 3.9744e-05 | 0.00068134 | 0 | 0.00068134 | 0.00068134 | 0 | 0.00068134 | 0 | 0.00071523 | 0 | 0 | 0 | 0 | 1.1149e-06 | 2.2297e-06 | 0 | 2.2297e-06 | [12 empty] | 7.3.3.17.5 (Remote Grid) Updates to grid topology to minimize risk of ignition in HFTDs Remote GridWLDFRWire-to-wire contactAggregated | WLDFR | HFTD - Distribution - Tier 2 - 1QU CoRE ¦ 3QU LoRE | Non-Red Flag Warning - Large Fires | Wire-to-wire contact | Aggregated | 2046 | 8.4075e-06 | 1013.9529 | 0.0085248 | 2046 | Mitigation | 0.95 | 45 | 0 | esc | 0.00097009 | 8.156e-09 | 0.00097009 | 8.156e-09
[79 empty] | WLDFR | HFTD - Distribution - Tier 2 - 2QU CoRE ¦ 5QU LoRE | Red Flag Warning - Catastrophic Fires | 2047 | 3.8555e-08 | 3.8555e-08 | 17672.0852 | 299.42 | 10692.7362 | 6679.929 | 0 | 0 | 3.9744e-05 | 0.00068134 | 0 | 0.00068134 | 0.00068134 | 0 | 0.00068134 | 0 | 0.00074136 | 0.0016251 | 0 | 0.0016251 | 0 | 1.1866e-06 | 2.3731e-06 | 0 | 2.3731e-06 | [12 empty] | 7.3.3.17.5 (Remote Grid) Updates to grid topology to minimize risk of ignition in HFTDs Remote GridWLDFRWire-to-wire contactAggregated | WLDFR | HFTD - Distribution - Tier 2 - 1QU CoRE ¦ 3QU LoRE | Non-Red Flag Warning - Large Fires | Wire-to-wire contact | Aggregated | 2047 | 8.4075e-06 | 1013.9529 | 0.0085248 | 2047 | Mitigation | 0.95 | 45 | 0 | esc | 0.00097009 | 8.156e-09 | 0.00097009 | 8.156e-09
[79 empty] | WLDFR | HFTD - Distribution - Tier 2 - 2QU CoRE ¦ 5QU LoRE | Red Flag Warning - Catastrophic Fires | 2048 | 3.8555e-08 | 3.8555e-08 | 18552.3348 | 319.4911 | 11216.5626 | 7016.281 | 0 | 0 | 3.9744e-05 | 0.00071528 | 0 | 0.00071528 | 0.00071528 | 0 | 0.00071528 | 0 | 0.00074136 | 0.0016251 | 0 | 0.0016251 | 0 | 1.1866e-06 | 2.3731e-06 | 0 | 2.3731e-06 | [12 empty] | 7.3.3.17.5 (Remote Grid) Updates to grid topology to minimize risk of ignition in HFTDs Remote GridWLDFRWire-to-wire contactAggregated | WLDFR | HFTD - Distribution - Tier 2 - 1QU CoRE ¦ 3QU LoRE | Non-Red Flag Warning - Large Fires | Wire-to-wire contact | Aggregated | 2048 | 8.4075e-06 | 1013.9529 | 0.0085248 | 2048 | Mitigation | 0.95 | 45 | 0 | esc | 0.00097009 | 8.156e-09 | 0.00097009 | 8.156e-09
[79 empty] | WLDFR | HFTD - Distribution - Tier 2 - 2QU CoRE ¦ 5QU LoRE | Red Flag Warning - Catastrophic Fires | 2049 | 3.8555e-08 | 3.8555e-08 | 18552.3348 | 319.4911 | 11216.5626 | 7016.281 | 0 | 0 | 3.9744e-05 | 0.00071528 | 0 | 0.00071528 | 0.00071528 | 0 | 0.00071528 | 0 | 0.00074136 | 0.0016251 | 0 | 0.0016251 | 0 | 1.1866e-06 | 2.3731e-06 | 0 | 2.3731e-06 | [12 empty] | 7.3.3.17.5 (Remote Grid) Updates to grid topology to minimize risk of ignition in HFTDs Remote GridWLDFRWire-to-wire contactAggregated | WLDFR | HFTD - Distribution - Tier 2 - 1QU CoRE ¦ 3QU LoRE | Non-Red Flag Warning - Large Fires | Wire-to-wire contact | Aggregated | 2049 | 8.4075e-06 | 1013.9529 | 0.0085248 | 2049 | Mitigation | 0.95 | 45 | 0 | esc | 0.00097009 | 8.156e-09 | 0.00097009 | 8.156e-09
[79 empty] | WLDFR | HFTD - Distribution - Tier 2 - 2QU CoRE ¦ 5QU LoRE | Red Flag Warning - Catastrophic Fires | 2050 | 3.8555e-08 | 3.8555e-08 | 18552.3348 | 319.4911 | 11216.5626 | 7016.281 | 0 | 0 | 3.9744e-05 | 0.00071528 | 0 | 0.00071528 | 0.00071528 | 0 | 0.00071528 | 0 | 0.00074136 | 0.0016251 | 0 | 0.0016251 | 0 | 1.1866e-06 | 2.3731e-06 | 0 | 2.3731e-06 | [12 empty] | 7.3.3.17.5 (Remote Grid) Updates to grid topology to minimize risk of ignition in HFTDs Remote GridWLDFRWire-to-wire contactAggregated | WLDFR | HFTD - Distribution - Tier 2 - 1QU CoRE ¦ 3QU LoRE | Non-Red Flag Warning - Large Fires | Wire-to-wire contact | Aggregated | 2050 | 8.4075e-06 | 1013.9529 | 0.0085248 | 2050 | Mitigation | 0.95 | 45 | 0 | esc | 0.00097009 | 8.156e-09 | 0.00097009 | 8.156e-09
[79 empty] | WLDFR | HFTD - Distribution - Tier 2 - 2QU CoRE ¦ 5QU LoRE | Red Flag Warning - Catastrophic Fires | 2051 | 3.8555e-08 | 3.8555e-08 | 18552.3348 | 319.4911 | 11216.5626 | 7016.281 | 0 | 0 | 3.9744e-05 | 0.00071528 | 0 | 0.00071528 | 0.00071528 | 0 | 0.00071528 | 0 | 0.00074136 | 0.0016251 | 0 | 0.0016251 | 0 | 1.1866e-06 | 2.3731e-06 | 0 | 2.3731e-06 | [12 empty] | 7.3.3.17.5 (Remote Grid) Updates to grid topology to minimize risk of ignition in HFTDs Remote GridWLDFRWire-to-wire contactAggregated | WLDFR | HFTD - Distribution - Tier 2 - 1QU CoRE ¦ 3QU LoRE | Non-Red Flag Warning - Large Fires | Wire-to-wire contact | Aggregated | 2051 | 8.4075e-06 | 1013.9529 | 0.0085248 | 2051 | Mitigation | 0.95 | 45 | 0 | esc | 0.00097009 | 8.156e-09 | 0.00097009 | 8.156e-09
[79 empty] | WLDFR | HFTD - Distribution - Tier 2 - 2QU CoRE ¦ 5QU LoRE | Red Flag Warning - Catastrophic Fires | 2052 | 3.8555e-08 | 3.8555e-08 | 18552.3348 | 319.4911 | 11216.5626 | 7016.281 | 0 | 0 | 3.9744e-05 | 0.00071528 | 0 | 0.00071528 | 0.00071528 | 0 | 0.00071528 | 0 | 0.00077426 | 0.0016972 | 0 | 0.0016972 | 0 | 1.2638e-06 | 2.5275e-06 | 0 | 2.5275e-06 | [12 empty] | 7.3.3.17.5 (Remote Grid) Updates to grid topology to minimize risk of ignition in HFTDs Remote GridWLDFRWire-to-wire contactAggregated | WLDFR | HFTD - Distribution - Tier 2 - 1QU CoRE ¦ 3QU LoRE | Non-Red Flag Warning - Large Fires | Wire-to-wire contact | Aggregated | 2052 | 8.4075e-06 | 1013.9529 | 0.0085248 | 2052 | Mitigation | 0.95 | 45 | 0 | esc | 0.00097009 | 8.156e-09 | 0.00097009 | 8.156e-09
[79 empty] | WLDFR | HFTD - Distribution - Tier 2 - 2QU CoRE ¦ 5QU LoRE | Red Flag Warning - Catastrophic Fires | 2053 | 3.8555e-08 | 3.8555e-08 | 19462.1283 | 340.5356 | 11757.1413 | 7364.4514 | 0 | 0 | 3.9744e-05 | 0.00075036 | 0 | 0.00075036 | 0.00075036 | 0 | 0.00075036 | 0 | 0.00077426 | 0.0016972 | 0 | 0.0016972 | 0 | 1.2638e-06 | 2.5275e-06 | 0 | 2.5275e-06 | [12 empty] | 7.3.3.17.5 (Remote Grid) Updates to grid topology to minimize risk of ignition in HFTDs Remote GridWLDFRWire-to-wire contactAggregated | WLDFR | HFTD - Distribution - Tier 2 - 1QU CoRE ¦ 3QU LoRE | Non-Red Flag Warning - Large Fires | Wire-to-wire contact | Aggregated | 2053 | 8.4075e-06 | 1013.9529 | 0.0085248 | 2053 | Mitigation | 0.95 | 45 | 0 | esc | 0.00097009 | 8.156e-09 | 0.00097009 | 8.156e-09
[79 empty] | WLDFR | HFTD - Distribution - Tier 2 - 2QU CoRE ¦ 5QU LoRE | Red Flag Warning - Catastrophic Fires | 2054 | 3.8555e-08 | 3.8555e-08 | 19462.1283 | 340.5356 | 11757.1413 | 7364.4514 | 0 | 0 | 3.9744e-05 | 0.00075036 | 0 | 0.00075036 | 0.00075036 | 0 | 0.00075036 | 0 | 0.00077426 | 0.0016972 | 0 | 0.0016972 | 0 | 1.2638e-06 | 2.5275e-06 | 0 | 2.5275e-06 | [12 empty] | 7.3.3.17.5 (Remote Grid) Updates to grid topology to minimize risk of ignition in HFTDs Remote GridWLDFRWire-to-wire contactAggregated | WLDFR | HFTD - Distribution - Tier 2 - 1QU CoRE ¦ 3QU LoRE | Non-Red Flag Warning - Large Fires | Wire-to-wire contact | Aggregated | 2054 | 8.4075e-06 | 1013.9529 | 0.0085248 | 2054 | Mitigation | 0.95 | 45 | 0 | esc | 0.00097009 | 8.156e-09 | 0.00097009 | 8.156e-09
[79 empty] | WLDFR | HFTD - Distribution - Tier 2 - 2QU CoRE ¦ 5QU LoRE | Red Flag Warning - Catastrophic Fires | 2055 | 3.8555e-08 | 3.8555e-08 | 19462.1283 | 340.5356 | 11757.1413 | 7364.4514 | 0 | 0 | 3.9744e-05 | 0.00075036 | 0 | 0.00075036 | 0.00075036 | 0 | 0.00075036 | 0 | 0.00077426 | 0.0016972 | 0 | 0.0016972 | 0 | 1.2638e-06 | 2.5275e-06 | 0 | 2.5275e-06 | [12 empty] | 7.3.3.17.5 (Remote Grid) Updates to grid topology to minimize risk of ignition in HFTDs Remote GridWLDFRWire-to-wire contactAggregated | WLDFR | HFTD - Distribution - Tier 2 - 1QU CoRE ¦ 3QU LoRE | Non-Red Flag Warning - Large Fires | Wire-to-wire contact | Aggregated | 2055 | 8.4075e-06 | 1013.9529 | 0.0085248 | 2055 | Mitigation | 0.95 | 45 | 0 | esc | 0.00097009 | 8.156e-09 | 0.00097009 | 8.156e-09
[79 empty] | WLDFR | HFTD - Distribution - Tier 2 - 2QU CoRE ¦ 5QU LoRE | Red Flag Warning - Catastrophic Fires | 2056 | 3.8555e-08 | 3.8555e-08 | 19462.1283 | 340.5356 | 11757.1413 | 7364.4514 | 0 | 0 | 3.9744e-05 | 0.00075036 | 0 | 0.00075036 | 0.00075036 | 0 | 0.00075036 | 0 | 0.00077426 | 0.0016972 | 0 | 0.0016972 | 0 | 0 | 2.5275e-06 | 0 | 2.5275e-06 | [12 empty] | 7.3.3.17.5 (Remote Grid) Updates to grid topology to minimize risk of ignition in HFTDs Remote GridWLDFRWire-to-wire contactAggregated | WLDFR | HFTD - Distribution - Tier 2 - 1QU CoRE ¦ 3QU LoRE | Non-Red Flag Warning - Large Fires | Wire-to-wire contact | Aggregated | 2056 | 8.4075e-06 | 1013.9529 | 0.0085248 | 2056 | Mitigation | 0.95 | 45 | 0 | esc | 0.00097009 | 8.156e-09 | 0.00097009 | 8.156e-09
[79 empty] | WLDFR | HFTD - Distribution - Tier 2 - 2QU CoRE ¦ 5QU LoRE | Red Flag Warning - Catastrophic Fires | 2057 | 3.8555e-08 | 3.8555e-08 | 19462.1283 | 340.5356 | 11757.1413 | 7364.4514 | 0 | 0 | 3.9744e-05 | 0.00075036 | 0 | 0.00075036 | 0.00075036 | 0 | 0.00075036 | 0 | 0.00081079 | 0.0017773 | 0 | 0.0017773 | 0 | 0 | 0 | 0 | 0 | [12 empty] | 7.3.3.17.5 (Remote Grid) Updates to grid topology to minimize risk of ignition in HFTDs Remote GridWLDFRWire-to-wire contactAggregated | WLDFR | HFTD - Distribution - Tier 2 - 1QU CoRE ¦ 3QU LoRE | Non-Red Flag Warning - Large Fires | Wire-to-wire contact | Aggregated | 2057 | 8.4075e-06 | 1013.9529 | 0.0085248 | 2057 | Mitigation | 0.95 | 45 | 0 | esc | 0.00097009 | 8.156e-09 | 0.00097009 | 8.156e-09
[79 empty] | WLDFR | HFTD - Distribution - Tier 2 - 2QU CoRE ¦ 5QU LoRE | Red Flag Warning - Catastrophic Fires | 2058 | 3.8555e-08 | 3.8555e-08 | 20390.4035 | 362.3049 | 12307.8747 | 7720.2238 | 0 | 0 | 3.9744e-05 | 0.00078615 | 0 | 0.00078615 | 0.00078615 | 0 | 0.00078615 | 0 | 0.00081079 | 0.0017773 | 0 | 0.0017773 | 0 | 0 | 0 | 0 | 0 | [12 empty] | 7.3.3.17.5 (Remote Grid) Updates to grid topology to minimize risk of ignition in HFTDs Remote GridWLDFRWire-to-wire contactAggregated | WLDFR | HFTD - Distribution - Tier 2 - 1QU CoRE ¦ 3QU LoRE | Non-Red Flag Warning - Large Fires | Wire-to-wire contact | Aggregated | 2058 | 8.4075e-06 | 1013.9529 | 0.0085248 | 2058 | Mitigation | 0.95 | 45 | 0 | esc | 0.00097009 | 8.156e-09 | 0.00097009 | 8.156e-09
[79 empty] | WLDFR | HFTD - Distribution - Tier 2 - 2QU CoRE ¦ 5QU LoRE | Red Flag Warning - Catastrophic Fires | 2059 | 3.8555e-08 | 3.8555e-08 | 20390.4035 | 362.3049 | 12307.8747 | 7720.2238 | 0 | 0 | 3.9744e-05 | 0.00078615 | 0 | 0.00078615 | 0.00078615 | 0 | 0.00078615 | 0 | 0.00081079 | 0.0017773 | 0 | 0.0017773 | 0 | 3.8286e-06 | 0 | 0 | 0 | [12 empty] | 7.3.3.17.5 (Remote Grid) Updates to grid topology to minimize risk of ignition in HFTDs Remote GridWLDFRWire-to-wire contactAggregated | WLDFR | HFTD - Distribution - Tier 2 - 1QU CoRE ¦ 3QU LoRE | Non-Red Flag Warning - Large Fires | Wire-to-wire contact | Aggregated | 2059 | 8.4075e-06 | 1013.9529 | 0.0085248 | 2059 | Mitigation | 0.95 | 45 | 0 | esc | 0.00097009 | 8.156e-09 | 0.00097009 | 8.156e-09
[79 empty] | WLDFR | HFTD - Distribution - Tier 2 - 2QU CoRE ¦ 5QU LoRE | Red Flag Warning - Catastrophic Fires | 2060 | 3.8555e-08 | 3.8555e-08 | 20390.4035 | 362.3049 | 12307.8747 | 7720.2238 | 0 | 0 | 3.9744e-05 | 0.00078615 | 0 | 0.00078615 | 0.00078615 | 0 | 0.00078615 | 0 | 0.00081079 | 0.0017773 | 0 | 0.0017773 | 0 | 3.9518e-06 | 7.9036e-06 | 0 | 7.9036e-06 | [12 empty] | 7.3.3.17.5 (Remote Grid) Updates to grid topology to minimize risk of ignition in HFTDs Remote GridWLDFRWire-to-wire contactAggregated | WLDFR | HFTD - Distribution - Tier 2 - 1QU CoRE ¦ 3QU LoRE | Non-Red Flag Warning - Large Fires | Wire-to-wire contact | Aggregated | 2060 | 8.4075e-06 | 1013.9529 | 0.0085248 | 2060 | Mitigation | 0.95 | 45 | 0 | esc | 0.00097009 | 8.156e-09 | 0.00097009 | 8.156e-09
[79 empty] | WLDFR | HFTD - Distribution - Tier 2 - 2QU CoRE ¦ 5QU LoRE | Red Flag Warning - Catastrophic Fires | 2061 | 3.8555e-08 | 3.8555e-08 | 20390.4035 | 362.3049 | 12307.8747 | 7720.2238 | 0 | 0 | 3.9744e-05 | 0.00078615 | 0 | 0.00078615 | 0.00078615 | 0 | 0.00078615 | 0 | 0.00081079 | 0.0017773 | 0 | 0.0017773 | 0 | 3.9518e-06 | 7.9036e-06 | 0 | 7.9036e-06 | [12 empty] | 7.3.3.17.5 (Remote Grid) Updates to grid topology to minimize risk of ignition in HFTDs Remote GridWLDFRWire-to-wire contactAggregated | WLDFR | HFTD - Distribution - Tier 2 - 1QU CoRE ¦ 3QU LoRE | Non-Red Flag Warning - Large Fires | Wire-to-wire contact | Aggregated | 2061 | 8.4075e-06 | 1013.9529 | 0.0085248 | 2061 | Mitigation | 0.95 | 45 | 0 | esc | 0.00097009 | 8.156e-09 | 0.00097009 | 8.156e-09
[79 empty] | WLDFR | HFTD - Distribution - Tier 2 - 2QU CoRE ¦ 5QU LoRE | Red Flag Warning - Catastrophic Fires | 2062 | 3.8555e-08 | 3.8555e-08 | 20390.4035 | 362.3049 | 12307.8747 | 7720.2238 | 0 | 0 | 3.9744e-05 | 0.00078615 | 0 | 0.00078615 | 0.00078615 | 0 | 0.00078615 | 0 | 0.00085042 | 0.0018641 | 0 | 0.0018641 | 0 | 3.9518e-06 | 7.9036e-06 | 0 | 7.9036e-06 | [12 empty] | 7.3.3.17.5 (Remote Grid) Updates to grid topology to minimize risk of ignition in HFTDs Remote GridWLDFRWire-to-wire contactAggregated | WLDFR | HFTD - Distribution - Tier 2 - 1QU CoRE ¦ 3QU LoRE | Non-Red Flag Warning - Large Fires | Wire-to-wire contact | Aggregated | 2062 | 8.4075e-06 | 1013.9529 | 0.0085248 | 2062 | Mitigation | 0.95 | 45 | 0 | esc | 0.00097009 | 8.156e-09 | 0.00097009 | 8.156e-09
[79 empty] | WLDFR | HFTD - Distribution - Tier 2 - 2QU CoRE ¦ 5QU LoRE | Red Flag Warning - Catastrophic Fires | 2063 | 3.8555e-08 | 3.8555e-08 | 21325.9188 | 384.5316 | 12862.0997 | 8079.2876 | 0 | 0 | 3.9744e-05 | 0.00082221 | 0 | 0.00082221 | 0.00082221 | 0 | 0.00082221 | 0 | 0.00085042 | 0.0018641 | 0 | 0.0018641 | 0 | 3.9518e-06 | 7.9036e-06 | 0 | 7.9036e-06 | [12 empty] | 7.3.3.17.5 (Remote Grid) Updates to grid topology to minimize risk of ignition in HFTDs Remote GridWLDFRWire-to-wire contactAggregated | WLDFR | HFTD - Distribution - Tier 2 - 1QU CoRE ¦ 3QU LoRE | Non-Red Flag Warning - Large Fires | Wire-to-wire contact | Aggregated | 2063 | 8.4075e-06 | 1013.9529 | 0.0085248 | 2063 | Mitigation | 0.95 | 45 | 0 | esc | 0.00097009 | 8.156e-09 | 0.00097009 | 8.156e-09
[79 empty] | WLDFR | HFTD - Distribution - Tier 2 - 2QU CoRE ¦ 5QU LoRE | Red Flag Warning - Catastrophic Fires | 2064 | 3.8555e-08 | 3.8555e-08 | 21325.9188 | 384.5316 | 12862.0997 | 8079.2876 | 0 | 0 | 3.9744e-05 | 0.00082221 | 0 | 0.00082221 | 0.00082221 | 0 | 0.00082221 | 0 | 0.00085042 | 0.0018641 | 0 | 0.0018641 | 0 | 3.9518e-06 | 7.9036e-06 | 0 | 7.9036e-06 | [12 empty] | 7.3.3.17.5 (Remote Grid) Updates to grid topology to minimize risk of ignition in HFTDs Remote GridWLDFRWire-to-wire contactAggregated | WLDFR | HFTD - Distribution - Tier 2 - 1QU CoRE ¦ 3QU LoRE | Non-Red Flag Warning - Large Fires | Wire-to-wire contact | Aggregated | 2064 | 8.4075e-06 | 1013.9529 | 0.0085248 | 2064 | Mitigation | 0.95 | 45 | 0 | esc | 0.00097009 | 8.156e-09 | 0.00097009 | 8.156e-09
[79 empty] | WLDFR | HFTD - Distribution - Tier 2 - 2QU CoRE ¦ 5QU LoRE | Red Flag Warning - Catastrophic Fires | 2065 | 3.8555e-08 | 3.8555e-08 | 21325.9188 | 384.5316 | 12862.0997 | 8079.2876 | 0 | 0 | 3.9744e-05 | 0.00082221 | 0 | 0.00082221 | 0.00082221 | 0 | 0.00082221 | 0 | 0.00085042 | 0.0018641 | 0 | 0.0018641 | 0 | 4.109e-06 | 8.218e-06 | 0 | 8.218e-06 | [12 empty] | 7.3.3.17.5 (Remote Grid) Updates to grid topology to minimize risk of ignition in HFTDs Remote GridWLDFRWire-to-wire contactAggregated | WLDFR | HFTD - Distribution - Tier 2 - 1QU CoRE ¦ 3QU LoRE | Non-Red Flag Warning - Large Fires | Wire-to-wire contact | Aggregated | 2065 | 8.4075e-06 | 1013.9529 | 0.0085248 | 2065 | Mitigation | 0.95 | 45 | 0 | esc | 0.00097009 | 8.156e-09 | 0.00097009 | 8.156e-09
[79 empty] | WLDFR | HFTD - Distribution - Tier 2 - 2QU CoRE ¦ 5QU LoRE | Red Flag Warning - Catastrophic Fires | 2066 | 3.8555e-08 | 3.8555e-08 | 21325.9188 | 384.5316 | 12862.0997 | 8079.2876 | 0 | 0 | 3.9744e-05 | 0.00082221 | 0 | 0.00082221 | 0.00082221 | 0 | 0.00082221 | 0 | 0.00085042 | 0.0018641 | 0 | 0.0018641 | 0 | 4.109e-06 | 8.218e-06 | 0 | 8.218e-06 | [12 empty] | 7.3.3.17.5 (Remote Grid) Updates to grid topology to minimize risk of ignition in HFTDs Remote GridWLDFRWire-to-wire contactAggregated | WLDFR | HFTD - Distribution - Tier 2 - 1QU CoRE ¦ 3QU LoRE | Non-Red Flag Warning - Large Fires | Wire-to-wire contact | Aggregated | 2066 | 8.4075e-06 | 1013.9529 | 0.0085248 | 2066 | Mitigation | 0.95 | 45 | 0 | esc | 0.00097009 | 8.156e-09 | 0.00097009 | 8.156e-09
[79 empty] | WLDFR | HFTD - Distribution - Tier 2 - 2QU CoRE ¦ 5QU LoRE | Red Flag Warning - Catastrophic Fires | 2067 | 0 | 3.8555e-08 | 21325.9188 | 384.5316 | 12862.0997 | 8079.2876 | 0 | 0 | 3.9744e-05 | 0 | 0 | 0 | 0.00082221 | 0 | 0.00082221 | 0 | 0.00089259 | 0.0019566 | 0 | 0.0019566 | 0 | 4.109e-06 | 8.218e-06 | 0 | 8.218e-06 | [12 empty] | 7.3.3.17.5 (Remote Grid) Updates to grid topology to minimize risk of ignition in HFTDs Remote GridWLDFRWire-to-wire contactAggregated | WLDFR | HFTD - Distribution - Tier 2 - 1QU CoRE ¦ 3QU LoRE | Non-Red Flag Warning - Large Fires | Wire-to-wire contact | Aggregated | 2067 | 8.4075e-06 | 1013.9529 | 0.0085248 | 2067 | Mitigation | 0.95 | 45 | 0 | esc | 0 | 0 | 0.00097009 | 8.156e-09
[79 empty] | WLDFR | HFTD - Distribution - Tier 2 - 2QU CoRE ¦ 5QU LoRE | Red Flag Warning - Destructive Fires | 2022 | 5.3879e-09 | 0 | 8807.9522 | 222.2294 | 8585.7228 | 0 | 0 | 0 | 5.554e-06 | 4.7456e-05 | 0 | 4.7456e-05 | 0 | 0 | 0 | 0 | 0.00089259 | 0.0019566 | 0 | 0.0019566 | 0 | 4.109e-06 | 8.218e-06 | 0 | 8.218e-06 | [12 empty] | 7.3.3.17.5 (Remote Grid) Updates to grid topology to minimize risk of ignition in HFTDs Remote GridWLDFRContact from objectAggregated | WLDFR | HFTD - Distribution - Tier 2 - 1QU CoRE ¦ 3QU LoRE | Non-Red Flag Warning - Small Fires | Contact from object | Aggregated | 2022 | 0.00077114 | 1013.9529 | 0.7819 | 2022 | Mitigation | 0.95 | 45 | 0 | esc | 0.00097009 | 7.4807e-07 | 0 | 0
[79 empty] | WLDFR | HFTD - Distribution - Tier 2 - 2QU CoRE ¦ 5QU LoRE | Red Flag Warning - Destructive Fires | 2023 | 5.3879e-09 | 5.3879e-09 | 9129.7461 | 233.2301 | 8896.516 | 0 | 0 | 0 | 5.554e-06 | 4.919e-05 | 0 | 4.919e-05 | 4.919e-05 | 0 | 4.919e-05 | 0 | 0.00089259 | 0.0019566 | 0 | 0.0019566 | 0 | 4.109e-06 | 8.218e-06 | 0 | 8.218e-06 | [12 empty] | 7.3.3.17.5 (Remote Grid) Updates to grid topology to minimize risk of ignition in HFTDs Remote GridWLDFRContact from objectAggregated | WLDFR | HFTD - Distribution - Tier 2 - 1QU CoRE ¦ 3QU LoRE | Non-Red Flag Warning - Small Fires | Contact from object | Aggregated | 2023 | 0.00077114 | 1013.9529 | 0.7819 | 2023 | Mitigation | 0.95 | 45 | 0 | esc | 0.00097009 | 7.4807e-07 | 0.00097009 | 7.4807e-07
[79 empty] | WLDFR | HFTD - Distribution - Tier 2 - 2QU CoRE ¦ 5QU LoRE | Red Flag Warning - Destructive Fires | 2024 | 5.3879e-09 | 5.3879e-09 | 9129.7461 | 233.2301 | 8896.516 | 0 | 0 | 0 | 5.554e-06 | 4.919e-05 | 0 | 4.919e-05 | 4.919e-05 | 0 | 4.919e-05 | 0 | 0.00089259 | 0.0019566 | 0 | 0.0019566 | 0 | 4.2861e-06 | 8.5723e-06 | 0 | 8.5723e-06 | [12 empty] | 7.3.3.17.5 (Remote Grid) Updates to grid topology to minimize risk of ignition in HFTDs Remote GridWLDFRContact from objectAggregated | WLDFR | HFTD - Distribution - Tier 2 - 1QU CoRE ¦ 3QU LoRE | Non-Red Flag Warning - Small Fires | Contact from object | Aggregated | 2024 | 0.00077114 | 1013.9529 | 0.7819 | 2024 | Mitigation | 0.95 | 45 | 0 | esc | 0.00097009 | 7.4807e-07 | 0.00097009 | 7.4807e-07
[79 empty] | WLDFR | HFTD - Distribution - Tier 2 - 2QU CoRE ¦ 5QU LoRE | Red Flag Warning - Destructive Fires | 2025 | 5.3879e-09 | 5.3879e-09 | 9129.7461 | 233.2301 | 8896.516 | 0 | 0 | 0 | 5.554e-06 | 4.919e-05 | 0 | 4.919e-05 | 4.919e-05 | 0 | 4.919e-05 | 0 | 0.00089259 | 0.0019566 | 0 | 0.0019566 | 0 | 4.2861e-06 | 8.5723e-06 | 0 | 8.5723e-06 | [12 empty] | 7.3.3.17.5 (Remote Grid) Updates to grid topology to minimize risk of ignition in HFTDs Remote GridWLDFRContact from objectAggregated | WLDFR | HFTD - Distribution - Tier 2 - 1QU CoRE ¦ 3QU LoRE | Non-Red Flag Warning - Small Fires | Contact from object | Aggregated | 2025 | 0.00077114 | 1013.9529 | 0.7819 | 2025 | Mitigation | 0.95 | 45 | 0 | esc | 0.00097009 | 7.4807e-07 | 0.00097009 | 7.4807e-07
[79 empty] | WLDFR | HFTD - Distribution - Tier 2 - 2QU CoRE ¦ 5QU LoRE | Red Flag Warning - Destructive Fires | 2026 | 5.3879e-09 | 5.3879e-09 | 9129.7461 | 233.2301 | 8896.516 | 0 | 0 | 0 | 5.554e-06 | 4.919e-05 | 0 | 4.919e-05 | 4.919e-05 | 0 | 4.919e-05 | 0 | 0.00093676 | 0.0020534 | 0 | 0.0020534 | 0 | 4.2861e-06 | 8.5723e-06 | 0 | 8.5723e-06 | [12 empty] | 7.3.3.17.5 (Remote Grid) Updates to grid topology to minimize risk of ignition in HFTDs Remote GridWLDFRContact from objectAggregated | WLDFR | HFTD - Distribution - Tier 2 - 1QU CoRE ¦ 3QU LoRE | Non-Red Flag Warning - Small Fires | Contact from object | Aggregated | 2026 | 0.00077114 | 1013.9529 | 0.7819 | 2026 | Mitigation | 0.95 | 45 | 0 | esc | 0.00097009 | 7.4807e-07 | 0.00097009 | 7.4807e-07
[79 empty] | WLDFR | HFTD - Distribution - Tier 2 - 2QU CoRE ¦ 5QU LoRE | Red Flag Warning - Destructive Fires | 2027 | 5.3879e-09 | 5.3879e-09 | 9129.7461 | 233.2301 | 8896.516 | 0 | 0 | 0 | 5.554e-06 | 4.919e-05 | 0 | 4.919e-05 | 4.919e-05 | 0 | 4.919e-05 | 0 | 0.00093676 | 0.0020534 | 0 | 0.0020534 | 0 | 4.2861e-06 | 8.5723e-06 | 0 | 8.5723e-06 | [12 empty] | 7.3.3.17.5 (Remote Grid) Updates to grid topology to minimize risk of ignition in HFTDs Remote GridWLDFRContact from objectAggregated | WLDFR | HFTD - Distribution - Tier 2 - 1QU CoRE ¦ 3QU LoRE | Non-Red Flag Warning - Small Fires | Contact from object | Aggregated | 2027 | 0.00077114 | 1013.9529 | 0.7819 | 2027 | Mitigation | 0.95 | 45 | 0 | esc | 0.00097009 | 7.4807e-07 | 0.00097009 | 7.4807e-07
[79 empty] | WLDFR | HFTD - Distribution - Tier 2 - 2QU CoRE ¦ 5QU LoRE | Red Flag Warning - Destructive Fires | 2028 | 5.3879e-09 | 5.3879e-09 | 9534.9221 | 247.273 | 9287.6491 | 0 | 0 | 0 | 5.554e-06 | 5.1373e-05 | 0 | 5.1373e-05 | 5.1373e-05 | 0 | 5.1373e-05 | 0 | 0.00093676 | 0.0020534 | 0 | 0.0020534 | 0 | 4.2861e-06 | 8.5723e-06 | 0 | 8.5723e-06 | [12 empty] | 7.3.3.17.5 (Remote Grid) Updates to grid topology to minimize risk of ignition in HFTDs Remote GridWLDFRContact from objectAggregated | WLDFR | HFTD - Distribution - Tier 2 - 1QU CoRE ¦ 3QU LoRE | Non-Red Flag Warning - Small Fires | Contact from object | Aggregated | 2028 | 0.00077114 | 1013.9529 | 0.7819 | 2028 | Mitigation | 0.95 | 45 | 0 | esc | 0.00097009 | 7.4807e-07 | 0.00097009 | 7.4807e-07
[79 empty] | WLDFR | HFTD - Distribution - Tier 2 - 2QU CoRE ¦ 5QU LoRE | Red Flag Warning - Destructive Fires | 2029 | 5.3879e-09 | 5.3879e-09 | 9534.9221 | 247.273 | 9287.6491 | 0 | 0 | 0 | 5.554e-06 | 5.1373e-05 | 0 | 5.1373e-05 | 5.1373e-05 | 0 | 5.1373e-05 | 0 | 0.00093676 | 0.0020534 | 0 | 0.0020534 | 0 | 4.4814e-06 | 8.9628e-06 | 0 | 8.9628e-06 | [12 empty] | 7.3.3.17.5 (Remote Grid) Updates to grid topology to minimize risk of ignition in HFTDs Remote GridWLDFRContact from objectAggregated | WLDFR | HFTD - Distribution - Tier 2 - 1QU CoRE ¦ 3QU LoRE | Non-Red Flag Warning - Small Fires | Contact from object | Aggregated | 2029 | 0.00077114 | 1013.9529 | 0.7819 | 2029 | Mitigation | 0.95 | 45 | 0 | esc | 0.00097009 | 7.4807e-07 | 0.00097009 | 7.4807e-07
[79 empty] | WLDFR | HFTD - Distribution - Tier 2 - 2QU CoRE ¦ 5QU LoRE | Red Flag Warning - Destructive Fires | 2030 | 5.3879e-09 | 5.3879e-09 | 9534.9221 | 247.273 | 9287.6491 | 0 | 0 | 0 | 5.554e-06 | 5.1373e-05 | 0 | 5.1373e-05 | 5.1373e-05 | 0 | 5.1373e-05 | 0 | 0.00093676 | 0.0020534 | 0 | 0.0020534 | 0 | 4.4814e-06 | 8.9628e-06 | 0 | 8.9628e-06 | [12 empty] | 7.3.3.17.5 (Remote Grid) Updates to grid topology to minimize risk of ignition in HFTDs Remote GridWLDFRContact from objectAggregated | WLDFR | HFTD - Distribution - Tier 2 - 1QU CoRE ¦ 3QU LoRE | Non-Red Flag Warning - Small Fires | Contact from object | Aggregated | 2030 | 0.00077114 | 1013.9529 | 0.7819 | 2030 | Mitigation | 0.95 | 45 | 0 | esc | 0.00097009 | 7.4807e-07 | 0.00097009 | 7.4807e-07
[79 empty] | WLDFR | HFTD - Distribution - Tier 2 - 2QU CoRE ¦ 5QU LoRE | Red Flag Warning - Destructive Fires | 2031 | 5.3879e-09 | 5.3879e-09 | 9534.9221 | 247.273 | 9287.6491 | 0 | 0 | 0 | 5.554e-06 | 5.1373e-05 | 0 | 5.1373e-05 | 5.1373e-05 | 0 | 5.1373e-05 | 0 | 0.00098236 | 0.0021534 | 0 | 0.0021534 | 0 | 4.4814e-06 | 8.9628e-06 | 0 | 8.9628e-06 | [12 empty] | 7.3.3.17.5 (Remote Grid) Updates to grid topology to minimize risk of ignition in HFTDs Remote GridWLDFRContact from objectAggregated | WLDFR | HFTD - Distribution - Tier 2 - 1QU CoRE ¦ 3QU LoRE | Non-Red Flag Warning - Small Fires | Contact from object | Aggregated | 2031 | 0.00077114 | 1013.9529 | 0.7819 | 2031 | Mitigation | 0.95 | 45 | 0 | esc | 0.00097009 | 7.4807e-07 | 0.00097009 | 7.4807e-07
[79 empty] | WLDFR | HFTD - Distribution - Tier 2 - 2QU CoRE ¦ 5QU LoRE | Red Flag Warning - Destructive Fires | 2032 | 5.3879e-09 | 5.3879e-09 | 9534.9221 | 247.273 | 9287.6491 | 0 | 0 | 0 | 5.554e-06 | 5.1373e-05 | 0 | 5.1373e-05 | 5.1373e-05 | 0 | 5.1373e-05 | 0 | 0.00098236 | 0.0021534 | 0 | 0.0021534 | 0 | 4.4814e-06 | 8.9628e-06 | 0 | 8.9628e-06 | [12 empty] | 7.3.3.17.5 (Remote Grid) Updates to grid topology to minimize risk of ignition in HFTDs Remote GridWLDFRContact from objectAggregated | WLDFR | HFTD - Distribution - Tier 2 - 1QU CoRE ¦ 3QU LoRE | Non-Red Flag Warning - Small Fires | Contact from object | Aggregated | 2032 | 0.00077114 | 1013.9529 | 0.7819 | 2032 | Mitigation | 0.95 | 45 | 0 | esc | 0.00097009 | 7.4807e-07 | 0.00097009 | 7.4807e-07
[79 empty] | WLDFR | HFTD - Distribution - Tier 2 - 2QU CoRE ¦ 5QU LoRE | Red Flag Warning - Destructive Fires | 2033 | 5.3879e-09 | 5.3879e-09 | 9984.8474 | 263.1074 | 9721.74 | 0 | 0 | 0 | 5.554e-06 | 5.3797e-05 | 0 | 5.3797e-05 | 5.3797e-05 | 0 | 5.3797e-05 | 0 | 0.00098236 | 0.0021534 | 0 | 0.0021534 | 0 | 4.4814e-06 | 8.9628e-06 | 0 | 8.9628e-06 | [12 empty] | 7.3.3.17.5 (Remote Grid) Updates to grid topology to minimize risk of ignition in HFTDs Remote GridWLDFRContact from objectAggregated | WLDFR | HFTD - Distribution - Tier 2 - 1QU CoRE ¦ 3QU LoRE | Non-Red Flag Warning - Small Fires | Contact from object | Aggregated | 2033 | 0.00077114 | 1013.9529 | 0.7819 | 2033 | Mitigation | 0.95 | 45 | 0 | esc | 0.00097009 | 7.4807e-07 | 0.00097009 | 7.4807e-07
[79 empty] | WLDFR | HFTD - Distribution - Tier 2 - 2QU CoRE ¦ 5QU LoRE | Red Flag Warning - Destructive Fires | 2034 | 5.3879e-09 | 5.3879e-09 | 9984.8474 | 263.1074 | 9721.74 | 0 | 0 | 0 | 5.554e-06 | 5.3797e-05 | 0 | 5.3797e-05 | 5.3797e-05 | 0 | 5.3797e-05 | 0 | 0.00098236 | 0.0021534 | 0 | 0.0021534 | 0 | 4.6928e-06 | 9.3856e-06 | 0 | 9.3856e-06 | [12 empty] | 7.3.3.17.5 (Remote Grid) Updates to grid topology to minimize risk of ignition in HFTDs Remote GridWLDFRContact from objectAggregated | WLDFR | HFTD - Distribution - Tier 2 - 1QU CoRE ¦ 3QU LoRE | Non-Red Flag Warning - Small Fires | Contact from object | Aggregated | 2034 | 0.00077114 | 1013.9529 | 0.7819 | 2034 | Mitigation | 0.95 | 45 | 0 | esc | 0.00097009 | 7.4807e-07 | 0.00097009 | 7.4807e-07
[79 empty] | WLDFR | HFTD - Distribution - Tier 2 - 2QU CoRE ¦ 5QU LoRE | Red Flag Warning - Destructive Fires | 2035 | 5.3879e-09 | 5.3879e-09 | 9984.8474 | 263.1074 | 9721.74 | 0 | 0 | 0 | 5.554e-06 | 5.3797e-05 | 0 | 5.3797e-05 | 5.3797e-05 | 0 | 5.3797e-05 | 0 | 0.00098236 | 0.0021534 | 0 | 0.0021534 | 0 | 4.6928e-06 | 9.3856e-06 | 0 | 9.3856e-06 | [12 empty] | 7.3.3.17.5 (Remote Grid) Updates to grid topology to minimize risk of ignition in HFTDs Remote GridWLDFRContact from objectAggregated | WLDFR | HFTD - Distribution - Tier 2 - 1QU CoRE ¦ 3QU LoRE | Non-Red Flag Warning - Small Fires | Contact from object | Aggregated | 2035 | 0.00077114 | 1013.9529 | 0.7819 | 2035 | Mitigation | 0.95 | 45 | 0 | esc | 0.00097009 | 7.4807e-07 | 0.00097009 | 7.4807e-07
[79 empty] | WLDFR | HFTD - Distribution - Tier 2 - 2QU CoRE ¦ 5QU LoRE | Red Flag Warning - Destructive Fires | 2036 | 5.3879e-09 | 5.3879e-09 | 9984.8474 | 263.1074 | 9721.74 | 0 | 0 | 0 | 5.554e-06 | 5.3797e-05 | 0 | 5.3797e-05 | 5.3797e-05 | 0 | 5.3797e-05 | 0 | 0.0010288 | 0.0022553 | 0 | 0.0022553 | 0 | 4.6928e-06 | 9.3856e-06 | 0 | 9.3856e-06 | [12 empty] | 7.3.3.17.5 (Remote Grid) Updates to grid topology to minimize risk of ignition in HFTDs Remote GridWLDFRContact from objectAggregated | WLDFR | HFTD - Distribution - Tier 2 - 1QU CoRE ¦ 3QU LoRE | Non-Red Flag Warning - Small Fires | Contact from object | Aggregated | 2036 | 0.00077114 | 1013.9529 | 0.7819 | 2036 | Mitigation | 0.95 | 45 | 0 | esc | 0.00097009 | 7.4807e-07 | 0.00097009 | 7.4807e-07
[79 empty] | WLDFR | HFTD - Distribution - Tier 2 - 2QU CoRE ¦ 5QU LoRE | Red Flag Warning - Destructive Fires | 2037 | 5.3879e-09 | 5.3879e-09 | 9984.8474 | 263.1074 | 9721.74 | 0 | 0 | 0 | 5.554e-06 | 5.3797e-05 | 0 | 5.3797e-05 | 5.3797e-05 | 0 | 5.3797e-05 | 0 | 0.0010288 | 0.0022553 | 0 | 0.0022553 | 0 | 4.6928e-06 | 9.3856e-06 | 0 | 9.3856e-06 | [12 empty] | 7.3.3.17.5 (Remote Grid) Updates to grid topology to minimize risk of ignition in HFTDs Remote GridWLDFRContact from objectAggregated | WLDFR | HFTD - Distribution - Tier 2 - 1QU CoRE ¦ 3QU LoRE | Non-Red Flag Warning - Small Fires | Contact from object | Aggregated | 2037 | 0.00077114 | 1013.9529 | 0.7819 | 2037 | Mitigation | 0.95 | 45 | 0 | esc | 0.00097009 | 7.4807e-07 | 0.00097009 | 7.4807e-07
[79 empty] | WLDFR | HFTD - Distribution - Tier 2 - 2QU CoRE ¦ 5QU LoRE | Red Flag Warning - Destructive Fires | 2038 | 5.3879e-09 | 5.3879e-09 | 10472.8261 | 280.5544 | 10192.2718 | 0 | 0 | 0 | 5.554e-06 | 5.6426e-05 | 0 | 5.6426e-05 | 5.6426e-05 | 0 | 5.6426e-05 | 0 | 0.0010288 | 0.0022553 | 0 | 0.0022553 | 0 | 4.6928e-06 | 9.3856e-06 | 0 | 9.3856e-06 | [12 empty] | 7.3.3.17.5 (Remote Grid) Updates to grid topology to minimize risk of ignition in HFTDs Remote GridWLDFRContact from objectAggregated | WLDFR | HFTD - Distribution - Tier 2 - 1QU CoRE ¦ 3QU LoRE | Non-Red Flag Warning - Small Fires | Contact from object | Aggregated | 2038 | 0.00077114 | 1013.9529 | 0.7819 | 2038 | Mitigation | 0.95 | 45 | 0 | esc | 0.00097009 | 7.4807e-07 | 0.00097009 | 7.4807e-07
[79 empty] | WLDFR | HFTD - Distribution - Tier 2 - 2QU CoRE ¦ 5QU LoRE | Red Flag Warning - Destructive Fires | 2039 | 5.3879e-09 | 5.3879e-09 | 10472.8261 | 280.5544 | 10192.2718 | 0 | 0 | 0 | 5.554e-06 | 5.6426e-05 | 0 | 5.6426e-05 | 5.6426e-05 | 0 | 5.6426e-05 | 0 | 0.0010288 | 0.0022553 | 0 | 0.0022553 | 0 | 4.9182e-06 | 9.8364e-06 | 0 | 9.8364e-06 | [12 empty] | 7.3.3.17.5 (Remote Grid) Updates to grid topology to minimize risk of ignition in HFTDs Remote GridWLDFRContact from objectAggregated | WLDFR | HFTD - Distribution - Tier 2 - 1QU CoRE ¦ 3QU LoRE | Non-Red Flag Warning - Small Fires | Contact from object | Aggregated | 2039 | 0.00077114 | 1013.9529 | 0.7819 | 2039 | Mitigation | 0.95 | 45 | 0 | esc | 0.00097009 | 7.4807e-07 | 0.00097009 | 7.4807e-07
[79 empty] | WLDFR | HFTD - Distribution - Tier 2 - 2QU CoRE ¦ 5QU LoRE | Red Flag Warning - Destructive Fires | 2040 | 5.3879e-09 | 5.3879e-09 | 10472.8261 | 280.5544 | 10192.2718 | 0 | 0 | 0 | 5.554e-06 | 5.6426e-05 | 0 | 5.6426e-05 | 5.6426e-05 | 0 | 5.6426e-05 | 0 | 0.0010288 | 0.0022553 | 0 | 0.0022553 | 0 | 4.9182e-06 | 9.8364e-06 | 0 | 9.8364e-06 | [12 empty] | 7.3.3.17.5 (Remote Grid) Updates to grid topology to minimize risk of ignition in HFTDs Remote GridWLDFRContact from objectAggregated | WLDFR | HFTD - Distribution - Tier 2 - 1QU CoRE ¦ 3QU LoRE | Non-Red Flag Warning - Small Fires | Contact from object | Aggregated | 2040 | 0.00077114 | 1013.9529 | 0.7819 | 2040 | Mitigation | 0.95 | 45 | 0 | esc | 0.00097009 | 7.4807e-07 | 0.00097009 | 7.4807e-07
[79 empty] | WLDFR | HFTD - Distribution - Tier 2 - 2QU CoRE ¦ 5QU LoRE | Red Flag Warning - Destructive Fires | 2041 | 5.3879e-09 | 5.3879e-09 | 10472.8261 | 280.5544 | 10192.2718 | 0 | 0 | 0 | 5.554e-06 | 5.6426e-05 | 0 | 5.6426e-05 | 5.6426e-05 | 0 | 5.6426e-05 | 0 | 0.0010757 | 0.0023579 | 0 | 0.0023579 | 0 | 4.9182e-06 | 9.8364e-06 | 0 | 9.8364e-06 | [12 empty] | 7.3.3.17.5 (Remote Grid) Updates to grid topology to minimize risk of ignition in HFTDs Remote GridWLDFRContact from objectAggregated | WLDFR | HFTD - Distribution - Tier 2 - 1QU CoRE ¦ 3QU LoRE | Non-Red Flag Warning - Small Fires | Contact from object | Aggregated | 2041 | 0.00077114 | 1013.9529 | 0.7819 | 2041 | Mitigation | 0.95 | 45 | 0 | esc | 0.00097009 | 7.4807e-07 | 0.00097009 | 7.4807e-07
[79 empty] | WLDFR | HFTD - Distribution - Tier 2 - 2QU CoRE ¦ 5QU LoRE | Red Flag Warning - Destructive Fires | 2042 | 5.3879e-09 | 5.3879e-09 | 10472.8261 | 280.5544 | 10192.2718 | 0 | 0 | 0 | 5.554e-06 | 5.6426e-05 | 0 | 5.6426e-05 | 5.6426e-05 | 0 | 5.6426e-05 | 0 | 0.0010757 | 0.0023579 | 0 | 0.0023579 | 0 | 4.9182e-06 | 9.8364e-06 | 0 | 9.8364e-06 | [12 empty] | 7.3.3.17.5 (Remote Grid) Updates to grid topology to minimize risk of ignition in HFTDs Remote GridWLDFRContact from objectAggregated | WLDFR | HFTD - Distribution - Tier 2 - 1QU CoRE ¦ 3QU LoRE | Non-Red Flag Warning - Small Fires | Contact from object | Aggregated | 2042 | 0.00077114 | 1013.9529 | 0.7819 | 2042 | Mitigation | 0.95 | 45 | 0 | esc | 0.00097009 | 7.4807e-07 | 0.00097009 | 7.4807e-07
[79 empty] | WLDFR | HFTD - Distribution - Tier 2 - 2QU CoRE ¦ 5QU LoRE | Red Flag Warning - Destructive Fires | 2043 | 5.3879e-09 | 5.3879e-09 | 10992.1562 | 299.42 | 10692.7362 | 0 | 0 | 0 | 5.554e-06 | 5.9225e-05 | 0 | 5.9225e-05 | 5.9225e-05 | 0 | 5.9225e-05 | 0 | 0.0010757 | 0.0023579 | 0 | 0.0023579 | 0 | 0 | 9.8364e-06 | 0 | 9.8364e-06 | [12 empty] | 7.3.3.17.5 (Remote Grid) Updates to grid topology to minimize risk of ignition in HFTDs Remote GridWLDFRContact from objectAggregated | WLDFR | HFTD - Distribution - Tier 2 - 1QU CoRE ¦ 3QU LoRE | Non-Red Flag Warning - Small Fires | Contact from object | Aggregated | 2043 | 0.00077114 | 1013.9529 | 0.7819 | 2043 | Mitigation | 0.95 | 45 | 0 | esc | 0.00097009 | 7.4807e-07 | 0.00097009 | 7.4807e-07
[79 empty] | WLDFR | HFTD - Distribution - Tier 2 - 2QU CoRE ¦ 5QU LoRE | Red Flag Warning - Destructive Fires | 2044 | 5.3879e-09 | 5.3879e-09 | 10992.1562 | 299.42 | 10692.7362 | 0 | 0 | 0 | 5.554e-06 | 5.9225e-05 | 0 | 5.9225e-05 | 5.9225e-05 | 0 | 5.9225e-05 | 0 | 0.0010757 | 0.0023579 | 0 | 0.0023579 | 0 | 0 | 0 | 0 | 0 | [12 empty] | 7.3.3.17.5 (Remote Grid) Updates to grid topology to minimize risk of ignition in HFTDs Remote GridWLDFRContact from objectAggregated | WLDFR | HFTD - Distribution - Tier 2 - 1QU CoRE ¦ 3QU LoRE | Non-Red Flag Warning - Small Fires | Contact from object | Aggregated | 2044 | 0.00077114 | 1013.9529 | 0.7819 | 2044 | Mitigation | 0.95 | 45 | 0 | esc | 0.00097009 | 7.4807e-07 | 0.00097009 | 7.4807e-07
[79 empty] | WLDFR | HFTD - Distribution - Tier 2 - 2QU CoRE ¦ 5QU LoRE | Red Flag Warning - Destructive Fires | 2045 | 5.3879e-09 | 5.3879e-09 | 10992.1562 | 299.42 | 10692.7362 | 0 | 0 | 0 | 5.554e-06 | 5.9225e-05 | 0 | 5.9225e-05 | 5.9225e-05 | 0 | 5.9225e-05 | 0 | 0.0010757 | 0.0023579 | 0 | 0.0023579 | 0 | 0 | 0 | 0 | 0 | [12 empty] | 7.3.3.17.5 (Remote Grid) Updates to grid topology to minimize risk of ignition in HFTDs Remote GridWLDFRContact from objectAggregated | WLDFR | HFTD - Distribution - Tier 2 - 1QU CoRE ¦ 3QU LoRE | Non-Red Flag Warning - Small Fires | Contact from object | Aggregated | 2045 | 0.00077114 | 1013.9529 | 0.7819 | 2045 | Mitigation | 0.95 | 45 | 0 | esc | 0.00097009 | 7.4807e-07 | 0.00097009 | 7.4807e-07
[79 empty] | WLDFR | HFTD - Distribution - Tier 2 - 2QU CoRE ¦ 5QU LoRE | Red Flag Warning - Destructive Fires | 2046 | 5.3879e-09 | 5.3879e-09 | 10992.1562 | 299.42 | 10692.7362 | 0 | 0 | 0 | 5.554e-06 | 5.9225e-05 | 0 | 5.9225e-05 | 5.9225e-05 | 0 | 5.9225e-05 | 0 | 0.0011222 | 0.00246 | 0 | 0.00246 | 0 | 0.0027434 | 0 | 0 | 0 | [12 empty] | 7.3.3.17.5 (Remote Grid) Updates to grid topology to minimize risk of ignition in HFTDs Remote GridWLDFRContact from objectAggregated | WLDFR | HFTD - Distribution - Tier 2 - 1QU CoRE ¦ 3QU LoRE | Non-Red Flag Warning - Small Fires | Contact from object | Aggregated | 2046 | 0.00077114 | 1013.9529 | 0.7819 | 2046 | Mitigation | 0.95 | 45 | 0 | esc | 0.00097009 | 7.4807e-07 | 0.00097009 | 7.4807e-07
[79 empty] | WLDFR | HFTD - Distribution - Tier 2 - 2QU CoRE ¦ 5QU LoRE | Red Flag Warning - Destructive Fires | 2047 | 5.3879e-09 | 5.3879e-09 | 10992.1562 | 299.42 | 10692.7362 | 0 | 0 | 0 | 5.554e-06 | 5.9225e-05 | 0 | 5.9225e-05 | 5.9225e-05 | 0 | 5.9225e-05 | 0 | 0.0011222 | 0.00246 | 0 | 0.00246 | 0 | 0.002844 | 0.005688 | 0 | 0.005688 | [12 empty] | 7.3.3.17.5 (Remote Grid) Updates to grid topology to minimize risk of ignition in HFTDs Remote GridWLDFRContact from objectAggregated | WLDFR | HFTD - Distribution - Tier 2 - 1QU CoRE ¦ 3QU LoRE | Non-Red Flag Warning - Small Fires | Contact from object | Aggregated | 2047 | 0.00077114 | 1013.9529 | 0.7819 | 2047 | Mitigation | 0.95 | 45 | 0 | esc | 0.00097009 | 7.4807e-07 | 0.00097009 | 7.4807e-07
[79 empty] | WLDFR | HFTD - Distribution - Tier 2 - 2QU CoRE ¦ 5QU LoRE | Red Flag Warning - Destructive Fires | 2048 | 5.3879e-09 | 5.3879e-09 | 11536.0538 | 319.4911 | 11216.5626 | 0 | 0 | 0 | 5.554e-06 | 6.2155e-05 | 0 | 6.2155e-05 | 6.2155e-05 | 0 | 6.2155e-05 | 0 | 0.0011222 | 0.00246 | 0 | 0.00246 | 0 | 0.002844 | 0.005688 | 0 | 0.005688 | [12 empty] | 7.3.3.17.5 (Remote Grid) Updates to grid topology to minimize risk of ignition in HFTDs Remote GridWLDFRContact from objectAggregated | WLDFR | HFTD - Distribution - Tier 2 - 1QU CoRE ¦ 3QU LoRE | Non-Red Flag Warning - Small Fires | Contact from object | Aggregated | 2048 | 0.00077114 | 1013.9529 | 0.7819 | 2048 | Mitigation | 0.95 | 45 | 0 | esc | 0.00097009 | 7.4807e-07 | 0.00097009 | 7.4807e-07
[79 empty] | WLDFR | HFTD - Distribution - Tier 2 - 2QU CoRE ¦ 5QU LoRE | Red Flag Warning - Destructive Fires | 2049 | 5.3879e-09 | 5.3879e-09 | 11536.0538 | 319.4911 | 11216.5626 | 0 | 0 | 0 | 5.554e-06 | 6.2155e-05 | 0 | 6.2155e-05 | 6.2155e-05 | 0 | 6.2155e-05 | 0 | 0 | 0.00246 | 0 | 0.00246 | 0 | 0.002844 | 0.005688 | 0 | 0.005688 | [12 empty] | 7.3.3.17.5 (Remote Grid) Updates to grid topology to minimize risk of ignition in HFTDs Remote GridWLDFRContact from objectAggregated | WLDFR | HFTD - Distribution - Tier 2 - 1QU CoRE ¦ 3QU LoRE | Non-Red Flag Warning - Small Fires | Contact from object | Aggregated | 2049 | 0.00077114 | 1013.9529 | 0.7819 | 2049 | Mitigation | 0.95 | 45 | 0 | esc | 0.00097009 | 7.4807e-07 | 0.00097009 | 7.4807e-07
[79 empty] | WLDFR | HFTD - Distribution - Tier 2 - 2QU CoRE ¦ 5QU LoRE | Red Flag Warning - Destructive Fires | 2050 | 5.3879e-09 | 5.3879e-09 | 11536.0538 | 319.4911 | 11216.5626 | 0 | 0 | 0 | 5.554e-06 | 6.2155e-05 | 0 | 6.2155e-05 | 6.2155e-05 | 0 | 6.2155e-05 | 0 | 0 | 0 | 0 | 0 | 0 | 0.002844 | 0.005688 | 0 | 0.005688 | [12 empty] | 7.3.3.17.5 (Remote Grid) Updates to grid topology to minimize risk of ignition in HFTDs Remote GridWLDFRContact from objectAggregated | WLDFR | HFTD - Distribution - Tier 2 - 1QU CoRE ¦ 3QU LoRE | Non-Red Flag Warning - Small Fires | Contact from object | Aggregated | 2050 | 0.00077114 | 1013.9529 | 0.7819 | 2050 | Mitigation | 0.95 | 45 | 0 | esc | 0.00097009 | 7.4807e-07 | 0.00097009 | 7.4807e-07
[79 empty] | WLDFR | HFTD - Distribution - Tier 2 - 2QU CoRE ¦ 5QU LoRE | Red Flag Warning - Destructive Fires | 2051 | 5.3879e-09 | 5.3879e-09 | 11536.0538 | 319.4911 | 11216.5626 | 0 | 0 | 0 | 5.554e-06 | 6.2155e-05 | 0 | 6.2155e-05 | 6.2155e-05 | 0 | 6.2155e-05 | 0 | 2.553e-06 | 0 | 0 | 0 | 0 | 0.002844 | 0.005688 | 0 | 0.005688 | [12 empty] | 7.3.3.17.5 (Remote Grid) Updates to grid topology to minimize risk of ignition in HFTDs Remote GridWLDFRContact from objectAggregated | WLDFR | HFTD - Distribution - Tier 2 - 1QU CoRE ¦ 3QU LoRE | Non-Red Flag Warning - Small Fires | Contact from object | Aggregated | 2051 | 0.00077114 | 1013.9529 | 0.7819 | 2051 | Mitigation | 0.95 | 45 | 0 | esc | 0.00097009 | 7.4807e-07 | 0.00097009 | 7.4807e-07
[79 empty] | WLDFR | HFTD - Distribution - Tier 2 - 2QU CoRE ¦ 5QU LoRE | Red Flag Warning - Destructive Fires | 2052 | 5.3879e-09 | 5.3879e-09 | 11536.0538 | 319.4911 | 11216.5626 | 0 | 0 | 0 | 5.554e-06 | 6.2155e-05 | 0 | 6.2155e-05 | 6.2155e-05 | 0 | 6.2155e-05 | 0 | 2.6672e-06 | 5.8466e-06 | 0 | 5.8466e-06 | 0 | 0.0029707 | 0.0059414 | 0 | 0.0059414 | [12 empty] | 7.3.3.17.5 (Remote Grid) Updates to grid topology to minimize risk of ignition in HFTDs Remote GridWLDFRContact from objectAggregated | WLDFR | HFTD - Distribution - Tier 2 - 1QU CoRE ¦ 3QU LoRE | Non-Red Flag Warning - Small Fires | Contact from object | Aggregated | 2052 | 0.00077114 | 1013.9529 | 0.7819 | 2052 | Mitigation | 0.95 | 45 | 0 | esc | 0.00097009 | 7.4807e-07 | 0.00097009 | 7.4807e-07
[79 empty] | WLDFR | HFTD - Distribution - Tier 2 - 2QU CoRE ¦ 5QU LoRE | Red Flag Warning - Destructive Fires | 2053 | 5.3879e-09 | 5.3879e-09 | 12097.6769 | 340.5356 | 11757.1413 | 0 | 0 | 0 | 5.554e-06 | 6.5181e-05 | 0 | 6.5181e-05 | 6.5181e-05 | 0 | 6.5181e-05 | 0 | 2.6672e-06 | 5.8466e-06 | 0 | 5.8466e-06 | 0 | 0.0029707 | 0.0059414 | 0 | 0.0059414 | [12 empty] | 7.3.3.17.5 (Remote Grid) Updates to grid topology to minimize risk of ignition in HFTDs Remote GridWLDFRContact from objectAggregated | WLDFR | HFTD - Distribution - Tier 2 - 1QU CoRE ¦ 3QU LoRE | Non-Red Flag Warning - Small Fires | Contact from object | Aggregated | 2053 | 0.00077114 | 1013.9529 | 0.7819 | 2053 | Mitigation | 0.95 | 45 | 0 | esc | 0.00097009 | 7.4807e-07 | 0.00097009 | 7.4807e-07
[79 empty] | WLDFR | HFTD - Distribution - Tier 2 - 2QU CoRE ¦ 5QU LoRE | Red Flag Warning - Destructive Fires | 2054 | 5.3879e-09 | 5.3879e-09 | 12097.6769 | 340.5356 | 11757.1413 | 0 | 0 | 0 | 5.554e-06 | 6.5181e-05 | 0 | 6.5181e-05 | 6.5181e-05 | 0 | 6.5181e-05 | 0 | 2.6672e-06 | 5.8466e-06 | 0 | 5.8466e-06 | 0 | 0.0029707 | 0.0059414 | 0 | 0.0059414 | [12 empty] | 7.3.3.17.5 (Remote Grid) Updates to grid topology to minimize risk of ignition in HFTDs Remote GridWLDFRContact from objectAggregated | WLDFR | HFTD - Distribution - Tier 2 - 1QU CoRE ¦ 3QU LoRE | Non-Red Flag Warning - Small Fires | Contact from object | Aggregated | 2054 | 0.00077114 | 1013.9529 | 0.7819 | 2054 | Mitigation | 0.95 | 45 | 0 | esc | 0.00097009 | 7.4807e-07 | 0.00097009 | 7.4807e-07
[79 empty] | WLDFR | HFTD - Distribution - Tier 2 - 2QU CoRE ¦ 5QU LoRE | Red Flag Warning - Destructive Fires | 2055 | 5.3879e-09 | 5.3879e-09 | 12097.6769 | 340.5356 | 11757.1413 | 0 | 0 | 0 | 5.554e-06 | 6.5181e-05 | 0 | 6.5181e-05 | 6.5181e-05 | 0 | 6.5181e-05 | 0 | 2.6672e-06 | 5.8466e-06 | 0 | 5.8466e-06 | 0 | 0.0029707 | 0.0059414 | 0 | 0.0059414 | [12 empty] | 7.3.3.17.5 (Remote Grid) Updates to grid topology to minimize risk of ignition in HFTDs Remote GridWLDFRContact from objectAggregated | WLDFR | HFTD - Distribution - Tier 2 - 1QU CoRE ¦ 3QU LoRE | Non-Red Flag Warning - Small Fires | Contact from object | Aggregated | 2055 | 0.00077114 | 1013.9529 | 0.7819 | 2055 | Mitigation | 0.95 | 45 | 0 | esc | 0.00097009 | 7.4807e-07 | 0.00097009 | 7.4807e-07
[79 empty] | WLDFR | HFTD - Distribution - Tier 2 - 2QU CoRE ¦ 5QU LoRE | Red Flag Warning - Destructive Fires | 2056 | 5.3879e-09 | 5.3879e-09 | 12097.6769 | 340.5356 | 11757.1413 | 0 | 0 | 0 | 5.554e-06 | 6.5181e-05 | 0 | 6.5181e-05 | 6.5181e-05 | 0 | 6.5181e-05 | 0 | 2.6672e-06 | 5.8466e-06 | 0 | 5.8466e-06 | 0 | 0.0029707 | 0.0059414 | 0 | 0.0059414 | [12 empty] | 7.3.3.17.5 (Remote Grid) Updates to grid topology to minimize risk of ignition in HFTDs Remote GridWLDFRContact from objectAggregated | WLDFR | HFTD - Distribution - Tier 2 - 1QU CoRE ¦ 3QU LoRE | Non-Red Flag Warning - Small Fires | Contact from object | Aggregated | 2056 | 0.00077114 | 1013.9529 | 0.7819 | 2056 | Mitigation | 0.95 | 45 | 0 | esc | 0.00097009 | 7.4807e-07 | 0.00097009 | 7.4807e-07
[79 empty] | WLDFR | HFTD - Distribution - Tier 2 - 2QU CoRE ¦ 5QU LoRE | Red Flag Warning - Destructive Fires | 2057 | 5.3879e-09 | 5.3879e-09 | 12097.6769 | 340.5356 | 11757.1413 | 0 | 0 | 0 | 5.554e-06 | 6.5181e-05 | 0 | 6.5181e-05 | 6.5181e-05 | 0 | 6.5181e-05 | 0 | 2.8143e-06 | 6.169e-06 | 0 | 6.169e-06 | 0 | 0.0031115 | 0.0062231 | 0 | 0.0062231 | [12 empty] | 7.3.3.17.5 (Remote Grid) Updates to grid topology to minimize risk of ignition in HFTDs Remote GridWLDFRContact from objectAggregated | WLDFR | HFTD - Distribution - Tier 2 - 1QU CoRE ¦ 3QU LoRE | Non-Red Flag Warning - Small Fires | Contact from object | Aggregated | 2057 | 0.00077114 | 1013.9529 | 0.7819 | 2057 | Mitigation | 0.95 | 45 | 0 | esc | 0.00097009 | 7.4807e-07 | 0.00097009 | 7.4807e-07
[79 empty] | WLDFR | HFTD - Distribution - Tier 2 - 2QU CoRE ¦ 5QU LoRE | Red Flag Warning - Destructive Fires | 2058 | 5.3879e-09 | 5.3879e-09 | 12670.1796 | 362.3049 | 12307.8747 | 0 | 0 | 0 | 5.554e-06 | 6.8266e-05 | 0 | 6.8266e-05 | 6.8266e-05 | 0 | 6.8266e-05 | 0 | 2.8143e-06 | 6.169e-06 | 0 | 6.169e-06 | 0 | 0.0031115 | 0.0062231 | 0 | 0.0062231 | [12 empty] | 7.3.3.17.5 (Remote Grid) Updates to grid topology to minimize risk of ignition in HFTDs Remote GridWLDFRContact from objectAggregated | WLDFR | HFTD - Distribution - Tier 2 - 1QU CoRE ¦ 3QU LoRE | Non-Red Flag Warning - Small Fires | Contact from object | Aggregated | 2058 | 0.00077114 | 1013.9529 | 0.7819 | 2058 | Mitigation | 0.95 | 45 | 0 | esc | 0.00097009 | 7.4807e-07 | 0.00097009 | 7.4807e-07
[79 empty] | WLDFR | HFTD - Distribution - Tier 2 - 2QU CoRE ¦ 5QU LoRE | Red Flag Warning - Destructive Fires | 2059 | 5.3879e-09 | 5.3879e-09 | 12670.1796 | 362.3049 | 12307.8747 | 0 | 0 | 0 | 5.554e-06 | 6.8266e-05 | 0 | 6.8266e-05 | 6.8266e-05 | 0 | 6.8266e-05 | 0 | 2.8143e-06 | 6.169e-06 | 0 | 6.169e-06 | 0 | 0.0031115 | 0.0062231 | 0 | 0.0062231 | [12 empty] | 7.3.3.17.5 (Remote Grid) Updates to grid topology to minimize risk of ignition in HFTDs Remote GridWLDFRContact from objectAggregated | WLDFR | HFTD - Distribution - Tier 2 - 1QU CoRE ¦ 3QU LoRE | Non-Red Flag Warning - Small Fires | Contact from object | Aggregated | 2059 | 0.00077114 | 1013.9529 | 0.7819 | 2059 | Mitigation | 0.95 | 45 | 0 | esc | 0.00097009 | 7.4807e-07 | 0.00097009 | 7.4807e-07
[79 empty] | WLDFR | HFTD - Distribution - Tier 2 - 2QU CoRE ¦ 5QU LoRE | Red Flag Warning - Destructive Fires | 2060 | 5.3879e-09 | 5.3879e-09 | 12670.1796 | 362.3049 | 12307.8747 | 0 | 0 | 0 | 5.554e-06 | 6.8266e-05 | 0 | 6.8266e-05 | 6.8266e-05 | 0 | 6.8266e-05 | 0 | 2.8143e-06 | 6.169e-06 | 0 | 6.169e-06 | 0 | 0.0031115 | 0.0062231 | 0 | 0.0062231 | [12 empty] | 7.3.3.17.5 (Remote Grid) Updates to grid topology to minimize risk of ignition in HFTDs Remote GridWLDFRContact from objectAggregated | WLDFR | HFTD - Distribution - Tier 2 - 1QU CoRE ¦ 3QU LoRE | Non-Red Flag Warning - Small Fires | Contact from object | Aggregated | 2060 | 0.00077114 | 1013.9529 | 0.7819 | 2060 | Mitigation | 0.95 | 45 | 0 | esc | 0.00097009 | 7.4807e-07 | 0.00097009 | 7.4807e-07
[79 empty] | WLDFR | HFTD - Distribution - Tier 2 - 2QU CoRE ¦ 5QU LoRE | Red Flag Warning - Destructive Fires | 2061 | 5.3879e-09 | 5.3879e-09 | 12670.1796 | 362.3049 | 12307.8747 | 0 | 0 | 0 | 5.554e-06 | 6.8266e-05 | 0 | 6.8266e-05 | 6.8266e-05 | 0 | 6.8266e-05 | 0 | 2.8143e-06 | 6.169e-06 | 0 | 6.169e-06 | 0 | 0.0031115 | 0.0062231 | 0 | 0.0062231 | [12 empty] | 7.3.3.17.5 (Remote Grid) Updates to grid topology to minimize risk of ignition in HFTDs Remote GridWLDFRContact from objectAggregated | WLDFR | HFTD - Distribution - Tier 2 - 1QU CoRE ¦ 3QU LoRE | Non-Red Flag Warning - Small Fires | Contact from object | Aggregated | 2061 | 0.00077114 | 1013.9529 | 0.7819 | 2061 | Mitigation | 0.95 | 45 | 0 | esc | 0.00097009 | 7.4807e-07 | 0.00097009 | 7.4807e-07
[79 empty] | WLDFR | HFTD - Distribution - Tier 2 - 2QU CoRE ¦ 5QU LoRE | Red Flag Warning - Destructive Fires | 2062 | 5.3879e-09 | 5.3879e-09 | 12670.1796 | 362.3049 | 12307.8747 | 0 | 0 | 0 | 5.554e-06 | 6.8266e-05 | 0 | 6.8266e-05 | 6.8266e-05 | 0 | 6.8266e-05 | 0 | 2.9816e-06 | 6.5358e-06 | 0 | 6.5358e-06 | 0 | 0.0032644 | 0.0065288 | 0 | 0.0065288 | [12 empty] | 7.3.3.17.5 (Remote Grid) Updates to grid topology to minimize risk of ignition in HFTDs Remote GridWLDFRContact from objectAggregated | WLDFR | HFTD - Distribution - Tier 2 - 1QU CoRE ¦ 3QU LoRE | Non-Red Flag Warning - Small Fires | Contact from object | Aggregated | 2062 | 0.00077114 | 1013.9529 | 0.7819 | 2062 | Mitigation | 0.95 | 45 | 0 | esc | 0.00097009 | 7.4807e-07 | 0.00097009 | 7.4807e-07
[79 empty] | WLDFR | HFTD - Distribution - Tier 2 - 2QU CoRE ¦ 5QU LoRE | Red Flag Warning - Destructive Fires | 2063 | 5.3879e-09 | 5.3879e-09 | 13246.6313 | 384.5316 | 12862.0997 | 0 | 0 | 0 | 5.554e-06 | 7.1371e-05 | 0 | 7.1371e-05 | 7.1371e-05 | 0 | 7.1371e-05 | 0 | 2.9816e-06 | 6.5358e-06 | 0 | 6.5358e-06 | 0 | 0.0032644 | 0.0065288 | 0 | 0.0065288 | [12 empty] | 7.3.3.17.5 (Remote Grid) Updates to grid topology to minimize risk of ignition in HFTDs Remote GridWLDFRContact from objectAggregated | WLDFR | HFTD - Distribution - Tier 2 - 1QU CoRE ¦ 3QU LoRE | Non-Red Flag Warning - Small Fires | Contact from object | Aggregated | 2063 | 0.00077114 | 1013.9529 | 0.7819 | 2063 | Mitigation | 0.95 | 45 | 0 | esc | 0.00097009 | 7.4807e-07 | 0.00097009 | 7.4807e-07
[79 empty] | WLDFR | HFTD - Distribution - Tier 2 - 2QU CoRE ¦ 5QU LoRE | Red Flag Warning - Destructive Fires | 2064 | 5.3879e-09 | 5.3879e-09 | 13246.6313 | 384.5316 | 12862.0997 | 0 | 0 | 0 | 5.554e-06 | 7.1371e-05 | 0 | 7.1371e-05 | 7.1371e-05 | 0 | 7.1371e-05 | 0 | 2.9816e-06 | 6.5358e-06 | 0 | 6.5358e-06 | 0 | 0.0032644 | 0.0065288 | 0 | 0.0065288 | [12 empty] | 7.3.3.17.5 (Remote Grid) Updates to grid topology to minimize risk of ignition in HFTDs Remote GridWLDFRContact from objectAggregated | WLDFR | HFTD - Distribution - Tier 2 - 1QU CoRE ¦ 3QU LoRE | Non-Red Flag Warning - Small Fires | Contact from object | Aggregated | 2064 | 0.00077114 | 1013.9529 | 0.7819 | 2064 | Mitigation | 0.95 | 45 | 0 | esc | 0.00097009 | 7.4807e-07 | 0.00097009 | 7.4807e-07
[79 empty] | WLDFR | HFTD - Distribution - Tier 2 - 2QU CoRE ¦ 5QU LoRE | Red Flag Warning - Destructive Fires | 2065 | 5.3879e-09 | 5.3879e-09 | 13246.6313 | 384.5316 | 12862.0997 | 0 | 0 | 0 | 5.554e-06 | 7.1371e-05 | 0 | 7.1371e-05 | 7.1371e-05 | 0 | 7.1371e-05 | 0 | 2.9816e-06 | 6.5358e-06 | 0 | 6.5358e-06 | 0 | 0.0032644 | 0.0065288 | 0 | 0.0065288 | [12 empty] | 7.3.3.17.5 (Remote Grid) Updates to grid topology to minimize risk of ignition in HFTDs Remote GridWLDFRContact from objectAggregated | WLDFR | HFTD - Distribution - Tier 2 - 1QU CoRE ¦ 3QU LoRE | Non-Red Flag Warning - Small Fires | Contact from object | Aggregated | 2065 | 0.00077114 | 1013.9529 | 0.7819 | 2065 | Mitigation | 0.95 | 45 | 0 | esc | 0.00097009 | 7.4807e-07 | 0.00097009 | 7.4807e-07
[79 empty] | WLDFR | HFTD - Distribution - Tier 2 - 2QU CoRE ¦ 5QU LoRE | Red Flag Warning - Destructive Fires | 2066 | 5.3879e-09 | 5.3879e-09 | 13246.6313 | 384.5316 | 12862.0997 | 0 | 0 | 0 | 5.554e-06 | 7.1371e-05 | 0 | 7.1371e-05 | 7.1371e-05 | 0 | 7.1371e-05 | 0 | 2.9816e-06 | 6.5358e-06 | 0 | 6.5358e-06 | 0 | 0.0032644 | 0.0065288 | 0 | 0.0065288 | [12 empty] | 7.3.3.17.5 (Remote Grid) Updates to grid topology to minimize risk of ignition in HFTDs Remote GridWLDFRContact from objectAggregated | WLDFR | HFTD - Distribution - Tier 2 - 1QU CoRE ¦ 3QU LoRE | Non-Red Flag Warning - Small Fires | Contact from object | Aggregated | 2066 | 0.00077114 | 1013.9529 | 0.7819 | 2066 | Mitigation | 0.95 | 45 | 0 | esc | 0.00097009 | 7.4807e-07 | 0.00097009 | 7.4807e-07
[79 empty] | WLDFR | HFTD - Distribution - Tier 2 - 2QU CoRE ¦ 5QU LoRE | Red Flag Warning - Destructive Fires | 2067 | 0 | 5.3879e-09 | 13246.6313 | 384.5316 | 12862.0997 | 0 | 0 | 0 | 5.554e-06 | 0 | 0 | 0 | 7.1371e-05 | 0 | 7.1371e-05 | 0 | 3.1679e-06 | 6.9441e-06 | 0 | 6.9441e-06 | 0 | 0.0034272 | 0.0068545 | 0 | 0.0068545 | [12 empty] | 7.3.3.17.5 (Remote Grid) Updates to grid topology to minimize risk of ignition in HFTDs Remote GridWLDFRContact from objectAggregated | WLDFR | HFTD - Distribution - Tier 2 - 1QU CoRE ¦ 3QU LoRE | Non-Red Flag Warning - Small Fires | Contact from object | Aggregated | 2067 | 0.00077114 | 1013.9529 | 0.7819 | 2067 | Mitigation | 0.95 | 45 | 0 | esc | 0 | 0 | 0.00097009 | 7.4807e-07
[79 empty] | WLDFR | HFTD - Distribution - Tier 2 - 2QU CoRE ¦ 5QU LoRE | Red Flag Warning - Large Fires | 2022 | 3.3424e-08 | 0 | 5.2406 | 0.69642 | 2.942 | 1.6022 | 0 | 0 | 3.4455e-05 | 1.7516e-07 | 0 | 1.7516e-07 | 0 | 0 | 0 | 0 | 3.1679e-06 | 6.9441e-06 | 0 | 6.9441e-06 | 0 | 0.0034272 | 0.0068545 | 0 | 0.0068545 | [12 empty] | 7.3.3.17.5 (Remote Grid) Updates to grid topology to minimize risk of ignition in HFTDs Remote GridWLDFRContaminationAggregated | WLDFR | HFTD - Distribution - Tier 2 - 1QU CoRE ¦ 3QU LoRE | Non-Red Flag Warning - Small Fires | Contamination | Aggregated | 2022 | 1.3144e-05 | 1013.9529 | 0.013328 | 2022 | Mitigation | 0.95 | 45 | 0 | esc | 0.00097009 | 1.2751e-08 | 0 | 0
[79 empty] | WLDFR | HFTD - Distribution - Tier 2 - 2QU CoRE ¦ 5QU LoRE | Red Flag Warning - Large Fires | 2023 | 3.3424e-08 | 3.3424e-08 | 5.475 | 0.71896 | 3.0715 | 1.6846 | 0 | 0 | 3.4455e-05 | 1.83e-07 | 0 | 1.83e-07 | 1.83e-07 | 0 | 1.83e-07 | 0 | 3.1679e-06 | 6.9441e-06 | 0 | 6.9441e-06 | 0 | 0.0034272 | 0.0068545 | 0 | 0.0068545 | [12 empty] | 7.3.3.17.5 (Remote Grid) Updates to grid topology to minimize risk of ignition in HFTDs Remote GridWLDFRContaminationAggregated | WLDFR | HFTD - Distribution - Tier 2 - 1QU CoRE ¦ 3QU LoRE | Non-Red Flag Warning - Small Fires | Contamination | Aggregated | 2023 | 1.3144e-05 | 1013.9529 | 0.013328 | 2023 | Mitigation | 0.95 | 45 | 0 | esc | 0.00097009 | 1.2751e-08 | 0.00097009 | 1.2751e-08
[79 empty] | WLDFR | HFTD - Distribution - Tier 2 - 2QU CoRE ¦ 5QU LoRE | Red Flag Warning - Large Fires | 2024 | 3.3424e-08 | 3.3424e-08 | 5.475 | 0.71896 | 3.0715 | 1.6846 | 0 | 0 | 3.4455e-05 | 1.83e-07 | 0 | 1.83e-07 | 1.83e-07 | 0 | 1.83e-07 | 0 | 3.1679e-06 | 6.9441e-06 | 0 | 6.9441e-06 | 0 | 0.0034272 | 0.0068545 | 0 | 0.0068545 | [12 empty] | 7.3.3.17.5 (Remote Grid) Updates to grid topology to minimize risk of ignition in HFTDs Remote GridWLDFRContaminationAggregated | WLDFR | HFTD - Distribution - Tier 2 - 1QU CoRE ¦ 3QU LoRE | Non-Red Flag Warning - Small Fires | Contamination | Aggregated | 2024 | 1.3144e-05 | 1013.9529 | 0.013328 | 2024 | Mitigation | 0.95 | 45 | 0 | esc | 0.00097009 | 1.2751e-08 | 0.00097009 | 1.2751e-08
[79 empty] | WLDFR | HFTD - Distribution - Tier 2 - 2QU CoRE ¦ 5QU LoRE | Red Flag Warning - Large Fires | 2025 | 3.3424e-08 | 3.3424e-08 | 5.475 | 0.71896 | 3.0715 | 1.6846 | 0 | 0 | 3.4455e-05 | 1.83e-07 | 0 | 1.83e-07 | 1.83e-07 | 0 | 1.83e-07 | 0 | 3.1679e-06 | 6.9441e-06 | 0 | 6.9441e-06 | 0 | 0.0034272 | 0.0068545 | 0 | 0.0068545 | [12 empty] | 7.3.3.17.5 (Remote Grid) Updates to grid topology to minimize risk of ignition in HFTDs Remote GridWLDFRContaminationAggregated | WLDFR | HFTD - Distribution - Tier 2 - 1QU CoRE ¦ 3QU LoRE | Non-Red Flag Warning - Small Fires | Contamination | Aggregated | 2025 | 1.3144e-05 | 1013.9529 | 0.013328 | 2025 | Mitigation | 0.95 | 45 | 0 | esc | 0.00097009 | 1.2751e-08 | 0.00097009 | 1.2751e-08
[79 empty] | WLDFR | HFTD - Distribution - Tier 2 - 2QU CoRE ¦ 5QU LoRE | Red Flag Warning - Large Fires | 2026 | 3.3424e-08 | 3.3424e-08 | 5.475 | 0.71896 | 3.0715 | 1.6846 | 0 | 0 | 3.4455e-05 | 1.83e-07 | 0 | 1.83e-07 | 1.83e-07 | 0 | 1.83e-07 | 0 | 3.3716e-06 | 7.3906e-06 | 0 | 7.3906e-06 | 0 | 0.003598 | 0.0071959 | 0 | 0.0071959 | [12 empty] | 7.3.3.17.5 (Remote Grid) Updates to grid topology to minimize risk of ignition in HFTDs Remote GridWLDFRContaminationAggregated | WLDFR | HFTD - Distribution - Tier 2 - 1QU CoRE ¦ 3QU LoRE | Non-Red Flag Warning - Small Fires | Contamination | Aggregated | 2026 | 1.3144e-05 | 1013.9529 | 0.013328 | 2026 | Mitigation | 0.95 | 45 | 0 | esc | 0.00097009 | 1.2751e-08 | 0.00097009 | 1.2751e-08
[79 empty] | WLDFR | HFTD - Distribution - Tier 2 - 2QU CoRE ¦ 5QU LoRE | Red Flag Warning - Large Fires | 2027 | 3.3424e-08 | 3.3424e-08 | 5.475 | 0.71896 | 3.0715 | 1.6846 | 0 | 0 | 3.4455e-05 | 1.83e-07 | 0 | 1.83e-07 | 1.83e-07 | 0 | 1.83e-07 | 0 | 3.3716e-06 | 7.3906e-06 | 0 | 7.3906e-06 | 0 | 0.003598 | 0.0071959 | 0 | 0.0071959 | [12 empty] | 7.3.3.17.5 (Remote Grid) Updates to grid topology to minimize risk of ignition in HFTDs Remote GridWLDFRContaminationAggregated | WLDFR | HFTD - Distribution - Tier 2 - 1QU CoRE ¦ 3QU LoRE | Non-Red Flag Warning - Small Fires | Contamination | Aggregated | 2027 | 1.3144e-05 | 1013.9529 | 0.013328 | 2027 | Mitigation | 0.95 | 45 | 0 | esc | 0.00097009 | 1.2751e-08 | 0.00097009 | 1.2751e-08
[79 empty] | WLDFR | HFTD - Distribution - Tier 2 - 2QU CoRE ¦ 5QU LoRE | Red Flag Warning - Large Fires | 2028 | 3.3424e-08 | 3.3424e-08 | 5.777 | 0.74734 | 3.238 | 1.7917 | 0 | 0 | 3.4455e-05 | 1.9309e-07 | 0 | 1.9309e-07 | 1.9309e-07 | 0 | 1.9309e-07 | 0 | 3.3716e-06 | 7.3906e-06 | 0 | 7.3906e-06 | 0 | 0.003598 | 0.0071959 | 0 | 0.0071959 | [12 empty] | 7.3.3.17.5 (Remote Grid) Updates to grid topology to minimize risk of ignition in HFTDs Remote GridWLDFRContaminationAggregated | WLDFR | HFTD - Distribution - Tier 2 - 1QU CoRE ¦ 3QU LoRE | Non-Red Flag Warning - Small Fires | Contamination | Aggregated | 2028 | 1.3144e-05 | 1013.9529 | 0.013328 | 2028 | Mitigation | 0.95 | 45 | 0 | esc | 0.00097009 | 1.2751e-08 | 0.00097009 | 1.2751e-08
[79 empty] | WLDFR | HFTD - Distribution - Tier 2 - 2QU CoRE ¦ 5QU LoRE | Red Flag Warning - Large Fires | 2029 | 3.3424e-08 | 3.3424e-08 | 5.777 | 0.74734 | 3.238 | 1.7917 | 0 | 0 | 3.4455e-05 | 1.9309e-07 | 0 | 1.9309e-07 | 1.9309e-07 | 0 | 1.9309e-07 | 0 | 3.3716e-06 | 7.3906e-06 | 0 | 7.3906e-06 | 0 | 0.003598 | 0.0071959 | 0 | 0.0071959 | [12 empty] | 7.3.3.17.5 (Remote Grid) Updates to grid topology to minimize risk of ignition in HFTDs Remote GridWLDFRContaminationAggregated | WLDFR | HFTD - Distribution - Tier 2 - 1QU CoRE ¦ 3QU LoRE | Non-Red Flag Warning - Small Fires | Contamination | Aggregated | 2029 | 1.3144e-05 | 1013.9529 | 0.013328 | 2029 | Mitigation | 0.95 | 45 | 0 | esc | 0.00097009 | 1.2751e-08 | 0.00097009 | 1.2751e-08
[79 empty] | WLDFR | HFTD - Distribution - Tier 2 - 2QU CoRE ¦ 5QU LoRE | Red Flag Warning - Large Fires | 2030 | 3.3424e-08 | 3.3424e-08 | 5.777 | 0.74734 | 3.238 | 1.7917 | 0 | 0 | 3.4455e-05 | 1.9309e-07 | 0 | 1.9309e-07 | 1.9309e-07 | 0 | 1.9309e-07 | 0 | 3.3716e-06 | 7.3906e-06 | 0 | 7.3906e-06 | 0 | 0 | 0.0071959 | 0 | 0.0071959 | [12 empty] | 7.3.3.17.5 (Remote Grid) Updates to grid topology to minimize risk of ignition in HFTDs Remote GridWLDFRContaminationAggregated | WLDFR | HFTD - Distribution - Tier 2 - 1QU CoRE ¦ 3QU LoRE | Non-Red Flag Warning - Small Fires | Contamination | Aggregated | 2030 | 1.3144e-05 | 1013.9529 | 0.013328 | 2030 | Mitigation | 0.95 | 45 | 0 | esc | 0.00097009 | 1.2751e-08 | 0.00097009 | 1.2751e-08
[79 empty] | WLDFR | HFTD - Distribution - Tier 2 - 2QU CoRE ¦ 5QU LoRE | Red Flag Warning - Large Fires | 2031 | 3.3424e-08 | 3.3424e-08 | 5.777 | 0.74734 | 3.238 | 1.7917 | 0 | 0 | 3.4455e-05 | 1.9309e-07 | 0 | 1.9309e-07 | 1.9309e-07 | 0 | 1.9309e-07 | 0 | 3.591e-06 | 7.8715e-06 | 0 | 7.8715e-06 | 0 | 0 | 0 | 0 | 0 | [12 empty] | 7.3.3.17.5 (Remote Grid) Updates to grid topology to minimize risk of ignition in HFTDs Remote GridWLDFRContaminationAggregated | WLDFR | HFTD - Distribution - Tier 2 - 1QU CoRE ¦ 3QU LoRE | Non-Red Flag Warning - Small Fires | Contamination | Aggregated | 2031 | 1.3144e-05 | 1013.9529 | 0.013328 | 2031 | Mitigation | 0.95 | 45 | 0 | esc | 0.00097009 | 1.2751e-08 | 0.00097009 | 1.2751e-08
[79 empty] | WLDFR | HFTD - Distribution - Tier 2 - 2QU CoRE ¦ 5QU LoRE | Red Flag Warning - Large Fires | 2032 | 3.3424e-08 | 3.3424e-08 | 5.777 | 0.74734 | 3.238 | 1.7917 | 0 | 0 | 3.4455e-05 | 1.9309e-07 | 0 | 1.9309e-07 | 1.9309e-07 | 0 | 1.9309e-07 | 0 | 3.591e-06 | 7.8715e-06 | 0 | 7.8715e-06 | 0 | 0 | 0 | 0 | 0 | [12 empty] | 7.3.3.17.5 (Remote Grid) Updates to grid topology to minimize risk of ignition in HFTDs Remote GridWLDFRContaminationAggregated | WLDFR | HFTD - Distribution - Tier 2 - 1QU CoRE ¦ 3QU LoRE | Non-Red Flag Warning - Small Fires | Contamination | Aggregated | 2032 | 1.3144e-05 | 1013.9529 | 0.013328 | 2032 | Mitigation | 0.95 | 45 | 0 | esc | 0.00097009 | 1.2751e-08 | 0.00097009 | 1.2751e-08
[79 empty] | WLDFR | HFTD - Distribution - Tier 2 - 2QU CoRE ¦ 5QU LoRE | Red Flag Warning - Large Fires | 2033 | 3.3424e-08 | 3.3424e-08 | 6.1205 | 0.77885 | 3.4265 | 1.9151 | 0 | 0 | 3.4455e-05 | 2.0457e-07 | 0 | 2.0457e-07 | 2.0457e-07 | 0 | 2.0457e-07 | 0 | 3.591e-06 | 7.8715e-06 | 0 | 7.8715e-06 | 0 | 0.00030877 | 0 | 0 | 0 | [12 empty] | 7.3.3.17.5 (Remote Grid) Updates to grid topology to minimize risk of ignition in HFTDs Remote GridWLDFRContaminationAggregated | WLDFR | HFTD - Distribution - Tier 2 - 1QU CoRE ¦ 3QU LoRE | Non-Red Flag Warning - Small Fires | Contamination | Aggregated | 2033 | 1.3144e-05 | 1013.9529 | 0.013328 | 2033 | Mitigation | 0.95 | 45 | 0 | esc | 0.00097009 | 1.2751e-08 | 0.00097009 | 1.2751e-08
[79 empty] | WLDFR | HFTD - Distribution - Tier 2 - 2QU CoRE ¦ 5QU LoRE | Red Flag Warning - Large Fires | 2034 | 3.3424e-08 | 3.3424e-08 | 6.1205 | 0.77885 | 3.4265 | 1.9151 | 0 | 0 | 3.4455e-05 | 2.0457e-07 | 0 | 2.0457e-07 | 2.0457e-07 | 0 | 2.0457e-07 | 0 | 3.591e-06 | 7.8715e-06 | 0 | 7.8715e-06 | 0 | 0.00032005 | 0.00064011 | 0 | 0.00064011 | [12 empty] | 7.3.3.17.5 (Remote Grid) Updates to grid topology to minimize risk of ignition in HFTDs Remote GridWLDFRContaminationAggregated | WLDFR | HFTD - Distribution - Tier 2 - 1QU CoRE ¦ 3QU LoRE | Non-Red Flag Warning - Small Fires | Contamination | Aggregated | 2034 | 1.3144e-05 | 1013.9529 | 0.013328 | 2034 | Mitigation | 0.95 | 45 | 0 | esc | 0.00097009 | 1.2751e-08 | 0.00097009 | 1.2751e-08
[79 empty] | WLDFR | HFTD - Distribution - Tier 2 - 2QU CoRE ¦ 5QU LoRE | Red Flag Warning - Large Fires | 2035 | 3.3424e-08 | 3.3424e-08 | 6.1205 | 0.77885 | 3.4265 | 1.9151 | 0 | 0 | 3.4455e-05 | 2.0457e-07 | 0 | 2.0457e-07 | 2.0457e-07 | 0 | 2.0457e-07 | 0 | 3.591e-06 | 7.8715e-06 | 0 | 7.8715e-06 | 0 | 0.00032005 | 0.00064011 | 0 | 0.00064011 | [12 empty] | 7.3.3.17.5 (Remote Grid) Updates to grid topology to minimize risk of ignition in HFTDs Remote GridWLDFRContaminationAggregated | WLDFR | HFTD - Distribution - Tier 2 - 1QU CoRE ¦ 3QU LoRE | Non-Red Flag Warning - Small Fires | Contamination | Aggregated | 2035 | 1.3144e-05 | 1013.9529 | 0.013328 | 2035 | Mitigation | 0.95 | 45 | 0 | esc | 0.00097009 | 1.2751e-08 | 0.00097009 | 1.2751e-08
[79 empty] | WLDFR | HFTD - Distribution - Tier 2 - 2QU CoRE ¦ 5QU LoRE | Red Flag Warning - Large Fires | 2036 | 3.3424e-08 | 3.3424e-08 | 6.1205 | 0.77885 | 3.4265 | 1.9151 | 0 | 0 | 3.4455e-05 | 2.0457e-07 | 0 | 2.0457e-07 | 2.0457e-07 | 0 | 2.0457e-07 | 0 | 3.8243e-06 | 8.383e-06 | 0 | 8.383e-06 | 0 | 0.00032005 | 0.00064011 | 0 | 0.00064011 | [12 empty] | 7.3.3.17.5 (Remote Grid) Updates to grid topology to minimize risk of ignition in HFTDs Remote GridWLDFRContaminationAggregated | WLDFR | HFTD - Distribution - Tier 2 - 1QU CoRE ¦ 3QU LoRE | Non-Red Flag Warning - Small Fires | Contamination | Aggregated | 2036 | 1.3144e-05 | 1013.9529 | 0.013328 | 2036 | Mitigation | 0.95 | 45 | 0 | esc | 0.00097009 | 1.2751e-08 | 0.00097009 | 1.2751e-08
[79 empty] | WLDFR | HFTD - Distribution - Tier 2 - 2QU CoRE ¦ 5QU LoRE | Red Flag Warning - Large Fires | 2037 | 3.3424e-08 | 3.3424e-08 | 6.1205 | 0.77885 | 3.4265 | 1.9151 | 0 | 0 | 3.4455e-05 | 2.0457e-07 | 0 | 2.0457e-07 | 2.0457e-07 | 0 | 2.0457e-07 | 0 | 3.8243e-06 | 8.383e-06 | 0 | 8.383e-06 | 0 | 0.00032005 | 0.00064011 | 0 | 0.00064011 | [12 empty] | 7.3.3.17.5 (Remote Grid) Updates to grid topology to minimize risk of ignition in HFTDs Remote GridWLDFRContaminationAggregated | WLDFR | HFTD - Distribution - Tier 2 - 1QU CoRE ¦ 3QU LoRE | Non-Red Flag Warning - Small Fires | Contamination | Aggregated | 2037 | 1.3144e-05 | 1013.9529 | 0.013328 | 2037 | Mitigation | 0.95 | 45 | 0 | esc | 0.00097009 | 1.2751e-08 | 0.00097009 | 1.2751e-08
[79 empty] | WLDFR | HFTD - Distribution - Tier 2 - 2QU CoRE ¦ 5QU LoRE | Red Flag Warning - Large Fires | 2038 | 3.3424e-08 | 3.3424e-08 | 6.5028 | 0.81304 | 3.6355 | 2.0543 | 0 | 0 | 3.4455e-05 | 2.1735e-07 | 0 | 2.1735e-07 | 2.1735e-07 | 0 | 2.1735e-07 | 0 | 3.8243e-06 | 8.383e-06 | 0 | 8.383e-06 | 0 | 0.00032005 | 0.00064011 | 0 | 0.00064011 | [12 empty] | 7.3.3.17.5 (Remote Grid) Updates to grid topology to minimize risk of ignition in HFTDs Remote GridWLDFRContaminationAggregated | WLDFR | HFTD - Distribution - Tier 2 - 1QU CoRE ¦ 3QU LoRE | Non-Red Flag Warning - Small Fires | Contamination | Aggregated | 2038 | 1.3144e-05 | 1013.9529 | 0.013328 | 2038 | Mitigation | 0.95 | 45 | 0 | esc | 0.00097009 | 1.2751e-08 | 0.00097009 | 1.2751e-08
[79 empty] | WLDFR | HFTD - Distribution - Tier 2 - 2QU CoRE ¦ 5QU LoRE | Red Flag Warning - Large Fires | 2039 | 3.3424e-08 | 3.3424e-08 | 6.5028 | 0.81304 | 3.6355 | 2.0543 | 0 | 0 | 3.4455e-05 | 2.1735e-07 | 0 | 2.1735e-07 | 2.1735e-07 | 0 | 2.1735e-07 | 0 | 3.8243e-06 | 8.383e-06 | 0 | 8.383e-06 | 0 | 0.00033426 | 0.00066852 | 0 | 0.00066852 | [12 empty] | 7.3.3.17.5 (Remote Grid) Updates to grid topology to minimize risk of ignition in HFTDs Remote GridWLDFRContaminationAggregated | WLDFR | HFTD - Distribution - Tier 2 - 1QU CoRE ¦ 3QU LoRE | Non-Red Flag Warning - Small Fires | Contamination | Aggregated | 2039 | 1.3144e-05 | 1013.9529 | 0.013328 | 2039 | Mitigation | 0.95 | 45 | 0 | esc | 0.00097009 | 1.2751e-08 | 0.00097009 | 1.2751e-08
[79 empty] | WLDFR | HFTD - Distribution - Tier 2 - 2QU CoRE ¦ 5QU LoRE | Red Flag Warning - Large Fires | 2040 | 3.3424e-08 | 3.3424e-08 | 6.5028 | 0.81304 | 3.6355 | 2.0543 | 0 | 0 | 3.4455e-05 | 2.1735e-07 | 0 | 2.1735e-07 | 2.1735e-07 | 0 | 2.1735e-07 | 0 | 3.8243e-06 | 8.383e-06 | 0 | 8.383e-06 | 0 | 0.00033426 | 0.00066852 | 0 | 0.00066852 | [12 empty] | 7.3.3.17.5 (Remote Grid) Updates to grid topology to minimize risk of ignition in HFTDs Remote GridWLDFRContaminationAggregated | WLDFR | HFTD - Distribution - Tier 2 - 1QU CoRE ¦ 3QU LoRE | Non-Red Flag Warning - Small Fires | Contamination | Aggregated | 2040 | 1.3144e-05 | 1013.9529 | 0.013328 | 2040 | Mitigation | 0.95 | 45 | 0 | esc | 0.00097009 | 1.2751e-08 | 0.00097009 | 1.2751e-08
[79 empty] | WLDFR | HFTD - Distribution - Tier 2 - 2QU CoRE ¦ 5QU LoRE | Red Flag Warning - Large Fires | 2041 | 3.3424e-08 | 3.3424e-08 | 6.5028 | 0.81304 | 3.6355 | 2.0543 | 0 | 0 | 3.4455e-05 | 2.1735e-07 | 0 | 2.1735e-07 | 2.1735e-07 | 0 | 2.1735e-07 | 0 | 4.0689e-06 | 8.9191e-06 | 0 | 8.9191e-06 | 0 | 0.00033426 | 0.00066852 | 0 | 0.00066852 | [12 empty] | 7.3.3.17.5 (Remote Grid) Updates to grid topology to minimize risk of ignition in HFTDs Remote GridWLDFRContaminationAggregated | WLDFR | HFTD - Distribution - Tier 2 - 1QU CoRE ¦ 3QU LoRE | Non-Red Flag Warning - Small Fires | Contamination | Aggregated | 2041 | 1.3144e-05 | 1013.9529 | 0.013328 | 2041 | Mitigation | 0.95 | 45 | 0 | esc | 0.00097009 | 1.2751e-08 | 0.00097009 | 1.2751e-08
[79 empty] | WLDFR | HFTD - Distribution - Tier 2 - 2QU CoRE ¦ 5QU LoRE | Red Flag Warning - Large Fires | 2042 | 3.3424e-08 | 3.3424e-08 | 6.5028 | 0.81304 | 3.6355 | 2.0543 | 0 | 0 | 3.4455e-05 | 2.1735e-07 | 0 | 2.1735e-07 | 2.1735e-07 | 0 | 2.1735e-07 | 0 | 4.0689e-06 | 8.9191e-06 | 0 | 8.9191e-06 | 0 | 0.00033426 | 0.00066852 | 0 | 0.00066852 | [12 empty] | 7.3.3.17.5 (Remote Grid) Updates to grid topology to minimize risk of ignition in HFTDs Remote GridWLDFRContaminationAggregated | WLDFR | HFTD - Distribution - Tier 2 - 1QU CoRE ¦ 3QU LoRE | Non-Red Flag Warning - Small Fires | Contamination | Aggregated | 2042 | 1.3144e-05 | 1013.9529 | 0.013328 | 2042 | Mitigation | 0.95 | 45 | 0 | esc | 0.00097009 | 1.2751e-08 | 0.00097009 | 1.2751e-08
[79 empty] | WLDFR | HFTD - Distribution - Tier 2 - 2QU CoRE ¦ 5QU LoRE | Red Flag Warning - Large Fires | 2043 | 3.3424e-08 | 3.3424e-08 | 6.9209 | 0.84944 | 3.8632 | 2.2083 | 0 | 0 | 3.4455e-05 | 2.3132e-07 | 0 | 2.3132e-07 | 2.3132e-07 | 0 | 2.3132e-07 | 0 | 4.0689e-06 | 8.9191e-06 | 0 | 8.9191e-06 | 0 | 0.00033426 | 0.00066852 | 0 | 0.00066852 | [12 empty] | 7.3.3.17.5 (Remote Grid) Updates to grid topology to minimize risk of ignition in HFTDs Remote GridWLDFRContaminationAggregated | WLDFR | HFTD - Distribution - Tier 2 - 1QU CoRE ¦ 3QU LoRE | Non-Red Flag Warning - Small Fires | Contamination | Aggregated | 2043 | 1.3144e-05 | 1013.9529 | 0.013328 | 2043 | Mitigation | 0.95 | 45 | 0 | esc | 0.00097009 | 1.2751e-08 | 0.00097009 | 1.2751e-08
[79 empty] | WLDFR | HFTD - Distribution - Tier 2 - 2QU CoRE ¦ 5QU LoRE | Red Flag Warning - Large Fires | 2044 | 3.3424e-08 | 3.3424e-08 | 6.9209 | 0.84944 | 3.8632 | 2.2083 | 0 | 0 | 3.4455e-05 | 2.3132e-07 | 0 | 2.3132e-07 | 2.3132e-07 | 0 | 2.3132e-07 | 0 | 4.0689e-06 | 8.9191e-06 | 0 | 8.9191e-06 | 0 | 0.00035003 | 0.00070006 | 0 | 0.00070006 | [12 empty] | 7.3.3.17.5 (Remote Grid) Updates to grid topology to minimize risk of ignition in HFTDs Remote GridWLDFRContaminationAggregated | WLDFR | HFTD - Distribution - Tier 2 - 1QU CoRE ¦ 3QU LoRE | Non-Red Flag Warning - Small Fires | Contamination | Aggregated | 2044 | 1.3144e-05 | 1013.9529 | 0.013328 | 2044 | Mitigation | 0.95 | 45 | 0 | esc | 0.00097009 | 1.2751e-08 | 0.00097009 | 1.2751e-08
[79 empty] | WLDFR | HFTD - Distribution - Tier 2 - 2QU CoRE ¦ 5QU LoRE | Red Flag Warning - Large Fires | 2045 | 3.3424e-08 | 3.3424e-08 | 6.9209 | 0.84944 | 3.8632 | 2.2083 | 0 | 0 | 3.4455e-05 | 2.3132e-07 | 0 | 2.3132e-07 | 2.3132e-07 | 0 | 2.3132e-07 | 0 | 4.0689e-06 | 8.9191e-06 | 0 | 8.9191e-06 | 0 | 0.00035003 | 0.00070006 | 0 | 0.00070006 | [12 empty] | 7.3.3.17.5 (Remote Grid) Updates to grid topology to minimize risk of ignition in HFTDs Remote GridWLDFRContaminationAggregated | WLDFR | HFTD - Distribution - Tier 2 - 1QU CoRE ¦ 3QU LoRE | Non-Red Flag Warning - Small Fires | Contamination | Aggregated | 2045 | 1.3144e-05 | 1013.9529 | 0.013328 | 2045 | Mitigation | 0.95 | 45 | 0 | esc | 0.00097009 | 1.2751e-08 | 0.00097009 | 1.2751e-08
[79 empty] | WLDFR | HFTD - Distribution - Tier 2 - 2QU CoRE ¦ 5QU LoRE | Red Flag Warning - Large Fires | 2046 | 3.3424e-08 | 3.3424e-08 | 6.9209 | 0.84944 | 3.8632 | 2.2083 | 0 | 0 | 3.4455e-05 | 2.3132e-07 | 0 | 2.3132e-07 | 2.3132e-07 | 0 | 2.3132e-07 | 0 | 4.322e-06 | 9.474e-06 | 0 | 9.474e-06 | 0 | 0.00035003 | 0.00070006 | 0 | 0.00070006 | [12 empty] | 7.3.3.17.5 (Remote Grid) Updates to grid topology to minimize risk of ignition in HFTDs Remote GridWLDFRContaminationAggregated | WLDFR | HFTD - Distribution - Tier 2 - 1QU CoRE ¦ 3QU LoRE | Non-Red Flag Warning - Small Fires | Contamination | Aggregated | 2046 | 1.3144e-05 | 1013.9529 | 0.013328 | 2046 | Mitigation | 0.95 | 45 | 0 | esc | 0.00097009 | 1.2751e-08 | 0.00097009 | 1.2751e-08
[79 empty] | WLDFR | HFTD - Distribution - Tier 2 - 2QU CoRE ¦ 5QU LoRE | Red Flag Warning - Large Fires | 2047 | 3.3424e-08 | 3.3424e-08 | 6.9209 | 0.84944 | 3.8632 | 2.2083 | 0 | 0 | 3.4455e-05 | 2.3132e-07 | 0 | 2.3132e-07 | 2.3132e-07 | 0 | 2.3132e-07 | 0 | 4.322e-06 | 9.474e-06 | 0 | 9.474e-06 | 0 | 0.00035003 | 0.00070006 | 0 | 0.00070006 | [12 empty] | 7.3.3.17.5 (Remote Grid) Updates to grid topology to minimize risk of ignition in HFTDs Remote GridWLDFRContaminationAggregated | WLDFR | HFTD - Distribution - Tier 2 - 1QU CoRE ¦ 3QU LoRE | Non-Red Flag Warning - Small Fires | Contamination | Aggregated | 2047 | 1.3144e-05 | 1013.9529 | 0.013328 | 2047 | Mitigation | 0.95 | 45 | 0 | esc | 0.00097009 | 1.2751e-08 | 0.00097009 | 1.2751e-08
[79 empty] | WLDFR | HFTD - Distribution - Tier 2 - 2QU CoRE ¦ 5QU LoRE | Red Flag Warning - Large Fires | 2048 | 3.3424e-08 | 3.3424e-08 | 7.3713 | 0.88759 | 4.1075 | 2.3763 | 0 | 0 | 3.4455e-05 | 2.4638e-07 | 0 | 2.4638e-07 | 2.4638e-07 | 0 | 2.4638e-07 | 0 | 4.322e-06 | 9.474e-06 | 0 | 9.474e-06 | 0 | 0.00035003 | 0.00070006 | 0 | 0.00070006 | [12 empty] | 7.3.3.17.5 (Remote Grid) Updates to grid topology to minimize risk of ignition in HFTDs Remote GridWLDFRContaminationAggregated | WLDFR | HFTD - Distribution - Tier 2 - 1QU CoRE ¦ 3QU LoRE | Non-Red Flag Warning - Small Fires | Contamination | Aggregated | 2048 | 1.3144e-05 | 1013.9529 | 0.013328 | 2048 | Mitigation | 0.95 | 45 | 0 | esc | 0.00097009 | 1.2751e-08 | 0.00097009 | 1.2751e-08
[79 empty] | WLDFR | HFTD - Distribution - Tier 2 - 2QU CoRE ¦ 5QU LoRE | Red Flag Warning - Large Fires | 2049 | 3.3424e-08 | 3.3424e-08 | 7.3713 | 0.88759 | 4.1075 | 2.3763 | 0 | 0 | 3.4455e-05 | 2.4638e-07 | 0 | 2.4638e-07 | 2.4638e-07 | 0 | 2.4638e-07 | 0 | 4.322e-06 | 9.474e-06 | 0 | 9.474e-06 | 0 | 0.00036714 | 0.00073428 | 0 | 0.00073428 | [12 empty] | 7.3.3.17.5 (Remote Grid) Updates to grid topology to minimize risk of ignition in HFTDs Remote GridWLDFRContaminationAggregated | WLDFR | HFTD - Distribution - Tier 2 - 1QU CoRE ¦ 3QU LoRE | Non-Red Flag Warning - Small Fires | Contamination | Aggregated | 2049 | 1.3144e-05 | 1013.9529 | 0.013328 | 2049 | Mitigation | 0.95 | 45 | 0 | esc | 0.00097009 | 1.2751e-08 | 0.00097009 | 1.2751e-08
[79 empty] | WLDFR | HFTD - Distribution - Tier 2 - 2QU CoRE ¦ 5QU LoRE | Red Flag Warning - Large Fires | 2050 | 3.3424e-08 | 3.3424e-08 | 7.3713 | 0.88759 | 4.1075 | 2.3763 | 0 | 0 | 3.4455e-05 | 2.4638e-07 | 0 | 2.4638e-07 | 2.4638e-07 | 0 | 2.4638e-07 | 0 | 4.322e-06 | 9.474e-06 | 0 | 9.474e-06 | 0 | 0.00036714 | 0.00073428 | 0 | 0.00073428 | [12 empty] | 7.3.3.17.5 (Remote Grid) Updates to grid topology to minimize risk of ignition in HFTDs Remote GridWLDFRContaminationAggregated | WLDFR | HFTD - Distribution - Tier 2 - 1QU CoRE ¦ 3QU LoRE | Non-Red Flag Warning - Small Fires | Contamination | Aggregated | 2050 | 1.3144e-05 | 1013.9529 | 0.013328 | 2050 | Mitigation | 0.95 | 45 | 0 | esc | 0.00097009 | 1.2751e-08 | 0.00097009 | 1.2751e-08
[79 empty] | WLDFR | HFTD - Distribution - Tier 2 - 2QU CoRE ¦ 5QU LoRE | Red Flag Warning - Large Fires | 2051 | 3.3424e-08 | 3.3424e-08 | 7.3713 | 0.88759 | 4.1075 | 2.3763 | 0 | 0 | 3.4455e-05 | 2.4638e-07 | 0 | 2.4638e-07 | 2.4638e-07 | 0 | 2.4638e-07 | 0 | 4.5808e-06 | 1.0041e-05 | 0 | 1.0041e-05 | 0 | 0.00036714 | 0.00073428 | 0 | 0.00073428 | [12 empty] | 7.3.3.17.5 (Remote Grid) Updates to grid topology to minimize risk of ignition in HFTDs Remote GridWLDFRContaminationAggregated | WLDFR | HFTD - Distribution - Tier 2 - 1QU CoRE ¦ 3QU LoRE | Non-Red Flag Warning - Small Fires | Contamination | Aggregated | 2051 | 1.3144e-05 | 1013.9529 | 0.013328 | 2051 | Mitigation | 0.95 | 45 | 0 | esc | 0.00097009 | 1.2751e-08 | 0.00097009 | 1.2751e-08
[79 empty] | WLDFR | HFTD - Distribution - Tier 2 - 2QU CoRE ¦ 5QU LoRE | Red Flag Warning - Large Fires | 2052 | 3.3424e-08 | 3.3424e-08 | 7.3713 | 0.88759 | 4.1075 | 2.3763 | 0 | 0 | 3.4455e-05 | 2.4638e-07 | 0 | 2.4638e-07 | 2.4638e-07 | 0 | 2.4638e-07 | 0 | 4.5808e-06 | 1.0041e-05 | 0 | 1.0041e-05 | 0 | 0.00036714 | 0.00073428 | 0 | 0.00073428 | [12 empty] | 7.3.3.17.5 (Remote Grid) Updates to grid topology to minimize risk of ignition in HFTDs Remote GridWLDFRContaminationAggregated | WLDFR | HFTD - Distribution - Tier 2 - 1QU CoRE ¦ 3QU LoRE | Non-Red Flag Warning - Small Fires | Contamination | Aggregated | 2052 | 1.3144e-05 | 1013.9529 | 0.013328 | 2052 | Mitigation | 0.95 | 45 | 0 | esc | 0.00097009 | 1.2751e-08 | 0.00097009 | 1.2751e-08
[79 empty] | WLDFR | HFTD - Distribution - Tier 2 - 2QU CoRE ¦ 5QU LoRE | Red Flag Warning - Large Fires | 2053 | 3.3424e-08 | 3.3424e-08 | 7.8503 | 0.92702 | 4.3664 | 2.5569 | 0 | 0 | 3.4455e-05 | 2.6239e-07 | 0 | 2.6239e-07 | 2.6239e-07 | 0 | 2.6239e-07 | 0 | 4.5808e-06 | 1.0041e-05 | 0 | 1.0041e-05 | 0 | 0.00036714 | 0.00073428 | 0 | 0.00073428 | [12 empty] | 7.3.3.17.5 (Remote Grid) Updates to grid topology to minimize risk of ignition in HFTDs Remote GridWLDFRContaminationAggregated | WLDFR | HFTD - Distribution - Tier 2 - 1QU CoRE ¦ 3QU LoRE | Non-Red Flag Warning - Small Fires | Contamination | Aggregated | 2053 | 1.3144e-05 | 1013.9529 | 0.013328 | 2053 | Mitigation | 0.95 | 45 | 0 | esc | 0.00097009 | 1.2751e-08 | 0.00097009 | 1.2751e-08
[79 empty] | WLDFR | HFTD - Distribution - Tier 2 - 2QU CoRE ¦ 5QU LoRE | Red Flag Warning - Large Fires | 2054 | 3.3424e-08 | 3.3424e-08 | 7.8503 | 0.92702 | 4.3664 | 2.5569 | 0 | 0 | 3.4455e-05 | 2.6239e-07 | 0 | 2.6239e-07 | 2.6239e-07 | 0 | 2.6239e-07 | 0 | 0 | 1.0041e-05 | 0 | 1.0041e-05 | 0 | 0.00038534 | 0.00077069 | 0 | 0.00077069 | [12 empty] | 7.3.3.17.5 (Remote Grid) Updates to grid topology to minimize risk of ignition in HFTDs Remote GridWLDFRContaminationAggregated | WLDFR | HFTD - Distribution - Tier 2 - 1QU CoRE ¦ 3QU LoRE | Non-Red Flag Warning - Small Fires | Contamination | Aggregated | 2054 | 1.3144e-05 | 1013.9529 | 0.013328 | 2054 | Mitigation | 0.95 | 45 | 0 | esc | 0.00097009 | 1.2751e-08 | 0.00097009 | 1.2751e-08
[79 empty] | WLDFR | HFTD - Distribution - Tier 2 - 2QU CoRE ¦ 5QU LoRE | Red Flag Warning - Large Fires | 2055 | 3.3424e-08 | 3.3424e-08 | 7.8503 | 0.92702 | 4.3664 | 2.5569 | 0 | 0 | 3.4455e-05 | 2.6239e-07 | 0 | 2.6239e-07 | 2.6239e-07 | 0 | 2.6239e-07 | 0 | 0 | 0 | 0 | 0 | 0 | 0.00038534 | 0.00077069 | 0 | 0.00077069 | [12 empty] | 7.3.3.17.5 (Remote Grid) Updates to grid topology to minimize risk of ignition in HFTDs Remote GridWLDFRContaminationAggregated | WLDFR | HFTD - Distribution - Tier 2 - 1QU CoRE ¦ 3QU LoRE | Non-Red Flag Warning - Small Fires | Contamination | Aggregated | 2055 | 1.3144e-05 | 1013.9529 | 0.013328 | 2055 | Mitigation | 0.95 | 45 | 0 | esc | 0.00097009 | 1.2751e-08 | 0.00097009 | 1.2751e-08
[79 empty] | WLDFR | HFTD - Distribution - Tier 2 - 2QU CoRE ¦ 5QU LoRE | Red Flag Warning - Large Fires | 2056 | 3.3424e-08 | 3.3424e-08 | 7.8503 | 0.92702 | 4.3664 | 2.5569 | 0 | 0 | 3.4455e-05 | 2.6239e-07 | 0 | 2.6239e-07 | 2.6239e-07 | 0 | 2.6239e-07 | 0 | 3.572e-07 | 0 | 0 | 0 | 0 | 0.00038534 | 0.00077069 | 0 | 0.00077069 | [12 empty] | 7.3.3.17.5 (Remote Grid) Updates to grid topology to minimize risk of ignition in HFTDs Remote GridWLDFRContaminationAggregated | WLDFR | HFTD - Distribution - Tier 2 - 1QU CoRE ¦ 3QU LoRE | Non-Red Flag Warning - Small Fires | Contamination | Aggregated | 2056 | 1.3144e-05 | 1013.9529 | 0.013328 | 2056 | Mitigation | 0.95 | 45 | 0 | esc | 0.00097009 | 1.2751e-08 | 0.00097009 | 1.2751e-08
[79 empty] | WLDFR | HFTD - Distribution - Tier 2 - 2QU CoRE ¦ 5QU LoRE | Red Flag Warning - Large Fires | 2057 | 3.3424e-08 | 3.3424e-08 | 7.8503 | 0.92702 | 4.3664 | 2.5569 | 0 | 0 | 3.4455e-05 | 2.6239e-07 | 0 | 2.6239e-07 | 2.6239e-07 | 0 | 2.6239e-07 | 0 | 3.687e-07 | 8.082e-07 | 0 | 8.082e-07 | 0 | 0.00038534 | 0.00077069 | 0 | 0.00077069 | [12 empty] | 7.3.3.17.5 (Remote Grid) Updates to grid topology to minimize risk of ignition in HFTDs Remote GridWLDFRContaminationAggregated | WLDFR | HFTD - Distribution - Tier 2 - 1QU CoRE ¦ 3QU LoRE | Non-Red Flag Warning - Small Fires | Contamination | Aggregated | 2057 | 1.3144e-05 | 1013.9529 | 0.013328 | 2057 | Mitigation | 0.95 | 45 | 0 | esc | 0.00097009 | 1.2751e-08 | 0.00097009 | 1.2751e-08
[79 empty] | WLDFR | HFTD - Distribution - Tier 2 - 2QU CoRE ¦ 5QU LoRE | Red Flag Warning - Large Fires | 2058 | 3.3424e-08 | 3.3424e-08 | 8.3524 | 0.96727 | 4.6367 | 2.7484 | 0 | 0 | 3.4455e-05 | 2.7917e-07 | 0 | 2.7917e-07 | 2.7917e-07 | 0 | 2.7917e-07 | 0 | 3.687e-07 | 8.082e-07 | 0 | 8.082e-07 | 0 | 0.00038534 | 0.00077069 | 0 | 0.00077069 | [12 empty] | 7.3.3.17.5 (Remote Grid) Updates to grid topology to minimize risk of ignition in HFTDs Remote GridWLDFRContaminationAggregated | WLDFR | HFTD - Distribution - Tier 2 - 1QU CoRE ¦ 3QU LoRE | Non-Red Flag Warning - Small Fires | Contamination | Aggregated | 2058 | 1.3144e-05 | 1013.9529 | 0.013328 | 2058 | Mitigation | 0.95 | 45 | 0 | esc | 0.00097009 | 1.2751e-08 | 0.00097009 | 1.2751e-08
[79 empty] | WLDFR | HFTD - Distribution - Tier 2 - 2QU CoRE ¦ 5QU LoRE | Red Flag Warning - Large Fires | 2059 | 3.3424e-08 | 3.3424e-08 | 8.3524 | 0.96727 | 4.6367 | 2.7484 | 0 | 0 | 3.4455e-05 | 2.7917e-07 | 0 | 2.7917e-07 | 2.7917e-07 | 0 | 2.7917e-07 | 0 | 3.687e-07 | 8.082e-07 | 0 | 8.082e-07 | 0 | 0.00040441 | 0.00080882 | 0 | 0.00080882 | [12 empty] | 7.3.3.17.5 (Remote Grid) Updates to grid topology to minimize risk of ignition in HFTDs Remote GridWLDFRContaminationAggregated | WLDFR | HFTD - Distribution - Tier 2 - 1QU CoRE ¦ 3QU LoRE | Non-Red Flag Warning - Small Fires | Contamination | Aggregated | 2059 | 1.3144e-05 | 1013.9529 | 0.013328 | 2059 | Mitigation | 0.95 | 45 | 0 | esc | 0.00097009 | 1.2751e-08 | 0.00097009 | 1.2751e-08
[79 empty] | WLDFR | HFTD - Distribution - Tier 2 - 2QU CoRE ¦ 5QU LoRE | Red Flag Warning - Large Fires | 2060 | 3.3424e-08 | 3.3424e-08 | 8.3524 | 0.96727 | 4.6367 | 2.7484 | 0 | 0 | 3.4455e-05 | 2.7917e-07 | 0 | 2.7917e-07 | 2.7917e-07 | 0 | 2.7917e-07 | 0 | 3.687e-07 | 8.082e-07 | 0 | 8.082e-07 | 0 | 0.00040441 | 0.00080882 | 0 | 0.00080882 | [12 empty] | 7.3.3.17.5 (Remote Grid) Updates to grid topology to minimize risk of ignition in HFTDs Remote GridWLDFRContaminationAggregated | WLDFR | HFTD - Distribution - Tier 2 - 1QU CoRE ¦ 3QU LoRE | Non-Red Flag Warning - Small Fires | Contamination | Aggregated | 2060 | 1.3144e-05 | 1013.9529 | 0.013328 | 2060 | Mitigation | 0.95 | 45 | 0 | esc | 0.00097009 | 1.2751e-08 | 0.00097009 | 1.2751e-08
[79 empty] | WLDFR | HFTD - Distribution - Tier 2 - 2QU CoRE ¦ 5QU LoRE | Red Flag Warning - Large Fires | 2061 | 3.3424e-08 | 3.3424e-08 | 8.3524 | 0.96727 | 4.6367 | 2.7484 | 0 | 0 | 3.4455e-05 | 2.7917e-07 | 0 | 2.7917e-07 | 2.7917e-07 | 0 | 2.7917e-07 | 0 | 3.687e-07 | 8.082e-07 | 0 | 8.082e-07 | 0 | 0.00040441 | 0.00080882 | 0 | 0.00080882 | [12 empty] | 7.3.3.17.5 (Remote Grid) Updates to grid topology to minimize risk of ignition in HFTDs Remote GridWLDFRContaminationAggregated | WLDFR | HFTD - Distribution - Tier 2 - 1QU CoRE ¦ 3QU LoRE | Non-Red Flag Warning - Small Fires | Contamination | Aggregated | 2061 | 1.3144e-05 | 1013.9529 | 0.013328 | 2061 | Mitigation | 0.95 | 45 | 0 | esc | 0.00097009 | 1.2751e-08 | 0.00097009 | 1.2751e-08
[79 empty] | WLDFR | HFTD - Distribution - Tier 2 - 2QU CoRE ¦ 5QU LoRE | Red Flag Warning - Large Fires | 2062 | 3.3424e-08 | 3.3424e-08 | 8.3524 | 0.96727 | 4.6367 | 2.7484 | 0 | 0 | 3.4455e-05 | 2.7917e-07 | 0 | 2.7917e-07 | 2.7917e-07 | 0 | 2.7917e-07 | 0 | 3.8336e-07 | 8.4034e-07 | 0 | 8.4034e-07 | 0 | 0.00040441 | 0.00080882 | 0 | 0.00080882 | [12 empty] | 7.3.3.17.5 (Remote Grid) Updates to grid topology to minimize risk of ignition in HFTDs Remote GridWLDFRContaminationAggregated | WLDFR | HFTD - Distribution - Tier 2 - 1QU CoRE ¦ 3QU LoRE | Non-Red Flag Warning - Small Fires | Contamination | Aggregated | 2062 | 1.3144e-05 | 1013.9529 | 0.013328 | 2062 | Mitigation | 0.95 | 45 | 0 | esc | 0.00097009 | 1.2751e-08 | 0.00097009 | 1.2751e-08
[79 empty] | WLDFR | HFTD - Distribution - Tier 2 - 2QU CoRE ¦ 5QU LoRE | Red Flag Warning - Large Fires | 2063 | 3.3424e-08 | 3.3424e-08 | 8.872 | 1.0079 | 4.9153 | 2.9488 | 0 | 0 | 3.4455e-05 | 2.9654e-07 | 0 | 2.9654e-07 | 2.9654e-07 | 0 | 2.9654e-07 | 0 | 3.8336e-07 | 8.4034e-07 | 0 | 8.4034e-07 | 0 | 0 | 0.00080882 | 0 | 0.00080882 | [12 empty] | 7.3.3.17.5 (Remote Grid) Updates to grid topology to minimize risk of ignition in HFTDs Remote GridWLDFRContaminationAggregated | WLDFR | HFTD - Distribution - Tier 2 - 1QU CoRE ¦ 3QU LoRE | Non-Red Flag Warning - Small Fires | Contamination | Aggregated | 2063 | 1.3144e-05 | 1013.9529 | 0.013328 | 2063 | Mitigation | 0.95 | 45 | 0 | esc | 0.00097009 | 1.2751e-08 | 0.00097009 | 1.2751e-08
[79 empty] | WLDFR | HFTD - Distribution - Tier 2 - 2QU CoRE ¦ 5QU LoRE | Red Flag Warning - Large Fires | 2064 | 3.3424e-08 | 3.3424e-08 | 8.872 | 1.0079 | 4.9153 | 2.9488 | 0 | 0 | 3.4455e-05 | 2.9654e-07 | 0 | 2.9654e-07 | 2.9654e-07 | 0 | 2.9654e-07 | 0 | 3.8336e-07 | 8.4034e-07 | 0 | 8.4034e-07 | 0 | 0 | 0 | 0 | 0 | [12 empty] | 7.3.3.17.5 (Remote Grid) Updates to grid topology to minimize risk of ignition in HFTDs Remote GridWLDFRContaminationAggregated | WLDFR | HFTD - Distribution - Tier 2 - 1QU CoRE ¦ 3QU LoRE | Non-Red Flag Warning - Small Fires | Contamination | Aggregated | 2064 | 1.3144e-05 | 1013.9529 | 0.013328 | 2064 | Mitigation | 0.95 | 45 | 0 | esc | 0.00097009 | 1.2751e-08 | 0.00097009 | 1.2751e-08
[79 empty] | WLDFR | HFTD - Distribution - Tier 2 - 2QU CoRE ¦ 5QU LoRE | Red Flag Warning - Large Fires | 2065 | 3.3424e-08 | 3.3424e-08 | 8.872 | 1.0079 | 4.9153 | 2.9488 | 0 | 0 | 3.4455e-05 | 2.9654e-07 | 0 | 2.9654e-07 | 2.9654e-07 | 0 | 2.9654e-07 | 0 | 3.8336e-07 | 8.4034e-07 | 0 | 8.4034e-07 | 0 | 0 | 0 | 0 | 0 | [12 empty] | 7.3.3.17.5 (Remote Grid) Updates to grid topology to minimize risk of ignition in HFTDs Remote GridWLDFRContaminationAggregated | WLDFR | HFTD - Distribution - Tier 2 - 1QU CoRE ¦ 3QU LoRE | Non-Red Flag Warning - Small Fires | Contamination | Aggregated | 2065 | 1.3144e-05 | 1013.9529 | 0.013328 | 2065 | Mitigation | 0.95 | 45 | 0 | esc | 0.00097009 | 1.2751e-08 | 0.00097009 | 1.2751e-08
[79 empty] | WLDFR | HFTD - Distribution - Tier 2 - 2QU CoRE ¦ 5QU LoRE | Red Flag Warning - Large Fires | 2066 | 3.3424e-08 | 3.3424e-08 | 8.872 | 1.0079 | 4.9153 | 2.9488 | 0 | 0 | 3.4455e-05 | 2.9654e-07 | 0 | 2.9654e-07 | 2.9654e-07 | 0 | 2.9654e-07 | 0 | 3.8336e-07 | 8.4034e-07 | 0 | 8.4034e-07 | 0 | 2.2393e-06 | 0 | 0 | 0 | [12 empty] | 7.3.3.17.5 (Remote Grid) Updates to grid topology to minimize risk of ignition in HFTDs Remote GridWLDFRContaminationAggregated | WLDFR | HFTD - Distribution - Tier 2 - 1QU CoRE ¦ 3QU LoRE | Non-Red Flag Warning - Small Fires | Contamination | Aggregated | 2066 | 1.3144e-05 | 1013.9529 | 0.013328 | 2066 | Mitigation | 0.95 | 45 | 0 | esc | 0.00097009 | 1.2751e-08 | 0.00097009 | 1.2751e-08
[79 empty] | WLDFR | HFTD - Distribution - Tier 2 - 2QU CoRE ¦ 5QU LoRE | Red Flag Warning - Large Fires | 2067 | 0 | 3.3424e-08 | 8.872 | 1.0079 | 4.9153 | 2.9488 | 0 | 0 | 3.4455e-05 | 0 | 0 | 0 | 2.9654e-07 | 0 | 2.9654e-07 | 0 | 3.9989e-07 | 8.7657e-07 | 0 | 8.7657e-07 | 0 | 2.3395e-06 | 4.6791e-06 | 0 | 4.6791e-06 | [12 empty] | 7.3.3.17.5 (Remote Grid) Updates to grid topology to minimize risk of ignition in HFTDs Remote GridWLDFRContaminationAggregated | WLDFR | HFTD - Distribution - Tier 2 - 1QU CoRE ¦ 3QU LoRE | Non-Red Flag Warning - Small Fires | Contamination | Aggregated | 2067 | 1.3144e-05 | 1013.9529 | 0.013328 | 2067 | Mitigation | 0.95 | 45 | 0 | esc | 0 | 0 | 0.00097009 | 1.2751e-08
[79 empty] | WLDFR | HFTD - Distribution - Tier 2 - 2QU CoRE ¦ 5QU LoRE | Red Flag Warning - Small Fires | 2022 | 2.6048e-07 | 0 | 0.077901 | 0.036425 | 0.0015809 | 0.039895 | 0 | 0 | 0.00027685 | 2.0292e-08 | 0 | 2.0292e-08 | 0 | 0 | 0 | 0 | 3.9989e-07 | 8.7657e-07 | 0 | 8.7657e-07 | 0 | 2.3395e-06 | 4.6791e-06 | 0 | 4.6791e-06 | [12 empty] | 7.3.3.17.5 (Remote Grid) Updates to grid topology to minimize risk of ignition in HFTDs Remote GridWLDFREquipment / facility failureAggregated | WLDFR | HFTD - Distribution - Tier 2 - 1QU CoRE ¦ 3QU LoRE | Non-Red Flag Warning - Small Fires | Equipment / facility failure | Aggregated | 2022 | 0.0007019 | 1013.9529 | 0.71169 | 2022 | Mitigation | 0.95 | 45 | 0 | esc | 0.00097009 | 6.809e-07 | 0 | 0
[79 empty] | WLDFR | HFTD - Distribution - Tier 2 - 2QU CoRE ¦ 5QU LoRE | Red Flag Warning - Small Fires | 2023 | 2.6048e-07 | 2.6048e-07 | 0.080408 | 0.03759 | 0.0016314 | 0.041187 | 0 | 0 | 0.00027685 | 2.0945e-08 | 0 | 2.0945e-08 | 2.0945e-08 | 0 | 2.0945e-08 | 0 | 3.9989e-07 | 8.7657e-07 | 0 | 8.7657e-07 | 0 | 2.3395e-06 | 4.6791e-06 | 0 | 4.6791e-06 | [12 empty] | 7.3.3.17.5 (Remote Grid) Updates to grid topology to minimize risk of ignition in HFTDs Remote GridWLDFREquipment / facility failureAggregated | WLDFR | HFTD - Distribution - Tier 2 - 1QU CoRE ¦ 3QU LoRE | Non-Red Flag Warning - Small Fires | Equipment / facility failure | Aggregated | 2023 | 0.0007019 | 1013.9529 | 0.71169 | 2023 | Mitigation | 0.95 | 45 | 0 | esc | 0.00097009 | 6.809e-07 | 0.00097009 | 6.809e-07
[79 empty] | WLDFR | HFTD - Distribution - Tier 2 - 2QU CoRE ¦ 5QU LoRE | Red Flag Warning - Small Fires | 2024 | 2.6048e-07 | 2.6048e-07 | 0.080408 | 0.03759 | 0.0016314 | 0.041187 | 0 | 0 | 0.00027685 | 2.0945e-08 | 0 | 2.0945e-08 | 2.0945e-08 | 0 | 2.0945e-08 | 0 | 3.9989e-07 | 8.7657e-07 | 0 | 8.7657e-07 | 0 | 2.3395e-06 | 4.6791e-06 | 0 | 4.6791e-06 | [12 empty] | 7.3.3.17.5 (Remote Grid) Updates to grid topology to minimize risk of ignition in HFTDs Remote GridWLDFREquipment / facility failureAggregated | WLDFR | HFTD - Distribution - Tier 2 - 1QU CoRE ¦ 3QU LoRE | Non-Red Flag Warning - Small Fires | Equipment / facility failure | Aggregated | 2024 | 0.0007019 | 1013.9529 | 0.71169 | 2024 | Mitigation | 0.95 | 45 | 0 | esc | 0.00097009 | 6.809e-07 | 0.00097009 | 6.809e-07
[79 empty] | WLDFR | HFTD - Distribution - Tier 2 - 2QU CoRE ¦ 5QU LoRE | Red Flag Warning - Small Fires | 2025 | 2.6048e-07 | 2.6048e-07 | 0.080408 | 0.03759 | 0.0016314 | 0.041187 | 0 | 0 | 0.00027685 | 2.0945e-08 | 0 | 2.0945e-08 | 2.0945e-08 | 0 | 2.0945e-08 | 0 | 3.9989e-07 | 8.7657e-07 | 0 | 8.7657e-07 | 0 | 2.3395e-06 | 4.6791e-06 | 0 | 4.6791e-06 | [12 empty] | 7.3.3.17.5 (Remote Grid) Updates to grid topology to minimize risk of ignition in HFTDs Remote GridWLDFREquipment / facility failureAggregated | WLDFR | HFTD - Distribution - Tier 2 - 1QU CoRE ¦ 3QU LoRE | Non-Red Flag Warning - Small Fires | Equipment / facility failure | Aggregated | 2025 | 0.0007019 | 1013.9529 | 0.71169 | 2025 | Mitigation | 0.95 | 45 | 0 | esc | 0.00097009 | 6.809e-07 | 0.00097009 | 6.809e-07
[79 empty] | WLDFR | HFTD - Distribution - Tier 2 - 2QU CoRE ¦ 5QU LoRE | Red Flag Warning - Small Fires | 2026 | 2.6048e-07 | 2.6048e-07 | 0.080408 | 0.03759 | 0.0016314 | 0.041187 | 0 | 0 | 0.00027685 | 2.0945e-08 | 0 | 2.0945e-08 | 2.0945e-08 | 0 | 2.0945e-08 | 0 | 4.1811e-07 | 9.1651e-07 | 0 | 9.1651e-07 | 0 | 2.4686e-06 | 4.9372e-06 | 0 | 4.9372e-06 | [12 empty] | 7.3.3.17.5 (Remote Grid) Updates to grid topology to minimize risk of ignition in HFTDs Remote GridWLDFREquipment / facility failureAggregated | WLDFR | HFTD - Distribution - Tier 2 - 1QU CoRE ¦ 3QU LoRE | Non-Red Flag Warning - Small Fires | Equipment / facility failure | Aggregated | 2026 | 0.0007019 | 1013.9529 | 0.71169 | 2026 | Mitigation | 0.95 | 45 | 0 | esc | 0.00097009 | 6.809e-07 | 0.00097009 | 6.809e-07
[79 empty] | WLDFR | HFTD - Distribution - Tier 2 - 2QU CoRE ¦ 5QU LoRE | Red Flag Warning - Small Fires | 2027 | 2.6048e-07 | 2.6048e-07 | 0.080408 | 0.03759 | 0.0016314 | 0.041187 | 0 | 0 | 0.00027685 | 2.0945e-08 | 0 | 2.0945e-08 | 2.0945e-08 | 0 | 2.0945e-08 | 0 | 4.1811e-07 | 9.1651e-07 | 0 | 9.1651e-07 | 0 | 2.4686e-06 | 4.9372e-06 | 0 | 4.9372e-06 | [12 empty] | 7.3.3.17.5 (Remote Grid) Updates to grid topology to minimize risk of ignition in HFTDs Remote GridWLDFREquipment / facility failureAggregated | WLDFR | HFTD - Distribution - Tier 2 - 1QU CoRE ¦ 3QU LoRE | Non-Red Flag Warning - Small Fires | Equipment / facility failure | Aggregated | 2027 | 0.0007019 | 1013.9529 | 0.71169 | 2027 | Mitigation | 0.95 | 45 | 0 | esc | 0.00097009 | 6.809e-07 | 0.00097009 | 6.809e-07
[79 empty] | WLDFR | HFTD - Distribution - Tier 2 - 2QU CoRE ¦ 5QU LoRE | Red Flag Warning - Small Fires | 2028 | 2.6048e-07 | 2.6048e-07 | 0.083606 | 0.039055 | 0.001695 | 0.042856 | 0 | 0 | 0.00027685 | 2.1778e-08 | 0 | 2.1778e-08 | 2.1778e-08 | 0 | 2.1778e-08 | 0 | 4.1811e-07 | 9.1651e-07 | 0 | 9.1651e-07 | 0 | 2.4686e-06 | 4.9372e-06 | 0 | 4.9372e-06 | [12 empty] | 7.3.3.17.5 (Remote Grid) Updates to grid topology to minimize risk of ignition in HFTDs Remote GridWLDFREquipment / facility failureAggregated | WLDFR | HFTD - Distribution - Tier 2 - 1QU CoRE ¦ 3QU LoRE | Non-Red Flag Warning - Small Fires | Equipment / facility failure | Aggregated | 2028 | 0.0007019 | 1013.9529 | 0.71169 | 2028 | Mitigation | 0.95 | 45 | 0 | esc | 0.00097009 | 6.809e-07 | 0.00097009 | 6.809e-07
[79 empty] | WLDFR | HFTD - Distribution - Tier 2 - 2QU CoRE ¦ 5QU LoRE | Red Flag Warning - Small Fires | 2029 | 2.6048e-07 | 2.6048e-07 | 0.083606 | 0.039055 | 0.001695 | 0.042856 | 0 | 0 | 0.00027685 | 2.1778e-08 | 0 | 2.1778e-08 | 2.1778e-08 | 0 | 2.1778e-08 | 0 | 4.1811e-07 | 9.1651e-07 | 0 | 9.1651e-07 | 0 | 2.4686e-06 | 4.9372e-06 | 0 | 4.9372e-06 | [12 empty] | 7.3.3.17.5 (Remote Grid) Updates to grid topology to minimize risk of ignition in HFTDs Remote GridWLDFREquipment / facility failureAggregated | WLDFR | HFTD - Distribution - Tier 2 - 1QU CoRE ¦ 3QU LoRE | Non-Red Flag Warning - Small Fires | Equipment / facility failure | Aggregated | 2029 | 0.0007019 | 1013.9529 | 0.71169 | 2029 | Mitigation | 0.95 | 45 | 0 | esc | 0.00097009 | 6.809e-07 | 0.00097009 | 6.809e-07
[79 empty] | WLDFR | HFTD - Distribution - Tier 2 - 2QU CoRE ¦ 5QU LoRE | Red Flag Warning - Small Fires | 2030 | 2.6048e-07 | 2.6048e-07 | 0.083606 | 0.039055 | 0.001695 | 0.042856 | 0 | 0 | 0.00027685 | 2.1778e-08 | 0 | 2.1778e-08 | 2.1778e-08 | 0 | 2.1778e-08 | 0 | 4.1811e-07 | 9.1651e-07 | 0 | 9.1651e-07 | 0 | 2.4686e-06 | 4.9372e-06 | 0 | 4.9372e-06 | [12 empty] | 7.3.3.17.5 (Remote Grid) Updates to grid topology to minimize risk of ignition in HFTDs Remote GridWLDFREquipment / facility failureAggregated | WLDFR | HFTD - Distribution - Tier 2 - 1QU CoRE ¦ 3QU LoRE | Non-Red Flag Warning - Small Fires | Equipment / facility failure | Aggregated | 2030 | 0.0007019 | 1013.9529 | 0.71169 | 2030 | Mitigation | 0.95 | 45 | 0 | esc | 0.00097009 | 6.809e-07 | 0.00097009 | 6.809e-07
[79 empty] | WLDFR | HFTD - Distribution - Tier 2 - 2QU CoRE ¦ 5QU LoRE | Red Flag Warning - Small Fires | 2031 | 2.6048e-07 | 2.6048e-07 | 0.083606 | 0.039055 | 0.001695 | 0.042856 | 0 | 0 | 0.00027685 | 2.1778e-08 | 0 | 2.1778e-08 | 2.1778e-08 | 0 | 2.1778e-08 | 0 | 4.3783e-07 | 9.5974e-07 | 0 | 9.5974e-07 | 0 | 2.6154e-06 | 5.2307e-06 | 0 | 5.2307e-06 | [12 empty] | 7.3.3.17.5 (Remote Grid) Updates to grid topology to minimize risk of ignition in HFTDs Remote GridWLDFREquipment / facility failureAggregated | WLDFR | HFTD - Distribution - Tier 2 - 1QU CoRE ¦ 3QU LoRE | Non-Red Flag Warning - Small Fires | Equipment / facility failure | Aggregated | 2031 | 0.0007019 | 1013.9529 | 0.71169 | 2031 | Mitigation | 0.95 | 45 | 0 | esc | 0.00097009 | 6.809e-07 | 0.00097009 | 6.809e-07
[79 empty] | WLDFR | HFTD - Distribution - Tier 2 - 2QU CoRE ¦ 5QU LoRE | Red Flag Warning - Small Fires | 2032 | 2.6048e-07 | 2.6048e-07 | 0.083606 | 0.039055 | 0.001695 | 0.042856 | 0 | 0 | 0.00027685 | 2.1778e-08 | 0 | 2.1778e-08 | 2.1778e-08 | 0 | 2.1778e-08 | 0 | 4.3783e-07 | 9.5974e-07 | 0 | 9.5974e-07 | 0 | 2.6154e-06 | 5.2307e-06 | 0 | 5.2307e-06 | [12 empty] | 7.3.3.17.5 (Remote Grid) Updates to grid topology to minimize risk of ignition in HFTDs Remote GridWLDFREquipment / facility failureAggregated | WLDFR | HFTD - Distribution - Tier 2 - 1QU CoRE ¦ 3QU LoRE | Non-Red Flag Warning - Small Fires | Equipment / facility failure | Aggregated | 2032 | 0.0007019 | 1013.9529 | 0.71169 | 2032 | Mitigation | 0.95 | 45 | 0 | esc | 0.00097009 | 6.809e-07 | 0.00097009 | 6.809e-07
[79 empty] | WLDFR | HFTD - Distribution - Tier 2 - 2QU CoRE ¦ 5QU LoRE | Red Flag Warning - Small Fires | 2033 | 2.6048e-07 | 2.6048e-07 | 0.087211 | 0.040679 | 0.0017655 | 0.044766 | 0 | 0 | 0.00027685 | 2.2717e-08 | 0 | 2.2717e-08 | 2.2717e-08 | 0 | 2.2717e-08 | 0 | 4.3783e-07 | 9.5974e-07 | 0 | 9.5974e-07 | 0 | 2.6154e-06 | 5.2307e-06 | 0 | 5.2307e-06 | [12 empty] | 7.3.3.17.5 (Remote Grid) Updates to grid topology to minimize risk of ignition in HFTDs Remote GridWLDFREquipment / facility failureAggregated | WLDFR | HFTD - Distribution - Tier 2 - 1QU CoRE ¦ 3QU LoRE | Non-Red Flag Warning - Small Fires | Equipment / facility failure | Aggregated | 2033 | 0.0007019 | 1013.9529 | 0.71169 | 2033 | Mitigation | 0.95 | 45 | 0 | esc | 0.00097009 | 6.809e-07 | 0.00097009 | 6.809e-07
[79 empty] | WLDFR | HFTD - Distribution - Tier 2 - 2QU CoRE ¦ 5QU LoRE | Red Flag Warning - Small Fires | 2034 | 2.6048e-07 | 2.6048e-07 | 0.087211 | 0.040679 | 0.0017655 | 0.044766 | 0 | 0 | 0.00027685 | 2.2717e-08 | 0 | 2.2717e-08 | 2.2717e-08 | 0 | 2.2717e-08 | 0 | 4.3783e-07 | 9.5974e-07 | 0 | 9.5974e-07 | 0 | 2.6154e-06 | 5.2307e-06 | 0 | 5.2307e-06 | [12 empty] | 7.3.3.17.5 (Remote Grid) Updates to grid topology to minimize risk of ignition in HFTDs Remote GridWLDFREquipment / facility failureAggregated | WLDFR | HFTD - Distribution - Tier 2 - 1QU CoRE ¦ 3QU LoRE | Non-Red Flag Warning - Small Fires | Equipment / facility failure | Aggregated | 2034 | 0.0007019 | 1013.9529 | 0.71169 | 2034 | Mitigation | 0.95 | 45 | 0 | esc | 0.00097009 | 6.809e-07 | 0.00097009 | 6.809e-07
[79 empty] | WLDFR | HFTD - Distribution - Tier 2 - 2QU CoRE ¦ 5QU LoRE | Red Flag Warning - Small Fires | 2035 | 2.6048e-07 | 2.6048e-07 | 0.087211 | 0.040679 | 0.0017655 | 0.044766 | 0 | 0 | 0.00027685 | 2.2717e-08 | 0 | 2.2717e-08 | 2.2717e-08 | 0 | 2.2717e-08 | 0 | 4.3783e-07 | 9.5974e-07 | 0 | 9.5974e-07 | 0 | 2.6154e-06 | 5.2307e-06 | 0 | 5.2307e-06 | [12 empty] | 7.3.3.17.5 (Remote Grid) Updates to grid topology to minimize risk of ignition in HFTDs Remote GridWLDFREquipment / facility failureAggregated | WLDFR | HFTD - Distribution - Tier 2 - 1QU CoRE ¦ 3QU LoRE | Non-Red Flag Warning - Small Fires | Equipment / facility failure | Aggregated | 2035 | 0.0007019 | 1013.9529 | 0.71169 | 2035 | Mitigation | 0.95 | 45 | 0 | esc | 0.00097009 | 6.809e-07 | 0.00097009 | 6.809e-07
[79 empty] | WLDFR | HFTD - Distribution - Tier 2 - 2QU CoRE ¦ 5QU LoRE | Red Flag Warning - Small Fires | 2036 | 2.6048e-07 | 2.6048e-07 | 0.087211 | 0.040679 | 0.0017655 | 0.044766 | 0 | 0 | 0.00027685 | 2.2717e-08 | 0 | 2.2717e-08 | 2.2717e-08 | 0 | 2.2717e-08 | 0 | 4.5886e-07 | 1.0058e-06 | 0 | 1.0058e-06 | 0 | 2.7787e-06 | 5.5574e-06 | 0 | 5.5574e-06 | [12 empty] | 7.3.3.17.5 (Remote Grid) Updates to grid topology to minimize risk of ignition in HFTDs Remote GridWLDFREquipment / facility failureAggregated | WLDFR | HFTD - Distribution - Tier 2 - 1QU CoRE ¦ 3QU LoRE | Non-Red Flag Warning - Small Fires | Equipment / facility failure | Aggregated | 2036 | 0.0007019 | 1013.9529 | 0.71169 | 2036 | Mitigation | 0.95 | 45 | 0 | esc | 0.00097009 | 6.809e-07 | 0.00097009 | 6.809e-07
[79 empty] | WLDFR | HFTD - Distribution - Tier 2 - 2QU CoRE ¦ 5QU LoRE | Red Flag Warning - Small Fires | 2037 | 2.6048e-07 | 2.6048e-07 | 0.087211 | 0.040679 | 0.0017655 | 0.044766 | 0 | 0 | 0.00027685 | 2.2717e-08 | 0 | 2.2717e-08 | 2.2717e-08 | 0 | 2.2717e-08 | 0 | 4.5886e-07 | 1.0058e-06 | 0 | 1.0058e-06 | 0 | 2.7787e-06 | 5.5574e-06 | 0 | 5.5574e-06 | [12 empty] | 7.3.3.17.5 (Remote Grid) Updates to grid topology to minimize risk of ignition in HFTDs Remote GridWLDFREquipment / facility failureAggregated | WLDFR | HFTD - Distribution - Tier 2 - 1QU CoRE ¦ 3QU LoRE | Non-Red Flag Warning - Small Fires | Equipment / facility failure | Aggregated | 2037 | 0.0007019 | 1013.9529 | 0.71169 | 2037 | Mitigation | 0.95 | 45 | 0 | esc | 0.00097009 | 6.809e-07 | 0.00097009 | 6.809e-07
[79 empty] | WLDFR | HFTD - Distribution - Tier 2 - 2QU CoRE ¦ 5QU LoRE | Red Flag Warning - Small Fires | 2038 | 2.6048e-07 | 2.6048e-07 | 0.091184 | 0.042438 | 0.0018418 | 0.046905 | 0 | 0 | 0.00027685 | 2.3752e-08 | 0 | 2.3752e-08 | 2.3752e-08 | 0 | 2.3752e-08 | 0 | 4.5886e-07 | 1.0058e-06 | 0 | 1.0058e-06 | 0 | 2.7787e-06 | 5.5574e-06 | 0 | 5.5574e-06 | [12 empty] | 7.3.3.17.5 (Remote Grid) Updates to grid topology to minimize risk of ignition in HFTDs Remote GridWLDFREquipment / facility failureAggregated | WLDFR | HFTD - Distribution - Tier 2 - 1QU CoRE ¦ 3QU LoRE | Non-Red Flag Warning - Small Fires | Equipment / facility failure | Aggregated | 2038 | 0.0007019 | 1013.9529 | 0.71169 | 2038 | Mitigation | 0.95 | 45 | 0 | esc | 0.00097009 | 6.809e-07 | 0.00097009 | 6.809e-07
[79 empty] | WLDFR | HFTD - Distribution - Tier 2 - 2QU CoRE ¦ 5QU LoRE | Red Flag Warning - Small Fires | 2039 | 2.6048e-07 | 2.6048e-07 | 0.091184 | 0.042438 | 0.0018418 | 0.046905 | 0 | 0 | 0.00027685 | 2.3752e-08 | 0 | 2.3752e-08 | 2.3752e-08 | 0 | 2.3752e-08 | 0 | 4.5886e-07 | 1.0058e-06 | 0 | 1.0058e-06 | 0 | 2.7787e-06 | 5.5574e-06 | 0 | 5.5574e-06 | [12 empty] | 7.3.3.17.5 (Remote Grid) Updates to grid topology to minimize risk of ignition in HFTDs Remote GridWLDFREquipment / facility failureAggregated | WLDFR | HFTD - Distribution - Tier 2 - 1QU CoRE ¦ 3QU LoRE | Non-Red Flag Warning - Small Fires | Equipment / facility failure | Aggregated | 2039 | 0.0007019 | 1013.9529 | 0.71169 | 2039 | Mitigation | 0.95 | 45 | 0 | esc | 0.00097009 | 6.809e-07 | 0.00097009 | 6.809e-07
[79 empty] | WLDFR | HFTD - Distribution - Tier 2 - 2QU CoRE ¦ 5QU LoRE | Red Flag Warning - Small Fires | 2040 | 2.6048e-07 | 2.6048e-07 | 0.091184 | 0.042438 | 0.0018418 | 0.046905 | 0 | 0 | 0.00027685 | 2.3752e-08 | 0 | 2.3752e-08 | 2.3752e-08 | 0 | 2.3752e-08 | 0 | 4.5886e-07 | 1.0058e-06 | 0 | 1.0058e-06 | 0 | 2.7787e-06 | 5.5574e-06 | 0 | 5.5574e-06 | [12 empty] | 7.3.3.17.5 (Remote Grid) Updates to grid topology to minimize risk of ignition in HFTDs Remote GridWLDFREquipment / facility failureAggregated | WLDFR | HFTD - Distribution - Tier 2 - 1QU CoRE ¦ 3QU LoRE | Non-Red Flag Warning - Small Fires | Equipment / facility failure | Aggregated | 2040 | 0.0007019 | 1013.9529 | 0.71169 | 2040 | Mitigation | 0.95 | 45 | 0 | esc | 0.00097009 | 6.809e-07 | 0.00097009 | 6.809e-07
[79 empty] | WLDFR | HFTD - Distribution - Tier 2 - 2QU CoRE ¦ 5QU LoRE | Red Flag Warning - Small Fires | 2041 | 2.6048e-07 | 2.6048e-07 | 0.091184 | 0.042438 | 0.0018418 | 0.046905 | 0 | 0 | 0.00027685 | 2.3752e-08 | 0 | 2.3752e-08 | 2.3752e-08 | 0 | 2.3752e-08 | 0 | 4.8098e-07 | 1.0543e-06 | 0 | 1.0543e-06 | 0 | 2.9574e-06 | 5.9148e-06 | 0 | 5.9148e-06 | [12 empty] | 7.3.3.17.5 (Remote Grid) Updates to grid topology to minimize risk of ignition in HFTDs Remote GridWLDFREquipment / facility failureAggregated | WLDFR | HFTD - Distribution - Tier 2 - 1QU CoRE ¦ 3QU LoRE | Non-Red Flag Warning - Small Fires | Equipment / facility failure | Aggregated | 2041 | 0.0007019 | 1013.9529 | 0.71169 | 2041 | Mitigation | 0.95 | 45 | 0 | esc | 0.00097009 | 6.809e-07 | 0.00097009 | 6.809e-07
[79 empty] | WLDFR | HFTD - Distribution - Tier 2 - 2QU CoRE ¦ 5QU LoRE | Red Flag Warning - Small Fires | 2042 | 2.6048e-07 | 2.6048e-07 | 0.091184 | 0.042438 | 0.0018418 | 0.046905 | 0 | 0 | 0.00027685 | 2.3752e-08 | 0 | 2.3752e-08 | 2.3752e-08 | 0 | 2.3752e-08 | 0 | 4.8098e-07 | 1.0543e-06 | 0 | 1.0543e-06 | 0 | 2.9574e-06 | 5.9148e-06 | 0 | 5.9148e-06 | [12 empty] | 7.3.3.17.5 (Remote Grid) Updates to grid topology to minimize risk of ignition in HFTDs Remote GridWLDFREquipment / facility failureAggregated | WLDFR | HFTD - Distribution - Tier 2 - 1QU CoRE ¦ 3QU LoRE | Non-Red Flag Warning - Small Fires | Equipment / facility failure | Aggregated | 2042 | 0.0007019 | 1013.9529 | 0.71169 | 2042 | Mitigation | 0.95 | 45 | 0 | esc | 0.00097009 | 6.809e-07 | 0.00097009 | 6.809e-07
[79 empty] | WLDFR | HFTD - Distribution - Tier 2 - 2QU CoRE ¦ 5QU LoRE | Red Flag Warning - Small Fires | 2043 | 2.6048e-07 | 2.6048e-07 | 0.095486 | 0.044306 | 0.0019228 | 0.049257 | 0 | 0 | 0.00027685 | 2.4872e-08 | 0 | 2.4872e-08 | 2.4872e-08 | 0 | 2.4872e-08 | 0 | 4.8098e-07 | 1.0543e-06 | 0 | 1.0543e-06 | 0 | 2.9574e-06 | 5.9148e-06 | 0 | 5.9148e-06 | [12 empty] | 7.3.3.17.5 (Remote Grid) Updates to grid topology to minimize risk of ignition in HFTDs Remote GridWLDFREquipment / facility failureAggregated | WLDFR | HFTD - Distribution - Tier 2 - 1QU CoRE ¦ 3QU LoRE | Non-Red Flag Warning - Small Fires | Equipment / facility failure | Aggregated | 2043 | 0.0007019 | 1013.9529 | 0.71169 | 2043 | Mitigation | 0.95 | 45 | 0 | esc | 0.00097009 | 6.809e-07 | 0.00097009 | 6.809e-07
[79 empty] | WLDFR | HFTD - Distribution - Tier 2 - 2QU CoRE ¦ 5QU LoRE | Red Flag Warning - Small Fires | 2044 | 2.6048e-07 | 2.6048e-07 | 0.095486 | 0.044306 | 0.0019228 | 0.049257 | 0 | 0 | 0.00027685 | 2.4872e-08 | 0 | 2.4872e-08 | 2.4872e-08 | 0 | 2.4872e-08 | 0 | 4.8098e-07 | 1.0543e-06 | 0 | 1.0543e-06 | 0 | 2.9574e-06 | 5.9148e-06 | 0 | 5.9148e-06 | [12 empty] | 7.3.3.17.5 (Remote Grid) Updates to grid topology to minimize risk of ignition in HFTDs Remote GridWLDFREquipment / facility failureAggregated | WLDFR | HFTD - Distribution - Tier 2 - 1QU CoRE ¦ 3QU LoRE | Non-Red Flag Warning - Small Fires | Equipment / facility failure | Aggregated | 2044 | 0.0007019 | 1013.9529 | 0.71169 | 2044 | Mitigation | 0.95 | 45 | 0 | esc | 0.00097009 | 6.809e-07 | 0.00097009 | 6.809e-07
[79 empty] | WLDFR | HFTD - Distribution - Tier 2 - 2QU CoRE ¦ 5QU LoRE | Red Flag Warning - Small Fires | 2045 | 2.6048e-07 | 2.6048e-07 | 0.095486 | 0.044306 | 0.0019228 | 0.049257 | 0 | 0 | 0.00027685 | 2.4872e-08 | 0 | 2.4872e-08 | 2.4872e-08 | 0 | 2.4872e-08 | 0 | 4.8098e-07 | 1.0543e-06 | 0 | 1.0543e-06 | 0 | 2.9574e-06 | 5.9148e-06 | 0 | 5.9148e-06 | [12 empty] | 7.3.3.17.5 (Remote Grid) Updates to grid topology to minimize risk of ignition in HFTDs Remote GridWLDFREquipment / facility failureAggregated | WLDFR | HFTD - Distribution - Tier 2 - 1QU CoRE ¦ 3QU LoRE | Non-Red Flag Warning - Small Fires | Equipment / facility failure | Aggregated | 2045 | 0.0007019 | 1013.9529 | 0.71169 | 2045 | Mitigation | 0.95 | 45 | 0 | esc | 0.00097009 | 6.809e-07 | 0.00097009 | 6.809e-07
[79 empty] | WLDFR | HFTD - Distribution - Tier 2 - 2QU CoRE ¦ 5QU LoRE | Red Flag Warning - Small Fires | 2046 | 2.6048e-07 | 2.6048e-07 | 0.095486 | 0.044306 | 0.0019228 | 0.049257 | 0 | 0 | 0.00027685 | 2.4872e-08 | 0 | 2.4872e-08 | 2.4872e-08 | 0 | 2.4872e-08 | 0 | 5.0394e-07 | 1.1046e-06 | 0 | 1.1046e-06 | 0 | 3.1499e-06 | 6.2997e-06 | 0 | 6.2997e-06 | [12 empty] | 7.3.3.17.5 (Remote Grid) Updates to grid topology to minimize risk of ignition in HFTDs Remote GridWLDFREquipment / facility failureAggregated | WLDFR | HFTD - Distribution - Tier 2 - 1QU CoRE ¦ 3QU LoRE | Non-Red Flag Warning - Small Fires | Equipment / facility failure | Aggregated | 2046 | 0.0007019 | 1013.9529 | 0.71169 | 2046 | Mitigation | 0.95 | 45 | 0 | esc | 0.00097009 | 6.809e-07 | 0.00097009 | 6.809e-07
[79 empty] | WLDFR | HFTD - Distribution - Tier 2 - 2QU CoRE ¦ 5QU LoRE | Red Flag Warning - Small Fires | 2047 | 2.6048e-07 | 2.6048e-07 | 0.095486 | 0.044306 | 0.0019228 | 0.049257 | 0 | 0 | 0.00027685 | 2.4872e-08 | 0 | 2.4872e-08 | 2.4872e-08 | 0 | 2.4872e-08 | 0 | 5.0394e-07 | 1.1046e-06 | 0 | 1.1046e-06 | 0 | 3.1499e-06 | 6.2997e-06 | 0 | 6.2997e-06 | [12 empty] | 7.3.3.17.5 (Remote Grid) Updates to grid topology to minimize risk of ignition in HFTDs Remote GridWLDFREquipment / facility failureAggregated | WLDFR | HFTD - Distribution - Tier 2 - 1QU CoRE ¦ 3QU LoRE | Non-Red Flag Warning - Small Fires | Equipment / facility failure | Aggregated | 2047 | 0.0007019 | 1013.9529 | 0.71169 | 2047 | Mitigation | 0.95 | 45 | 0 | esc | 0.00097009 | 6.809e-07 | 0.00097009 | 6.809e-07
[79 empty] | WLDFR | HFTD - Distribution - Tier 2 - 2QU CoRE ¦ 5QU LoRE | Red Flag Warning - Small Fires | 2048 | 2.6048e-07 | 2.6048e-07 | 0.10007 | 0.04626 | 0.0020076 | 0.051804 | 0 | 0 | 0.00027685 | 2.6067e-08 | 0 | 2.6067e-08 | 2.6067e-08 | 0 | 2.6067e-08 | 0 | 5.0394e-07 | 1.1046e-06 | 0 | 1.1046e-06 | 0 | 3.1499e-06 | 6.2997e-06 | 0 | 6.2997e-06 | [12 empty] | 7.3.3.17.5 (Remote Grid) Updates to grid topology to minimize risk of ignition in HFTDs Remote GridWLDFREquipment / facility failureAggregated | WLDFR | HFTD - Distribution - Tier 2 - 1QU CoRE ¦ 3QU LoRE | Non-Red Flag Warning - Small Fires | Equipment / facility failure | Aggregated | 2048 | 0.0007019 | 1013.9529 | 0.71169 | 2048 | Mitigation | 0.95 | 45 | 0 | esc | 0.00097009 | 6.809e-07 | 0.00097009 | 6.809e-07
[79 empty] | WLDFR | HFTD - Distribution - Tier 2 - 2QU CoRE ¦ 5QU LoRE | Red Flag Warning - Small Fires | 2049 | 2.6048e-07 | 2.6048e-07 | 0.10007 | 0.04626 | 0.0020076 | 0.051804 | 0 | 0 | 0.00027685 | 2.6067e-08 | 0 | 2.6067e-08 | 2.6067e-08 | 0 | 2.6067e-08 | 0 | 5.0394e-07 | 1.1046e-06 | 0 | 1.1046e-06 | 0 | 3.1499e-06 | 6.2997e-06 | 0 | 6.2997e-06 | [12 empty] | 7.3.3.17.5 (Remote Grid) Updates to grid topology to minimize risk of ignition in HFTDs Remote GridWLDFREquipment / facility failureAggregated | WLDFR | HFTD - Distribution - Tier 2 - 1QU CoRE ¦ 3QU LoRE | Non-Red Flag Warning - Small Fires | Equipment / facility failure | Aggregated | 2049 | 0.0007019 | 1013.9529 | 0.71169 | 2049 | Mitigation | 0.95 | 45 | 0 | esc | 0.00097009 | 6.809e-07 | 0.00097009 | 6.809e-07
[79 empty] | WLDFR | HFTD - Distribution - Tier 2 - 2QU CoRE ¦ 5QU LoRE | Red Flag Warning - Small Fires | 2050 | 2.6048e-07 | 2.6048e-07 | 0.10007 | 0.04626 | 0.0020076 | 0.051804 | 0 | 0 | 0.00027685 | 2.6067e-08 | 0 | 2.6067e-08 | 2.6067e-08 | 0 | 2.6067e-08 | 0 | 5.0394e-07 | 1.1046e-06 | 0 | 1.1046e-06 | 0 | 0 | 6.2997e-06 | 0 | 6.2997e-06 | [12 empty] | 7.3.3.17.5 (Remote Grid) Updates to grid topology to minimize risk of ignition in HFTDs Remote GridWLDFREquipment / facility failureAggregated | WLDFR | HFTD - Distribution - Tier 2 - 1QU CoRE ¦ 3QU LoRE | Non-Red Flag Warning - Small Fires | Equipment / facility failure | Aggregated | 2050 | 0.0007019 | 1013.9529 | 0.71169 | 2050 | Mitigation | 0.95 | 45 | 0 | esc | 0.00097009 | 6.809e-07 | 0.00097009 | 6.809e-07
[79 empty] | WLDFR | HFTD - Distribution - Tier 2 - 2QU CoRE ¦ 5QU LoRE | Red Flag Warning - Small Fires | 2051 | 2.6048e-07 | 2.6048e-07 | 0.10007 | 0.04626 | 0.0020076 | 0.051804 | 0 | 0 | 0.00027685 | 2.6067e-08 | 0 | 2.6067e-08 | 2.6067e-08 | 0 | 2.6067e-08 | 0 | 5.2749e-07 | 1.1563e-06 | 0 | 1.1563e-06 | 0 | 0 | 0 | 0 | 0 | [12 empty] | 7.3.3.17.5 (Remote Grid) Updates to grid topology to minimize risk of ignition in HFTDs Remote GridWLDFREquipment / facility failureAggregated | WLDFR | HFTD - Distribution - Tier 2 - 1QU CoRE ¦ 3QU LoRE | Non-Red Flag Warning - Small Fires | Equipment / facility failure | Aggregated | 2051 | 0.0007019 | 1013.9529 | 0.71169 | 2051 | Mitigation | 0.95 | 45 | 0 | esc | 0.00097009 | 6.809e-07 | 0.00097009 | 6.809e-07
[79 empty] | WLDFR | HFTD - Distribution - Tier 2 - 2QU CoRE ¦ 5QU LoRE | Red Flag Warning - Small Fires | 2052 | 2.6048e-07 | 2.6048e-07 | 0.10007 | 0.04626 | 0.0020076 | 0.051804 | 0 | 0 | 0.00027685 | 2.6067e-08 | 0 | 2.6067e-08 | 2.6067e-08 | 0 | 2.6067e-08 | 0 | 5.2749e-07 | 1.1563e-06 | 0 | 1.1563e-06 | 0 | 0 | 0 | 0 | 0 | [12 empty] | 7.3.3.17.5 (Remote Grid) Updates to grid topology to minimize risk of ignition in HFTDs Remote GridWLDFREquipment / facility failureAggregated | WLDFR | HFTD - Distribution - Tier 2 - 1QU CoRE ¦ 3QU LoRE | Non-Red Flag Warning - Small Fires | Equipment / facility failure | Aggregated | 2052 | 0.0007019 | 1013.9529 | 0.71169 | 2052 | Mitigation | 0.95 | 45 | 0 | esc | 0.00097009 | 6.809e-07 | 0.00097009 | 6.809e-07
[79 empty] | WLDFR | HFTD - Distribution - Tier 2 - 2QU CoRE ¦ 5QU LoRE | Red Flag Warning - Small Fires | 2053 | 2.6048e-07 | 2.6048e-07 | 0.10489 | 0.048274 | 0.002095 | 0.054525 | 0 | 0 | 0.00027685 | 2.7323e-08 | 0 | 2.7323e-08 | 2.7323e-08 | 0 | 2.7323e-08 | 0 | 5.2749e-07 | 1.1563e-06 | 0 | 1.1563e-06 | 0 | 1.4931e-07 | 0 | 0 | 0 | [12 empty] | 7.3.3.17.5 (Remote Grid) Updates to grid topology to minimize risk of ignition in HFTDs Remote GridWLDFREquipment / facility failureAggregated | WLDFR | HFTD - Distribution - Tier 2 - 1QU CoRE ¦ 3QU LoRE | Non-Red Flag Warning - Small Fires | Equipment / facility failure | Aggregated | 2053 | 0.0007019 | 1013.9529 | 0.71169 | 2053 | Mitigation | 0.95 | 45 | 0 | esc | 0.00097009 | 6.809e-07 | 0.00097009 | 6.809e-07
[79 empty] | WLDFR | HFTD - Distribution - Tier 2 - 2QU CoRE ¦ 5QU LoRE | Red Flag Warning - Small Fires | 2054 | 2.6048e-07 | 2.6048e-07 | 0.10489 | 0.048274 | 0.002095 | 0.054525 | 0 | 0 | 0.00027685 | 2.7323e-08 | 0 | 2.7323e-08 | 2.7323e-08 | 0 | 2.7323e-08 | 0 | 5.2749e-07 | 1.1563e-06 | 0 | 1.1563e-06 | 0 | 1.5412e-07 | 3.0823e-07 | 0 | 3.0823e-07 | [12 empty] | 7.3.3.17.5 (Remote Grid) Updates to grid topology to minimize risk of ignition in HFTDs Remote GridWLDFREquipment / facility failureAggregated | WLDFR | HFTD - Distribution - Tier 2 - 1QU CoRE ¦ 3QU LoRE | Non-Red Flag Warning - Small Fires | Equipment / facility failure | Aggregated | 2054 | 0.0007019 | 1013.9529 | 0.71169 | 2054 | Mitigation | 0.95 | 45 | 0 | esc | 0.00097009 | 6.809e-07 | 0.00097009 | 6.809e-07
[79 empty] | WLDFR | HFTD - Distribution - Tier 2 - 2QU CoRE ¦ 5QU LoRE | Red Flag Warning - Small Fires | 2055 | 2.6048e-07 | 2.6048e-07 | 0.10489 | 0.048274 | 0.002095 | 0.054525 | 0 | 0 | 0.00027685 | 2.7323e-08 | 0 | 2.7323e-08 | 2.7323e-08 | 0 | 2.7323e-08 | 0 | 5.2749e-07 | 1.1563e-06 | 0 | 1.1563e-06 | 0 | 1.5412e-07 | 3.0823e-07 | 0 | 3.0823e-07 | [12 empty] | 7.3.3.17.5 (Remote Grid) Updates to grid topology to minimize risk of ignition in HFTDs Remote GridWLDFREquipment / facility failureAggregated | WLDFR | HFTD - Distribution - Tier 2 - 1QU CoRE ¦ 3QU LoRE | Non-Red Flag Warning - Small Fires | Equipment / facility failure | Aggregated | 2055 | 0.0007019 | 1013.9529 | 0.71169 | 2055 | Mitigation | 0.95 | 45 | 0 | esc | 0.00097009 | 6.809e-07 | 0.00097009 | 6.809e-07
[79 empty] | WLDFR | HFTD - Distribution - Tier 2 - 2QU CoRE ¦ 5QU LoRE | Red Flag Warning - Small Fires | 2056 | 2.6048e-07 | 2.6048e-07 | 0.10489 | 0.048274 | 0.002095 | 0.054525 | 0 | 0 | 0.00027685 | 2.7323e-08 | 0 | 2.7323e-08 | 2.7323e-08 | 0 | 2.7323e-08 | 0 | 5.5135e-07 | 1.2086e-06 | 0 | 1.2086e-06 | 0 | 1.5412e-07 | 3.0823e-07 | 0 | 3.0823e-07 | [12 empty] | 7.3.3.17.5 (Remote Grid) Updates to grid topology to minimize risk of ignition in HFTDs Remote GridWLDFREquipment / facility failureAggregated | WLDFR | HFTD - Distribution - Tier 2 - 1QU CoRE ¦ 3QU LoRE | Non-Red Flag Warning - Small Fires | Equipment / facility failure | Aggregated | 2056 | 0.0007019 | 1013.9529 | 0.71169 | 2056 | Mitigation | 0.95 | 45 | 0 | esc | 0.00097009 | 6.809e-07 | 0.00097009 | 6.809e-07
[79 empty] | WLDFR | HFTD - Distribution - Tier 2 - 2QU CoRE ¦ 5QU LoRE | Red Flag Warning - Small Fires | 2057 | 2.6048e-07 | 2.6048e-07 | 0.10489 | 0.048274 | 0.002095 | 0.054525 | 0 | 0 | 0.00027685 | 2.7323e-08 | 0 | 2.7323e-08 | 2.7323e-08 | 0 | 2.7323e-08 | 0 | 5.5135e-07 | 1.2086e-06 | 0 | 1.2086e-06 | 0 | 1.5412e-07 | 3.0823e-07 | 0 | 3.0823e-07 | [12 empty] | 7.3.3.17.5 (Remote Grid) Updates to grid topology to minimize risk of ignition in HFTDs Remote GridWLDFREquipment / facility failureAggregated | WLDFR | HFTD - Distribution - Tier 2 - 1QU CoRE ¦ 3QU LoRE | Non-Red Flag Warning - Small Fires | Equipment / facility failure | Aggregated | 2057 | 0.0007019 | 1013.9529 | 0.71169 | 2057 | Mitigation | 0.95 | 45 | 0 | esc | 0.00097009 | 6.809e-07 | 0.00097009 | 6.809e-07
[79 empty] | WLDFR | HFTD - Distribution - Tier 2 - 2QU CoRE ¦ 5QU LoRE | Red Flag Warning - Small Fires | 2058 | 2.6048e-07 | 2.6048e-07 | 0.1099 | 0.050325 | 0.0021839 | 0.057393 | 0 | 0 | 0.00027685 | 2.8628e-08 | 0 | 2.8628e-08 | 2.8628e-08 | 0 | 2.8628e-08 | 0 | 5.5135e-07 | 1.2086e-06 | 0 | 1.2086e-06 | 0 | 1.5412e-07 | 3.0823e-07 | 0 | 3.0823e-07 | [12 empty] | 7.3.3.17.5 (Remote Grid) Updates to grid topology to minimize risk of ignition in HFTDs Remote GridWLDFREquipment / facility failureAggregated | WLDFR | HFTD - Distribution - Tier 2 - 1QU CoRE ¦ 3QU LoRE | Non-Red Flag Warning - Small Fires | Equipment / facility failure | Aggregated | 2058 | 0.0007019 | 1013.9529 | 0.71169 | 2058 | Mitigation | 0.95 | 45 | 0 | esc | 0.00097009 | 6.809e-07 | 0.00097009 | 6.809e-07
[79 empty] | WLDFR | HFTD - Distribution - Tier 2 - 2QU CoRE ¦ 5QU LoRE | Red Flag Warning - Small Fires | 2059 | 2.6048e-07 | 2.6048e-07 | 0.1099 | 0.050325 | 0.0021839 | 0.057393 | 0 | 0 | 0.00027685 | 2.8628e-08 | 0 | 2.8628e-08 | 2.8628e-08 | 0 | 2.8628e-08 | 0 | 0 | 1.2086e-06 | 0 | 1.2086e-06 | 0 | 1.6025e-07 | 3.2049e-07 | 0 | 3.2049e-07 | [12 empty] | 7.3.3.17.5 (Remote Grid) Updates to grid topology to minimize risk of ignition in HFTDs Remote GridWLDFREquipment / facility failureAggregated | WLDFR | HFTD - Distribution - Tier 2 - 1QU CoRE ¦ 3QU LoRE | Non-Red Flag Warning - Small Fires | Equipment / facility failure | Aggregated | 2059 | 0.0007019 | 1013.9529 | 0.71169 | 2059 | Mitigation | 0.95 | 45 | 0 | esc | 0.00097009 | 6.809e-07 | 0.00097009 | 6.809e-07
[79 empty] | WLDFR | HFTD - Distribution - Tier 2 - 2QU CoRE ¦ 5QU LoRE | Red Flag Warning - Small Fires | 2060 | 2.6048e-07 | 2.6048e-07 | 0.1099 | 0.050325 | 0.0021839 | 0.057393 | 0 | 0 | 0.00027685 | 2.8628e-08 | 0 | 2.8628e-08 | 2.8628e-08 | 0 | 2.8628e-08 | 0 | 0 | 0 | 0 | 0 | 0 | 1.6025e-07 | 3.2049e-07 | 0 | 3.2049e-07 | [12 empty] | 7.3.3.17.5 (Remote Grid) Updates to grid topology to minimize risk of ignition in HFTDs Remote GridWLDFREquipment / facility failureAggregated | WLDFR | HFTD - Distribution - Tier 2 - 1QU CoRE ¦ 3QU LoRE | Non-Red Flag Warning - Small Fires | Equipment / facility failure | Aggregated | 2060 | 0.0007019 | 1013.9529 | 0.71169 | 2060 | Mitigation | 0.95 | 45 | 0 | esc | 0.00097009 | 6.809e-07 | 0.00097009 | 6.809e-07
[79 empty] | WLDFR | HFTD - Distribution - Tier 2 - 2QU CoRE ¦ 5QU LoRE | Red Flag Warning - Small Fires | 2061 | 2.6048e-07 | 2.6048e-07 | 0.1099 | 0.050325 | 0.0021839 | 0.057393 | 0 | 0 | 0.00027685 | 2.8628e-08 | 0 | 2.8628e-08 | 2.8628e-08 | 0 | 2.8628e-08 | 0 | 0.0003962 | 0 | 0 | 0 | 0 | 1.6025e-07 | 3.2049e-07 | 0 | 3.2049e-07 | [12 empty] | 7.3.3.17.5 (Remote Grid) Updates to grid topology to minimize risk of ignition in HFTDs Remote GridWLDFREquipment / facility failureAggregated | WLDFR | HFTD - Distribution - Tier 2 - 1QU CoRE ¦ 3QU LoRE | Non-Red Flag Warning - Small Fires | Equipment / facility failure | Aggregated | 2061 | 0.0007019 | 1013.9529 | 0.71169 | 2061 | Mitigation | 0.95 | 45 | 0 | esc | 0.00097009 | 6.809e-07 | 0.00097009 | 6.809e-07
[79 empty] | WLDFR | HFTD - Distribution - Tier 2 - 2QU CoRE ¦ 5QU LoRE | Red Flag Warning - Small Fires | 2062 | 2.6048e-07 | 2.6048e-07 | 0.1099 | 0.050325 | 0.0021839 | 0.057393 | 0 | 0 | 0.00027685 | 2.8628e-08 | 0 | 2.8628e-08 | 2.8628e-08 | 0 | 2.8628e-08 | 0 | 0.00041072 | 0.00090031 | 0 | 0.00090031 | 0 | 1.6025e-07 | 3.2049e-07 | 0 | 3.2049e-07 | [12 empty] | 7.3.3.17.5 (Remote Grid) Updates to grid topology to minimize risk of ignition in HFTDs Remote GridWLDFREquipment / facility failureAggregated | WLDFR | HFTD - Distribution - Tier 2 - 1QU CoRE ¦ 3QU LoRE | Non-Red Flag Warning - Small Fires | Equipment / facility failure | Aggregated | 2062 | 0.0007019 | 1013.9529 | 0.71169 | 2062 | Mitigation | 0.95 | 45 | 0 | esc | 0.00097009 | 6.809e-07 | 0.00097009 | 6.809e-07
[79 empty] | WLDFR | HFTD - Distribution - Tier 2 - 2QU CoRE ¦ 5QU LoRE | Red Flag Warning - Small Fires | 2063 | 2.6048e-07 | 2.6048e-07 | 0.11504 | 0.052388 | 0.0022734 | 0.060377 | 0 | 0 | 0.00027685 | 2.9966e-08 | 0 | 2.9966e-08 | 2.9966e-08 | 0 | 2.9966e-08 | 0 | 0.00041072 | 0.00090031 | 0 | 0.00090031 | 0 | 1.6025e-07 | 3.2049e-07 | 0 | 3.2049e-07 | [12 empty] | 7.3.3.17.5 (Remote Grid) Updates to grid topology to minimize risk of ignition in HFTDs Remote GridWLDFREquipment / facility failureAggregated | WLDFR | HFTD - Distribution - Tier 2 - 1QU CoRE ¦ 3QU LoRE | Non-Red Flag Warning - Small Fires | Equipment / facility failure | Aggregated | 2063 | 0.0007019 | 1013.9529 | 0.71169 | 2063 | Mitigation | 0.95 | 45 | 0 | esc | 0.00097009 | 6.809e-07 | 0.00097009 | 6.809e-07
[79 empty] | WLDFR | HFTD - Distribution - Tier 2 - 2QU CoRE ¦ 5QU LoRE | Red Flag Warning - Small Fires | 2064 | 2.6048e-07 | 2.6048e-07 | 0.11504 | 0.052388 | 0.0022734 | 0.060377 | 0 | 0 | 0.00027685 | 2.9966e-08 | 0 | 2.9966e-08 | 2.9966e-08 | 0 | 2.9966e-08 | 0 | 0.00041072 | 0.00090031 | 0 | 0.00090031 | 0 | 1.6716e-07 | 3.3431e-07 | 0 | 3.3431e-07 | [12 empty] | 7.3.3.17.5 (Remote Grid) Updates to grid topology to minimize risk of ignition in HFTDs Remote GridWLDFREquipment / facility failureAggregated | WLDFR | HFTD - Distribution - Tier 2 - 1QU CoRE ¦ 3QU LoRE | Non-Red Flag Warning - Small Fires | Equipment / facility failure | Aggregated | 2064 | 0.0007019 | 1013.9529 | 0.71169 | 2064 | Mitigation | 0.95 | 45 | 0 | esc | 0.00097009 | 6.809e-07 | 0.00097009 | 6.809e-07
[79 empty] | WLDFR | HFTD - Distribution - Tier 2 - 2QU CoRE ¦ 5QU LoRE | Red Flag Warning - Small Fires | 2065 | 2.6048e-07 | 2.6048e-07 | 0.11504 | 0.052388 | 0.0022734 | 0.060377 | 0 | 0 | 0.00027685 | 2.9966e-08 | 0 | 2.9966e-08 | 2.9966e-08 | 0 | 2.9966e-08 | 0 | 0.00041072 | 0.00090031 | 0 | 0.00090031 | 0 | 1.6716e-07 | 3.3431e-07 | 0 | 3.3431e-07 | [12 empty] | 7.3.3.17.5 (Remote Grid) Updates to grid topology to minimize risk of ignition in HFTDs Remote GridWLDFREquipment / facility failureAggregated | WLDFR | HFTD - Distribution - Tier 2 - 1QU CoRE ¦ 3QU LoRE | Non-Red Flag Warning - Small Fires | Equipment / facility failure | Aggregated | 2065 | 0.0007019 | 1013.9529 | 0.71169 | 2065 | Mitigation | 0.95 | 45 | 0 | esc | 0.00097009 | 6.809e-07 | 0.00097009 | 6.809e-07
[79 empty] | WLDFR | HFTD - Distribution - Tier 2 - 2QU CoRE ¦ 5QU LoRE | Red Flag Warning - Small Fires | 2066 | 2.6048e-07 | 2.6048e-07 | 0.11504 | 0.052388 | 0.0022734 | 0.060377 | 0 | 0 | 0.00027685 | 2.9966e-08 | 0 | 2.9966e-08 | 2.9966e-08 | 0 | 2.9966e-08 | 0 | 0.00041072 | 0.00090031 | 0 | 0.00090031 | 0 | 1.6716e-07 | 3.3431e-07 | 0 | 3.3431e-07 | [12 empty] | 7.3.3.17.5 (Remote Grid) Updates to grid topology to minimize risk of ignition in HFTDs Remote GridWLDFREquipment / facility failureAggregated | WLDFR | HFTD - Distribution - Tier 2 - 1QU CoRE ¦ 3QU LoRE | Non-Red Flag Warning - Small Fires | Equipment / facility failure | Aggregated | 2066 | 0.0007019 | 1013.9529 | 0.71169 | 2066 | Mitigation | 0.95 | 45 | 0 | esc | 0.00097009 | 6.809e-07 | 0.00097009 | 6.809e-07
[79 empty] | WLDFR | HFTD - Distribution - Tier 2 - 2QU CoRE ¦ 5QU LoRE | Red Flag Warning - Small Fires | 2067 | 0 | 2.6048e-07 | 0.11504 | 0.052388 | 0.0022734 | 0.060377 | 0 | 0 | 0.00027685 | 0 | 0 | 0 | 2.9966e-08 | 0 | 2.9966e-08 | 0 | 0.00042902 | 0.00094043 | 0 | 0.00094043 | 0 | 1.6716e-07 | 3.3431e-07 | 0 | 3.3431e-07 | [12 empty] | 7.3.3.17.5 (Remote Grid) Updates to grid topology to minimize risk of ignition in HFTDs Remote GridWLDFREquipment / facility failureAggregated | WLDFR | HFTD - Distribution - Tier 2 - 1QU CoRE ¦ 3QU LoRE | Non-Red Flag Warning - Small Fires | Equipment / facility failure | Aggregated | 2067 | 0.0007019 | 1013.9529 | 0.71169 | 2067 | Mitigation | 0.95 | 45 | 0 | esc | 0 | 0 | 0.00097009 | 6.809e-07
[79 empty] | WLDFR | HFTD - Distribution - Tier 2 - 3QU CoRE ¦ 1QU LoRE | Non-Red Flag Warning - Catastrophic Fires | 2022 | 3.1843e-09 | 0 | 14146.1306 | 222.2294 | 8585.7228 | 5338.1784 | 0 | 0 | 4.2628e-06 | 4.5045e-05 | 0 | 4.5045e-05 | 0 | 0 | 0 | 0 | 0.00042902 | 0.00094043 | 0 | 0.00094043 | 0 | 1.6716e-07 | 3.3431e-07 | 0 | 3.3431e-07 | [12 empty] | 7.3.3.17.5 (Remote Grid) Updates to grid topology to minimize risk of ignition in HFTDs Remote GridWLDFRVegetation ContactAggregated | WLDFR | HFTD - Distribution - Tier 2 - 1QU CoRE ¦ 3QU LoRE | Non-Red Flag Warning - Small Fires | Vegetation Contact | Aggregated | 2022 | 0.0017939 | 1013.9529 | 1.8189 | 2022 | Mitigation | 0.95 | 45 | 0 | esc | 0.00097009 | 1.7402e-06 | 0 | 0
[79 empty] | WLDFR | HFTD - Distribution - Tier 2 - 3QU CoRE ¦ 1QU LoRE | Non-Red Flag Warning - Catastrophic Fires | 2023 | 3.1843e-09 | 3.1843e-09 | 14664.6376 | 233.2301 | 8896.516 | 5534.8915 | 0 | 0 | 4.2628e-06 | 4.6697e-05 | 0 | 4.6697e-05 | 4.6697e-05 | 0 | 4.6697e-05 | 0 | 0.00042902 | 0.00094043 | 0 | 0.00094043 | 0 | 1.7477e-07 | 3.4954e-07 | 0 | 3.4954e-07 | [12 empty] | 7.3.3.17.5 (Remote Grid) Updates to grid topology to minimize risk of ignition in HFTDs Remote GridWLDFRVegetation ContactAggregated | WLDFR | HFTD - Distribution - Tier 2 - 1QU CoRE ¦ 3QU LoRE | Non-Red Flag Warning - Small Fires | Vegetation Contact | Aggregated | 2023 | 0.0017939 | 1013.9529 | 1.8189 | 2023 | Mitigation | 0.95 | 45 | 0 | esc | 0.00097009 | 1.7402e-06 | 0.00097009 | 1.7402e-06
[79 empty] | WLDFR | HFTD - Distribution - Tier 2 - 3QU CoRE ¦ 1QU LoRE | Non-Red Flag Warning - Catastrophic Fires | 2024 | 3.1843e-09 | 3.1843e-09 | 14664.6376 | 233.2301 | 8896.516 | 5534.8915 | 0 | 0 | 4.2628e-06 | 4.6697e-05 | 0 | 4.6697e-05 | 4.6697e-05 | 0 | 4.6697e-05 | 0 | 0.00042902 | 0.00094043 | 0 | 0.00094043 | 0 | 1.7477e-07 | 3.4954e-07 | 0 | 3.4954e-07 | [12 empty] | 7.3.3.17.5 (Remote Grid) Updates to grid topology to minimize risk of ignition in HFTDs Remote GridWLDFRVegetation ContactAggregated | WLDFR | HFTD - Distribution - Tier 2 - 1QU CoRE ¦ 3QU LoRE | Non-Red Flag Warning - Small Fires | Vegetation Contact | Aggregated | 2024 | 0.0017939 | 1013.9529 | 1.8189 | 2024 | Mitigation | 0.95 | 45 | 0 | esc | 0.00097009 | 1.7402e-06 | 0.00097009 | 1.7402e-06
[79 empty] | WLDFR | HFTD - Distribution - Tier 2 - 3QU CoRE ¦ 1QU LoRE | Non-Red Flag Warning - Catastrophic Fires | 2025 | 3.1843e-09 | 3.1843e-09 | 14664.6376 | 233.2301 | 8896.516 | 5534.8915 | 0 | 0 | 4.2628e-06 | 4.6697e-05 | 0 | 4.6697e-05 | 4.6697e-05 | 0 | 4.6697e-05 | 0 | 0.00042902 | 0.00094043 | 0 | 0.00094043 | 0 | 1.7477e-07 | 3.4954e-07 | 0 | 3.4954e-07 | [12 empty] | 7.3.3.17.5 (Remote Grid) Updates to grid topology to minimize risk of ignition in HFTDs Remote GridWLDFRVegetation ContactAggregated | WLDFR | HFTD - Distribution - Tier 2 - 1QU CoRE ¦ 3QU LoRE | Non-Red Flag Warning - Small Fires | Vegetation Contact | Aggregated | 2025 | 0.0017939 | 1013.9529 | 1.8189 | 2025 | Mitigation | 0.95 | 45 | 0 | esc | 0.00097009 | 1.7402e-06 | 0.00097009 | 1.7402e-06
[79 empty] | WLDFR | HFTD - Distribution - Tier 2 - 3QU CoRE ¦ 1QU LoRE | Non-Red Flag Warning - Catastrophic Fires | 2026 | 3.1843e-09 | 3.1843e-09 | 14664.6376 | 233.2301 | 8896.516 | 5534.8915 | 0 | 0 | 4.2628e-06 | 4.6697e-05 | 0 | 4.6697e-05 | 4.6697e-05 | 0 | 4.6697e-05 | 0 | 0.00044936 | 0.00098501 | 0 | 0.00098501 | 0 | 1.7477e-07 | 3.4954e-07 | 0 | 3.4954e-07 | [12 empty] | 7.3.3.17.5 (Remote Grid) Updates to grid topology to minimize risk of ignition in HFTDs Remote GridWLDFRVegetation ContactAggregated | WLDFR | HFTD - Distribution - Tier 2 - 1QU CoRE ¦ 3QU LoRE | Non-Red Flag Warning - Small Fires | Vegetation Contact | Aggregated | 2026 | 0.0017939 | 1013.9529 | 1.8189 | 2026 | Mitigation | 0.95 | 45 | 0 | esc | 0.00097009 | 1.7402e-06 | 0.00097009 | 1.7402e-06
[79 empty] | WLDFR | HFTD - Distribution - Tier 2 - 3QU CoRE ¦ 1QU LoRE | Non-Red Flag Warning - Catastrophic Fires | 2027 | 3.1843e-09 | 3.1843e-09 | 14664.6376 | 233.2301 | 8896.516 | 5534.8915 | 0 | 0 | 4.2628e-06 | 4.6697e-05 | 0 | 4.6697e-05 | 4.6697e-05 | 0 | 4.6697e-05 | 0 | 0.00044936 | 0.00098501 | 0 | 0.00098501 | 0 | 1.7477e-07 | 3.4954e-07 | 0 | 3.4954e-07 | [12 empty] | 7.3.3.17.5 (Remote Grid) Updates to grid topology to minimize risk of ignition in HFTDs Remote GridWLDFRVegetation ContactAggregated | WLDFR | HFTD - Distribution - Tier 2 - 1QU CoRE ¦ 3QU LoRE | Non-Red Flag Warning - Small Fires | Vegetation Contact | Aggregated | 2027 | 0.0017939 | 1013.9529 | 1.8189 | 2027 | Mitigation | 0.95 | 45 | 0 | esc | 0.00097009 | 1.7402e-06 | 0.00097009 | 1.7402e-06
[79 empty] | WLDFR | HFTD - Distribution - Tier 2 - 3QU CoRE ¦ 1QU LoRE | Non-Red Flag Warning - Catastrophic Fires | 2028 | 3.1843e-09 | 3.1843e-09 | 15317.9909 | 247.273 | 9287.6491 | 5783.0689 | 0 | 0 | 4.2628e-06 | 4.8777e-05 | 0 | 4.8777e-05 | 4.8777e-05 | 0 | 4.8777e-05 | 0 | 0.00044936 | 0.00098501 | 0 | 0.00098501 | 0 | 1.8302e-07 | 3.6603e-07 | 0 | 3.6603e-07 | [12 empty] | 7.3.3.17.5 (Remote Grid) Updates to grid topology to minimize risk of ignition in HFTDs Remote GridWLDFRVegetation ContactAggregated | WLDFR | HFTD - Distribution - Tier 2 - 1QU CoRE ¦ 3QU LoRE | Non-Red Flag Warning - Small Fires | Vegetation Contact | Aggregated | 2028 | 0.0017939 | 1013.9529 | 1.8189 | 2028 | Mitigation | 0.95 | 45 | 0 | esc | 0.00097009 | 1.7402e-06 | 0.00097009 | 1.7402e-06
[79 empty] | WLDFR | HFTD - Distribution - Tier 2 - 3QU CoRE ¦ 1QU LoRE | Non-Red Flag Warning - Catastrophic Fires | 2029 | 3.1843e-09 | 3.1843e-09 | 15317.9909 | 247.273 | 9287.6491 | 5783.0689 | 0 | 0 | 4.2628e-06 | 4.8777e-05 | 0 | 4.8777e-05 | 4.8777e-05 | 0 | 4.8777e-05 | 0 | 0.00044936 | 0.00098501 | 0 | 0.00098501 | 0 | 1.8302e-07 | 3.6603e-07 | 0 | 3.6603e-07 | [12 empty] | 7.3.3.17.5 (Remote Grid) Updates to grid topology to minimize risk of ignition in HFTDs Remote GridWLDFRVegetation ContactAggregated | WLDFR | HFTD - Distribution - Tier 2 - 1QU CoRE ¦ 3QU LoRE | Non-Red Flag Warning - Small Fires | Vegetation Contact | Aggregated | 2029 | 0.0017939 | 1013.9529 | 1.8189 | 2029 | Mitigation | 0.95 | 45 | 0 | esc | 0.00097009 | 1.7402e-06 | 0.00097009 | 1.7402e-06
[79 empty] | WLDFR | HFTD - Distribution - Tier 2 - 3QU CoRE ¦ 1QU LoRE | Non-Red Flag Warning - Catastrophic Fires | 2030 | 3.1843e-09 | 3.1843e-09 | 15317.9909 | 247.273 | 9287.6491 | 5783.0689 | 0 | 0 | 4.2628e-06 | 4.8777e-05 | 0 | 4.8777e-05 | 4.8777e-05 | 0 | 4.8777e-05 | 0 | 0.00044936 | 0.00098501 | 0 | 0.00098501 | 0 | 1.8302e-07 | 3.6603e-07 | 0 | 3.6603e-07 | [12 empty] | 7.3.3.17.5 (Remote Grid) Updates to grid topology to minimize risk of ignition in HFTDs Remote GridWLDFRVegetation ContactAggregated | WLDFR | HFTD - Distribution - Tier 2 - 1QU CoRE ¦ 3QU LoRE | Non-Red Flag Warning - Small Fires | Vegetation Contact | Aggregated | 2030 | 0.0017939 | 1013.9529 | 1.8189 | 2030 | Mitigation | 0.95 | 45 | 0 | esc | 0.00097009 | 1.7402e-06 | 0.00097009 | 1.7402e-06
[79 empty] | WLDFR | HFTD - Distribution - Tier 2 - 3QU CoRE ¦ 1QU LoRE | Non-Red Flag Warning - Catastrophic Fires | 2031 | 3.1843e-09 | 3.1843e-09 | 15317.9909 | 247.273 | 9287.6491 | 5783.0689 | 0 | 0 | 4.2628e-06 | 4.8777e-05 | 0 | 4.8777e-05 | 4.8777e-05 | 0 | 4.8777e-05 | 0 | 0.00047144 | 0.0010334 | 0 | 0.0010334 | 0 | 1.8302e-07 | 3.6603e-07 | 0 | 3.6603e-07 | [12 empty] | 7.3.3.17.5 (Remote Grid) Updates to grid topology to minimize risk of ignition in HFTDs Remote GridWLDFRVegetation ContactAggregated | WLDFR | HFTD - Distribution - Tier 2 - 1QU CoRE ¦ 3QU LoRE | Non-Red Flag Warning - Small Fires | Vegetation Contact | Aggregated | 2031 | 0.0017939 | 1013.9529 | 1.8189 | 2031 | Mitigation | 0.95 | 45 | 0 | esc | 0.00097009 | 1.7402e-06 | 0.00097009 | 1.7402e-06
[79 empty] | WLDFR | HFTD - Distribution - Tier 2 - 3QU CoRE ¦ 1QU LoRE | Non-Red Flag Warning - Catastrophic Fires | 2032 | 3.1843e-09 | 3.1843e-09 | 15317.9909 | 247.273 | 9287.6491 | 5783.0689 | 0 | 0 | 4.2628e-06 | 4.8777e-05 | 0 | 4.8777e-05 | 4.8777e-05 | 0 | 4.8777e-05 | 0 | 0.00047144 | 0.0010334 | 0 | 0.0010334 | 0 | 1.8302e-07 | 3.6603e-07 | 0 | 3.6603e-07 | [12 empty] | 7.3.3.17.5 (Remote Grid) Updates to grid topology to minimize risk of ignition in HFTDs Remote GridWLDFRVegetation ContactAggregated | WLDFR | HFTD - Distribution - Tier 2 - 1QU CoRE ¦ 3QU LoRE | Non-Red Flag Warning - Small Fires | Vegetation Contact | Aggregated | 2032 | 0.0017939 | 1013.9529 | 1.8189 | 2032 | Mitigation | 0.95 | 45 | 0 | esc | 0.00097009 | 1.7402e-06 | 0.00097009 | 1.7402e-06
[79 empty] | WLDFR | HFTD - Distribution - Tier 2 - 3QU CoRE ¦ 1QU LoRE | Non-Red Flag Warning - Catastrophic Fires | 2033 | 3.1843e-09 | 3.1843e-09 | 16044.1264 | 263.1074 | 9721.74 | 6059.2791 | 0 | 0 | 4.2628e-06 | 5.1089e-05 | 0 | 5.1089e-05 | 5.1089e-05 | 0 | 5.1089e-05 | 0 | 0.00047144 | 0.0010334 | 0 | 0.0010334 | 0 | 1.9181e-07 | 3.8361e-07 | 0 | 3.8361e-07 | [12 empty] | 7.3.3.17.5 (Remote Grid) Updates to grid topology to minimize risk of ignition in HFTDs Remote GridWLDFRVegetation ContactAggregated | WLDFR | HFTD - Distribution - Tier 2 - 1QU CoRE ¦ 3QU LoRE | Non-Red Flag Warning - Small Fires | Vegetation Contact | Aggregated | 2033 | 0.0017939 | 1013.9529 | 1.8189 | 2033 | Mitigation | 0.95 | 45 | 0 | esc | 0.00097009 | 1.7402e-06 | 0.00097009 | 1.7402e-06
[79 empty] | WLDFR | HFTD - Distribution - Tier 2 - 3QU CoRE ¦ 1QU LoRE | Non-Red Flag Warning - Catastrophic Fires | 2034 | 3.1843e-09 | 3.1843e-09 | 16044.1264 | 263.1074 | 9721.74 | 6059.2791 | 0 | 0 | 4.2628e-06 | 5.1089e-05 | 0 | 5.1089e-05 | 5.1089e-05 | 0 | 5.1089e-05 | 0 | 0.00047144 | 0.0010334 | 0 | 0.0010334 | 0 | 1.9181e-07 | 3.8361e-07 | 0 | 3.8361e-07 | [12 empty] | 7.3.3.17.5 (Remote Grid) Updates to grid topology to minimize risk of ignition in HFTDs Remote GridWLDFRVegetation ContactAggregated | WLDFR | HFTD - Distribution - Tier 2 - 1QU CoRE ¦ 3QU LoRE | Non-Red Flag Warning - Small Fires | Vegetation Contact | Aggregated | 2034 | 0.0017939 | 1013.9529 | 1.8189 | 2034 | Mitigation | 0.95 | 45 | 0 | esc | 0.00097009 | 1.7402e-06 | 0.00097009 | 1.7402e-06
[79 empty] | WLDFR | HFTD - Distribution - Tier 2 - 3QU CoRE ¦ 1QU LoRE | Non-Red Flag Warning - Catastrophic Fires | 2035 | 3.1843e-09 | 3.1843e-09 | 16044.1264 | 263.1074 | 9721.74 | 6059.2791 | 0 | 0 | 4.2628e-06 | 5.1089e-05 | 0 | 5.1089e-05 | 5.1089e-05 | 0 | 5.1089e-05 | 0 | 0.00047144 | 0.0010334 | 0 | 0.0010334 | 0 | 1.9181e-07 | 3.8361e-07 | 0 | 3.8361e-07 | [12 empty] | 7.3.3.17.5 (Remote Grid) Updates to grid topology to minimize risk of ignition in HFTDs Remote GridWLDFRVegetation ContactAggregated | WLDFR | HFTD - Distribution - Tier 2 - 1QU CoRE ¦ 3QU LoRE | Non-Red Flag Warning - Small Fires | Vegetation Contact | Aggregated | 2035 | 0.0017939 | 1013.9529 | 1.8189 | 2035 | Mitigation | 0.95 | 45 | 0 | esc | 0.00097009 | 1.7402e-06 | 0.00097009 | 1.7402e-06
[79 empty] | WLDFR | HFTD - Distribution - Tier 2 - 3QU CoRE ¦ 1QU LoRE | Non-Red Flag Warning - Catastrophic Fires | 2036 | 3.1843e-09 | 3.1843e-09 | 16044.1264 | 263.1074 | 9721.74 | 6059.2791 | 0 | 0 | 4.2628e-06 | 5.1089e-05 | 0 | 5.1089e-05 | 5.1089e-05 | 0 | 5.1089e-05 | 0 | 0.00049495 | 0.001085 | 0 | 0.001085 | 0 | 1.9181e-07 | 3.8361e-07 | 0 | 3.8361e-07 | [12 empty] | 7.3.3.17.5 (Remote Grid) Updates to grid topology to minimize risk of ignition in HFTDs Remote GridWLDFRVegetation ContactAggregated | WLDFR | HFTD - Distribution - Tier 2 - 1QU CoRE ¦ 3QU LoRE | Non-Red Flag Warning - Small Fires | Vegetation Contact | Aggregated | 2036 | 0.0017939 | 1013.9529 | 1.8189 | 2036 | Mitigation | 0.95 | 45 | 0 | esc | 0.00097009 | 1.7402e-06 | 0.00097009 | 1.7402e-06
[79 empty] | WLDFR | HFTD - Distribution - Tier 2 - 3QU CoRE ¦ 1QU LoRE | Non-Red Flag Warning - Catastrophic Fires | 2037 | 3.1843e-09 | 3.1843e-09 | 16044.1264 | 263.1074 | 9721.74 | 6059.2791 | 0 | 0 | 4.2628e-06 | 5.1089e-05 | 0 | 5.1089e-05 | 5.1089e-05 | 0 | 5.1089e-05 | 0 | 0.00049495 | 0.001085 | 0 | 0.001085 | 0 | 0 | 3.8361e-07 | 0 | 3.8361e-07 | [12 empty] | 7.3.3.17.5 (Remote Grid) Updates to grid topology to minimize risk of ignition in HFTDs Remote GridWLDFRVegetation ContactAggregated | WLDFR | HFTD - Distribution - Tier 2 - 1QU CoRE ¦ 3QU LoRE | Non-Red Flag Warning - Small Fires | Vegetation Contact | Aggregated | 2037 | 0.0017939 | 1013.9529 | 1.8189 | 2037 | Mitigation | 0.95 | 45 | 0 | esc | 0.00097009 | 1.7402e-06 | 0.00097009 | 1.7402e-06
[79 empty] | WLDFR | HFTD - Distribution - Tier 2 - 3QU CoRE ¦ 1QU LoRE | Non-Red Flag Warning - Catastrophic Fires | 2038 | 3.1843e-09 | 3.1843e-09 | 16832.3912 | 280.5544 | 10192.2718 | 6359.5651 | 0 | 0 | 4.2628e-06 | 5.3599e-05 | 0 | 5.3599e-05 | 5.3599e-05 | 0 | 5.3599e-05 | 0 | 0.00049495 | 0.001085 | 0 | 0.001085 | 0 | 0 | 0 | 0 | 0 | [12 empty] | 7.3.3.17.5 (Remote Grid) Updates to grid topology to minimize risk of ignition in HFTDs Remote GridWLDFRVegetation ContactAggregated | WLDFR | HFTD - Distribution - Tier 2 - 1QU CoRE ¦ 3QU LoRE | Non-Red Flag Warning - Small Fires | Vegetation Contact | Aggregated | 2038 | 0.0017939 | 1013.9529 | 1.8189 | 2038 | Mitigation | 0.95 | 45 | 0 | esc | 0.00097009 | 1.7402e-06 | 0.00097009 | 1.7402e-06
[79 empty] | WLDFR | HFTD - Distribution - Tier 2 - 3QU CoRE ¦ 1QU LoRE | Non-Red Flag Warning - Catastrophic Fires | 2039 | 3.1843e-09 | 3.1843e-09 | 16832.3912 | 280.5544 | 10192.2718 | 6359.5651 | 0 | 0 | 4.2628e-06 | 5.3599e-05 | 0 | 5.3599e-05 | 5.3599e-05 | 0 | 5.3599e-05 | 0 | 0.00049495 | 0.001085 | 0 | 0.001085 | 0 | 0 | 0 | 0 | 0 | [12 empty] | 7.3.3.17.5 (Remote Grid) Updates to grid topology to minimize risk of ignition in HFTDs Remote GridWLDFRVegetation ContactAggregated | WLDFR | HFTD - Distribution - Tier 2 - 1QU CoRE ¦ 3QU LoRE | Non-Red Flag Warning - Small Fires | Vegetation Contact | Aggregated | 2039 | 0.0017939 | 1013.9529 | 1.8189 | 2039 | Mitigation | 0.95 | 45 | 0 | esc | 0.00097009 | 1.7402e-06 | 0.00097009 | 1.7402e-06
[79 empty] | WLDFR | HFTD - Distribution - Tier 2 - 3QU CoRE ¦ 1QU LoRE | Non-Red Flag Warning - Catastrophic Fires | 2040 | 3.1843e-09 | 3.1843e-09 | 16832.3912 | 280.5544 | 10192.2718 | 6359.5651 | 0 | 0 | 4.2628e-06 | 5.3599e-05 | 0 | 5.3599e-05 | 5.3599e-05 | 0 | 5.3599e-05 | 0 | 0.00049495 | 0.001085 | 0 | 0.001085 | 0 | 1.5085e-05 | 0 | 0 | 0 | [12 empty] | 7.3.3.17.5 (Remote Grid) Updates to grid topology to minimize risk of ignition in HFTDs Remote GridWLDFRVegetation ContactAggregated | WLDFR | HFTD - Distribution - Tier 2 - 1QU CoRE ¦ 3QU LoRE | Non-Red Flag Warning - Small Fires | Vegetation Contact | Aggregated | 2040 | 0.0017939 | 1013.9529 | 1.8189 | 2040 | Mitigation | 0.95 | 45 | 0 | esc | 0.00097009 | 1.7402e-06 | 0.00097009 | 1.7402e-06
[79 empty] | WLDFR | HFTD - Distribution - Tier 2 - 3QU CoRE ¦ 1QU LoRE | Non-Red Flag Warning - Catastrophic Fires | 2041 | 3.1843e-09 | 3.1843e-09 | 16832.3912 | 280.5544 | 10192.2718 | 6359.5651 | 0 | 0 | 4.2628e-06 | 5.3599e-05 | 0 | 5.3599e-05 | 5.3599e-05 | 0 | 5.3599e-05 | 0 | 0.00051961 | 0.001139 | 0 | 0.001139 | 0 | 1.5638e-05 | 3.1275e-05 | 0 | 3.1275e-05 | [12 empty] | 7.3.3.17.5 (Remote Grid) Updates to grid topology to minimize risk of ignition in HFTDs Remote GridWLDFRVegetation ContactAggregated | WLDFR | HFTD - Distribution - Tier 2 - 1QU CoRE ¦ 3QU LoRE | Non-Red Flag Warning - Small Fires | Vegetation Contact | Aggregated | 2041 | 0.0017939 | 1013.9529 | 1.8189 | 2041 | Mitigation | 0.95 | 45 | 0 | esc | 0.00097009 | 1.7402e-06 | 0.00097009 | 1.7402e-06
[79 empty] | WLDFR | HFTD - Distribution - Tier 2 - 3QU CoRE ¦ 1QU LoRE | Non-Red Flag Warning - Catastrophic Fires | 2042 | 3.1843e-09 | 3.1843e-09 | 16832.3912 | 280.5544 | 10192.2718 | 6359.5651 | 0 | 0 | 4.2628e-06 | 5.3599e-05 | 0 | 5.3599e-05 | 5.3599e-05 | 0 | 5.3599e-05 | 0 | 0.00051961 | 0.001139 | 0 | 0.001139 | 0 | 1.5638e-05 | 3.1275e-05 | 0 | 3.1275e-05 | [12 empty] | 7.3.3.17.5 (Remote Grid) Updates to grid topology to minimize risk of ignition in HFTDs Remote GridWLDFRVegetation ContactAggregated | WLDFR | HFTD - Distribution - Tier 2 - 1QU CoRE ¦ 3QU LoRE | Non-Red Flag Warning - Small Fires | Vegetation Contact | Aggregated | 2042 | 0.0017939 | 1013.9529 | 1.8189 | 2042 | Mitigation | 0.95 | 45 | 0 | esc | 0.00097009 | 1.7402e-06 | 0.00097009 | 1.7402e-06
[79 empty] | WLDFR | HFTD - Distribution - Tier 2 - 3QU CoRE ¦ 1QU LoRE | Non-Red Flag Warning - Catastrophic Fires | 2043 | 3.1843e-09 | 3.1843e-09 | 17672.0852 | 299.42 | 10692.7362 | 6679.929 | 0 | 0 | 4.2628e-06 | 5.6273e-05 | 0 | 5.6273e-05 | 5.6273e-05 | 0 | 5.6273e-05 | 0 | 0.00051961 | 0.001139 | 0 | 0.001139 | 0 | 1.5638e-05 | 3.1275e-05 | 0 | 3.1275e-05 | [12 empty] | 7.3.3.17.5 (Remote Grid) Updates to grid topology to minimize risk of ignition in HFTDs Remote GridWLDFRVegetation ContactAggregated | WLDFR | HFTD - Distribution - Tier 2 - 1QU CoRE ¦ 3QU LoRE | Non-Red Flag Warning - Small Fires | Vegetation Contact | Aggregated | 2043 | 0.0017939 | 1013.9529 | 1.8189 | 2043 | Mitigation | 0.95 | 45 | 0 | esc | 0.00097009 | 1.7402e-06 | 0.00097009 | 1.7402e-06
[79 empty] | WLDFR | HFTD - Distribution - Tier 2 - 3QU CoRE ¦ 1QU LoRE | Non-Red Flag Warning - Catastrophic Fires | 2044 | 3.1843e-09 | 3.1843e-09 | 17672.0852 | 299.42 | 10692.7362 | 6679.929 | 0 | 0 | 4.2628e-06 | 5.6273e-05 | 0 | 5.6273e-05 | 5.6273e-05 | 0 | 5.6273e-05 | 0 | 0.00051961 | 0.001139 | 0 | 0.001139 | 0 | 1.5638e-05 | 3.1275e-05 | 0 | 3.1275e-05 | [12 empty] | 7.3.3.17.5 (Remote Grid) Updates to grid topology to minimize risk of ignition in HFTDs Remote GridWLDFRVegetation ContactAggregated | WLDFR | HFTD - Distribution - Tier 2 - 1QU CoRE ¦ 3QU LoRE | Non-Red Flag Warning - Small Fires | Vegetation Contact | Aggregated | 2044 | 0.0017939 | 1013.9529 | 1.8189 | 2044 | Mitigation | 0.95 | 45 | 0 | esc | 0.00097009 | 1.7402e-06 | 0.00097009 | 1.7402e-06
[79 empty] | WLDFR | HFTD - Distribution - Tier 2 - 3QU CoRE ¦ 1QU LoRE | Non-Red Flag Warning - Catastrophic Fires | 2045 | 3.1843e-09 | 3.1843e-09 | 17672.0852 | 299.42 | 10692.7362 | 6679.929 | 0 | 0 | 4.2628e-06 | 5.6273e-05 | 0 | 5.6273e-05 | 5.6273e-05 | 0 | 5.6273e-05 | 0 | 0.00051961 | 0.001139 | 0 | 0.001139 | 0 | 1.5638e-05 | 3.1275e-05 | 0 | 3.1275e-05 | [12 empty] | 7.3.3.17.5 (Remote Grid) Updates to grid topology to minimize risk of ignition in HFTDs Remote GridWLDFRVegetation ContactAggregated | WLDFR | HFTD - Distribution - Tier 2 - 1QU CoRE ¦ 3QU LoRE | Non-Red Flag Warning - Small Fires | Vegetation Contact | Aggregated | 2045 | 0.0017939 | 1013.9529 | 1.8189 | 2045 | Mitigation | 0.95 | 45 | 0 | esc | 0.00097009 | 1.7402e-06 | 0.00097009 | 1.7402e-06
[79 empty] | WLDFR | HFTD - Distribution - Tier 2 - 3QU CoRE ¦ 1QU LoRE | Non-Red Flag Warning - Catastrophic Fires | 2046 | 3.1843e-09 | 3.1843e-09 | 17672.0852 | 299.42 | 10692.7362 | 6679.929 | 0 | 0 | 4.2628e-06 | 5.6273e-05 | 0 | 5.6273e-05 | 5.6273e-05 | 0 | 5.6273e-05 | 0 | 0.00054509 | 0.0011948 | 0 | 0.0011948 | 0 | 1.6334e-05 | 3.2669e-05 | 0 | 3.2669e-05 | [12 empty] | 7.3.3.17.5 (Remote Grid) Updates to grid topology to minimize risk of ignition in HFTDs Remote GridWLDFRVegetation ContactAggregated | WLDFR | HFTD - Distribution - Tier 2 - 1QU CoRE ¦ 3QU LoRE | Non-Red Flag Warning - Small Fires | Vegetation Contact | Aggregated | 2046 | 0.0017939 | 1013.9529 | 1.8189 | 2046 | Mitigation | 0.95 | 45 | 0 | esc | 0.00097009 | 1.7402e-06 | 0.00097009 | 1.7402e-06
[79 empty] | WLDFR | HFTD - Distribution - Tier 2 - 3QU CoRE ¦ 1QU LoRE | Non-Red Flag Warning - Catastrophic Fires | 2047 | 3.1843e-09 | 3.1843e-09 | 17672.0852 | 299.42 | 10692.7362 | 6679.929 | 0 | 0 | 4.2628e-06 | 5.6273e-05 | 0 | 5.6273e-05 | 5.6273e-05 | 0 | 5.6273e-05 | 0 | 0.00054509 | 0.0011948 | 0 | 0.0011948 | 0 | 1.6334e-05 | 3.2669e-05 | 0 | 3.2669e-05 | [12 empty] | 7.3.3.17.5 (Remote Grid) Updates to grid topology to minimize risk of ignition in HFTDs Remote GridWLDFRVegetation ContactAggregated | WLDFR | HFTD - Distribution - Tier 2 - 1QU CoRE ¦ 3QU LoRE | Non-Red Flag Warning - Small Fires | Vegetation Contact | Aggregated | 2047 | 0.0017939 | 1013.9529 | 1.8189 | 2047 | Mitigation | 0.95 | 45 | 0 | esc | 0.00097009 | 1.7402e-06 | 0.00097009 | 1.7402e-06
[79 empty] | WLDFR | HFTD - Distribution - Tier 2 - 3QU CoRE ¦ 1QU LoRE | Non-Red Flag Warning - Catastrophic Fires | 2048 | 3.1843e-09 | 3.1843e-09 | 18552.3348 | 319.4911 | 11216.5626 | 7016.281 | 0 | 0 | 4.2628e-06 | 5.9076e-05 | 0 | 5.9076e-05 | 5.9076e-05 | 0 | 5.9076e-05 | 0 | 0.00054509 | 0.0011948 | 0 | 0.0011948 | 0 | 1.6334e-05 | 3.2669e-05 | 0 | 3.2669e-05 | [12 empty] | 7.3.3.17.5 (Remote Grid) Updates to grid topology to minimize risk of ignition in HFTDs Remote GridWLDFRVegetation ContactAggregated | WLDFR | HFTD - Distribution - Tier 2 - 1QU CoRE ¦ 3QU LoRE | Non-Red Flag Warning - Small Fires | Vegetation Contact | Aggregated | 2048 | 0.0017939 | 1013.9529 | 1.8189 | 2048 | Mitigation | 0.95 | 45 | 0 | esc | 0.00097009 | 1.7402e-06 | 0.00097009 | 1.7402e-06
[79 empty] | WLDFR | HFTD - Distribution - Tier 2 - 3QU CoRE ¦ 1QU LoRE | Non-Red Flag Warning - Catastrophic Fires | 2049 | 3.1843e-09 | 3.1843e-09 | 18552.3348 | 319.4911 | 11216.5626 | 7016.281 | 0 | 0 | 4.2628e-06 | 5.9076e-05 | 0 | 5.9076e-05 | 5.9076e-05 | 0 | 5.9076e-05 | 0 | 0.00054509 | 0.0011948 | 0 | 0.0011948 | 0 | 1.6334e-05 | 3.2669e-05 | 0 | 3.2669e-05 | [12 empty] | 7.3.3.17.5 (Remote Grid) Updates to grid topology to minimize risk of ignition in HFTDs Remote GridWLDFRVegetation ContactAggregated | WLDFR | HFTD - Distribution - Tier 2 - 1QU CoRE ¦ 3QU LoRE | Non-Red Flag Warning - Small Fires | Vegetation Contact | Aggregated | 2049 | 0.0017939 | 1013.9529 | 1.8189 | 2049 | Mitigation | 0.95 | 45 | 0 | esc | 0.00097009 | 1.7402e-06 | 0.00097009 | 1.7402e-06
[79 empty] | WLDFR | HFTD - Distribution - Tier 2 - 3QU CoRE ¦ 1QU LoRE | Non-Red Flag Warning - Catastrophic Fires | 2050 | 3.1843e-09 | 3.1843e-09 | 18552.3348 | 319.4911 | 11216.5626 | 7016.281 | 0 | 0 | 4.2628e-06 | 5.9076e-05 | 0 | 5.9076e-05 | 5.9076e-05 | 0 | 5.9076e-05 | 0 | 0.00054509 | 0.0011948 | 0 | 0.0011948 | 0 | 1.6334e-05 | 3.2669e-05 | 0 | 3.2669e-05 | [12 empty] | 7.3.3.17.5 (Remote Grid) Updates to grid topology to minimize risk of ignition in HFTDs Remote GridWLDFRVegetation ContactAggregated | WLDFR | HFTD - Distribution - Tier 2 - 1QU CoRE ¦ 3QU LoRE | Non-Red Flag Warning - Small Fires | Vegetation Contact | Aggregated | 2050 | 0.0017939 | 1013.9529 | 1.8189 | 2050 | Mitigation | 0.95 | 45 | 0 | esc | 0.00097009 | 1.7402e-06 | 0.00097009 | 1.7402e-06
[79 empty] | WLDFR | HFTD - Distribution - Tier 2 - 3QU CoRE ¦ 1QU LoRE | Non-Red Flag Warning - Catastrophic Fires | 2051 | 3.1843e-09 | 3.1843e-09 | 18552.3348 | 319.4911 | 11216.5626 | 7016.281 | 0 | 0 | 4.2628e-06 | 5.9076e-05 | 0 | 5.9076e-05 | 5.9076e-05 | 0 | 5.9076e-05 | 0 | 0.00057109 | 0.0012518 | 0 | 0.0012518 | 0 | 1.7109e-05 | 3.4217e-05 | 0 | 3.4217e-05 | [12 empty] | 7.3.3.17.5 (Remote Grid) Updates to grid topology to minimize risk of ignition in HFTDs Remote GridWLDFRVegetation ContactAggregated | WLDFR | HFTD - Distribution - Tier 2 - 1QU CoRE ¦ 3QU LoRE | Non-Red Flag Warning - Small Fires | Vegetation Contact | Aggregated | 2051 | 0.0017939 | 1013.9529 | 1.8189 | 2051 | Mitigation | 0.95 | 45 | 0 | esc | 0.00097009 | 1.7402e-06 | 0.00097009 | 1.7402e-06
[79 empty] | WLDFR | HFTD - Distribution - Tier 2 - 3QU CoRE ¦ 1QU LoRE | Non-Red Flag Warning - Catastrophic Fires | 2052 | 3.1843e-09 | 3.1843e-09 | 18552.3348 | 319.4911 | 11216.5626 | 7016.281 | 0 | 0 | 4.2628e-06 | 5.9076e-05 | 0 | 5.9076e-05 | 5.9076e-05 | 0 | 5.9076e-05 | 0 | 0.00057109 | 0.0012518 | 0 | 0.0012518 | 0 | 1.7109e-05 | 3.4217e-05 | 0 | 3.4217e-05 | [12 empty] | 7.3.3.17.5 (Remote Grid) Updates to grid topology to minimize risk of ignition in HFTDs Remote GridWLDFRVegetation ContactAggregated | WLDFR | HFTD - Distribution - Tier 2 - 1QU CoRE ¦ 3QU LoRE | Non-Red Flag Warning - Small Fires | Vegetation Contact | Aggregated | 2052 | 0.0017939 | 1013.9529 | 1.8189 | 2052 | Mitigation | 0.95 | 45 | 0 | esc | 0.00097009 | 1.7402e-06 | 0.00097009 | 1.7402e-06
[79 empty] | WLDFR | HFTD - Distribution - Tier 2 - 3QU CoRE ¦ 1QU LoRE | Non-Red Flag Warning - Catastrophic Fires | 2053 | 3.1843e-09 | 3.1843e-09 | 19462.1283 | 340.5356 | 11757.1413 | 7364.4514 | 0 | 0 | 4.2628e-06 | 6.1973e-05 | 0 | 6.1973e-05 | 6.1973e-05 | 0 | 6.1973e-05 | 0 | 0.00057109 | 0.0012518 | 0 | 0.0012518 | 0 | 1.7109e-05 | 3.4217e-05 | 0 | 3.4217e-05 | [12 empty] | 7.3.3.17.5 (Remote Grid) Updates to grid topology to minimize risk of ignition in HFTDs Remote GridWLDFRVegetation ContactAggregated | WLDFR | HFTD - Distribution - Tier 2 - 1QU CoRE ¦ 3QU LoRE | Non-Red Flag Warning - Small Fires | Vegetation Contact | Aggregated | 2053 | 0.0017939 | 1013.9529 | 1.8189 | 2053 | Mitigation | 0.95 | 45 | 0 | esc | 0.00097009 | 1.7402e-06 | 0.00097009 | 1.7402e-06
[79 empty] | WLDFR | HFTD - Distribution - Tier 2 - 3QU CoRE ¦ 1QU LoRE | Non-Red Flag Warning - Catastrophic Fires | 2054 | 3.1843e-09 | 3.1843e-09 | 19462.1283 | 340.5356 | 11757.1413 | 7364.4514 | 0 | 0 | 4.2628e-06 | 6.1973e-05 | 0 | 6.1973e-05 | 6.1973e-05 | 0 | 6.1973e-05 | 0 | 0.00057109 | 0.0012518 | 0 | 0.0012518 | 0 | 1.7109e-05 | 3.4217e-05 | 0 | 3.4217e-05 | [12 empty] | 7.3.3.17.5 (Remote Grid) Updates to grid topology to minimize risk of ignition in HFTDs Remote GridWLDFRVegetation ContactAggregated | WLDFR | HFTD - Distribution - Tier 2 - 1QU CoRE ¦ 3QU LoRE | Non-Red Flag Warning - Small Fires | Vegetation Contact | Aggregated | 2054 | 0.0017939 | 1013.9529 | 1.8189 | 2054 | Mitigation | 0.95 | 45 | 0 | esc | 0.00097009 | 1.7402e-06 | 0.00097009 | 1.7402e-06
[79 empty] | WLDFR | HFTD - Distribution - Tier 2 - 3QU CoRE ¦ 1QU LoRE | Non-Red Flag Warning - Catastrophic Fires | 2055 | 3.1843e-09 | 3.1843e-09 | 19462.1283 | 340.5356 | 11757.1413 | 7364.4514 | 0 | 0 | 4.2628e-06 | 6.1973e-05 | 0 | 6.1973e-05 | 6.1973e-05 | 0 | 6.1973e-05 | 0 | 0.00057109 | 0.0012518 | 0 | 0.0012518 | 0 | 1.7109e-05 | 3.4217e-05 | 0 | 3.4217e-05 | [12 empty] | 7.3.3.17.5 (Remote Grid) Updates to grid topology to minimize risk of ignition in HFTDs Remote GridWLDFRVegetation ContactAggregated | WLDFR | HFTD - Distribution - Tier 2 - 1QU CoRE ¦ 3QU LoRE | Non-Red Flag Warning - Small Fires | Vegetation Contact | Aggregated | 2055 | 0.0017939 | 1013.9529 | 1.8189 | 2055 | Mitigation | 0.95 | 45 | 0 | esc | 0.00097009 | 1.7402e-06 | 0.00097009 | 1.7402e-06
[79 empty] | WLDFR | HFTD - Distribution - Tier 2 - 3QU CoRE ¦ 1QU LoRE | Non-Red Flag Warning - Catastrophic Fires | 2056 | 3.1843e-09 | 3.1843e-09 | 19462.1283 | 340.5356 | 11757.1413 | 7364.4514 | 0 | 0 | 4.2628e-06 | 6.1973e-05 | 0 | 6.1973e-05 | 6.1973e-05 | 0 | 6.1973e-05 | 0 | 0.00059729 | 0.0013093 | 0 | 0.0013093 | 0 | 1.7949e-05 | 3.5898e-05 | 0 | 3.5898e-05 | [12 empty] | 7.3.3.17.5 (Remote Grid) Updates to grid topology to minimize risk of ignition in HFTDs Remote GridWLDFRVegetation ContactAggregated | WLDFR | HFTD - Distribution - Tier 2 - 1QU CoRE ¦ 3QU LoRE | Non-Red Flag Warning - Small Fires | Vegetation Contact | Aggregated | 2056 | 0.0017939 | 1013.9529 | 1.8189 | 2056 | Mitigation | 0.95 | 45 | 0 | esc | 0.00097009 | 1.7402e-06 | 0.00097009 | 1.7402e-06
[79 empty] | WLDFR | HFTD - Distribution - Tier 2 - 3QU CoRE ¦ 1QU LoRE | Non-Red Flag Warning - Catastrophic Fires | 2057 | 3.1843e-09 | 3.1843e-09 | 19462.1283 | 340.5356 | 11757.1413 | 7364.4514 | 0 | 0 | 4.2628e-06 | 6.1973e-05 | 0 | 6.1973e-05 | 6.1973e-05 | 0 | 6.1973e-05 | 0 | 0.00059729 | 0.0013093 | 0 | 0.0013093 | 0 | 1.7949e-05 | 3.5898e-05 | 0 | 3.5898e-05 | [12 empty] | 7.3.3.17.5 (Remote Grid) Updates to grid topology to minimize risk of ignition in HFTDs Remote GridWLDFRVegetation ContactAggregated | WLDFR | HFTD - Distribution - Tier 2 - 1QU CoRE ¦ 3QU LoRE | Non-Red Flag Warning - Small Fires | Vegetation Contact | Aggregated | 2057 | 0.0017939 | 1013.9529 | 1.8189 | 2057 | Mitigation | 0.95 | 45 | 0 | esc | 0.00097009 | 1.7402e-06 | 0.00097009 | 1.7402e-06
[79 empty] | WLDFR | HFTD - Distribution - Tier 2 - 3QU CoRE ¦ 1QU LoRE | Non-Red Flag Warning - Catastrophic Fires | 2058 | 3.1843e-09 | 3.1843e-09 | 20390.4035 | 362.3049 | 12307.8747 | 7720.2238 | 0 | 0 | 4.2628e-06 | 6.4929e-05 | 0 | 6.4929e-05 | 6.4929e-05 | 0 | 6.4929e-05 | 0 | 0.00059729 | 0.0013093 | 0 | 0.0013093 | 0 | 1.7949e-05 | 3.5898e-05 | 0 | 3.5898e-05 | [12 empty] | 7.3.3.17.5 (Remote Grid) Updates to grid topology to minimize risk of ignition in HFTDs Remote GridWLDFRVegetation ContactAggregated | WLDFR | HFTD - Distribution - Tier 2 - 1QU CoRE ¦ 3QU LoRE | Non-Red Flag Warning - Small Fires | Vegetation Contact | Aggregated | 2058 | 0.0017939 | 1013.9529 | 1.8189 | 2058 | Mitigation | 0.95 | 45 | 0 | esc | 0.00097009 | 1.7402e-06 | 0.00097009 | 1.7402e-06
[79 empty] | WLDFR | HFTD - Distribution - Tier 2 - 3QU CoRE ¦ 1QU LoRE | Non-Red Flag Warning - Catastrophic Fires | 2059 | 3.1843e-09 | 3.1843e-09 | 20390.4035 | 362.3049 | 12307.8747 | 7720.2238 | 0 | 0 | 4.2628e-06 | 6.4929e-05 | 0 | 6.4929e-05 | 6.4929e-05 | 0 | 6.4929e-05 | 0 | 0.00059729 | 0.0013093 | 0 | 0.0013093 | 0 | 1.7949e-05 | 3.5898e-05 | 0 | 3.5898e-05 | [12 empty] | 7.3.3.17.5 (Remote Grid) Updates to grid topology to minimize risk of ignition in HFTDs Remote GridWLDFRVegetation ContactAggregated | WLDFR | HFTD - Distribution - Tier 2 - 1QU CoRE ¦ 3QU LoRE | Non-Red Flag Warning - Small Fires | Vegetation Contact | Aggregated | 2059 | 0.0017939 | 1013.9529 | 1.8189 | 2059 | Mitigation | 0.95 | 45 | 0 | esc | 0.00097009 | 1.7402e-06 | 0.00097009 | 1.7402e-06
[79 empty] | WLDFR | HFTD - Distribution - Tier 2 - 3QU CoRE ¦ 1QU LoRE | Non-Red Flag Warning - Catastrophic Fires | 2060 | 3.1843e-09 | 3.1843e-09 | 20390.4035 | 362.3049 | 12307.8747 | 7720.2238 | 0 | 0 | 4.2628e-06 | 6.4929e-05 | 0 | 6.4929e-05 | 6.4929e-05 | 0 | 6.4929e-05 | 0 | 0.00059729 | 0.0013093 | 0 | 0.0013093 | 0 | 1.7949e-05 | 3.5898e-05 | 0 | 3.5898e-05 | [12 empty] | 7.3.3.17.5 (Remote Grid) Updates to grid topology to minimize risk of ignition in HFTDs Remote GridWLDFRVegetation ContactAggregated | WLDFR | HFTD - Distribution - Tier 2 - 1QU CoRE ¦ 3QU LoRE | Non-Red Flag Warning - Small Fires | Vegetation Contact | Aggregated | 2060 | 0.0017939 | 1013.9529 | 1.8189 | 2060 | Mitigation | 0.95 | 45 | 0 | esc | 0.00097009 | 1.7402e-06 | 0.00097009 | 1.7402e-06
[79 empty] | WLDFR | HFTD - Distribution - Tier 2 - 3QU CoRE ¦ 1QU LoRE | Non-Red Flag Warning - Catastrophic Fires | 2061 | 3.1843e-09 | 3.1843e-09 | 20390.4035 | 362.3049 | 12307.8747 | 7720.2238 | 0 | 0 | 4.2628e-06 | 6.4929e-05 | 0 | 6.4929e-05 | 6.4929e-05 | 0 | 6.4929e-05 | 0 | 0.00062338 | 0.0013665 | 0 | 0.0013665 | 0 | 1.8845e-05 | 3.7689e-05 | 0 | 3.7689e-05 | [12 empty] | 7.3.3.17.5 (Remote Grid) Updates to grid topology to minimize risk of ignition in HFTDs Remote GridWLDFRVegetation ContactAggregated | WLDFR | HFTD - Distribution - Tier 2 - 1QU CoRE ¦ 3QU LoRE | Non-Red Flag Warning - Small Fires | Vegetation Contact | Aggregated | 2061 | 0.0017939 | 1013.9529 | 1.8189 | 2061 | Mitigation | 0.95 | 45 | 0 | esc | 0.00097009 | 1.7402e-06 | 0.00097009 | 1.7402e-06
[79 empty] | WLDFR | HFTD - Distribution - Tier 2 - 3QU CoRE ¦ 1QU LoRE | Non-Red Flag Warning - Catastrophic Fires | 2062 | 3.1843e-09 | 3.1843e-09 | 20390.4035 | 362.3049 | 12307.8747 | 7720.2238 | 0 | 0 | 4.2628e-06 | 6.4929e-05 | 0 | 6.4929e-05 | 6.4929e-05 | 0 | 6.4929e-05 | 0 | 0.00062338 | 0.0013665 | 0 | 0.0013665 | 0 | 1.8845e-05 | 3.7689e-05 | 0 | 3.7689e-05 | [12 empty] | 7.3.3.17.5 (Remote Grid) Updates to grid topology to minimize risk of ignition in HFTDs Remote GridWLDFRVegetation ContactAggregated | WLDFR | HFTD - Distribution - Tier 2 - 1QU CoRE ¦ 3QU LoRE | Non-Red Flag Warning - Small Fires | Vegetation Contact | Aggregated | 2062 | 0.0017939 | 1013.9529 | 1.8189 | 2062 | Mitigation | 0.95 | 45 | 0 | esc | 0.00097009 | 1.7402e-06 | 0.00097009 | 1.7402e-06
[79 empty] | WLDFR | HFTD - Distribution - Tier 2 - 3QU CoRE ¦ 1QU LoRE | Non-Red Flag Warning - Catastrophic Fires | 2063 | 3.1843e-09 | 3.1843e-09 | 21325.9188 | 384.5316 | 12862.0997 | 8079.2876 | 0 | 0 | 4.2628e-06 | 6.7908e-05 | 0 | 6.7908e-05 | 6.7908e-05 | 0 | 6.7908e-05 | 0 | 0.00062338 | 0.0013665 | 0 | 0.0013665 | 0 | 1.8845e-05 | 3.7689e-05 | 0 | 3.7689e-05 | [12 empty] | 7.3.3.17.5 (Remote Grid) Updates to grid topology to minimize risk of ignition in HFTDs Remote GridWLDFRVegetation ContactAggregated | WLDFR | HFTD - Distribution - Tier 2 - 1QU CoRE ¦ 3QU LoRE | Non-Red Flag Warning - Small Fires | Vegetation Contact | Aggregated | 2063 | 0.0017939 | 1013.9529 | 1.8189 | 2063 | Mitigation | 0.95 | 45 | 0 | esc | 0.00097009 | 1.7402e-06 | 0.00097009 | 1.7402e-06
[79 empty] | WLDFR | HFTD - Distribution - Tier 2 - 3QU CoRE ¦ 1QU LoRE | Non-Red Flag Warning - Catastrophic Fires | 2064 | 3.1843e-09 | 3.1843e-09 | 21325.9188 | 384.5316 | 12862.0997 | 8079.2876 | 0 | 0 | 4.2628e-06 | 6.7908e-05 | 0 | 6.7908e-05 | 6.7908e-05 | 0 | 6.7908e-05 | 0 | 0 | 0.0013665 | 0 | 0.0013665 | 0 | 1.8845e-05 | 3.7689e-05 | 0 | 3.7689e-05 | [12 empty] | 7.3.3.17.5 (Remote Grid) Updates to grid topology to minimize risk of ignition in HFTDs Remote GridWLDFRVegetation ContactAggregated | WLDFR | HFTD - Distribution - Tier 2 - 1QU CoRE ¦ 3QU LoRE | Non-Red Flag Warning - Small Fires | Vegetation Contact | Aggregated | 2064 | 0.0017939 | 1013.9529 | 1.8189 | 2064 | Mitigation | 0.95 | 45 | 0 | esc | 0.00097009 | 1.7402e-06 | 0.00097009 | 1.7402e-06
[79 empty] | WLDFR | HFTD - Distribution - Tier 2 - 3QU CoRE ¦ 1QU LoRE | Non-Red Flag Warning - Catastrophic Fires | 2065 | 3.1843e-09 | 3.1843e-09 | 21325.9188 | 384.5316 | 12862.0997 | 8079.2876 | 0 | 0 | 4.2628e-06 | 6.7908e-05 | 0 | 6.7908e-05 | 6.7908e-05 | 0 | 6.7908e-05 | 0 | 0 | 0 | 0 | 0 | 0 | 1.8845e-05 | 3.7689e-05 | 0 | 3.7689e-05 | [12 empty] | 7.3.3.17.5 (Remote Grid) Updates to grid topology to minimize risk of ignition in HFTDs Remote GridWLDFRVegetation ContactAggregated | WLDFR | HFTD - Distribution - Tier 2 - 1QU CoRE ¦ 3QU LoRE | Non-Red Flag Warning - Small Fires | Vegetation Contact | Aggregated | 2065 | 0.0017939 | 1013.9529 | 1.8189 | 2065 | Mitigation | 0.95 | 45 | 0 | esc | 0.00097009 | 1.7402e-06 | 0.00097009 | 1.7402e-06
[79 empty] | WLDFR | HFTD - Distribution - Tier 2 - 3QU CoRE ¦ 1QU LoRE | Non-Red Flag Warning - Catastrophic Fires | 2066 | 3.1843e-09 | 3.1843e-09 | 21325.9188 | 384.5316 | 12862.0997 | 8079.2876 | 0 | 0 | 4.2628e-06 | 6.7908e-05 | 0 | 6.7908e-05 | 6.7908e-05 | 0 | 6.7908e-05 | 0 | 0.00022584 | 0 | 0 | 0 | 0 | 1.9783e-05 | 3.9567e-05 | 0 | 3.9567e-05 | [12 empty] | 7.3.3.17.5 (Remote Grid) Updates to grid topology to minimize risk of ignition in HFTDs Remote GridWLDFRVegetation ContactAggregated | WLDFR | HFTD - Distribution - Tier 2 - 1QU CoRE ¦ 3QU LoRE | Non-Red Flag Warning - Small Fires | Vegetation Contact | Aggregated | 2066 | 0.0017939 | 1013.9529 | 1.8189 | 2066 | Mitigation | 0.95 | 45 | 0 | esc | 0.00097009 | 1.7402e-06 | 0.00097009 | 1.7402e-06
[79 empty] | WLDFR | HFTD - Distribution - Tier 2 - 3QU CoRE ¦ 1QU LoRE | Non-Red Flag Warning - Catastrophic Fires | 2067 | 0 | 3.1843e-09 | 21325.9188 | 384.5316 | 12862.0997 | 8079.2876 | 0 | 0 | 4.2628e-06 | 0 | 0 | 0 | 6.7908e-05 | 0 | 6.7908e-05 | 0 | 0.00023409 | 0.00051313 | 0 | 0.00051313 | 0 | 1.9783e-05 | 3.9567e-05 | 0 | 3.9567e-05 | [12 empty] | 7.3.3.17.5 (Remote Grid) Updates to grid topology to minimize risk of ignition in HFTDs Remote GridWLDFRVegetation ContactAggregated | WLDFR | HFTD - Distribution - Tier 2 - 1QU CoRE ¦ 3QU LoRE | Non-Red Flag Warning - Small Fires | Vegetation Contact | Aggregated | 2067 | 0.0017939 | 1013.9529 | 1.8189 | 2067 | Mitigation | 0.95 | 45 | 0 | esc | 0 | 0 | 0.00097009 | 1.7402e-06
[79 empty] | WLDFR | HFTD - Distribution - Tier 2 - 3QU CoRE ¦ 1QU LoRE | Non-Red Flag Warning - Destructive Fires | 2022 | 3.8059e-09 | 0 | 8807.9522 | 222.2294 | 8585.7228 | 0 | 0 | 0 | 4.8399e-06 | 3.3522e-05 | 0 | 3.3522e-05 | 0 | 0 | 0 | 0 | 0.00023409 | 0.00051313 | 0 | 0.00051313 | 0 | 1.9783e-05 | 3.9567e-05 | 0 | 3.9567e-05 | [12 empty] | 7.3.3.17.5 (Remote Grid) Updates to grid topology to minimize risk of ignition in HFTDs Remote GridWLDFRWire-to-wire contactAggregated | WLDFR | HFTD - Distribution - Tier 2 - 1QU CoRE ¦ 3QU LoRE | Non-Red Flag Warning - Small Fires | Wire-to-wire contact | Aggregated | 2022 | 0.00034678 | 1013.9529 | 0.35162 | 2022 | Mitigation | 0.95 | 45 | 0 | esc | 0.00097009 | 3.364e-07 | 0 | 0
[79 empty] | WLDFR | HFTD - Distribution - Tier 2 - 3QU CoRE ¦ 1QU LoRE | Non-Red Flag Warning - Destructive Fires | 2023 | 3.8059e-09 | 3.8059e-09 | 9129.7461 | 233.2301 | 8896.516 | 0 | 0 | 0 | 4.8399e-06 | 3.4747e-05 | 0 | 3.4747e-05 | 3.4747e-05 | 0 | 3.4747e-05 | 0 | 0.00023409 | 0.00051313 | 0 | 0.00051313 | 0 | 1.9783e-05 | 3.9567e-05 | 0 | 3.9567e-05 | [12 empty] | 7.3.3.17.5 (Remote Grid) Updates to grid topology to minimize risk of ignition in HFTDs Remote GridWLDFRWire-to-wire contactAggregated | WLDFR | HFTD - Distribution - Tier 2 - 1QU CoRE ¦ 3QU LoRE | Non-Red Flag Warning - Small Fires | Wire-to-wire contact | Aggregated | 2023 | 0.00034678 | 1013.9529 | 0.35162 | 2023 | Mitigation | 0.95 | 45 | 0 | esc | 0.00097009 | 3.364e-07 | 0.00097009 | 3.364e-07
[79 empty] | WLDFR | HFTD - Distribution - Tier 2 - 3QU CoRE ¦ 1QU LoRE | Non-Red Flag Warning - Destructive Fires | 2024 | 3.8059e-09 | 3.8059e-09 | 9129.7461 | 233.2301 | 8896.516 | 0 | 0 | 0 | 4.8399e-06 | 3.4747e-05 | 0 | 3.4747e-05 | 3.4747e-05 | 0 | 3.4747e-05 | 0 | 0.00023409 | 0.00051313 | 0 | 0.00051313 | 0 | 0 | 3.9567e-05 | 0 | 3.9567e-05 | [12 empty] | 7.3.3.17.5 (Remote Grid) Updates to grid topology to minimize risk of ignition in HFTDs Remote GridWLDFRWire-to-wire contactAggregated | WLDFR | HFTD - Distribution - Tier 2 - 1QU CoRE ¦ 3QU LoRE | Non-Red Flag Warning - Small Fires | Wire-to-wire contact | Aggregated | 2024 | 0.00034678 | 1013.9529 | 0.35162 | 2024 | Mitigation | 0.95 | 45 | 0 | esc | 0.00097009 | 3.364e-07 | 0.00097009 | 3.364e-07
[79 empty] | WLDFR | HFTD - Distribution - Tier 2 - 3QU CoRE ¦ 1QU LoRE | Non-Red Flag Warning - Destructive Fires | 2025 | 3.8059e-09 | 3.8059e-09 | 9129.7461 | 233.2301 | 8896.516 | 0 | 0 | 0 | 4.8399e-06 | 3.4747e-05 | 0 | 3.4747e-05 | 3.4747e-05 | 0 | 3.4747e-05 | 0 | 0.00023409 | 0.00051313 | 0 | 0.00051313 | 0 | 0 | 0 | 0 | 0 | [12 empty] | 7.3.3.17.5 (Remote Grid) Updates to grid topology to minimize risk of ignition in HFTDs Remote GridWLDFRWire-to-wire contactAggregated | WLDFR | HFTD - Distribution - Tier 2 - 1QU CoRE ¦ 3QU LoRE | Non-Red Flag Warning - Small Fires | Wire-to-wire contact | Aggregated | 2025 | 0.00034678 | 1013.9529 | 0.35162 | 2025 | Mitigation | 0.95 | 45 | 0 | esc | 0.00097009 | 3.364e-07 | 0.00097009 | 3.364e-07
[79 empty] | WLDFR | HFTD - Distribution - Tier 2 - 3QU CoRE ¦ 1QU LoRE | Non-Red Flag Warning - Destructive Fires | 2026 | 3.8059e-09 | 3.8059e-09 | 9129.7461 | 233.2301 | 8896.516 | 0 | 0 | 0 | 4.8399e-06 | 3.4747e-05 | 0 | 3.4747e-05 | 3.4747e-05 | 0 | 3.4747e-05 | 0 | 0.00024448 | 0.0005359 | 0 | 0.0005359 | 0 | 0 | 0 | 0 | 0 | [12 empty] | 7.3.3.17.5 (Remote Grid) Updates to grid topology to minimize risk of ignition in HFTDs Remote GridWLDFRWire-to-wire contactAggregated | WLDFR | HFTD - Distribution - Tier 2 - 1QU CoRE ¦ 3QU LoRE | Non-Red Flag Warning - Small Fires | Wire-to-wire contact | Aggregated | 2026 | 0.00034678 | 1013.9529 | 0.35162 | 2026 | Mitigation | 0.95 | 45 | 0 | esc | 0.00097009 | 3.364e-07 | 0.00097009 | 3.364e-07
[79 empty] | WLDFR | HFTD - Distribution - Tier 2 - 3QU CoRE ¦ 1QU LoRE | Non-Red Flag Warning - Destructive Fires | 2027 | 3.8059e-09 | 3.8059e-09 | 9129.7461 | 233.2301 | 8896.516 | 0 | 0 | 0 | 4.8399e-06 | 3.4747e-05 | 0 | 3.4747e-05 | 3.4747e-05 | 0 | 3.4747e-05 | 0 | 0.00024448 | 0.0005359 | 0 | 0.0005359 | 0 | 3.3437e-05 | 0 | 0 | 0 | [12 empty] | 7.3.3.17.5 (Remote Grid) Updates to grid topology to minimize risk of ignition in HFTDs Remote GridWLDFRWire-to-wire contactAggregated | WLDFR | HFTD - Distribution - Tier 2 - 1QU CoRE ¦ 3QU LoRE | Non-Red Flag Warning - Small Fires | Wire-to-wire contact | Aggregated | 2027 | 0.00034678 | 1013.9529 | 0.35162 | 2027 | Mitigation | 0.95 | 45 | 0 | esc | 0.00097009 | 3.364e-07 | 0.00097009 | 3.364e-07
[79 empty] | WLDFR | HFTD - Distribution - Tier 2 - 3QU CoRE ¦ 1QU LoRE | Non-Red Flag Warning - Destructive Fires | 2028 | 3.8059e-09 | 3.8059e-09 | 9534.9221 | 247.273 | 9287.6491 | 0 | 0 | 0 | 4.8399e-06 | 3.6289e-05 | 0 | 3.6289e-05 | 3.6289e-05 | 0 | 3.6289e-05 | 0 | 0.00024448 | 0.0005359 | 0 | 0.0005359 | 0 | 3.4659e-05 | 6.9318e-05 | 0 | 6.9318e-05 | [12 empty] | 7.3.3.17.5 (Remote Grid) Updates to grid topology to minimize risk of ignition in HFTDs Remote GridWLDFRWire-to-wire contactAggregated | WLDFR | HFTD - Distribution - Tier 2 - 1QU CoRE ¦ 3QU LoRE | Non-Red Flag Warning - Small Fires | Wire-to-wire contact | Aggregated | 2028 | 0.00034678 | 1013.9529 | 0.35162 | 2028 | Mitigation | 0.95 | 45 | 0 | esc | 0.00097009 | 3.364e-07 | 0.00097009 | 3.364e-07
[79 empty] | WLDFR | HFTD - Distribution - Tier 2 - 3QU CoRE ¦ 1QU LoRE | Non-Red Flag Warning - Destructive Fires | 2029 | 3.8059e-09 | 3.8059e-09 | 9534.9221 | 247.273 | 9287.6491 | 0 | 0 | 0 | 4.8399e-06 | 3.6289e-05 | 0 | 3.6289e-05 | 3.6289e-05 | 0 | 3.6289e-05 | 0 | 0.00024448 | 0.0005359 | 0 | 0.0005359 | 0 | 3.4659e-05 | 6.9318e-05 | 0 | 6.9318e-05 | [12 empty] | 7.3.3.17.5 (Remote Grid) Updates to grid topology to minimize risk of ignition in HFTDs Remote GridWLDFRWire-to-wire contactAggregated | WLDFR | HFTD - Distribution - Tier 2 - 1QU CoRE ¦ 3QU LoRE | Non-Red Flag Warning - Small Fires | Wire-to-wire contact | Aggregated | 2029 | 0.00034678 | 1013.9529 | 0.35162 | 2029 | Mitigation | 0.95 | 45 | 0 | esc | 0.00097009 | 3.364e-07 | 0.00097009 | 3.364e-07
[79 empty] | WLDFR | HFTD - Distribution - Tier 2 - 3QU CoRE ¦ 1QU LoRE | Non-Red Flag Warning - Destructive Fires | 2030 | 3.8059e-09 | 3.8059e-09 | 9534.9221 | 247.273 | 9287.6491 | 0 | 0 | 0 | 4.8399e-06 | 3.6289e-05 | 0 | 3.6289e-05 | 3.6289e-05 | 0 | 3.6289e-05 | 0 | 0.00024448 | 0.0005359 | 0 | 0.0005359 | 0 | 3.4659e-05 | 6.9318e-05 | 0 | 6.9318e-05 | [12 empty] | 7.3.3.17.5 (Remote Grid) Updates to grid topology to minimize risk of ignition in HFTDs Remote GridWLDFRWire-to-wire contactAggregated | WLDFR | HFTD - Distribution - Tier 2 - 1QU CoRE ¦ 3QU LoRE | Non-Red Flag Warning - Small Fires | Wire-to-wire contact | Aggregated | 2030 | 0.00034678 | 1013.9529 | 0.35162 | 2030 | Mitigation | 0.95 | 45 | 0 | esc | 0.00097009 | 3.364e-07 | 0.00097009 | 3.364e-07
[79 empty] | WLDFR | HFTD - Distribution - Tier 2 - 3QU CoRE ¦ 1QU LoRE | Non-Red Flag Warning - Destructive Fires | 2031 | 3.8059e-09 | 3.8059e-09 | 9534.9221 | 247.273 | 9287.6491 | 0 | 0 | 0 | 4.8399e-06 | 3.6289e-05 | 0 | 3.6289e-05 | 3.6289e-05 | 0 | 3.6289e-05 | 0 | 0.00025601 | 0.00056119 | 0 | 0.00056119 | 0 | 3.4659e-05 | 6.9318e-05 | 0 | 6.9318e-05 | [12 empty] | 7.3.3.17.5 (Remote Grid) Updates to grid topology to minimize risk of ignition in HFTDs Remote GridWLDFRWire-to-wire contactAggregated | WLDFR | HFTD - Distribution - Tier 2 - 1QU CoRE ¦ 3QU LoRE | Non-Red Flag Warning - Small Fires | Wire-to-wire contact | Aggregated | 2031 | 0.00034678 | 1013.9529 | 0.35162 | 2031 | Mitigation | 0.95 | 45 | 0 | esc | 0.00097009 | 3.364e-07 | 0.00097009 | 3.364e-07
[79 empty] | WLDFR | HFTD - Distribution - Tier 2 - 3QU CoRE ¦ 1QU LoRE | Non-Red Flag Warning - Destructive Fires | 2032 | 3.8059e-09 | 3.8059e-09 | 9534.9221 | 247.273 | 9287.6491 | 0 | 0 | 0 | 4.8399e-06 | 3.6289e-05 | 0 | 3.6289e-05 | 3.6289e-05 | 0 | 3.6289e-05 | 0 | 0.00025601 | 0.00056119 | 0 | 0.00056119 | 0 | 3.4659e-05 | 6.9318e-05 | 0 | 6.9318e-05 | [12 empty] | 7.3.3.17.5 (Remote Grid) Updates to grid topology to minimize risk of ignition in HFTDs Remote GridWLDFRWire-to-wire contactAggregated | WLDFR | HFTD - Distribution - Tier 2 - 1QU CoRE ¦ 3QU LoRE | Non-Red Flag Warning - Small Fires | Wire-to-wire contact | Aggregated | 2032 | 0.00034678 | 1013.9529 | 0.35162 | 2032 | Mitigation | 0.95 | 45 | 0 | esc | 0.00097009 | 3.364e-07 | 0.00097009 | 3.364e-07
[79 empty] | WLDFR | HFTD - Distribution - Tier 2 - 3QU CoRE ¦ 1QU LoRE | Non-Red Flag Warning - Destructive Fires | 2033 | 3.8059e-09 | 3.8059e-09 | 9984.8474 | 263.1074 | 9721.74 | 0 | 0 | 0 | 4.8399e-06 | 3.8001e-05 | 0 | 3.8001e-05 | 3.8001e-05 | 0 | 3.8001e-05 | 0 | 0.00025601 | 0.00056119 | 0 | 0.00056119 | 0 | 3.6197e-05 | 7.2394e-05 | 0 | 7.2394e-05 | [12 empty] | 7.3.3.17.5 (Remote Grid) Updates to grid topology to minimize risk of ignition in HFTDs Remote GridWLDFRWire-to-wire contactAggregated | WLDFR | HFTD - Distribution - Tier 2 - 1QU CoRE ¦ 3QU LoRE | Non-Red Flag Warning - Small Fires | Wire-to-wire contact | Aggregated | 2033 | 0.00034678 | 1013.9529 | 0.35162 | 2033 | Mitigation | 0.95 | 45 | 0 | esc | 0.00097009 | 3.364e-07 | 0.00097009 | 3.364e-07
[79 empty] | WLDFR | HFTD - Distribution - Tier 2 - 3QU CoRE ¦ 1QU LoRE | Non-Red Flag Warning - Destructive Fires | 2034 | 3.8059e-09 | 3.8059e-09 | 9984.8474 | 263.1074 | 9721.74 | 0 | 0 | 0 | 4.8399e-06 | 3.8001e-05 | 0 | 3.8001e-05 | 3.8001e-05 | 0 | 3.8001e-05 | 0 | 0.00025601 | 0.00056119 | 0 | 0.00056119 | 0 | 3.6197e-05 | 7.2394e-05 | 0 | 7.2394e-05 | [12 empty] | 7.3.3.17.5 (Remote Grid) Updates to grid topology to minimize risk of ignition in HFTDs Remote GridWLDFRWire-to-wire contactAggregated | WLDFR | HFTD - Distribution - Tier 2 - 1QU CoRE ¦ 3QU LoRE | Non-Red Flag Warning - Small Fires | Wire-to-wire contact | Aggregated | 2034 | 0.00034678 | 1013.9529 | 0.35162 | 2034 | Mitigation | 0.95 | 45 | 0 | esc | 0.00097009 | 3.364e-07 | 0.00097009 | 3.364e-07
[79 empty] | WLDFR | HFTD - Distribution - Tier 2 - 3QU CoRE ¦ 1QU LoRE | Non-Red Flag Warning - Destructive Fires | 2035 | 3.8059e-09 | 3.8059e-09 | 9984.8474 | 263.1074 | 9721.74 | 0 | 0 | 0 | 4.8399e-06 | 3.8001e-05 | 0 | 3.8001e-05 | 3.8001e-05 | 0 | 3.8001e-05 | 0 | 0.00025601 | 0.00056119 | 0 | 0.00056119 | 0 | 3.6197e-05 | 7.2394e-05 | 0 | 7.2394e-05 | [12 empty] | 7.3.3.17.5 (Remote Grid) Updates to grid topology to minimize risk of ignition in HFTDs Remote GridWLDFRWire-to-wire contactAggregated | WLDFR | HFTD - Distribution - Tier 2 - 1QU CoRE ¦ 3QU LoRE | Non-Red Flag Warning - Small Fires | Wire-to-wire contact | Aggregated | 2035 | 0.00034678 | 1013.9529 | 0.35162 | 2035 | Mitigation | 0.95 | 45 | 0 | esc | 0.00097009 | 3.364e-07 | 0.00097009 | 3.364e-07
[79 empty] | WLDFR | HFTD - Distribution - Tier 2 - 3QU CoRE ¦ 1QU LoRE | Non-Red Flag Warning - Destructive Fires | 2036 | 3.8059e-09 | 3.8059e-09 | 9984.8474 | 263.1074 | 9721.74 | 0 | 0 | 0 | 4.8399e-06 | 3.8001e-05 | 0 | 3.8001e-05 | 3.8001e-05 | 0 | 3.8001e-05 | 0 | 0.00026853 | 0.00058862 | 0 | 0.00058862 | 0 | 3.6197e-05 | 7.2394e-05 | 0 | 7.2394e-05 | [12 empty] | 7.3.3.17.5 (Remote Grid) Updates to grid topology to minimize risk of ignition in HFTDs Remote GridWLDFRWire-to-wire contactAggregated | WLDFR | HFTD - Distribution - Tier 2 - 1QU CoRE ¦ 3QU LoRE | Non-Red Flag Warning - Small Fires | Wire-to-wire contact | Aggregated | 2036 | 0.00034678 | 1013.9529 | 0.35162 | 2036 | Mitigation | 0.95 | 45 | 0 | esc | 0.00097009 | 3.364e-07 | 0.00097009 | 3.364e-07
[79 empty] | WLDFR | HFTD - Distribution - Tier 2 - 3QU CoRE ¦ 1QU LoRE | Non-Red Flag Warning - Destructive Fires | 2037 | 3.8059e-09 | 3.8059e-09 | 9984.8474 | 263.1074 | 9721.74 | 0 | 0 | 0 | 4.8399e-06 | 3.8001e-05 | 0 | 3.8001e-05 | 3.8001e-05 | 0 | 3.8001e-05 | 0 | 0.00026853 | 0.00058862 | 0 | 0.00058862 | 0 | 3.6197e-05 | 7.2394e-05 | 0 | 7.2394e-05 | [12 empty] | 7.3.3.17.5 (Remote Grid) Updates to grid topology to minimize risk of ignition in HFTDs Remote GridWLDFRWire-to-wire contactAggregated | WLDFR | HFTD - Distribution - Tier 2 - 1QU CoRE ¦ 3QU LoRE | Non-Red Flag Warning - Small Fires | Wire-to-wire contact | Aggregated | 2037 | 0.00034678 | 1013.9529 | 0.35162 | 2037 | Mitigation | 0.95 | 45 | 0 | esc | 0.00097009 | 3.364e-07 | 0.00097009 | 3.364e-07
[79 empty] | WLDFR | HFTD - Distribution - Tier 2 - 3QU CoRE ¦ 1QU LoRE | Non-Red Flag Warning - Destructive Fires | 2038 | 3.8059e-09 | 3.8059e-09 | 10472.8261 | 280.5544 | 10192.2718 | 0 | 0 | 0 | 4.8399e-06 | 3.9859e-05 | 0 | 3.9859e-05 | 3.9859e-05 | 0 | 3.9859e-05 | 0 | 0.00026853 | 0.00058862 | 0 | 0.00058862 | 0 | 3.7905e-05 | 7.581e-05 | 0 | 7.581e-05 | [12 empty] | 7.3.3.17.5 (Remote Grid) Updates to grid topology to minimize risk of ignition in HFTDs Remote GridWLDFRWire-to-wire contactAggregated | WLDFR | HFTD - Distribution - Tier 2 - 1QU CoRE ¦ 3QU LoRE | Non-Red Flag Warning - Small Fires | Wire-to-wire contact | Aggregated | 2038 | 0.00034678 | 1013.9529 | 0.35162 | 2038 | Mitigation | 0.95 | 45 | 0 | esc | 0.00097009 | 3.364e-07 | 0.00097009 | 3.364e-07
[79 empty] | WLDFR | HFTD - Distribution - Tier 2 - 3QU CoRE ¦ 1QU LoRE | Non-Red Flag Warning - Destructive Fires | 2039 | 3.8059e-09 | 3.8059e-09 | 10472.8261 | 280.5544 | 10192.2718 | 0 | 0 | 0 | 4.8399e-06 | 3.9859e-05 | 0 | 3.9859e-05 | 3.9859e-05 | 0 | 3.9859e-05 | 0 | 0.00026853 | 0.00058862 | 0 | 0.00058862 | 0 | 3.7905e-05 | 7.581e-05 | 0 | 7.581e-05 | [12 empty] | 7.3.3.17.5 (Remote Grid) Updates to grid topology to minimize risk of ignition in HFTDs Remote GridWLDFRWire-to-wire contactAggregated | WLDFR | HFTD - Distribution - Tier 2 - 1QU CoRE ¦ 3QU LoRE | Non-Red Flag Warning - Small Fires | Wire-to-wire contact | Aggregated | 2039 | 0.00034678 | 1013.9529 | 0.35162 | 2039 | Mitigation | 0.95 | 45 | 0 | esc | 0.00097009 | 3.364e-07 | 0.00097009 | 3.364e-07
[79 empty] | WLDFR | HFTD - Distribution - Tier 2 - 3QU CoRE ¦ 1QU LoRE | Non-Red Flag Warning - Destructive Fires | 2040 | 3.8059e-09 | 3.8059e-09 | 10472.8261 | 280.5544 | 10192.2718 | 0 | 0 | 0 | 4.8399e-06 | 3.9859e-05 | 0 | 3.9859e-05 | 3.9859e-05 | 0 | 3.9859e-05 | 0 | 0.00026853 | 0.00058862 | 0 | 0.00058862 | 0 | 3.7905e-05 | 7.581e-05 | 0 | 7.581e-05 | [12 empty] | 7.3.3.17.5 (Remote Grid) Updates to grid topology to minimize risk of ignition in HFTDs Remote GridWLDFRWire-to-wire contactAggregated | WLDFR | HFTD - Distribution - Tier 2 - 1QU CoRE ¦ 3QU LoRE | Non-Red Flag Warning - Small Fires | Wire-to-wire contact | Aggregated | 2040 | 0.00034678 | 1013.9529 | 0.35162 | 2040 | Mitigation | 0.95 | 45 | 0 | esc | 0.00097009 | 3.364e-07 | 0.00097009 | 3.364e-07
[79 empty] | WLDFR | HFTD - Distribution - Tier 2 - 3QU CoRE ¦ 1QU LoRE | Non-Red Flag Warning - Destructive Fires | 2041 | 3.8059e-09 | 3.8059e-09 | 10472.8261 | 280.5544 | 10192.2718 | 0 | 0 | 0 | 4.8399e-06 | 3.9859e-05 | 0 | 3.9859e-05 | 3.9859e-05 | 0 | 3.9859e-05 | 0 | 0.00028184 | 0.0006178 | 0 | 0.0006178 | 0 | 3.7905e-05 | 7.581e-05 | 0 | 7.581e-05 | [12 empty] | 7.3.3.17.5 (Remote Grid) Updates to grid topology to minimize risk of ignition in HFTDs Remote GridWLDFRWire-to-wire contactAggregated | WLDFR | HFTD - Distribution - Tier 2 - 1QU CoRE ¦ 3QU LoRE | Non-Red Flag Warning - Small Fires | Wire-to-wire contact | Aggregated | 2041 | 0.00034678 | 1013.9529 | 0.35162 | 2041 | Mitigation | 0.95 | 45 | 0 | esc | 0.00097009 | 3.364e-07 | 0.00097009 | 3.364e-07
[79 empty] | WLDFR | HFTD - Distribution - Tier 2 - 3QU CoRE ¦ 1QU LoRE | Non-Red Flag Warning - Destructive Fires | 2042 | 3.8059e-09 | 3.8059e-09 | 10472.8261 | 280.5544 | 10192.2718 | 0 | 0 | 0 | 4.8399e-06 | 3.9859e-05 | 0 | 3.9859e-05 | 3.9859e-05 | 0 | 3.9859e-05 | 0 | 0.00028184 | 0.0006178 | 0 | 0.0006178 | 0 | 3.7905e-05 | 7.581e-05 | 0 | 7.581e-05 | [12 empty] | 7.3.3.17.5 (Remote Grid) Updates to grid topology to minimize risk of ignition in HFTDs Remote GridWLDFRWire-to-wire contactAggregated | WLDFR | HFTD - Distribution - Tier 2 - 1QU CoRE ¦ 3QU LoRE | Non-Red Flag Warning - Small Fires | Wire-to-wire contact | Aggregated | 2042 | 0.00034678 | 1013.9529 | 0.35162 | 2042 | Mitigation | 0.95 | 45 | 0 | esc | 0.00097009 | 3.364e-07 | 0.00097009 | 3.364e-07
[79 empty] | WLDFR | HFTD - Distribution - Tier 2 - 3QU CoRE ¦ 1QU LoRE | Non-Red Flag Warning - Destructive Fires | 2043 | 3.8059e-09 | 3.8059e-09 | 10992.1562 | 299.42 | 10692.7362 | 0 | 0 | 0 | 4.8399e-06 | 4.1835e-05 | 0 | 4.1835e-05 | 4.1835e-05 | 0 | 4.1835e-05 | 0 | 0.00028184 | 0.0006178 | 0 | 0.0006178 | 0 | 3.9758e-05 | 7.9515e-05 | 0 | 7.9515e-05 | [12 empty] | 7.3.3.17.5 (Remote Grid) Updates to grid topology to minimize risk of ignition in HFTDs Remote GridWLDFRWire-to-wire contactAggregated | WLDFR | HFTD - Distribution - Tier 2 - 1QU CoRE ¦ 3QU LoRE | Non-Red Flag Warning - Small Fires | Wire-to-wire contact | Aggregated | 2043 | 0.00034678 | 1013.9529 | 0.35162 | 2043 | Mitigation | 0.95 | 45 | 0 | esc | 0.00097009 | 3.364e-07 | 0.00097009 | 3.364e-07
[79 empty] | WLDFR | HFTD - Distribution - Tier 2 - 3QU CoRE ¦ 1QU LoRE | Non-Red Flag Warning - Destructive Fires | 2044 | 3.8059e-09 | 3.8059e-09 | 10992.1562 | 299.42 | 10692.7362 | 0 | 0 | 0 | 4.8399e-06 | 4.1835e-05 | 0 | 4.1835e-05 | 4.1835e-05 | 0 | 4.1835e-05 | 0 | 0.00028184 | 0.0006178 | 0 | 0.0006178 | 0 | 3.9758e-05 | 7.9515e-05 | 0 | 7.9515e-05 | [12 empty] | 7.3.3.17.5 (Remote Grid) Updates to grid topology to minimize risk of ignition in HFTDs Remote GridWLDFRWire-to-wire contactAggregated | WLDFR | HFTD - Distribution - Tier 2 - 1QU CoRE ¦ 3QU LoRE | Non-Red Flag Warning - Small Fires | Wire-to-wire contact | Aggregated | 2044 | 0.00034678 | 1013.9529 | 0.35162 | 2044 | Mitigation | 0.95 | 45 | 0 | esc | 0.00097009 | 3.364e-07 | 0.00097009 | 3.364e-07
[79 empty] | WLDFR | HFTD - Distribution - Tier 2 - 3QU CoRE ¦ 1QU LoRE | Non-Red Flag Warning - Destructive Fires | 2045 | 3.8059e-09 | 3.8059e-09 | 10992.1562 | 299.42 | 10692.7362 | 0 | 0 | 0 | 4.8399e-06 | 4.1835e-05 | 0 | 4.1835e-05 | 4.1835e-05 | 0 | 4.1835e-05 | 0 | 0.00028184 | 0.0006178 | 0 | 0.0006178 | 0 | 3.9758e-05 | 7.9515e-05 | 0 | 7.9515e-05 | [12 empty] | 7.3.3.17.5 (Remote Grid) Updates to grid topology to minimize risk of ignition in HFTDs Remote GridWLDFRWire-to-wire contactAggregated | WLDFR | HFTD - Distribution - Tier 2 - 1QU CoRE ¦ 3QU LoRE | Non-Red Flag Warning - Small Fires | Wire-to-wire contact | Aggregated | 2045 | 0.00034678 | 1013.9529 | 0.35162 | 2045 | Mitigation | 0.95 | 45 | 0 | esc | 0.00097009 | 3.364e-07 | 0.00097009 | 3.364e-07
[79 empty] | WLDFR | HFTD - Distribution - Tier 2 - 3QU CoRE ¦ 1QU LoRE | Non-Red Flag Warning - Destructive Fires | 2046 | 3.8059e-09 | 3.8059e-09 | 10992.1562 | 299.42 | 10692.7362 | 0 | 0 | 0 | 4.8399e-06 | 4.1835e-05 | 0 | 4.1835e-05 | 4.1835e-05 | 0 | 4.1835e-05 | 0 | 0.00029579 | 0.00064837 | 0 | 0.00064837 | 0 | 3.9758e-05 | 7.9515e-05 | 0 | 7.9515e-05 | [12 empty] | 7.3.3.17.5 (Remote Grid) Updates to grid topology to minimize risk of ignition in HFTDs Remote GridWLDFRWire-to-wire contactAggregated | WLDFR | HFTD - Distribution - Tier 2 - 1QU CoRE ¦ 3QU LoRE | Non-Red Flag Warning - Small Fires | Wire-to-wire contact | Aggregated | 2046 | 0.00034678 | 1013.9529 | 0.35162 | 2046 | Mitigation | 0.95 | 45 | 0 | esc | 0.00097009 | 3.364e-07 | 0.00097009 | 3.364e-07
[79 empty] | WLDFR | HFTD - Distribution - Tier 2 - 3QU CoRE ¦ 1QU LoRE | Non-Red Flag Warning - Destructive Fires | 2047 | 3.8059e-09 | 3.8059e-09 | 10992.1562 | 299.42 | 10692.7362 | 0 | 0 | 0 | 4.8399e-06 | 4.1835e-05 | 0 | 4.1835e-05 | 4.1835e-05 | 0 | 4.1835e-05 | 0 | 0.00029579 | 0.00064837 | 0 | 0.00064837 | 0 | 3.9758e-05 | 7.9515e-05 | 0 | 7.9515e-05 | [12 empty] | 7.3.3.17.5 (Remote Grid) Updates to grid topology to minimize risk of ignition in HFTDs Remote GridWLDFRWire-to-wire contactAggregated | WLDFR | HFTD - Distribution - Tier 2 - 1QU CoRE ¦ 3QU LoRE | Non-Red Flag Warning - Small Fires | Wire-to-wire contact | Aggregated | 2047 | 0.00034678 | 1013.9529 | 0.35162 | 2047 | Mitigation | 0.95 | 45 | 0 | esc | 0.00097009 | 3.364e-07 | 0.00097009 | 3.364e-07
[79 empty] | WLDFR | HFTD - Distribution - Tier 2 - 3QU CoRE ¦ 1QU LoRE | Non-Red Flag Warning - Destructive Fires | 2048 | 3.8059e-09 | 3.8059e-09 | 11536.0538 | 319.4911 | 11216.5626 | 0 | 0 | 0 | 4.8399e-06 | 4.3905e-05 | 0 | 4.3905e-05 | 4.3905e-05 | 0 | 4.3905e-05 | 0 | 0.00029579 | 0.00064837 | 0 | 0.00064837 | 0 | 4.1729e-05 | 8.3458e-05 | 0 | 8.3458e-05 | [12 empty] | 7.3.3.17.5 (Remote Grid) Updates to grid topology to minimize risk of ignition in HFTDs Remote GridWLDFRWire-to-wire contactAggregated | WLDFR | HFTD - Distribution - Tier 2 - 1QU CoRE ¦ 3QU LoRE | Non-Red Flag Warning - Small Fires | Wire-to-wire contact | Aggregated | 2048 | 0.00034678 | 1013.9529 | 0.35162 | 2048 | Mitigation | 0.95 | 45 | 0 | esc | 0.00097009 | 3.364e-07 | 0.00097009 | 3.364e-07
[79 empty] | WLDFR | HFTD - Distribution - Tier 2 - 3QU CoRE ¦ 1QU LoRE | Non-Red Flag Warning - Destructive Fires | 2049 | 3.8059e-09 | 3.8059e-09 | 11536.0538 | 319.4911 | 11216.5626 | 0 | 0 | 0 | 4.8399e-06 | 4.3905e-05 | 0 | 4.3905e-05 | 4.3905e-05 | 0 | 4.3905e-05 | 0 | 0.00029579 | 0.00064837 | 0 | 0.00064837 | 0 | 4.1729e-05 | 8.3458e-05 | 0 | 8.3458e-05 | [12 empty] | 7.3.3.17.5 (Remote Grid) Updates to grid topology to minimize risk of ignition in HFTDs Remote GridWLDFRWire-to-wire contactAggregated | WLDFR | HFTD - Distribution - Tier 2 - 1QU CoRE ¦ 3QU LoRE | Non-Red Flag Warning - Small Fires | Wire-to-wire contact | Aggregated | 2049 | 0.00034678 | 1013.9529 | 0.35162 | 2049 | Mitigation | 0.95 | 45 | 0 | esc | 0.00097009 | 3.364e-07 | 0.00097009 | 3.364e-07
[79 empty] | WLDFR | HFTD - Distribution - Tier 2 - 3QU CoRE ¦ 1QU LoRE | Non-Red Flag Warning - Destructive Fires | 2050 | 3.8059e-09 | 3.8059e-09 | 11536.0538 | 319.4911 | 11216.5626 | 0 | 0 | 0 | 4.8399e-06 | 4.3905e-05 | 0 | 4.3905e-05 | 4.3905e-05 | 0 | 4.3905e-05 | 0 | 0.00029579 | 0.00064837 | 0 | 0.00064837 | 0 | 4.1729e-05 | 8.3458e-05 | 0 | 8.3458e-05 | [12 empty] | 7.3.3.17.5 (Remote Grid) Updates to grid topology to minimize risk of ignition in HFTDs Remote GridWLDFRWire-to-wire contactAggregated | WLDFR | HFTD - Distribution - Tier 2 - 1QU CoRE ¦ 3QU LoRE | Non-Red Flag Warning - Small Fires | Wire-to-wire contact | Aggregated | 2050 | 0.00034678 | 1013.9529 | 0.35162 | 2050 | Mitigation | 0.95 | 45 | 0 | esc | 0.00097009 | 3.364e-07 | 0.00097009 | 3.364e-07
[79 empty] | WLDFR | HFTD - Distribution - Tier 2 - 3QU CoRE ¦ 1QU LoRE | Non-Red Flag Warning - Destructive Fires | 2051 | 3.8059e-09 | 3.8059e-09 | 11536.0538 | 319.4911 | 11216.5626 | 0 | 0 | 0 | 4.8399e-06 | 4.3905e-05 | 0 | 4.3905e-05 | 4.3905e-05 | 0 | 4.3905e-05 | 0 | 0.00031019 | 0.00067994 | 0 | 0.00067994 | 0 | 4.1729e-05 | 8.3458e-05 | 0 | 8.3458e-05 | [12 empty] | 7.3.3.17.5 (Remote Grid) Updates to grid topology to minimize risk of ignition in HFTDs Remote GridWLDFRWire-to-wire contactAggregated | WLDFR | HFTD - Distribution - Tier 2 - 1QU CoRE ¦ 3QU LoRE | Non-Red Flag Warning - Small Fires | Wire-to-wire contact | Aggregated | 2051 | 0.00034678 | 1013.9529 | 0.35162 | 2051 | Mitigation | 0.95 | 45 | 0 | esc | 0.00097009 | 3.364e-07 | 0.00097009 | 3.364e-07
[79 empty] | WLDFR | HFTD - Distribution - Tier 2 - 3QU CoRE ¦ 1QU LoRE | Non-Red Flag Warning - Destructive Fires | 2052 | 3.8059e-09 | 3.8059e-09 | 11536.0538 | 319.4911 | 11216.5626 | 0 | 0 | 0 | 4.8399e-06 | 4.3905e-05 | 0 | 4.3905e-05 | 4.3905e-05 | 0 | 4.3905e-05 | 0 | 0.00031019 | 0.00067994 | 0 | 0.00067994 | 0 | 4.1729e-05 | 8.3458e-05 | 0 | 8.3458e-05 | [12 empty] | 7.3.3.17.5 (Remote Grid) Updates to grid topology to minimize risk of ignition in HFTDs Remote GridWLDFRWire-to-wire contactAggregated | WLDFR | HFTD - Distribution - Tier 2 - 1QU CoRE ¦ 3QU LoRE | Non-Red Flag Warning - Small Fires | Wire-to-wire contact | Aggregated | 2052 | 0.00034678 | 1013.9529 | 0.35162 | 2052 | Mitigation | 0.95 | 45 | 0 | esc | 0.00097009 | 3.364e-07 | 0.00097009 | 3.364e-07
[79 empty] | WLDFR | HFTD - Distribution - Tier 2 - 3QU CoRE ¦ 1QU LoRE | Non-Red Flag Warning - Destructive Fires | 2053 | 3.8059e-09 | 3.8059e-09 | 12097.6769 | 340.5356 | 11757.1413 | 0 | 0 | 0 | 4.8399e-06 | 4.6043e-05 | 0 | 4.6043e-05 | 4.6043e-05 | 0 | 4.6043e-05 | 0 | 0.00031019 | 0.00067994 | 0 | 0.00067994 | 0 | 4.3794e-05 | 8.7588e-05 | 0 | 8.7588e-05 | [12 empty] | 7.3.3.17.5 (Remote Grid) Updates to grid topology to minimize risk of ignition in HFTDs Remote GridWLDFRWire-to-wire contactAggregated | WLDFR | HFTD - Distribution - Tier 2 - 1QU CoRE ¦ 3QU LoRE | Non-Red Flag Warning - Small Fires | Wire-to-wire contact | Aggregated | 2053 | 0.00034678 | 1013.9529 | 0.35162 | 2053 | Mitigation | 0.95 | 45 | 0 | esc | 0.00097009 | 3.364e-07 | 0.00097009 | 3.364e-07
[79 empty] | WLDFR | HFTD - Distribution - Tier 2 - 3QU CoRE ¦ 1QU LoRE | Non-Red Flag Warning - Destructive Fires | 2054 | 3.8059e-09 | 3.8059e-09 | 12097.6769 | 340.5356 | 11757.1413 | 0 | 0 | 0 | 4.8399e-06 | 4.6043e-05 | 0 | 4.6043e-05 | 4.6043e-05 | 0 | 4.6043e-05 | 0 | 0.00031019 | 0.00067994 | 0 | 0.00067994 | 0 | 4.3794e-05 | 8.7588e-05 | 0 | 8.7588e-05 | [12 empty] | 7.3.3.17.5 (Remote Grid) Updates to grid topology to minimize risk of ignition in HFTDs Remote GridWLDFRWire-to-wire contactAggregated | WLDFR | HFTD - Distribution - Tier 2 - 1QU CoRE ¦ 3QU LoRE | Non-Red Flag Warning - Small Fires | Wire-to-wire contact | Aggregated | 2054 | 0.00034678 | 1013.9529 | 0.35162 | 2054 | Mitigation | 0.95 | 45 | 0 | esc | 0.00097009 | 3.364e-07 | 0.00097009 | 3.364e-07
[79 empty] | WLDFR | HFTD - Distribution - Tier 2 - 3QU CoRE ¦ 1QU LoRE | Non-Red Flag Warning - Destructive Fires | 2055 | 3.8059e-09 | 3.8059e-09 | 12097.6769 | 340.5356 | 11757.1413 | 0 | 0 | 0 | 4.8399e-06 | 4.6043e-05 | 0 | 4.6043e-05 | 4.6043e-05 | 0 | 4.6043e-05 | 0 | 0.00031019 | 0.00067994 | 0 | 0.00067994 | 0 | 4.3794e-05 | 8.7588e-05 | 0 | 8.7588e-05 | [12 empty] | 7.3.3.17.5 (Remote Grid) Updates to grid topology to minimize risk of ignition in HFTDs Remote GridWLDFRWire-to-wire contactAggregated | WLDFR | HFTD - Distribution - Tier 2 - 1QU CoRE ¦ 3QU LoRE | Non-Red Flag Warning - Small Fires | Wire-to-wire contact | Aggregated | 2055 | 0.00034678 | 1013.9529 | 0.35162 | 2055 | Mitigation | 0.95 | 45 | 0 | esc | 0.00097009 | 3.364e-07 | 0.00097009 | 3.364e-07
[79 empty] | WLDFR | HFTD - Distribution - Tier 2 - 3QU CoRE ¦ 1QU LoRE | Non-Red Flag Warning - Destructive Fires | 2056 | 3.8059e-09 | 3.8059e-09 | 12097.6769 | 340.5356 | 11757.1413 | 0 | 0 | 0 | 4.8399e-06 | 4.6043e-05 | 0 | 4.6043e-05 | 4.6043e-05 | 0 | 4.6043e-05 | 0 | 0.00032487 | 0.00071212 | 0 | 0.00071212 | 0 | 4.3794e-05 | 8.7588e-05 | 0 | 8.7588e-05 | [12 empty] | 7.3.3.17.5 (Remote Grid) Updates to grid topology to minimize risk of ignition in HFTDs Remote GridWLDFRWire-to-wire contactAggregated | WLDFR | HFTD - Distribution - Tier 2 - 1QU CoRE ¦ 3QU LoRE | Non-Red Flag Warning - Small Fires | Wire-to-wire contact | Aggregated | 2056 | 0.00034678 | 1013.9529 | 0.35162 | 2056 | Mitigation | 0.95 | 45 | 0 | esc | 0.00097009 | 3.364e-07 | 0.00097009 | 3.364e-07
[79 empty] | WLDFR | HFTD - Distribution - Tier 2 - 3QU CoRE ¦ 1QU LoRE | Non-Red Flag Warning - Destructive Fires | 2057 | 3.8059e-09 | 3.8059e-09 | 12097.6769 | 340.5356 | 11757.1413 | 0 | 0 | 0 | 4.8399e-06 | 4.6043e-05 | 0 | 4.6043e-05 | 4.6043e-05 | 0 | 4.6043e-05 | 0 | 0.00032487 | 0.00071212 | 0 | 0.00071212 | 0 | 0 | 8.7588e-05 | 0 | 8.7588e-05 | [12 empty] | 7.3.3.17.5 (Remote Grid) Updates to grid topology to minimize risk of ignition in HFTDs Remote GridWLDFRWire-to-wire contactAggregated | WLDFR | HFTD - Distribution - Tier 2 - 1QU CoRE ¦ 3QU LoRE | Non-Red Flag Warning - Small Fires | Wire-to-wire contact | Aggregated | 2057 | 0.00034678 | 1013.9529 | 0.35162 | 2057 | Mitigation | 0.95 | 45 | 0 | esc | 0.00097009 | 3.364e-07 | 0.00097009 | 3.364e-07
[79 empty] | WLDFR | HFTD - Distribution - Tier 2 - 3QU CoRE ¦ 1QU LoRE | Non-Red Flag Warning - Destructive Fires | 2058 | 3.8059e-09 | 3.8059e-09 | 12670.1796 | 362.3049 | 12307.8747 | 0 | 0 | 0 | 4.8399e-06 | 4.8222e-05 | 0 | 4.8222e-05 | 4.8222e-05 | 0 | 4.8222e-05 | 0 | 0.00032487 | 0.00071212 | 0 | 0.00071212 | 0 | 0 | 0 | 0 | 0 | [12 empty] | 7.3.3.17.5 (Remote Grid) Updates to grid topology to minimize risk of ignition in HFTDs Remote GridWLDFRWire-to-wire contactAggregated | WLDFR | HFTD - Distribution - Tier 2 - 1QU CoRE ¦ 3QU LoRE | Non-Red Flag Warning - Small Fires | Wire-to-wire contact | Aggregated | 2058 | 0.00034678 | 1013.9529 | 0.35162 | 2058 | Mitigation | 0.95 | 45 | 0 | esc | 0.00097009 | 3.364e-07 | 0.00097009 | 3.364e-07
[79 empty] | WLDFR | HFTD - Distribution - Tier 2 - 3QU CoRE ¦ 1QU LoRE | Non-Red Flag Warning - Destructive Fires | 2059 | 3.8059e-09 | 3.8059e-09 | 12670.1796 | 362.3049 | 12307.8747 | 0 | 0 | 0 | 4.8399e-06 | 4.8222e-05 | 0 | 4.8222e-05 | 4.8222e-05 | 0 | 4.8222e-05 | 0 | 0.00032487 | 0.00071212 | 0 | 0.00071212 | 0 | 0 | 0 | 0 | 0 | [12 empty] | 7.3.3.17.5 (Remote Grid) Updates to grid topology to minimize risk of ignition in HFTDs Remote GridWLDFRWire-to-wire contactAggregated | WLDFR | HFTD - Distribution - Tier 2 - 1QU CoRE ¦ 3QU LoRE | Non-Red Flag Warning - Small Fires | Wire-to-wire contact | Aggregated | 2059 | 0.00034678 | 1013.9529 | 0.35162 | 2059 | Mitigation | 0.95 | 45 | 0 | esc | 0.00097009 | 3.364e-07 | 0.00097009 | 3.364e-07
[79 empty] | WLDFR | HFTD - Distribution - Tier 2 - 3QU CoRE ¦ 1QU LoRE | Non-Red Flag Warning - Destructive Fires | 2060 | 3.8059e-09 | 3.8059e-09 | 12670.1796 | 362.3049 | 12307.8747 | 0 | 0 | 0 | 4.8399e-06 | 4.8222e-05 | 0 | 4.8222e-05 | 4.8222e-05 | 0 | 4.8222e-05 | 0 | 0.00032487 | 0.00071212 | 0 | 0.00071212 | 0 | 4.1381e-07 | 0 | 0 | 0 | [12 empty] | 7.3.3.17.5 (Remote Grid) Updates to grid topology to minimize risk of ignition in HFTDs Remote GridWLDFRWire-to-wire contactAggregated | WLDFR | HFTD - Distribution - Tier 2 - 1QU CoRE ¦ 3QU LoRE | Non-Red Flag Warning - Small Fires | Wire-to-wire contact | Aggregated | 2060 | 0.00034678 | 1013.9529 | 0.35162 | 2060 | Mitigation | 0.95 | 45 | 0 | esc | 0.00097009 | 3.364e-07 | 0.00097009 | 3.364e-07
[79 empty] | WLDFR | HFTD - Distribution - Tier 2 - 3QU CoRE ¦ 1QU LoRE | Non-Red Flag Warning - Destructive Fires | 2061 | 3.8059e-09 | 3.8059e-09 | 12670.1796 | 362.3049 | 12307.8747 | 0 | 0 | 0 | 4.8399e-06 | 4.8222e-05 | 0 | 4.8222e-05 | 4.8222e-05 | 0 | 4.8222e-05 | 0 | 0.00033965 | 0.00074452 | 0 | 0.00074452 | 0 | 4.3232e-07 | 8.6465e-07 | 0 | 8.6465e-07 | [12 empty] | 7.3.3.17.5 (Remote Grid) Updates to grid topology to minimize risk of ignition in HFTDs Remote GridWLDFRWire-to-wire contactAggregated | WLDFR | HFTD - Distribution - Tier 2 - 1QU CoRE ¦ 3QU LoRE | Non-Red Flag Warning - Small Fires | Wire-to-wire contact | Aggregated | 2061 | 0.00034678 | 1013.9529 | 0.35162 | 2061 | Mitigation | 0.95 | 45 | 0 | esc | 0.00097009 | 3.364e-07 | 0.00097009 | 3.364e-07
[79 empty] | WLDFR | HFTD - Distribution - Tier 2 - 3QU CoRE ¦ 1QU LoRE | Non-Red Flag Warning - Destructive Fires | 2062 | 3.8059e-09 | 3.8059e-09 | 12670.1796 | 362.3049 | 12307.8747 | 0 | 0 | 0 | 4.8399e-06 | 4.8222e-05 | 0 | 4.8222e-05 | 4.8222e-05 | 0 | 4.8222e-05 | 0 | 0.00033965 | 0.00074452 | 0 | 0.00074452 | 0 | 4.3232e-07 | 8.6465e-07 | 0 | 8.6465e-07 | [12 empty] | 7.3.3.17.5 (Remote Grid) Updates to grid topology to minimize risk of ignition in HFTDs Remote GridWLDFRWire-to-wire contactAggregated | WLDFR | HFTD - Distribution - Tier 2 - 1QU CoRE ¦ 3QU LoRE | Non-Red Flag Warning - Small Fires | Wire-to-wire contact | Aggregated | 2062 | 0.00034678 | 1013.9529 | 0.35162 | 2062 | Mitigation | 0.95 | 45 | 0 | esc | 0.00097009 | 3.364e-07 | 0.00097009 | 3.364e-07
[79 empty] | WLDFR | HFTD - Distribution - Tier 2 - 3QU CoRE ¦ 1QU LoRE | Non-Red Flag Warning - Destructive Fires | 2063 | 3.8059e-09 | 3.8059e-09 | 13246.6313 | 384.5316 | 12862.0997 | 0 | 0 | 0 | 4.8399e-06 | 5.0416e-05 | 0 | 5.0416e-05 | 5.0416e-05 | 0 | 5.0416e-05 | 0 | 0.00033965 | 0.00074452 | 0 | 0.00074452 | 0 | 4.3232e-07 | 8.6465e-07 | 0 | 8.6465e-07 | [12 empty] | 7.3.3.17.5 (Remote Grid) Updates to grid topology to minimize risk of ignition in HFTDs Remote GridWLDFRWire-to-wire contactAggregated | WLDFR | HFTD - Distribution - Tier 2 - 1QU CoRE ¦ 3QU LoRE | Non-Red Flag Warning - Small Fires | Wire-to-wire contact | Aggregated | 2063 | 0.00034678 | 1013.9529 | 0.35162 | 2063 | Mitigation | 0.95 | 45 | 0 | esc | 0.00097009 | 3.364e-07 | 0.00097009 | 3.364e-07
[79 empty] | WLDFR | HFTD - Distribution - Tier 2 - 3QU CoRE ¦ 1QU LoRE | Non-Red Flag Warning - Destructive Fires | 2064 | 3.8059e-09 | 3.8059e-09 | 13246.6313 | 384.5316 | 12862.0997 | 0 | 0 | 0 | 4.8399e-06 | 5.0416e-05 | 0 | 5.0416e-05 | 5.0416e-05 | 0 | 5.0416e-05 | 0 | 0.00033965 | 0.00074452 | 0 | 0.00074452 | 0 | 4.3232e-07 | 8.6465e-07 | 0 | 8.6465e-07 | [12 empty] | 7.3.3.17.5 (Remote Grid) Updates to grid topology to minimize risk of ignition in HFTDs Remote GridWLDFRWire-to-wire contactAggregated | WLDFR | HFTD - Distribution - Tier 2 - 1QU CoRE ¦ 3QU LoRE | Non-Red Flag Warning - Small Fires | Wire-to-wire contact | Aggregated | 2064 | 0.00034678 | 1013.9529 | 0.35162 | 2064 | Mitigation | 0.95 | 45 | 0 | esc | 0.00097009 | 3.364e-07 | 0.00097009 | 3.364e-07
[79 empty] | WLDFR | HFTD - Distribution - Tier 2 - 3QU CoRE ¦ 1QU LoRE | Non-Red Flag Warning - Destructive Fires | 2065 | 3.8059e-09 | 3.8059e-09 | 13246.6313 | 384.5316 | 12862.0997 | 0 | 0 | 0 | 4.8399e-06 | 5.0416e-05 | 0 | 5.0416e-05 | 5.0416e-05 | 0 | 5.0416e-05 | 0 | 0.00033965 | 0.00074452 | 0 | 0.00074452 | 0 | 4.3232e-07 | 8.6465e-07 | 0 | 8.6465e-07 | [12 empty] | 7.3.3.17.5 (Remote Grid) Updates to grid topology to minimize risk of ignition in HFTDs Remote GridWLDFRWire-to-wire contactAggregated | WLDFR | HFTD - Distribution - Tier 2 - 1QU CoRE ¦ 3QU LoRE | Non-Red Flag Warning - Small Fires | Wire-to-wire contact | Aggregated | 2065 | 0.00034678 | 1013.9529 | 0.35162 | 2065 | Mitigation | 0.95 | 45 | 0 | esc | 0.00097009 | 3.364e-07 | 0.00097009 | 3.364e-07
[79 empty] | WLDFR | HFTD - Distribution - Tier 2 - 3QU CoRE ¦ 1QU LoRE | Non-Red Flag Warning - Destructive Fires | 2066 | 3.8059e-09 | 3.8059e-09 | 13246.6313 | 384.5316 | 12862.0997 | 0 | 0 | 0 | 4.8399e-06 | 5.0416e-05 | 0 | 5.0416e-05 | 5.0416e-05 | 0 | 5.0416e-05 | 0 | 0.00035435 | 0.00077675 | 0 | 0.00077675 | 0 | 4.5617e-07 | 9.1234e-07 | 0 | 9.1234e-07 | [12 empty] | 7.3.3.17.5 (Remote Grid) Updates to grid topology to minimize risk of ignition in HFTDs Remote GridWLDFRWire-to-wire contactAggregated | WLDFR | HFTD - Distribution - Tier 2 - 1QU CoRE ¦ 3QU LoRE | Non-Red Flag Warning - Small Fires | Wire-to-wire contact | Aggregated | 2066 | 0.00034678 | 1013.9529 | 0.35162 | 2066 | Mitigation | 0.95 | 45 | 0 | esc | 0.00097009 | 3.364e-07 | 0.00097009 | 3.364e-07
[79 empty] | WLDFR | HFTD - Distribution - Tier 2 - 3QU CoRE ¦ 1QU LoRE | Non-Red Flag Warning - Destructive Fires | 2067 | 0 | 3.8059e-09 | 13246.6313 | 384.5316 | 12862.0997 | 0 | 0 | 0 | 4.8399e-06 | 0 | 0 | 0 | 5.0416e-05 | 0 | 5.0416e-05 | 0 | 0.00035435 | 0.00077675 | 0 | 0.00077675 | 0 | 4.5617e-07 | 9.1234e-07 | 0 | 9.1234e-07 | [12 empty] | 7.3.3.17.5 (Remote Grid) Updates to grid topology to minimize risk of ignition in HFTDs Remote GridWLDFRWire-to-wire contactAggregated | WLDFR | HFTD - Distribution - Tier 2 - 1QU CoRE ¦ 3QU LoRE | Non-Red Flag Warning - Small Fires | Wire-to-wire contact | Aggregated | 2067 | 0.00034678 | 1013.9529 | 0.35162 | 2067 | Mitigation | 0.95 | 45 | 0 | esc | 0 | 0 | 0.00097009 | 3.364e-07
[79 empty] | WLDFR | HFTD - Distribution - Tier 2 - 3QU CoRE ¦ 1QU LoRE | Non-Red Flag Warning - Large Fires | 2022 | 3.2935e-08 | 0 | 5.2406 | 0.69642 | 2.942 | 1.6022 | 0 | 0 | 4.0555e-05 | 1.726e-07 | 0 | 1.726e-07 | 0 | 0 | 0 | 0 | 0.00035435 | 0.00077675 | 0 | 0.00077675 | 0 | 4.5617e-07 | 9.1234e-07 | 0 | 9.1234e-07 | [12 empty] | 7.3.3.17.5 (Remote Grid) Updates to grid topology to minimize risk of ignition in HFTDs Remote GridWLDFREquipment / facility failureAggregated | WLDFR | HFTD - Distribution - Tier 2 - 1QU CoRE ¦ 3QU LoRE | Red Flag Warning - Catastrophic Fires | Equipment / facility failure | Aggregated | 2022 | 5.8763e-05 | 1013.9529 | 0.059583 | 2022 | Mitigation | 0.95 | 45 | 0 | esc | 0.00097009 | 5.7005e-08 | 0 | 0
[79 empty] | WLDFR | HFTD - Distribution - Tier 2 - 3QU CoRE ¦ 1QU LoRE | Non-Red Flag Warning - Large Fires | 2023 | 3.2935e-08 | 3.2935e-08 | 5.475 | 0.71896 | 3.0715 | 1.6846 | 0 | 0 | 4.0555e-05 | 1.8032e-07 | 0 | 1.8032e-07 | 1.8032e-07 | 0 | 1.8032e-07 | 0 | 0 | 0.00077675 | 0 | 0.00077675 | 0 | 4.5617e-07 | 9.1234e-07 | 0 | 9.1234e-07 | [12 empty] | 7.3.3.17.5 (Remote Grid) Updates to grid topology to minimize risk of ignition in HFTDs Remote GridWLDFREquipment / facility failureAggregated | WLDFR | HFTD - Distribution - Tier 2 - 1QU CoRE ¦ 3QU LoRE | Red Flag Warning - Catastrophic Fires | Equipment / facility failure | Aggregated | 2023 | 5.8763e-05 | 1013.9529 | 0.059583 | 2023 | Mitigation | 0.95 | 45 | 0 | esc | 0.00097009 | 5.7005e-08 | 0.00097009 | 5.7005e-08
[79 empty] | WLDFR | HFTD - Distribution - Tier 2 - 3QU CoRE ¦ 1QU LoRE | Non-Red Flag Warning - Large Fires | 2024 | 3.2935e-08 | 3.2935e-08 | 5.475 | 0.71896 | 3.0715 | 1.6846 | 0 | 0 | 4.0555e-05 | 1.8032e-07 | 0 | 1.8032e-07 | 1.8032e-07 | 0 | 1.8032e-07 | 0 | 0 | 0 | 0 | 0 | 0 | 4.5617e-07 | 9.1234e-07 | 0 | 9.1234e-07 | [12 empty] | 7.3.3.17.5 (Remote Grid) Updates to grid topology to minimize risk of ignition in HFTDs Remote GridWLDFREquipment / facility failureAggregated | WLDFR | HFTD - Distribution - Tier 2 - 1QU CoRE ¦ 3QU LoRE | Red Flag Warning - Catastrophic Fires | Equipment / facility failure | Aggregated | 2024 | 5.8763e-05 | 1013.9529 | 0.059583 | 2024 | Mitigation | 0.95 | 45 | 0 | esc | 0.00097009 | 5.7005e-08 | 0.00097009 | 5.7005e-08
[79 empty] | WLDFR | HFTD - Distribution - Tier 2 - 3QU CoRE ¦ 1QU LoRE | Non-Red Flag Warning - Large Fires | 2025 | 3.2935e-08 | 3.2935e-08 | 5.475 | 0.71896 | 3.0715 | 1.6846 | 0 | 0 | 4.0555e-05 | 1.8032e-07 | 0 | 1.8032e-07 | 1.8032e-07 | 0 | 1.8032e-07 | 0 | 1.2876e-06 | 0 | 0 | 0 | 0 | 4.8329e-07 | 9.6658e-07 | 0 | 9.6658e-07 | [12 empty] | 7.3.3.17.5 (Remote Grid) Updates to grid topology to minimize risk of ignition in HFTDs Remote GridWLDFREquipment / facility failureAggregated | WLDFR | HFTD - Distribution - Tier 2 - 1QU CoRE ¦ 3QU LoRE | Red Flag Warning - Catastrophic Fires | Equipment / facility failure | Aggregated | 2025 | 5.8763e-05 | 1013.9529 | 0.059583 | 2025 | Mitigation | 0.95 | 45 | 0 | esc | 0.00097009 | 5.7005e-08 | 0.00097009 | 5.7005e-08
[79 empty] | WLDFR | HFTD - Distribution - Tier 2 - 3QU CoRE ¦ 1QU LoRE | Non-Red Flag Warning - Large Fires | 2026 | 3.2935e-08 | 3.2935e-08 | 5.475 | 0.71896 | 3.0715 | 1.6846 | 0 | 0 | 4.0555e-05 | 1.8032e-07 | 0 | 1.8032e-07 | 1.8032e-07 | 0 | 1.8032e-07 | 0 | 1.3452e-06 | 2.9488e-06 | 0 | 2.9488e-06 | 0 | 4.8329e-07 | 9.6658e-07 | 0 | 9.6658e-07 | [12 empty] | 7.3.3.17.5 (Remote Grid) Updates to grid topology to minimize risk of ignition in HFTDs Remote GridWLDFREquipment / facility failureAggregated | WLDFR | HFTD - Distribution - Tier 2 - 1QU CoRE ¦ 3QU LoRE | Red Flag Warning - Catastrophic Fires | Equipment / facility failure | Aggregated | 2026 | 5.8763e-05 | 1013.9529 | 0.059583 | 2026 | Mitigation | 0.95 | 45 | 0 | esc | 0.00097009 | 5.7005e-08 | 0.00097009 | 5.7005e-08
[79 empty] | WLDFR | HFTD - Distribution - Tier 2 - 3QU CoRE ¦ 1QU LoRE | Non-Red Flag Warning - Large Fires | 2027 | 3.2935e-08 | 3.2935e-08 | 5.475 | 0.71896 | 3.0715 | 1.6846 | 0 | 0 | 4.0555e-05 | 1.8032e-07 | 0 | 1.8032e-07 | 1.8032e-07 | 0 | 1.8032e-07 | 0 | 1.3452e-06 | 2.9488e-06 | 0 | 2.9488e-06 | 0 | 4.8329e-07 | 9.6658e-07 | 0 | 9.6658e-07 | [12 empty] | 7.3.3.17.5 (Remote Grid) Updates to grid topology to minimize risk of ignition in HFTDs Remote GridWLDFREquipment / facility failureAggregated | WLDFR | HFTD - Distribution - Tier 2 - 1QU CoRE ¦ 3QU LoRE | Red Flag Warning - Catastrophic Fires | Equipment / facility failure | Aggregated | 2027 | 5.8763e-05 | 1013.9529 | 0.059583 | 2027 | Mitigation | 0.95 | 45 | 0 | esc | 0.00097009 | 5.7005e-08 | 0.00097009 | 5.7005e-08
[79 empty] | WLDFR | HFTD - Distribution - Tier 2 - 3QU CoRE ¦ 1QU LoRE | Non-Red Flag Warning - Large Fires | 2028 | 3.2935e-08 | 3.2935e-08 | 5.777 | 0.74734 | 3.238 | 1.7917 | 0 | 0 | 4.0555e-05 | 1.9027e-07 | 0 | 1.9027e-07 | 1.9027e-07 | 0 | 1.9027e-07 | 0 | 1.3452e-06 | 2.9488e-06 | 0 | 2.9488e-06 | 0 | 4.8329e-07 | 9.6658e-07 | 0 | 9.6658e-07 | [12 empty] | 7.3.3.17.5 (Remote Grid) Updates to grid topology to minimize risk of ignition in HFTDs Remote GridWLDFREquipment / facility failureAggregated | WLDFR | HFTD - Distribution - Tier 2 - 1QU CoRE ¦ 3QU LoRE | Red Flag Warning - Catastrophic Fires | Equipment / facility failure | Aggregated | 2028 | 5.8763e-05 | 1013.9529 | 0.059583 | 2028 | Mitigation | 0.95 | 45 | 0 | esc | 0.00097009 | 5.7005e-08 | 0.00097009 | 5.7005e-08
[79 empty] | WLDFR | HFTD - Distribution - Tier 2 - 3QU CoRE ¦ 1QU LoRE | Non-Red Flag Warning - Large Fires | 2029 | 3.2935e-08 | 3.2935e-08 | 5.777 | 0.74734 | 3.238 | 1.7917 | 0 | 0 | 4.0555e-05 | 1.9027e-07 | 0 | 1.9027e-07 | 1.9027e-07 | 0 | 1.9027e-07 | 0 | 1.3452e-06 | 2.9488e-06 | 0 | 2.9488e-06 | 0 | 4.8329e-07 | 9.6658e-07 | 0 | 9.6658e-07 | [12 empty] | 7.3.3.17.5 (Remote Grid) Updates to grid topology to minimize risk of ignition in HFTDs Remote GridWLDFREquipment / facility failureAggregated | WLDFR | HFTD - Distribution - Tier 2 - 1QU CoRE ¦ 3QU LoRE | Red Flag Warning - Catastrophic Fires | Equipment / facility failure | Aggregated | 2029 | 5.8763e-05 | 1013.9529 | 0.059583 | 2029 | Mitigation | 0.95 | 45 | 0 | esc | 0.00097009 | 5.7005e-08 | 0.00097009 | 5.7005e-08
[79 empty] | WLDFR | HFTD - Distribution - Tier 2 - 3QU CoRE ¦ 1QU LoRE | Non-Red Flag Warning - Large Fires | 2030 | 3.2935e-08 | 3.2935e-08 | 5.777 | 0.74734 | 3.238 | 1.7917 | 0 | 0 | 4.0555e-05 | 1.9027e-07 | 0 | 1.9027e-07 | 1.9027e-07 | 0 | 1.9027e-07 | 0 | 1.3452e-06 | 2.9488e-06 | 0 | 2.9488e-06 | 0 | 5.1348e-07 | 1.027e-06 | 0 | 1.027e-06 | [12 empty] | 7.3.3.17.5 (Remote Grid) Updates to grid topology to minimize risk of ignition in HFTDs Remote GridWLDFREquipment / facility failureAggregated | WLDFR | HFTD - Distribution - Tier 2 - 1QU CoRE ¦ 3QU LoRE | Red Flag Warning - Catastrophic Fires | Equipment / facility failure | Aggregated | 2030 | 5.8763e-05 | 1013.9529 | 0.059583 | 2030 | Mitigation | 0.95 | 45 | 0 | esc | 0.00097009 | 5.7005e-08 | 0.00097009 | 5.7005e-08
[79 empty] | WLDFR | HFTD - Distribution - Tier 2 - 3QU CoRE ¦ 1QU LoRE | Non-Red Flag Warning - Large Fires | 2031 | 3.2935e-08 | 3.2935e-08 | 5.777 | 0.74734 | 3.238 | 1.7917 | 0 | 0 | 4.0555e-05 | 1.9027e-07 | 0 | 1.9027e-07 | 1.9027e-07 | 0 | 1.9027e-07 | 0 | 1.4194e-06 | 3.1114e-06 | 0 | 3.1114e-06 | 0 | 5.1348e-07 | 1.027e-06 | 0 | 1.027e-06 | [12 empty] | 7.3.3.17.5 (Remote Grid) Updates to grid topology to minimize risk of ignition in HFTDs Remote GridWLDFREquipment / facility failureAggregated | WLDFR | HFTD - Distribution - Tier 2 - 1QU CoRE ¦ 3QU LoRE | Red Flag Warning - Catastrophic Fires | Equipment / facility failure | Aggregated | 2031 | 5.8763e-05 | 1013.9529 | 0.059583 | 2031 | Mitigation | 0.95 | 45 | 0 | esc | 0.00097009 | 5.7005e-08 | 0.00097009 | 5.7005e-08
[79 empty] | WLDFR | HFTD - Distribution - Tier 2 - 3QU CoRE ¦ 1QU LoRE | Non-Red Flag Warning - Large Fires | 2032 | 3.2935e-08 | 3.2935e-08 | 5.777 | 0.74734 | 3.238 | 1.7917 | 0 | 0 | 4.0555e-05 | 1.9027e-07 | 0 | 1.9027e-07 | 1.9027e-07 | 0 | 1.9027e-07 | 0 | 1.4194e-06 | 3.1114e-06 | 0 | 3.1114e-06 | 0 | 5.1348e-07 | 1.027e-06 | 0 | 1.027e-06 | [12 empty] | 7.3.3.17.5 (Remote Grid) Updates to grid topology to minimize risk of ignition in HFTDs Remote GridWLDFREquipment / facility failureAggregated | WLDFR | HFTD - Distribution - Tier 2 - 1QU CoRE ¦ 3QU LoRE | Red Flag Warning - Catastrophic Fires | Equipment / facility failure | Aggregated | 2032 | 5.8763e-05 | 1013.9529 | 0.059583 | 2032 | Mitigation | 0.95 | 45 | 0 | esc | 0.00097009 | 5.7005e-08 | 0.00097009 | 5.7005e-08
[79 empty] | WLDFR | HFTD - Distribution - Tier 2 - 3QU CoRE ¦ 1QU LoRE | Non-Red Flag Warning - Large Fires | 2033 | 3.2935e-08 | 3.2935e-08 | 6.1205 | 0.77885 | 3.4265 | 1.9151 | 0 | 0 | 4.0555e-05 | 2.0158e-07 | 0 | 2.0158e-07 | 2.0158e-07 | 0 | 2.0158e-07 | 0 | 1.4194e-06 | 3.1114e-06 | 0 | 3.1114e-06 | 0 | 5.1348e-07 | 1.027e-06 | 0 | 1.027e-06 | [12 empty] | 7.3.3.17.5 (Remote Grid) Updates to grid topology to minimize risk of ignition in HFTDs Remote GridWLDFREquipment / facility failureAggregated | WLDFR | HFTD - Distribution - Tier 2 - 1QU CoRE ¦ 3QU LoRE | Red Flag Warning - Catastrophic Fires | Equipment / facility failure | Aggregated | 2033 | 5.8763e-05 | 1013.9529 | 0.059583 | 2033 | Mitigation | 0.95 | 45 | 0 | esc | 0.00097009 | 5.7005e-08 | 0.00097009 | 5.7005e-08
[79 empty] | WLDFR | HFTD - Distribution - Tier 2 - 3QU CoRE ¦ 1QU LoRE | Non-Red Flag Warning - Large Fires | 2034 | 3.2935e-08 | 3.2935e-08 | 6.1205 | 0.77885 | 3.4265 | 1.9151 | 0 | 0 | 4.0555e-05 | 2.0158e-07 | 0 | 2.0158e-07 | 2.0158e-07 | 0 | 2.0158e-07 | 0 | 1.4194e-06 | 3.1114e-06 | 0 | 3.1114e-06 | 0 | 5.1348e-07 | 1.027e-06 | 0 | 1.027e-06 | [12 empty] | 7.3.3.17.5 (Remote Grid) Updates to grid topology to minimize risk of ignition in HFTDs Remote GridWLDFREquipment / facility failureAggregated | WLDFR | HFTD - Distribution - Tier 2 - 1QU CoRE ¦ 3QU LoRE | Red Flag Warning - Catastrophic Fires | Equipment / facility failure | Aggregated | 2034 | 5.8763e-05 | 1013.9529 | 0.059583 | 2034 | Mitigation | 0.95 | 45 | 0 | esc | 0.00097009 | 5.7005e-08 | 0.00097009 | 5.7005e-08
[79 empty] | WLDFR | HFTD - Distribution - Tier 2 - 3QU CoRE ¦ 1QU LoRE | Non-Red Flag Warning - Large Fires | 2035 | 3.2935e-08 | 3.2935e-08 | 6.1205 | 0.77885 | 3.4265 | 1.9151 | 0 | 0 | 4.0555e-05 | 2.0158e-07 | 0 | 2.0158e-07 | 2.0158e-07 | 0 | 2.0158e-07 | 0 | 1.4194e-06 | 3.1114e-06 | 0 | 3.1114e-06 | 0 | 5.465e-07 | 1.093e-06 | 0 | 1.093e-06 | [12 empty] | 7.3.3.17.5 (Remote Grid) Updates to grid topology to minimize risk of ignition in HFTDs Remote GridWLDFREquipment / facility failureAggregated | WLDFR | HFTD - Distribution - Tier 2 - 1QU CoRE ¦ 3QU LoRE | Red Flag Warning - Catastrophic Fires | Equipment / facility failure | Aggregated | 2035 | 5.8763e-05 | 1013.9529 | 0.059583 | 2035 | Mitigation | 0.95 | 45 | 0 | esc | 0.00097009 | 5.7005e-08 | 0.00097009 | 5.7005e-08
[79 empty] | WLDFR | HFTD - Distribution - Tier 2 - 3QU CoRE ¦ 1QU LoRE | Non-Red Flag Warning - Large Fires | 2036 | 3.2935e-08 | 3.2935e-08 | 6.1205 | 0.77885 | 3.4265 | 1.9151 | 0 | 0 | 4.0555e-05 | 2.0158e-07 | 0 | 2.0158e-07 | 2.0158e-07 | 0 | 2.0158e-07 | 0 | 1.5038e-06 | 3.2964e-06 | 0 | 3.2964e-06 | 0 | 5.465e-07 | 1.093e-06 | 0 | 1.093e-06 | [12 empty] | 7.3.3.17.5 (Remote Grid) Updates to grid topology to minimize risk of ignition in HFTDs Remote GridWLDFREquipment / facility failureAggregated | WLDFR | HFTD - Distribution - Tier 2 - 1QU CoRE ¦ 3QU LoRE | Red Flag Warning - Catastrophic Fires | Equipment / facility failure | Aggregated | 2036 | 5.8763e-05 | 1013.9529 | 0.059583 | 2036 | Mitigation | 0.95 | 45 | 0 | esc | 0.00097009 | 5.7005e-08 | 0.00097009 | 5.7005e-08
[79 empty] | WLDFR | HFTD - Distribution - Tier 2 - 3QU CoRE ¦ 1QU LoRE | Non-Red Flag Warning - Large Fires | 2037 | 3.2935e-08 | 3.2935e-08 | 6.1205 | 0.77885 | 3.4265 | 1.9151 | 0 | 0 | 4.0555e-05 | 2.0158e-07 | 0 | 2.0158e-07 | 2.0158e-07 | 0 | 2.0158e-07 | 0 | 1.5038e-06 | 3.2964e-06 | 0 | 3.2964e-06 | 0 | 5.465e-07 | 1.093e-06 | 0 | 1.093e-06 | [12 empty] | 7.3.3.17.5 (Remote Grid) Updates to grid topology to minimize risk of ignition in HFTDs Remote GridWLDFREquipment / facility failureAggregated | WLDFR | HFTD - Distribution - Tier 2 - 1QU CoRE ¦ 3QU LoRE | Red Flag Warning - Catastrophic Fires | Equipment / facility failure | Aggregated | 2037 | 5.8763e-05 | 1013.9529 | 0.059583 | 2037 | Mitigation | 0.95 | 45 | 0 | esc | 0.00097009 | 5.7005e-08 | 0.00097009 | 5.7005e-08
[79 empty] | WLDFR | HFTD - Distribution - Tier 2 - 3QU CoRE ¦ 1QU LoRE | Non-Red Flag Warning - Large Fires | 2038 | 3.2935e-08 | 3.2935e-08 | 6.5028 | 0.81304 | 3.6355 | 2.0543 | 0 | 0 | 4.0555e-05 | 2.1417e-07 | 0 | 2.1417e-07 | 2.1417e-07 | 0 | 2.1417e-07 | 0 | 1.5038e-06 | 3.2964e-06 | 0 | 3.2964e-06 | 0 | 5.465e-07 | 1.093e-06 | 0 | 1.093e-06 | [12 empty] | 7.3.3.17.5 (Remote Grid) Updates to grid topology to minimize risk of ignition in HFTDs Remote GridWLDFREquipment / facility failureAggregated | WLDFR | HFTD - Distribution - Tier 2 - 1QU CoRE ¦ 3QU LoRE | Red Flag Warning - Catastrophic Fires | Equipment / facility failure | Aggregated | 2038 | 5.8763e-05 | 1013.9529 | 0.059583 | 2038 | Mitigation | 0.95 | 45 | 0 | esc | 0.00097009 | 5.7005e-08 | 0.00097009 | 5.7005e-08
[79 empty] | WLDFR | HFTD - Distribution - Tier 2 - 3QU CoRE ¦ 1QU LoRE | Non-Red Flag Warning - Large Fires | 2039 | 3.2935e-08 | 3.2935e-08 | 6.5028 | 0.81304 | 3.6355 | 2.0543 | 0 | 0 | 4.0555e-05 | 2.1417e-07 | 0 | 2.1417e-07 | 2.1417e-07 | 0 | 2.1417e-07 | 0 | 1.5038e-06 | 3.2964e-06 | 0 | 3.2964e-06 | 0 | 5.465e-07 | 1.093e-06 | 0 | 1.093e-06 | [12 empty] | 7.3.3.17.5 (Remote Grid) Updates to grid topology to minimize risk of ignition in HFTDs Remote GridWLDFREquipment / facility failureAggregated | WLDFR | HFTD - Distribution - Tier 2 - 1QU CoRE ¦ 3QU LoRE | Red Flag Warning - Catastrophic Fires | Equipment / facility failure | Aggregated | 2039 | 5.8763e-05 | 1013.9529 | 0.059583 | 2039 | Mitigation | 0.95 | 45 | 0 | esc | 0.00097009 | 5.7005e-08 | 0.00097009 | 5.7005e-08
[79 empty] | WLDFR | HFTD - Distribution - Tier 2 - 3QU CoRE ¦ 1QU LoRE | Non-Red Flag Warning - Large Fires | 2040 | 3.2935e-08 | 3.2935e-08 | 6.5028 | 0.81304 | 3.6355 | 2.0543 | 0 | 0 | 4.0555e-05 | 2.1417e-07 | 0 | 2.1417e-07 | 2.1417e-07 | 0 | 2.1417e-07 | 0 | 1.5038e-06 | 3.2964e-06 | 0 | 3.2964e-06 | 0 | 5.8206e-07 | 1.1641e-06 | 0 | 1.1641e-06 | [12 empty] | 7.3.3.17.5 (Remote Grid) Updates to grid topology to minimize risk of ignition in HFTDs Remote GridWLDFREquipment / facility failureAggregated | WLDFR | HFTD - Distribution - Tier 2 - 1QU CoRE ¦ 3QU LoRE | Red Flag Warning - Catastrophic Fires | Equipment / facility failure | Aggregated | 2040 | 5.8763e-05 | 1013.9529 | 0.059583 | 2040 | Mitigation | 0.95 | 45 | 0 | esc | 0.00097009 | 5.7005e-08 | 0.00097009 | 5.7005e-08
[79 empty] | WLDFR | HFTD - Distribution - Tier 2 - 3QU CoRE ¦ 1QU LoRE | Non-Red Flag Warning - Large Fires | 2041 | 3.2935e-08 | 3.2935e-08 | 6.5028 | 0.81304 | 3.6355 | 2.0543 | 0 | 0 | 4.0555e-05 | 2.1417e-07 | 0 | 2.1417e-07 | 2.1417e-07 | 0 | 2.1417e-07 | 0 | 1.5977e-06 | 3.5023e-06 | 0 | 3.5023e-06 | 0 | 5.8206e-07 | 1.1641e-06 | 0 | 1.1641e-06 | [12 empty] | 7.3.3.17.5 (Remote Grid) Updates to grid topology to minimize risk of ignition in HFTDs Remote GridWLDFREquipment / facility failureAggregated | WLDFR | HFTD - Distribution - Tier 2 - 1QU CoRE ¦ 3QU LoRE | Red Flag Warning - Catastrophic Fires | Equipment / facility failure | Aggregated | 2041 | 5.8763e-05 | 1013.9529 | 0.059583 | 2041 | Mitigation | 0.95 | 45 | 0 | esc | 0.00097009 | 5.7005e-08 | 0.00097009 | 5.7005e-08
[79 empty] | WLDFR | HFTD - Distribution - Tier 2 - 3QU CoRE ¦ 1QU LoRE | Non-Red Flag Warning - Large Fires | 2042 | 3.2935e-08 | 3.2935e-08 | 6.5028 | 0.81304 | 3.6355 | 2.0543 | 0 | 0 | 4.0555e-05 | 2.1417e-07 | 0 | 2.1417e-07 | 2.1417e-07 | 0 | 2.1417e-07 | 0 | 1.5977e-06 | 3.5023e-06 | 0 | 3.5023e-06 | 0 | 5.8206e-07 | 1.1641e-06 | 0 | 1.1641e-06 | [12 empty] | 7.3.3.17.5 (Remote Grid) Updates to grid topology to minimize risk of ignition in HFTDs Remote GridWLDFREquipment / facility failureAggregated | WLDFR | HFTD - Distribution - Tier 2 - 1QU CoRE ¦ 3QU LoRE | Red Flag Warning - Catastrophic Fires | Equipment / facility failure | Aggregated | 2042 | 5.8763e-05 | 1013.9529 | 0.059583 | 2042 | Mitigation | 0.95 | 45 | 0 | esc | 0.00097009 | 5.7005e-08 | 0.00097009 | 5.7005e-08
[79 empty] | WLDFR | HFTD - Distribution - Tier 2 - 3QU CoRE ¦ 1QU LoRE | Non-Red Flag Warning - Large Fires | 2043 | 3.2935e-08 | 3.2935e-08 | 6.9209 | 0.84944 | 3.8632 | 2.2083 | 0 | 0 | 4.0555e-05 | 2.2794e-07 | 0 | 2.2794e-07 | 2.2794e-07 | 0 | 2.2794e-07 | 0 | 1.5977e-06 | 3.5023e-06 | 0 | 3.5023e-06 | 0 | 5.8206e-07 | 1.1641e-06 | 0 | 1.1641e-06 | [12 empty] | 7.3.3.17.5 (Remote Grid) Updates to grid topology to minimize risk of ignition in HFTDs Remote GridWLDFREquipment / facility failureAggregated | WLDFR | HFTD - Distribution - Tier 2 - 1QU CoRE ¦ 3QU LoRE | Red Flag Warning - Catastrophic Fires | Equipment / facility failure | Aggregated | 2043 | 5.8763e-05 | 1013.9529 | 0.059583 | 2043 | Mitigation | 0.95 | 45 | 0 | esc | 0.00097009 | 5.7005e-08 | 0.00097009 | 5.7005e-08
[79 empty] | WLDFR | HFTD - Distribution - Tier 2 - 3QU CoRE ¦ 1QU LoRE | Non-Red Flag Warning - Large Fires | 2044 | 3.2935e-08 | 3.2935e-08 | 6.9209 | 0.84944 | 3.8632 | 2.2083 | 0 | 0 | 4.0555e-05 | 2.2794e-07 | 0 | 2.2794e-07 | 2.2794e-07 | 0 | 2.2794e-07 | 0 | 1.5977e-06 | 3.5023e-06 | 0 | 3.5023e-06 | 0 | 0 | 1.1641e-06 | 0 | 1.1641e-06 | [12 empty] | 7.3.3.17.5 (Remote Grid) Updates to grid topology to minimize risk of ignition in HFTDs Remote GridWLDFREquipment / facility failureAggregated | WLDFR | HFTD - Distribution - Tier 2 - 1QU CoRE ¦ 3QU LoRE | Red Flag Warning - Catastrophic Fires | Equipment / facility failure | Aggregated | 2044 | 5.8763e-05 | 1013.9529 | 0.059583 | 2044 | Mitigation | 0.95 | 45 | 0 | esc | 0.00097009 | 5.7005e-08 | 0.00097009 | 5.7005e-08
[79 empty] | WLDFR | HFTD - Distribution - Tier 2 - 3QU CoRE ¦ 1QU LoRE | Non-Red Flag Warning - Large Fires | 2045 | 3.2935e-08 | 3.2935e-08 | 6.9209 | 0.84944 | 3.8632 | 2.2083 | 0 | 0 | 4.0555e-05 | 2.2794e-07 | 0 | 2.2794e-07 | 2.2794e-07 | 0 | 2.2794e-07 | 0 | 1.5977e-06 | 3.5023e-06 | 0 | 3.5023e-06 | 0 | 0 | 0 | 0 | 0 | [12 empty] | 7.3.3.17.5 (Remote Grid) Updates to grid topology to minimize risk of ignition in HFTDs Remote GridWLDFREquipment / facility failureAggregated | WLDFR | HFTD - Distribution - Tier 2 - 1QU CoRE ¦ 3QU LoRE | Red Flag Warning - Catastrophic Fires | Equipment / facility failure | Aggregated | 2045 | 5.8763e-05 | 1013.9529 | 0.059583 | 2045 | Mitigation | 0.95 | 45 | 0 | esc | 0.00097009 | 5.7005e-08 | 0.00097009 | 5.7005e-08
[79 empty] | WLDFR | HFTD - Distribution - Tier 2 - 3QU CoRE ¦ 1QU LoRE | Non-Red Flag Warning - Large Fires | 2046 | 3.2935e-08 | 3.2935e-08 | 6.9209 | 0.84944 | 3.8632 | 2.2083 | 0 | 0 | 4.0555e-05 | 2.2794e-07 | 0 | 2.2794e-07 | 2.2794e-07 | 0 | 2.2794e-07 | 0 | 1.7005e-06 | 3.7275e-06 | 0 | 3.7275e-06 | 0 | 0 | 0 | 0 | 0 | [12 empty] | 7.3.3.17.5 (Remote Grid) Updates to grid topology to minimize risk of ignition in HFTDs Remote GridWLDFREquipment / facility failureAggregated | WLDFR | HFTD - Distribution - Tier 2 - 1QU CoRE ¦ 3QU LoRE | Red Flag Warning - Catastrophic Fires | Equipment / facility failure | Aggregated | 2046 | 5.8763e-05 | 1013.9529 | 0.059583 | 2046 | Mitigation | 0.95 | 45 | 0 | esc | 0.00097009 | 5.7005e-08 | 0.00097009 | 5.7005e-08
[79 empty] | WLDFR | HFTD - Distribution - Tier 2 - 3QU CoRE ¦ 1QU LoRE | Non-Red Flag Warning - Large Fires | 2047 | 3.2935e-08 | 3.2935e-08 | 6.9209 | 0.84944 | 3.8632 | 2.2083 | 0 | 0 | 4.0555e-05 | 2.2794e-07 | 0 | 2.2794e-07 | 2.2794e-07 | 0 | 2.2794e-07 | 0 | 1.7005e-06 | 3.7275e-06 | 0 | 3.7275e-06 | 0 | 1.9132e-06 | 0 | 0 | 0 | [12 empty] | 7.3.3.17.5 (Remote Grid) Updates to grid topology to minimize risk of ignition in HFTDs Remote GridWLDFREquipment / facility failureAggregated | WLDFR | HFTD - Distribution - Tier 2 - 1QU CoRE ¦ 3QU LoRE | Red Flag Warning - Catastrophic Fires | Equipment / facility failure | Aggregated | 2047 | 5.8763e-05 | 1013.9529 | 0.059583 | 2047 | Mitigation | 0.95 | 45 | 0 | esc | 0.00097009 | 5.7005e-08 | 0.00097009 | 5.7005e-08
[79 empty] | WLDFR | HFTD - Distribution - Tier 2 - 3QU CoRE ¦ 1QU LoRE | Non-Red Flag Warning - Large Fires | 2048 | 3.2935e-08 | 3.2935e-08 | 7.3713 | 0.88759 | 4.1075 | 2.3763 | 0 | 0 | 4.0555e-05 | 2.4277e-07 | 0 | 2.4277e-07 | 2.4277e-07 | 0 | 2.4277e-07 | 0 | 1.7005e-06 | 3.7275e-06 | 0 | 3.7275e-06 | 0 | 1.9748e-06 | 3.9495e-06 | 0 | 3.9495e-06 | [12 empty] | 7.3.3.17.5 (Remote Grid) Updates to grid topology to minimize risk of ignition in HFTDs Remote GridWLDFREquipment / facility failureAggregated | WLDFR | HFTD - Distribution - Tier 2 - 1QU CoRE ¦ 3QU LoRE | Red Flag Warning - Catastrophic Fires | Equipment / facility failure | Aggregated | 2048 | 5.8763e-05 | 1013.9529 | 0.059583 | 2048 | Mitigation | 0.95 | 45 | 0 | esc | 0.00097009 | 5.7005e-08 | 0.00097009 | 5.7005e-08
[79 empty] | WLDFR | HFTD - Distribution - Tier 2 - 3QU CoRE ¦ 1QU LoRE | Non-Red Flag Warning - Large Fires | 2049 | 3.2935e-08 | 3.2935e-08 | 7.3713 | 0.88759 | 4.1075 | 2.3763 | 0 | 0 | 4.0555e-05 | 2.4277e-07 | 0 | 2.4277e-07 | 2.4277e-07 | 0 | 2.4277e-07 | 0 | 1.7005e-06 | 3.7275e-06 | 0 | 3.7275e-06 | 0 | 1.9748e-06 | 3.9495e-06 | 0 | 3.9495e-06 | [12 empty] | 7.3.3.17.5 (Remote Grid) Updates to grid topology to minimize risk of ignition in HFTDs Remote GridWLDFREquipment / facility failureAggregated | WLDFR | HFTD - Distribution - Tier 2 - 1QU CoRE ¦ 3QU LoRE | Red Flag Warning - Catastrophic Fires | Equipment / facility failure | Aggregated | 2049 | 5.8763e-05 | 1013.9529 | 0.059583 | 2049 | Mitigation | 0.95 | 45 | 0 | esc | 0.00097009 | 5.7005e-08 | 0.00097009 | 5.7005e-08
[79 empty] | WLDFR | HFTD - Distribution - Tier 2 - 3QU CoRE ¦ 1QU LoRE | Non-Red Flag Warning - Large Fires | 2050 | 3.2935e-08 | 3.2935e-08 | 7.3713 | 0.88759 | 4.1075 | 2.3763 | 0 | 0 | 4.0555e-05 | 2.4277e-07 | 0 | 2.4277e-07 | 2.4277e-07 | 0 | 2.4277e-07 | 0 | 1.7005e-06 | 3.7275e-06 | 0 | 3.7275e-06 | 0 | 1.9748e-06 | 3.9495e-06 | 0 | 3.9495e-06 | [12 empty] | 7.3.3.17.5 (Remote Grid) Updates to grid topology to minimize risk of ignition in HFTDs Remote GridWLDFREquipment / facility failureAggregated | WLDFR | HFTD - Distribution - Tier 2 - 1QU CoRE ¦ 3QU LoRE | Red Flag Warning - Catastrophic Fires | Equipment / facility failure | Aggregated | 2050 | 5.8763e-05 | 1013.9529 | 0.059583 | 2050 | Mitigation | 0.95 | 45 | 0 | esc | 0.00097009 | 5.7005e-08 | 0.00097009 | 5.7005e-08
[79 empty] | WLDFR | HFTD - Distribution - Tier 2 - 3QU CoRE ¦ 1QU LoRE | Non-Red Flag Warning - Large Fires | 2051 | 3.2935e-08 | 3.2935e-08 | 7.3713 | 0.88759 | 4.1075 | 2.3763 | 0 | 0 | 4.0555e-05 | 2.4277e-07 | 0 | 2.4277e-07 | 2.4277e-07 | 0 | 2.4277e-07 | 0 | 1.8111e-06 | 3.9701e-06 | 0 | 3.9701e-06 | 0 | 1.9748e-06 | 3.9495e-06 | 0 | 3.9495e-06 | [12 empty] | 7.3.3.17.5 (Remote Grid) Updates to grid topology to minimize risk of ignition in HFTDs Remote GridWLDFREquipment / facility failureAggregated | WLDFR | HFTD - Distribution - Tier 2 - 1QU CoRE ¦ 3QU LoRE | Red Flag Warning - Catastrophic Fires | Equipment / facility failure | Aggregated | 2051 | 5.8763e-05 | 1013.9529 | 0.059583 | 2051 | Mitigation | 0.95 | 45 | 0 | esc | 0.00097009 | 5.7005e-08 | 0.00097009 | 5.7005e-08
[79 empty] | WLDFR | HFTD - Distribution - Tier 2 - 3QU CoRE ¦ 1QU LoRE | Non-Red Flag Warning - Large Fires | 2052 | 3.2935e-08 | 3.2935e-08 | 7.3713 | 0.88759 | 4.1075 | 2.3763 | 0 | 0 | 4.0555e-05 | 2.4277e-07 | 0 | 2.4277e-07 | 2.4277e-07 | 0 | 2.4277e-07 | 0 | 1.8111e-06 | 3.9701e-06 | 0 | 3.9701e-06 | 0 | 1.9748e-06 | 3.9495e-06 | 0 | 3.9495e-06 | [12 empty] | 7.3.3.17.5 (Remote Grid) Updates to grid topology to minimize risk of ignition in HFTDs Remote GridWLDFREquipment / facility failureAggregated | WLDFR | HFTD - Distribution - Tier 2 - 1QU CoRE ¦ 3QU LoRE | Red Flag Warning - Catastrophic Fires | Equipment / facility failure | Aggregated | 2052 | 5.8763e-05 | 1013.9529 | 0.059583 | 2052 | Mitigation | 0.95 | 45 | 0 | esc | 0.00097009 | 5.7005e-08 | 0.00097009 | 5.7005e-08
[79 empty] | WLDFR | HFTD - Distribution - Tier 2 - 3QU CoRE ¦ 1QU LoRE | Non-Red Flag Warning - Large Fires | 2053 | 3.2935e-08 | 3.2935e-08 | 7.8503 | 0.92702 | 4.3664 | 2.5569 | 0 | 0 | 4.0555e-05 | 2.5855e-07 | 0 | 2.5855e-07 | 2.5855e-07 | 0 | 2.5855e-07 | 0 | 1.8111e-06 | 3.9701e-06 | 0 | 3.9701e-06 | 0 | 2.0533e-06 | 4.1066e-06 | 0 | 4.1066e-06 | [12 empty] | 7.3.3.17.5 (Remote Grid) Updates to grid topology to minimize risk of ignition in HFTDs Remote GridWLDFREquipment / facility failureAggregated | WLDFR | HFTD - Distribution - Tier 2 - 1QU CoRE ¦ 3QU LoRE | Red Flag Warning - Catastrophic Fires | Equipment / facility failure | Aggregated | 2053 | 5.8763e-05 | 1013.9529 | 0.059583 | 2053 | Mitigation | 0.95 | 45 | 0 | esc | 0.00097009 | 5.7005e-08 | 0.00097009 | 5.7005e-08
[79 empty] | WLDFR | HFTD - Distribution - Tier 2 - 3QU CoRE ¦ 1QU LoRE | Non-Red Flag Warning - Large Fires | 2054 | 3.2935e-08 | 3.2935e-08 | 7.8503 | 0.92702 | 4.3664 | 2.5569 | 0 | 0 | 4.0555e-05 | 2.5855e-07 | 0 | 2.5855e-07 | 2.5855e-07 | 0 | 2.5855e-07 | 0 | 1.8111e-06 | 3.9701e-06 | 0 | 3.9701e-06 | 0 | 2.0533e-06 | 4.1066e-06 | 0 | 4.1066e-06 | [12 empty] | 7.3.3.17.5 (Remote Grid) Updates to grid topology to minimize risk of ignition in HFTDs Remote GridWLDFREquipment / facility failureAggregated | WLDFR | HFTD - Distribution - Tier 2 - 1QU CoRE ¦ 3QU LoRE | Red Flag Warning - Catastrophic Fires | Equipment / facility failure | Aggregated | 2054 | 5.8763e-05 | 1013.9529 | 0.059583 | 2054 | Mitigation | 0.95 | 45 | 0 | esc | 0.00097009 | 5.7005e-08 | 0.00097009 | 5.7005e-08
[79 empty] | WLDFR | HFTD - Distribution - Tier 2 - 3QU CoRE ¦ 1QU LoRE | Non-Red Flag Warning - Large Fires | 2055 | 3.2935e-08 | 3.2935e-08 | 7.8503 | 0.92702 | 4.3664 | 2.5569 | 0 | 0 | 4.0555e-05 | 2.5855e-07 | 0 | 2.5855e-07 | 2.5855e-07 | 0 | 2.5855e-07 | 0 | 1.8111e-06 | 3.9701e-06 | 0 | 3.9701e-06 | 0 | 2.0533e-06 | 4.1066e-06 | 0 | 4.1066e-06 | [12 empty] | 7.3.3.17.5 (Remote Grid) Updates to grid topology to minimize risk of ignition in HFTDs Remote GridWLDFREquipment / facility failureAggregated | WLDFR | HFTD - Distribution - Tier 2 - 1QU CoRE ¦ 3QU LoRE | Red Flag Warning - Catastrophic Fires | Equipment / facility failure | Aggregated | 2055 | 5.8763e-05 | 1013.9529 | 0.059583 | 2055 | Mitigation | 0.95 | 45 | 0 | esc | 0.00097009 | 5.7005e-08 | 0.00097009 | 5.7005e-08
[79 empty] | WLDFR | HFTD - Distribution - Tier 2 - 3QU CoRE ¦ 1QU LoRE | Non-Red Flag Warning - Large Fires | 2056 | 3.2935e-08 | 3.2935e-08 | 7.8503 | 0.92702 | 4.3664 | 2.5569 | 0 | 0 | 4.0555e-05 | 2.5855e-07 | 0 | 2.5855e-07 | 2.5855e-07 | 0 | 2.5855e-07 | 0 | 1.9288e-06 | 4.228e-06 | 0 | 4.228e-06 | 0 | 2.0533e-06 | 4.1066e-06 | 0 | 4.1066e-06 | [12 empty] | 7.3.3.17.5 (Remote Grid) Updates to grid topology to minimize risk of ignition in HFTDs Remote GridWLDFREquipment / facility failureAggregated | WLDFR | HFTD - Distribution - Tier 2 - 1QU CoRE ¦ 3QU LoRE | Red Flag Warning - Catastrophic Fires | Equipment / facility failure | Aggregated | 2056 | 5.8763e-05 | 1013.9529 | 0.059583 | 2056 | Mitigation | 0.95 | 45 | 0 | esc | 0.00097009 | 5.7005e-08 | 0.00097009 | 5.7005e-08
[79 empty] | WLDFR | HFTD - Distribution - Tier 2 - 3QU CoRE ¦ 1QU LoRE | Non-Red Flag Warning - Large Fires | 2057 | 3.2935e-08 | 3.2935e-08 | 7.8503 | 0.92702 | 4.3664 | 2.5569 | 0 | 0 | 4.0555e-05 | 2.5855e-07 | 0 | 2.5855e-07 | 2.5855e-07 | 0 | 2.5855e-07 | 0 | 1.9288e-06 | 4.228e-06 | 0 | 4.228e-06 | 0 | 2.0533e-06 | 4.1066e-06 | 0 | 4.1066e-06 | [12 empty] | 7.3.3.17.5 (Remote Grid) Updates to grid topology to minimize risk of ignition in HFTDs Remote GridWLDFREquipment / facility failureAggregated | WLDFR | HFTD - Distribution - Tier 2 - 1QU CoRE ¦ 3QU LoRE | Red Flag Warning - Catastrophic Fires | Equipment / facility failure | Aggregated | 2057 | 5.8763e-05 | 1013.9529 | 0.059583 | 2057 | Mitigation | 0.95 | 45 | 0 | esc | 0.00097009 | 5.7005e-08 | 0.00097009 | 5.7005e-08
[79 empty] | WLDFR | HFTD - Distribution - Tier 2 - 3QU CoRE ¦ 1QU LoRE | Non-Red Flag Warning - Large Fires | 2058 | 3.2935e-08 | 3.2935e-08 | 8.3524 | 0.96727 | 4.6367 | 2.7484 | 0 | 0 | 4.0555e-05 | 2.7508e-07 | 0 | 2.7508e-07 | 2.7508e-07 | 0 | 2.7508e-07 | 0 | 1.9288e-06 | 4.228e-06 | 0 | 4.228e-06 | 0 | 2.1418e-06 | 4.2837e-06 | 0 | 4.2837e-06 | [12 empty] | 7.3.3.17.5 (Remote Grid) Updates to grid topology to minimize risk of ignition in HFTDs Remote GridWLDFREquipment / facility failureAggregated | WLDFR | HFTD - Distribution - Tier 2 - 1QU CoRE ¦ 3QU LoRE | Red Flag Warning - Catastrophic Fires | Equipment / facility failure | Aggregated | 2058 | 5.8763e-05 | 1013.9529 | 0.059583 | 2058 | Mitigation | 0.95 | 45 | 0 | esc | 0.00097009 | 5.7005e-08 | 0.00097009 | 5.7005e-08
[79 empty] | WLDFR | HFTD - Distribution - Tier 2 - 3QU CoRE ¦ 1QU LoRE | Non-Red Flag Warning - Large Fires | 2059 | 3.2935e-08 | 3.2935e-08 | 8.3524 | 0.96727 | 4.6367 | 2.7484 | 0 | 0 | 4.0555e-05 | 2.7508e-07 | 0 | 2.7508e-07 | 2.7508e-07 | 0 | 2.7508e-07 | 0 | 1.9288e-06 | 4.228e-06 | 0 | 4.228e-06 | 0 | 2.1418e-06 | 4.2837e-06 | 0 | 4.2837e-06 | [12 empty] | 7.3.3.17.5 (Remote Grid) Updates to grid topology to minimize risk of ignition in HFTDs Remote GridWLDFREquipment / facility failureAggregated | WLDFR | HFTD - Distribution - Tier 2 - 1QU CoRE ¦ 3QU LoRE | Red Flag Warning - Catastrophic Fires | Equipment / facility failure | Aggregated | 2059 | 5.8763e-05 | 1013.9529 | 0.059583 | 2059 | Mitigation | 0.95 | 45 | 0 | esc | 0.00097009 | 5.7005e-08 | 0.00097009 | 5.7005e-08
[79 empty] | WLDFR | HFTD - Distribution - Tier 2 - 3QU CoRE ¦ 1QU LoRE | Non-Red Flag Warning - Large Fires | 2060 | 3.2935e-08 | 3.2935e-08 | 8.3524 | 0.96727 | 4.6367 | 2.7484 | 0 | 0 | 4.0555e-05 | 2.7508e-07 | 0 | 2.7508e-07 | 2.7508e-07 | 0 | 2.7508e-07 | 0 | 1.9288e-06 | 4.228e-06 | 0 | 4.228e-06 | 0 | 2.1418e-06 | 4.2837e-06 | 0 | 4.2837e-06 | [12 empty] | 7.3.3.17.5 (Remote Grid) Updates to grid topology to minimize risk of ignition in HFTDs Remote GridWLDFREquipment / facility failureAggregated | WLDFR | HFTD - Distribution - Tier 2 - 1QU CoRE ¦ 3QU LoRE | Red Flag Warning - Catastrophic Fires | Equipment / facility failure | Aggregated | 2060 | 5.8763e-05 | 1013.9529 | 0.059583 | 2060 | Mitigation | 0.95 | 45 | 0 | esc | 0.00097009 | 5.7005e-08 | 0.00097009 | 5.7005e-08
[79 empty] | WLDFR | HFTD - Distribution - Tier 2 - 3QU CoRE ¦ 1QU LoRE | Non-Red Flag Warning - Large Fires | 2061 | 3.2935e-08 | 3.2935e-08 | 8.3524 | 0.96727 | 4.6367 | 2.7484 | 0 | 0 | 4.0555e-05 | 2.7508e-07 | 0 | 2.7508e-07 | 2.7508e-07 | 0 | 2.7508e-07 | 0 | 2.0522e-06 | 4.4984e-06 | 0 | 4.4984e-06 | 0 | 2.1418e-06 | 4.2837e-06 | 0 | 4.2837e-06 | [12 empty] | 7.3.3.17.5 (Remote Grid) Updates to grid topology to minimize risk of ignition in HFTDs Remote GridWLDFREquipment / facility failureAggregated | WLDFR | HFTD - Distribution - Tier 2 - 1QU CoRE ¦ 3QU LoRE | Red Flag Warning - Catastrophic Fires | Equipment / facility failure | Aggregated | 2061 | 5.8763e-05 | 1013.9529 | 0.059583 | 2061 | Mitigation | 0.95 | 45 | 0 | esc | 0.00097009 | 5.7005e-08 | 0.00097009 | 5.7005e-08
[79 empty] | WLDFR | HFTD - Distribution - Tier 2 - 3QU CoRE ¦ 1QU LoRE | Non-Red Flag Warning - Large Fires | 2062 | 3.2935e-08 | 3.2935e-08 | 8.3524 | 0.96727 | 4.6367 | 2.7484 | 0 | 0 | 4.0555e-05 | 2.7508e-07 | 0 | 2.7508e-07 | 2.7508e-07 | 0 | 2.7508e-07 | 0 | 2.0522e-06 | 4.4984e-06 | 0 | 4.4984e-06 | 0 | 2.1418e-06 | 4.2837e-06 | 0 | 4.2837e-06 | [12 empty] | 7.3.3.17.5 (Remote Grid) Updates to grid topology to minimize risk of ignition in HFTDs Remote GridWLDFREquipment / facility failureAggregated | WLDFR | HFTD - Distribution - Tier 2 - 1QU CoRE ¦ 3QU LoRE | Red Flag Warning - Catastrophic Fires | Equipment / facility failure | Aggregated | 2062 | 5.8763e-05 | 1013.9529 | 0.059583 | 2062 | Mitigation | 0.95 | 45 | 0 | esc | 0.00097009 | 5.7005e-08 | 0.00097009 | 5.7005e-08
[79 empty] | WLDFR | HFTD - Distribution - Tier 2 - 3QU CoRE ¦ 1QU LoRE | Non-Red Flag Warning - Large Fires | 2063 | 3.2935e-08 | 3.2935e-08 | 8.872 | 1.0079 | 4.9153 | 2.9488 | 0 | 0 | 4.0555e-05 | 2.922e-07 | 0 | 2.922e-07 | 2.922e-07 | 0 | 2.922e-07 | 0 | 2.0522e-06 | 4.4984e-06 | 0 | 4.4984e-06 | 0 | 2.2394e-06 | 4.4788e-06 | 0 | 4.4788e-06 | [12 empty] | 7.3.3.17.5 (Remote Grid) Updates to grid topology to minimize risk of ignition in HFTDs Remote GridWLDFREquipment / facility failureAggregated | WLDFR | HFTD - Distribution - Tier 2 - 1QU CoRE ¦ 3QU LoRE | Red Flag Warning - Catastrophic Fires | Equipment / facility failure | Aggregated | 2063 | 5.8763e-05 | 1013.9529 | 0.059583 | 2063 | Mitigation | 0.95 | 45 | 0 | esc | 0.00097009 | 5.7005e-08 | 0.00097009 | 5.7005e-08
[79 empty] | WLDFR | HFTD - Distribution - Tier 2 - 3QU CoRE ¦ 1QU LoRE | Non-Red Flag Warning - Large Fires | 2064 | 3.2935e-08 | 3.2935e-08 | 8.872 | 1.0079 | 4.9153 | 2.9488 | 0 | 0 | 4.0555e-05 | 2.922e-07 | 0 | 2.922e-07 | 2.922e-07 | 0 | 2.922e-07 | 0 | 2.0522e-06 | 4.4984e-06 | 0 | 4.4984e-06 | 0 | 2.2394e-06 | 4.4788e-06 | 0 | 4.4788e-06 | [12 empty] | 7.3.3.17.5 (Remote Grid) Updates to grid topology to minimize risk of ignition in HFTDs Remote GridWLDFREquipment / facility failureAggregated | WLDFR | HFTD - Distribution - Tier 2 - 1QU CoRE ¦ 3QU LoRE | Red Flag Warning - Catastrophic Fires | Equipment / facility failure | Aggregated | 2064 | 5.8763e-05 | 1013.9529 | 0.059583 | 2064 | Mitigation | 0.95 | 45 | 0 | esc | 0.00097009 | 5.7005e-08 | 0.00097009 | 5.7005e-08
[79 empty] | WLDFR | HFTD - Distribution - Tier 2 - 3QU CoRE ¦ 1QU LoRE | Non-Red Flag Warning - Large Fires | 2065 | 3.2935e-08 | 3.2935e-08 | 8.872 | 1.0079 | 4.9153 | 2.9488 | 0 | 0 | 4.0555e-05 | 2.922e-07 | 0 | 2.922e-07 | 2.922e-07 | 0 | 2.922e-07 | 0 | 2.0522e-06 | 4.4984e-06 | 0 | 4.4984e-06 | 0 | 2.2394e-06 | 4.4788e-06 | 0 | 4.4788e-06 | [12 empty] | 7.3.3.17.5 (Remote Grid) Updates to grid topology to minimize risk of ignition in HFTDs Remote GridWLDFREquipment / facility failureAggregated | WLDFR | HFTD - Distribution - Tier 2 - 1QU CoRE ¦ 3QU LoRE | Red Flag Warning - Catastrophic Fires | Equipment / facility failure | Aggregated | 2065 | 5.8763e-05 | 1013.9529 | 0.059583 | 2065 | Mitigation | 0.95 | 45 | 0 | esc | 0.00097009 | 5.7005e-08 | 0.00097009 | 5.7005e-08
[79 empty] | WLDFR | HFTD - Distribution - Tier 2 - 3QU CoRE ¦ 1QU LoRE | Non-Red Flag Warning - Large Fires | 2066 | 3.2935e-08 | 3.2935e-08 | 8.872 | 1.0079 | 4.9153 | 2.9488 | 0 | 0 | 4.0555e-05 | 2.922e-07 | 0 | 2.922e-07 | 2.922e-07 | 0 | 2.922e-07 | 0 | 2.1799e-06 | 4.7783e-06 | 0 | 4.7783e-06 | 0 | 2.2394e-06 | 4.4788e-06 | 0 | 4.4788e-06 | [12 empty] | 7.3.3.17.5 (Remote Grid) Updates to grid topology to minimize risk of ignition in HFTDs Remote GridWLDFREquipment / facility failureAggregated | WLDFR | HFTD - Distribution - Tier 2 - 1QU CoRE ¦ 3QU LoRE | Red Flag Warning - Catastrophic Fires | Equipment / facility failure | Aggregated | 2066 | 5.8763e-05 | 1013.9529 | 0.059583 | 2066 | Mitigation | 0.95 | 45 | 0 | esc | 0.00097009 | 5.7005e-08 | 0.00097009 | 5.7005e-08
[79 empty] | WLDFR | HFTD - Distribution - Tier 2 - 3QU CoRE ¦ 1QU LoRE | Non-Red Flag Warning - Large Fires | 2067 | 0 | 3.2935e-08 | 8.872 | 1.0079 | 4.9153 | 2.9488 | 0 | 0 | 4.0555e-05 | 0 | 0 | 0 | 2.922e-07 | 0 | 2.922e-07 | 0 | 2.1799e-06 | 4.7783e-06 | 0 | 4.7783e-06 | 0 | 2.2394e-06 | 4.4788e-06 | 0 | 4.4788e-06 | [12 empty] | 7.3.3.17.5 (Remote Grid) Updates to grid topology to minimize risk of ignition in HFTDs Remote GridWLDFREquipment / facility failureAggregated | WLDFR | HFTD - Distribution - Tier 2 - 1QU CoRE ¦ 3QU LoRE | Red Flag Warning - Catastrophic Fires | Equipment / facility failure | Aggregated | 2067 | 5.8763e-05 | 1013.9529 | 0.059583 | 2067 | Mitigation | 0.95 | 45 | 0 | esc | 0 | 0 | 0.00097009 | 5.7005e-08
[79 empty] | WLDFR | HFTD - Distribution - Tier 2 - 3QU CoRE ¦ 1QU LoRE | Non-Red Flag Warning - Small Fires | 2022 | 8.4937e-06 | 0 | 0.077901 | 0.036425 | 0.0015809 | 0.039895 | 0 | 0 | 0.0098427 | 6.6166e-07 | 0 | 6.6166e-07 | 0 | 0 | 0 | 0 | 2.1799e-06 | 4.7783e-06 | 0 | 4.7783e-06 | 0 | 2.3451e-06 | 4.6901e-06 | 0 | 4.6901e-06 | [12 empty] | 7.3.3.17.5 (Remote Grid) Updates to grid topology to minimize risk of ignition in HFTDs Remote GridWLDFRVegetation ContactAggregated | WLDFR | HFTD - Distribution - Tier 2 - 1QU CoRE ¦ 3QU LoRE | Red Flag Warning - Catastrophic Fires | Vegetation Contact | Aggregated | 2022 | 0.00011765 | 1013.9529 | 0.1193 | 2022 | Mitigation | 0.95 | 45 | 0 | esc | 0.00097009 | 1.1414e-07 | 0 | 0
[79 empty] | WLDFR | HFTD - Distribution - Tier 2 - 3QU CoRE ¦ 1QU LoRE | Non-Red Flag Warning - Small Fires | 2023 | 8.4937e-06 | 8.4937e-06 | 0.080408 | 0.03759 | 0.0016314 | 0.041187 | 0 | 0 | 0.0098427 | 6.8296e-07 | 0 | 6.8296e-07 | 6.8296e-07 | 0 | 6.8296e-07 | 0 | 2.1799e-06 | 4.7783e-06 | 0 | 4.7783e-06 | 0 | 2.3451e-06 | 4.6901e-06 | 0 | 4.6901e-06 | [12 empty] | 7.3.3.17.5 (Remote Grid) Updates to grid topology to minimize risk of ignition in HFTDs Remote GridWLDFRVegetation ContactAggregated | WLDFR | HFTD - Distribution - Tier 2 - 1QU CoRE ¦ 3QU LoRE | Red Flag Warning - Catastrophic Fires | Vegetation Contact | Aggregated | 2023 | 0.00011765 | 1013.9529 | 0.1193 | 2023 | Mitigation | 0.95 | 45 | 0 | esc | 0.00097009 | 1.1414e-07 | 0.00097009 | 1.1414e-07
[79 empty] | WLDFR | HFTD - Distribution - Tier 2 - 3QU CoRE ¦ 1QU LoRE | Non-Red Flag Warning - Small Fires | 2024 | 8.4937e-06 | 8.4937e-06 | 0.080408 | 0.03759 | 0.0016314 | 0.041187 | 0 | 0 | 0.0098427 | 6.8296e-07 | 0 | 6.8296e-07 | 6.8296e-07 | 0 | 6.8296e-07 | 0 | 2.1799e-06 | 4.7783e-06 | 0 | 4.7783e-06 | 0 | 2.3451e-06 | 4.6901e-06 | 0 | 4.6901e-06 | [12 empty] | 7.3.3.17.5 (Remote Grid) Updates to grid topology to minimize risk of ignition in HFTDs Remote GridWLDFRVegetation ContactAggregated | WLDFR | HFTD - Distribution - Tier 2 - 1QU CoRE ¦ 3QU LoRE | Red Flag Warning - Catastrophic Fires | Vegetation Contact | Aggregated | 2024 | 0.00011765 | 1013.9529 | 0.1193 | 2024 | Mitigation | 0.95 | 45 | 0 | esc | 0.00097009 | 1.1414e-07 | 0.00097009 | 1.1414e-07
[79 empty] | WLDFR | HFTD - Distribution - Tier 2 - 3QU CoRE ¦ 1QU LoRE | Non-Red Flag Warning - Small Fires | 2025 | 8.4937e-06 | 8.4937e-06 | 0.080408 | 0.03759 | 0.0016314 | 0.041187 | 0 | 0 | 0.0098427 | 6.8296e-07 | 0 | 6.8296e-07 | 6.8296e-07 | 0 | 6.8296e-07 | 0 | 2.3104e-06 | 5.0644e-06 | 0 | 5.0644e-06 | 0 | 2.3451e-06 | 4.6901e-06 | 0 | 4.6901e-06 | [12 empty] | 7.3.3.17.5 (Remote Grid) Updates to grid topology to minimize risk of ignition in HFTDs Remote GridWLDFRVegetation ContactAggregated | WLDFR | HFTD - Distribution - Tier 2 - 1QU CoRE ¦ 3QU LoRE | Red Flag Warning - Catastrophic Fires | Vegetation Contact | Aggregated | 2025 | 0.00011765 | 1013.9529 | 0.1193 | 2025 | Mitigation | 0.95 | 45 | 0 | esc | 0.00097009 | 1.1414e-07 | 0.00097009 | 1.1414e-07
[79 empty] | WLDFR | HFTD - Distribution - Tier 2 - 3QU CoRE ¦ 1QU LoRE | Non-Red Flag Warning - Small Fires | 2026 | 8.4937e-06 | 8.4937e-06 | 0.080408 | 0.03759 | 0.0016314 | 0.041187 | 0 | 0 | 0.0098427 | 6.8296e-07 | 0 | 6.8296e-07 | 6.8296e-07 | 0 | 6.8296e-07 | 0 | 2.3104e-06 | 5.0644e-06 | 0 | 5.0644e-06 | 0 | 2.3451e-06 | 4.6901e-06 | 0 | 4.6901e-06 | [12 empty] | 7.3.3.17.5 (Remote Grid) Updates to grid topology to minimize risk of ignition in HFTDs Remote GridWLDFRVegetation ContactAggregated | WLDFR | HFTD - Distribution - Tier 2 - 1QU CoRE ¦ 3QU LoRE | Red Flag Warning - Catastrophic Fires | Vegetation Contact | Aggregated | 2026 | 0.00011765 | 1013.9529 | 0.1193 | 2026 | Mitigation | 0.95 | 45 | 0 | esc | 0.00097009 | 1.1414e-07 | 0.00097009 | 1.1414e-07
[79 empty] | WLDFR | HFTD - Distribution - Tier 2 - 3QU CoRE ¦ 1QU LoRE | Non-Red Flag Warning - Small Fires | 2027 | 8.4937e-06 | 8.4937e-06 | 0.080408 | 0.03759 | 0.0016314 | 0.041187 | 0 | 0 | 0.0098427 | 6.8296e-07 | 0 | 6.8296e-07 | 6.8296e-07 | 0 | 6.8296e-07 | 0 | 2.3104e-06 | 5.0644e-06 | 0 | 5.0644e-06 | 0 | 2.4577e-06 | 4.9154e-06 | 0 | 4.9154e-06 | [12 empty] | 7.3.3.17.5 (Remote Grid) Updates to grid topology to minimize risk of ignition in HFTDs Remote GridWLDFRVegetation ContactAggregated | WLDFR | HFTD - Distribution - Tier 2 - 1QU CoRE ¦ 3QU LoRE | Red Flag Warning - Catastrophic Fires | Vegetation Contact | Aggregated | 2027 | 0.00011765 | 1013.9529 | 0.1193 | 2027 | Mitigation | 0.95 | 45 | 0 | esc | 0.00097009 | 1.1414e-07 | 0.00097009 | 1.1414e-07
[79 empty] | WLDFR | HFTD - Distribution - Tier 2 - 3QU CoRE ¦ 1QU LoRE | Non-Red Flag Warning - Small Fires | 2028 | 8.4937e-06 | 8.4937e-06 | 0.083606 | 0.039055 | 0.001695 | 0.042856 | 0 | 0 | 0.0098427 | 7.1013e-07 | 0 | 7.1013e-07 | 7.1013e-07 | 0 | 7.1013e-07 | 0 | 0 | 5.0644e-06 | 0 | 5.0644e-06 | 0 | 2.4577e-06 | 4.9154e-06 | 0 | 4.9154e-06 | [12 empty] | 7.3.3.17.5 (Remote Grid) Updates to grid topology to minimize risk of ignition in HFTDs Remote GridWLDFRVegetation ContactAggregated | WLDFR | HFTD - Distribution - Tier 2 - 1QU CoRE ¦ 3QU LoRE | Red Flag Warning - Catastrophic Fires | Vegetation Contact | Aggregated | 2028 | 0.00011765 | 1013.9529 | 0.1193 | 2028 | Mitigation | 0.95 | 45 | 0 | esc | 0.00097009 | 1.1414e-07 | 0.00097009 | 1.1414e-07
[79 empty] | WLDFR | HFTD - Distribution - Tier 2 - 3QU CoRE ¦ 1QU LoRE | Non-Red Flag Warning - Small Fires | 2029 | 8.4937e-06 | 8.4937e-06 | 0.083606 | 0.039055 | 0.001695 | 0.042856 | 0 | 0 | 0.0098427 | 7.1013e-07 | 0 | 7.1013e-07 | 7.1013e-07 | 0 | 7.1013e-07 | 0 | 0 | 0 | 0 | 0 | 0 | 2.4577e-06 | 4.9154e-06 | 0 | 4.9154e-06 | [12 empty] | 7.3.3.17.5 (Remote Grid) Updates to grid topology to minimize risk of ignition in HFTDs Remote GridWLDFRVegetation ContactAggregated | WLDFR | HFTD - Distribution - Tier 2 - 1QU CoRE ¦ 3QU LoRE | Red Flag Warning - Catastrophic Fires | Vegetation Contact | Aggregated | 2029 | 0.00011765 | 1013.9529 | 0.1193 | 2029 | Mitigation | 0.95 | 45 | 0 | esc | 0.00097009 | 1.1414e-07 | 0.00097009 | 1.1414e-07
[79 empty] | WLDFR | HFTD - Distribution - Tier 2 - 3QU CoRE ¦ 1QU LoRE | Non-Red Flag Warning - Small Fires | 2030 | 8.4937e-06 | 8.4937e-06 | 0.083606 | 0.039055 | 0.001695 | 0.042856 | 0 | 0 | 0.0098427 | 7.1013e-07 | 0 | 7.1013e-07 | 7.1013e-07 | 0 | 7.1013e-07 | 0 | 2.0623e-06 | 0 | 0 | 0 | 0 | 2.4577e-06 | 4.9154e-06 | 0 | 4.9154e-06 | [12 empty] | 7.3.3.17.5 (Remote Grid) Updates to grid topology to minimize risk of ignition in HFTDs Remote GridWLDFRVegetation ContactAggregated | WLDFR | HFTD - Distribution - Tier 2 - 1QU CoRE ¦ 3QU LoRE | Red Flag Warning - Catastrophic Fires | Vegetation Contact | Aggregated | 2030 | 0.00011765 | 1013.9529 | 0.1193 | 2030 | Mitigation | 0.95 | 45 | 0 | esc | 0.00097009 | 1.1414e-07 | 0.00097009 | 1.1414e-07
[79 empty] | WLDFR | HFTD - Distribution - Tier 2 - 3QU CoRE ¦ 1QU LoRE | Non-Red Flag Warning - Small Fires | 2031 | 8.4937e-06 | 8.4937e-06 | 0.083606 | 0.039055 | 0.001695 | 0.042856 | 0 | 0 | 0.0098427 | 7.1013e-07 | 0 | 7.1013e-07 | 7.1013e-07 | 0 | 7.1013e-07 | 0 | 2.1287e-06 | 4.6662e-06 | 0 | 4.6662e-06 | 0 | 0 | 4.9154e-06 | 0 | 4.9154e-06 | [12 empty] | 7.3.3.17.5 (Remote Grid) Updates to grid topology to minimize risk of ignition in HFTDs Remote GridWLDFRVegetation ContactAggregated | WLDFR | HFTD - Distribution - Tier 2 - 1QU CoRE ¦ 3QU LoRE | Red Flag Warning - Catastrophic Fires | Vegetation Contact | Aggregated | 2031 | 0.00011765 | 1013.9529 | 0.1193 | 2031 | Mitigation | 0.95 | 45 | 0 | esc | 0.00097009 | 1.1414e-07 | 0.00097009 | 1.1414e-07
[79 empty] | WLDFR | HFTD - Distribution - Tier 2 - 3QU CoRE ¦ 1QU LoRE | Non-Red Flag Warning - Small Fires | 2032 | 8.4937e-06 | 8.4937e-06 | 0.083606 | 0.039055 | 0.001695 | 0.042856 | 0 | 0 | 0.0098427 | 7.1013e-07 | 0 | 7.1013e-07 | 7.1013e-07 | 0 | 7.1013e-07 | 0 | 2.1287e-06 | 4.6662e-06 | 0 | 4.6662e-06 | 0 | 0 | 0 | 0 | 0 | [12 empty] | 7.3.3.17.5 (Remote Grid) Updates to grid topology to minimize risk of ignition in HFTDs Remote GridWLDFRVegetation ContactAggregated | WLDFR | HFTD - Distribution - Tier 2 - 1QU CoRE ¦ 3QU LoRE | Red Flag Warning - Catastrophic Fires | Vegetation Contact | Aggregated | 2032 | 0.00011765 | 1013.9529 | 0.1193 | 2032 | Mitigation | 0.95 | 45 | 0 | esc | 0.00097009 | 1.1414e-07 | 0.00097009 | 1.1414e-07
[79 empty] | WLDFR | HFTD - Distribution - Tier 2 - 3QU CoRE ¦ 1QU LoRE | Non-Red Flag Warning - Small Fires | 2033 | 8.4937e-06 | 8.4937e-06 | 0.087211 | 0.040679 | 0.0017655 | 0.044766 | 0 | 0 | 0.0098427 | 7.4074e-07 | 0 | 7.4074e-07 | 7.4074e-07 | 0 | 7.4074e-07 | 0 | 2.1287e-06 | 4.6662e-06 | 0 | 4.6662e-06 | 0 | 0 | 0 | 0 | 0 | [12 empty] | 7.3.3.17.5 (Remote Grid) Updates to grid topology to minimize risk of ignition in HFTDs Remote GridWLDFRVegetation ContactAggregated | WLDFR | HFTD - Distribution - Tier 2 - 1QU CoRE ¦ 3QU LoRE | Red Flag Warning - Catastrophic Fires | Vegetation Contact | Aggregated | 2033 | 0.00011765 | 1013.9529 | 0.1193 | 2033 | Mitigation | 0.95 | 45 | 0 | esc | 0.00097009 | 1.1414e-07 | 0.00097009 | 1.1414e-07
[79 empty] | WLDFR | HFTD - Distribution - Tier 2 - 3QU CoRE ¦ 1QU LoRE | Non-Red Flag Warning - Small Fires | 2034 | 8.4937e-06 | 8.4937e-06 | 0.087211 | 0.040679 | 0.0017655 | 0.044766 | 0 | 0 | 0.0098427 | 7.4074e-07 | 0 | 7.4074e-07 | 7.4074e-07 | 0 | 7.4074e-07 | 0 | 2.1287e-06 | 4.6662e-06 | 0 | 4.6662e-06 | 0 | 0.0013644 | 0 | 0 | 0 | [12 empty] | 7.3.3.17.5 (Remote Grid) Updates to grid topology to minimize risk of ignition in HFTDs Remote GridWLDFRVegetation ContactAggregated | WLDFR | HFTD - Distribution - Tier 2 - 1QU CoRE ¦ 3QU LoRE | Red Flag Warning - Catastrophic Fires | Vegetation Contact | Aggregated | 2034 | 0.00011765 | 1013.9529 | 0.1193 | 2034 | Mitigation | 0.95 | 45 | 0 | esc | 0.00097009 | 1.1414e-07 | 0.00097009 | 1.1414e-07
[79 empty] | WLDFR | HFTD - Distribution - Tier 2 - 3QU CoRE ¦ 1QU LoRE | Non-Red Flag Warning - Small Fires | 2035 | 8.4937e-06 | 8.4937e-06 | 0.087211 | 0.040679 | 0.0017655 | 0.044766 | 0 | 0 | 0.0098427 | 7.4074e-07 | 0 | 7.4074e-07 | 7.4074e-07 | 0 | 7.4074e-07 | 0 | 2.1287e-06 | 4.6662e-06 | 0 | 4.6662e-06 | 0 | 0.0014144 | 0.0028289 | 0 | 0.0028289 | [12 empty] | 7.3.3.17.5 (Remote Grid) Updates to grid topology to minimize risk of ignition in HFTDs Remote GridWLDFRVegetation ContactAggregated | WLDFR | HFTD - Distribution - Tier 2 - 1QU CoRE ¦ 3QU LoRE | Red Flag Warning - Catastrophic Fires | Vegetation Contact | Aggregated | 2035 | 0.00011765 | 1013.9529 | 0.1193 | 2035 | Mitigation | 0.95 | 45 | 0 | esc | 0.00097009 | 1.1414e-07 | 0.00097009 | 1.1414e-07
[79 empty] | WLDFR | HFTD - Distribution - Tier 2 - 3QU CoRE ¦ 1QU LoRE | Non-Red Flag Warning - Small Fires | 2036 | 8.4937e-06 | 8.4937e-06 | 0.087211 | 0.040679 | 0.0017655 | 0.044766 | 0 | 0 | 0.0098427 | 7.4074e-07 | 0 | 7.4074e-07 | 7.4074e-07 | 0 | 7.4074e-07 | 0 | 2.2134e-06 | 4.8517e-06 | 0 | 4.8517e-06 | 0 | 0.0014144 | 0.0028289 | 0 | 0.0028289 | [12 empty] | 7.3.3.17.5 (Remote Grid) Updates to grid topology to minimize risk of ignition in HFTDs Remote GridWLDFRVegetation ContactAggregated | WLDFR | HFTD - Distribution - Tier 2 - 1QU CoRE ¦ 3QU LoRE | Red Flag Warning - Catastrophic Fires | Vegetation Contact | Aggregated | 2036 | 0.00011765 | 1013.9529 | 0.1193 | 2036 | Mitigation | 0.95 | 45 | 0 | esc | 0.00097009 | 1.1414e-07 | 0.00097009 | 1.1414e-07
[79 empty] | WLDFR | HFTD - Distribution - Tier 2 - 3QU CoRE ¦ 1QU LoRE | Non-Red Flag Warning - Small Fires | 2037 | 8.4937e-06 | 8.4937e-06 | 0.087211 | 0.040679 | 0.0017655 | 0.044766 | 0 | 0 | 0.0098427 | 7.4074e-07 | 0 | 7.4074e-07 | 7.4074e-07 | 0 | 7.4074e-07 | 0 | 2.2134e-06 | 4.8517e-06 | 0 | 4.8517e-06 | 0 | 0.0014144 | 0.0028289 | 0 | 0.0028289 | [12 empty] | 7.3.3.17.5 (Remote Grid) Updates to grid topology to minimize risk of ignition in HFTDs Remote GridWLDFRVegetation ContactAggregated | WLDFR | HFTD - Distribution - Tier 2 - 1QU CoRE ¦ 3QU LoRE | Red Flag Warning - Catastrophic Fires | Vegetation Contact | Aggregated | 2037 | 0.00011765 | 1013.9529 | 0.1193 | 2037 | Mitigation | 0.95 | 45 | 0 | esc | 0.00097009 | 1.1414e-07 | 0.00097009 | 1.1414e-07
[79 empty] | WLDFR | HFTD - Distribution - Tier 2 - 3QU CoRE ¦ 1QU LoRE | Non-Red Flag Warning - Small Fires | 2038 | 8.4937e-06 | 8.4937e-06 | 0.091184 | 0.042438 | 0.0018418 | 0.046905 | 0 | 0 | 0.0098427 | 7.7449e-07 | 0 | 7.7449e-07 | 7.7449e-07 | 0 | 7.7449e-07 | 0 | 2.2134e-06 | 4.8517e-06 | 0 | 4.8517e-06 | 0 | 0.0014144 | 0.0028289 | 0 | 0.0028289 | [12 empty] | 7.3.3.17.5 (Remote Grid) Updates to grid topology to minimize risk of ignition in HFTDs Remote GridWLDFRVegetation ContactAggregated | WLDFR | HFTD - Distribution - Tier 2 - 1QU CoRE ¦ 3QU LoRE | Red Flag Warning - Catastrophic Fires | Vegetation Contact | Aggregated | 2038 | 0.00011765 | 1013.9529 | 0.1193 | 2038 | Mitigation | 0.95 | 45 | 0 | esc | 0.00097009 | 1.1414e-07 | 0.00097009 | 1.1414e-07
[79 empty] | WLDFR | HFTD - Distribution - Tier 2 - 3QU CoRE ¦ 1QU LoRE | Non-Red Flag Warning - Small Fires | 2039 | 8.4937e-06 | 8.4937e-06 | 0.091184 | 0.042438 | 0.0018418 | 0.046905 | 0 | 0 | 0.0098427 | 7.7449e-07 | 0 | 7.7449e-07 | 7.7449e-07 | 0 | 7.7449e-07 | 0 | 2.2134e-06 | 4.8517e-06 | 0 | 4.8517e-06 | 0 | 0.0014144 | 0.0028289 | 0 | 0.0028289 | [12 empty] | 7.3.3.17.5 (Remote Grid) Updates to grid topology to minimize risk of ignition in HFTDs Remote GridWLDFRVegetation ContactAggregated | WLDFR | HFTD - Distribution - Tier 2 - 1QU CoRE ¦ 3QU LoRE | Red Flag Warning - Catastrophic Fires | Vegetation Contact | Aggregated | 2039 | 0.00011765 | 1013.9529 | 0.1193 | 2039 | Mitigation | 0.95 | 45 | 0 | esc | 0.00097009 | 1.1414e-07 | 0.00097009 | 1.1414e-07
[79 empty] | WLDFR | HFTD - Distribution - Tier 2 - 3QU CoRE ¦ 1QU LoRE | Non-Red Flag Warning - Small Fires | 2040 | 8.4937e-06 | 8.4937e-06 | 0.091184 | 0.042438 | 0.0018418 | 0.046905 | 0 | 0 | 0.0098427 | 7.7449e-07 | 0 | 7.7449e-07 | 7.7449e-07 | 0 | 7.7449e-07 | 0 | 2.2134e-06 | 4.8517e-06 | 0 | 4.8517e-06 | 0 | 0.0014775 | 0.0029549 | 0 | 0.0029549 | [12 empty] | 7.3.3.17.5 (Remote Grid) Updates to grid topology to minimize risk of ignition in HFTDs Remote GridWLDFRVegetation ContactAggregated | WLDFR | HFTD - Distribution - Tier 2 - 1QU CoRE ¦ 3QU LoRE | Red Flag Warning - Catastrophic Fires | Vegetation Contact | Aggregated | 2040 | 0.00011765 | 1013.9529 | 0.1193 | 2040 | Mitigation | 0.95 | 45 | 0 | esc | 0.00097009 | 1.1414e-07 | 0.00097009 | 1.1414e-07
[79 empty] | WLDFR | HFTD - Distribution - Tier 2 - 3QU CoRE ¦ 1QU LoRE | Non-Red Flag Warning - Small Fires | 2041 | 8.4937e-06 | 8.4937e-06 | 0.091184 | 0.042438 | 0.0018418 | 0.046905 | 0 | 0 | 0.0098427 | 7.7449e-07 | 0 | 7.7449e-07 | 7.7449e-07 | 0 | 7.7449e-07 | 0 | 2.3088e-06 | 5.0609e-06 | 0 | 5.0609e-06 | 0 | 0.0014775 | 0.0029549 | 0 | 0.0029549 | [12 empty] | 7.3.3.17.5 (Remote Grid) Updates to grid topology to minimize risk of ignition in HFTDs Remote GridWLDFRVegetation ContactAggregated | WLDFR | HFTD - Distribution - Tier 2 - 1QU CoRE ¦ 3QU LoRE | Red Flag Warning - Catastrophic Fires | Vegetation Contact | Aggregated | 2041 | 0.00011765 | 1013.9529 | 0.1193 | 2041 | Mitigation | 0.95 | 45 | 0 | esc | 0.00097009 | 1.1414e-07 | 0.00097009 | 1.1414e-07
[79 empty] | WLDFR | HFTD - Distribution - Tier 2 - 3QU CoRE ¦ 1QU LoRE | Non-Red Flag Warning - Small Fires | 2042 | 8.4937e-06 | 8.4937e-06 | 0.091184 | 0.042438 | 0.0018418 | 0.046905 | 0 | 0 | 0.0098427 | 7.7449e-07 | 0 | 7.7449e-07 | 7.7449e-07 | 0 | 7.7449e-07 | 0 | 2.3088e-06 | 5.0609e-06 | 0 | 5.0609e-06 | 0 | 0.0014775 | 0.0029549 | 0 | 0.0029549 | [12 empty] | 7.3.3.17.5 (Remote Grid) Updates to grid topology to minimize risk of ignition in HFTDs Remote GridWLDFRVegetation ContactAggregated | WLDFR | HFTD - Distribution - Tier 2 - 1QU CoRE ¦ 3QU LoRE | Red Flag Warning - Catastrophic Fires | Vegetation Contact | Aggregated | 2042 | 0.00011765 | 1013.9529 | 0.1193 | 2042 | Mitigation | 0.95 | 45 | 0 | esc | 0.00097009 | 1.1414e-07 | 0.00097009 | 1.1414e-07
[79 empty] | WLDFR | HFTD - Distribution - Tier 2 - 3QU CoRE ¦ 1QU LoRE | Non-Red Flag Warning - Small Fires | 2043 | 8.4937e-06 | 8.4937e-06 | 0.095486 | 0.044306 | 0.0019228 | 0.049257 | 0 | 0 | 0.0098427 | 8.1103e-07 | 0 | 8.1103e-07 | 8.1103e-07 | 0 | 8.1103e-07 | 0 | 2.3088e-06 | 5.0609e-06 | 0 | 5.0609e-06 | 0 | 0.0014775 | 0.0029549 | 0 | 0.0029549 | [12 empty] | 7.3.3.17.5 (Remote Grid) Updates to grid topology to minimize risk of ignition in HFTDs Remote GridWLDFRVegetation ContactAggregated | WLDFR | HFTD - Distribution - Tier 2 - 1QU CoRE ¦ 3QU LoRE | Red Flag Warning - Catastrophic Fires | Vegetation Contact | Aggregated | 2043 | 0.00011765 | 1013.9529 | 0.1193 | 2043 | Mitigation | 0.95 | 45 | 0 | esc | 0.00097009 | 1.1414e-07 | 0.00097009 | 1.1414e-07
[79 empty] | WLDFR | HFTD - Distribution - Tier 2 - 3QU CoRE ¦ 1QU LoRE | Non-Red Flag Warning - Small Fires | 2044 | 8.4937e-06 | 8.4937e-06 | 0.095486 | 0.044306 | 0.0019228 | 0.049257 | 0 | 0 | 0.0098427 | 8.1103e-07 | 0 | 8.1103e-07 | 8.1103e-07 | 0 | 8.1103e-07 | 0 | 2.3088e-06 | 5.0609e-06 | 0 | 5.0609e-06 | 0 | 0.0014775 | 0.0029549 | 0 | 0.0029549 | [12 empty] | 7.3.3.17.5 (Remote Grid) Updates to grid topology to minimize risk of ignition in HFTDs Remote GridWLDFRVegetation ContactAggregated | WLDFR | HFTD - Distribution - Tier 2 - 1QU CoRE ¦ 3QU LoRE | Red Flag Warning - Catastrophic Fires | Vegetation Contact | Aggregated | 2044 | 0.00011765 | 1013.9529 | 0.1193 | 2044 | Mitigation | 0.95 | 45 | 0 | esc | 0.00097009 | 1.1414e-07 | 0.00097009 | 1.1414e-07
[79 empty] | WLDFR | HFTD - Distribution - Tier 2 - 3QU CoRE ¦ 1QU LoRE | Non-Red Flag Warning - Small Fires | 2045 | 8.4937e-06 | 8.4937e-06 | 0.095486 | 0.044306 | 0.0019228 | 0.049257 | 0 | 0 | 0.0098427 | 8.1103e-07 | 0 | 8.1103e-07 | 8.1103e-07 | 0 | 8.1103e-07 | 0 | 2.3088e-06 | 5.0609e-06 | 0 | 5.0609e-06 | 0 | 0.0015475 | 0.003095 | 0 | 0.003095 | [12 empty] | 7.3.3.17.5 (Remote Grid) Updates to grid topology to minimize risk of ignition in HFTDs Remote GridWLDFRVegetation ContactAggregated | WLDFR | HFTD - Distribution - Tier 2 - 1QU CoRE ¦ 3QU LoRE | Red Flag Warning - Catastrophic Fires | Vegetation Contact | Aggregated | 2045 | 0.00011765 | 1013.9529 | 0.1193 | 2045 | Mitigation | 0.95 | 45 | 0 | esc | 0.00097009 | 1.1414e-07 | 0.00097009 | 1.1414e-07
[79 empty] | WLDFR | HFTD - Distribution - Tier 2 - 3QU CoRE ¦ 1QU LoRE | Non-Red Flag Warning - Small Fires | 2046 | 8.4937e-06 | 8.4937e-06 | 0.095486 | 0.044306 | 0.0019228 | 0.049257 | 0 | 0 | 0.0098427 | 8.1103e-07 | 0 | 8.1103e-07 | 8.1103e-07 | 0 | 8.1103e-07 | 0 | 2.414e-06 | 5.2915e-06 | 0 | 5.2915e-06 | 0 | 0.0015475 | 0.003095 | 0 | 0.003095 | [12 empty] | 7.3.3.17.5 (Remote Grid) Updates to grid topology to minimize risk of ignition in HFTDs Remote GridWLDFRVegetation ContactAggregated | WLDFR | HFTD - Distribution - Tier 2 - 1QU CoRE ¦ 3QU LoRE | Red Flag Warning - Catastrophic Fires | Vegetation Contact | Aggregated | 2046 | 0.00011765 | 1013.9529 | 0.1193 | 2046 | Mitigation | 0.95 | 45 | 0 | esc | 0.00097009 | 1.1414e-07 | 0.00097009 | 1.1414e-07
[79 empty] | WLDFR | HFTD - Distribution - Tier 2 - 3QU CoRE ¦ 1QU LoRE | Non-Red Flag Warning - Small Fires | 2047 | 8.4937e-06 | 8.4937e-06 | 0.095486 | 0.044306 | 0.0019228 | 0.049257 | 0 | 0 | 0.0098427 | 8.1103e-07 | 0 | 8.1103e-07 | 8.1103e-07 | 0 | 8.1103e-07 | 0 | 2.414e-06 | 5.2915e-06 | 0 | 5.2915e-06 | 0 | 0.0015475 | 0.003095 | 0 | 0.003095 | [12 empty] | 7.3.3.17.5 (Remote Grid) Updates to grid topology to minimize risk of ignition in HFTDs Remote GridWLDFRVegetation ContactAggregated | WLDFR | HFTD - Distribution - Tier 2 - 1QU CoRE ¦ 3QU LoRE | Red Flag Warning - Catastrophic Fires | Vegetation Contact | Aggregated | 2047 | 0.00011765 | 1013.9529 | 0.1193 | 2047 | Mitigation | 0.95 | 45 | 0 | esc | 0.00097009 | 1.1414e-07 | 0.00097009 | 1.1414e-07
[79 empty] | WLDFR | HFTD - Distribution - Tier 2 - 3QU CoRE ¦ 1QU LoRE | Non-Red Flag Warning - Small Fires | 2048 | 8.4937e-06 | 8.4937e-06 | 0.10007 | 0.04626 | 0.0020076 | 0.051804 | 0 | 0 | 0.0098427 | 8.4998e-07 | 0 | 8.4998e-07 | 8.4998e-07 | 0 | 8.4998e-07 | 0 | 2.414e-06 | 5.2915e-06 | 0 | 5.2915e-06 | 0 | 0.0015475 | 0.003095 | 0 | 0.003095 | [12 empty] | 7.3.3.17.5 (Remote Grid) Updates to grid topology to minimize risk of ignition in HFTDs Remote GridWLDFRVegetation ContactAggregated | WLDFR | HFTD - Distribution - Tier 2 - 1QU CoRE ¦ 3QU LoRE | Red Flag Warning - Catastrophic Fires | Vegetation Contact | Aggregated | 2048 | 0.00011765 | 1013.9529 | 0.1193 | 2048 | Mitigation | 0.95 | 45 | 0 | esc | 0.00097009 | 1.1414e-07 | 0.00097009 | 1.1414e-07
[79 empty] | WLDFR | HFTD - Distribution - Tier 2 - 3QU CoRE ¦ 1QU LoRE | Non-Red Flag Warning - Small Fires | 2049 | 8.4937e-06 | 8.4937e-06 | 0.10007 | 0.04626 | 0.0020076 | 0.051804 | 0 | 0 | 0.0098427 | 8.4998e-07 | 0 | 8.4998e-07 | 8.4998e-07 | 0 | 8.4998e-07 | 0 | 2.414e-06 | 5.2915e-06 | 0 | 5.2915e-06 | 0 | 0.0015475 | 0.003095 | 0 | 0.003095 | [12 empty] | 7.3.3.17.5 (Remote Grid) Updates to grid topology to minimize risk of ignition in HFTDs Remote GridWLDFRVegetation ContactAggregated | WLDFR | HFTD - Distribution - Tier 2 - 1QU CoRE ¦ 3QU LoRE | Red Flag Warning - Catastrophic Fires | Vegetation Contact | Aggregated | 2049 | 0.00011765 | 1013.9529 | 0.1193 | 2049 | Mitigation | 0.95 | 45 | 0 | esc | 0.00097009 | 1.1414e-07 | 0.00097009 | 1.1414e-07
[79 empty] | WLDFR | HFTD - Distribution - Tier 2 - 3QU CoRE ¦ 1QU LoRE | Non-Red Flag Warning - Small Fires | 2050 | 8.4937e-06 | 8.4937e-06 | 0.10007 | 0.04626 | 0.0020076 | 0.051804 | 0 | 0 | 0.0098427 | 8.4998e-07 | 0 | 8.4998e-07 | 8.4998e-07 | 0 | 8.4998e-07 | 0 | 2.414e-06 | 5.2915e-06 | 0 | 5.2915e-06 | 0 | 0.0016235 | 0.0032471 | 0 | 0.0032471 | [12 empty] | 7.3.3.17.5 (Remote Grid) Updates to grid topology to minimize risk of ignition in HFTDs Remote GridWLDFRVegetation ContactAggregated | WLDFR | HFTD - Distribution - Tier 2 - 1QU CoRE ¦ 3QU LoRE | Red Flag Warning - Catastrophic Fires | Vegetation Contact | Aggregated | 2050 | 0.00011765 | 1013.9529 | 0.1193 | 2050 | Mitigation | 0.95 | 45 | 0 | esc | 0.00097009 | 1.1414e-07 | 0.00097009 | 1.1414e-07
[79 empty] | WLDFR | HFTD - Distribution - Tier 2 - 3QU CoRE ¦ 1QU LoRE | Non-Red Flag Warning - Small Fires | 2051 | 8.4937e-06 | 8.4937e-06 | 0.10007 | 0.04626 | 0.0020076 | 0.051804 | 0 | 0 | 0.0098427 | 8.4998e-07 | 0 | 8.4998e-07 | 8.4998e-07 | 0 | 8.4998e-07 | 0 | 2.5278e-06 | 5.5411e-06 | 0 | 5.5411e-06 | 0 | 0.0016235 | 0.0032471 | 0 | 0.0032471 | [12 empty] | 7.3.3.17.5 (Remote Grid) Updates to grid topology to minimize risk of ignition in HFTDs Remote GridWLDFRVegetation ContactAggregated | WLDFR | HFTD - Distribution - Tier 2 - 1QU CoRE ¦ 3QU LoRE | Red Flag Warning - Catastrophic Fires | Vegetation Contact | Aggregated | 2051 | 0.00011765 | 1013.9529 | 0.1193 | 2051 | Mitigation | 0.95 | 45 | 0 | esc | 0.00097009 | 1.1414e-07 | 0.00097009 | 1.1414e-07
[79 empty] | WLDFR | HFTD - Distribution - Tier 2 - 3QU CoRE ¦ 1QU LoRE | Non-Red Flag Warning - Small Fires | 2052 | 8.4937e-06 | 8.4937e-06 | 0.10007 | 0.04626 | 0.0020076 | 0.051804 | 0 | 0 | 0.0098427 | 8.4998e-07 | 0 | 8.4998e-07 | 8.4998e-07 | 0 | 8.4998e-07 | 0 | 2.5278e-06 | 5.5411e-06 | 0 | 5.5411e-06 | 0 | 0.0016235 | 0.0032471 | 0 | 0.0032471 | [12 empty] | 7.3.3.17.5 (Remote Grid) Updates to grid topology to minimize risk of ignition in HFTDs Remote GridWLDFRVegetation ContactAggregated | WLDFR | HFTD - Distribution - Tier 2 - 1QU CoRE ¦ 3QU LoRE | Red Flag Warning - Catastrophic Fires | Vegetation Contact | Aggregated | 2052 | 0.00011765 | 1013.9529 | 0.1193 | 2052 | Mitigation | 0.95 | 45 | 0 | esc | 0.00097009 | 1.1414e-07 | 0.00097009 | 1.1414e-07
[79 empty] | WLDFR | HFTD - Distribution - Tier 2 - 3QU CoRE ¦ 1QU LoRE | Non-Red Flag Warning - Small Fires | 2053 | 8.4937e-06 | 8.4937e-06 | 0.10489 | 0.048274 | 0.002095 | 0.054525 | 0 | 0 | 0.0098427 | 8.9094e-07 | 0 | 8.9094e-07 | 8.9094e-07 | 0 | 8.9094e-07 | 0 | 2.5278e-06 | 5.5411e-06 | 0 | 5.5411e-06 | 0 | 0.0016235 | 0.0032471 | 0 | 0.0032471 | [12 empty] | 7.3.3.17.5 (Remote Grid) Updates to grid topology to minimize risk of ignition in HFTDs Remote GridWLDFRVegetation ContactAggregated | WLDFR | HFTD - Distribution - Tier 2 - 1QU CoRE ¦ 3QU LoRE | Red Flag Warning - Catastrophic Fires | Vegetation Contact | Aggregated | 2053 | 0.00011765 | 1013.9529 | 0.1193 | 2053 | Mitigation | 0.95 | 45 | 0 | esc | 0.00097009 | 1.1414e-07 | 0.00097009 | 1.1414e-07
[79 empty] | WLDFR | HFTD - Distribution - Tier 2 - 3QU CoRE ¦ 1QU LoRE | Non-Red Flag Warning - Small Fires | 2054 | 8.4937e-06 | 8.4937e-06 | 0.10489 | 0.048274 | 0.002095 | 0.054525 | 0 | 0 | 0.0098427 | 8.9094e-07 | 0 | 8.9094e-07 | 8.9094e-07 | 0 | 8.9094e-07 | 0 | 2.5278e-06 | 5.5411e-06 | 0 | 5.5411e-06 | 0 | 0.0016235 | 0.0032471 | 0 | 0.0032471 | [12 empty] | 7.3.3.17.5 (Remote Grid) Updates to grid topology to minimize risk of ignition in HFTDs Remote GridWLDFRVegetation ContactAggregated | WLDFR | HFTD - Distribution - Tier 2 - 1QU CoRE ¦ 3QU LoRE | Red Flag Warning - Catastrophic Fires | Vegetation Contact | Aggregated | 2054 | 0.00011765 | 1013.9529 | 0.1193 | 2054 | Mitigation | 0.95 | 45 | 0 | esc | 0.00097009 | 1.1414e-07 | 0.00097009 | 1.1414e-07
[79 empty] | WLDFR | HFTD - Distribution - Tier 2 - 3QU CoRE ¦ 1QU LoRE | Non-Red Flag Warning - Small Fires | 2055 | 8.4937e-06 | 8.4937e-06 | 0.10489 | 0.048274 | 0.002095 | 0.054525 | 0 | 0 | 0.0098427 | 8.9094e-07 | 0 | 8.9094e-07 | 8.9094e-07 | 0 | 8.9094e-07 | 0 | 2.5278e-06 | 5.5411e-06 | 0 | 5.5411e-06 | 0 | 0.0017045 | 0.003409 | 0 | 0.003409 | [12 empty] | 7.3.3.17.5 (Remote Grid) Updates to grid topology to minimize risk of ignition in HFTDs Remote GridWLDFRVegetation ContactAggregated | WLDFR | HFTD - Distribution - Tier 2 - 1QU CoRE ¦ 3QU LoRE | Red Flag Warning - Catastrophic Fires | Vegetation Contact | Aggregated | 2055 | 0.00011765 | 1013.9529 | 0.1193 | 2055 | Mitigation | 0.95 | 45 | 0 | esc | 0.00097009 | 1.1414e-07 | 0.00097009 | 1.1414e-07
[79 empty] | WLDFR | HFTD - Distribution - Tier 2 - 3QU CoRE ¦ 1QU LoRE | Non-Red Flag Warning - Small Fires | 2056 | 8.4937e-06 | 8.4937e-06 | 0.10489 | 0.048274 | 0.002095 | 0.054525 | 0 | 0 | 0.0098427 | 8.9094e-07 | 0 | 8.9094e-07 | 8.9094e-07 | 0 | 8.9094e-07 | 0 | 2.6493e-06 | 5.8072e-06 | 0 | 5.8072e-06 | 0 | 0.0017045 | 0.003409 | 0 | 0.003409 | [12 empty] | 7.3.3.17.5 (Remote Grid) Updates to grid topology to minimize risk of ignition in HFTDs Remote GridWLDFRVegetation ContactAggregated | WLDFR | HFTD - Distribution - Tier 2 - 1QU CoRE ¦ 3QU LoRE | Red Flag Warning - Catastrophic Fires | Vegetation Contact | Aggregated | 2056 | 0.00011765 | 1013.9529 | 0.1193 | 2056 | Mitigation | 0.95 | 45 | 0 | esc | 0.00097009 | 1.1414e-07 | 0.00097009 | 1.1414e-07
[79 empty] | WLDFR | HFTD - Distribution - Tier 2 - 3QU CoRE ¦ 1QU LoRE | Non-Red Flag Warning - Small Fires | 2057 | 8.4937e-06 | 8.4937e-06 | 0.10489 | 0.048274 | 0.002095 | 0.054525 | 0 | 0 | 0.0098427 | 8.9094e-07 | 0 | 8.9094e-07 | 8.9094e-07 | 0 | 8.9094e-07 | 0 | 2.6493e-06 | 5.8072e-06 | 0 | 5.8072e-06 | 0 | 0.0017045 | 0.003409 | 0 | 0.003409 | [12 empty] | 7.3.3.17.5 (Remote Grid) Updates to grid topology to minimize risk of ignition in HFTDs Remote GridWLDFRVegetation ContactAggregated | WLDFR | HFTD - Distribution - Tier 2 - 1QU CoRE ¦ 3QU LoRE | Red Flag Warning - Catastrophic Fires | Vegetation Contact | Aggregated | 2057 | 0.00011765 | 1013.9529 | 0.1193 | 2057 | Mitigation | 0.95 | 45 | 0 | esc | 0.00097009 | 1.1414e-07 | 0.00097009 | 1.1414e-07
[79 empty] | WLDFR | HFTD - Distribution - Tier 2 - 3QU CoRE ¦ 1QU LoRE | Non-Red Flag Warning - Small Fires | 2058 | 8.4937e-06 | 8.4937e-06 | 0.1099 | 0.050325 | 0.0021839 | 0.057393 | 0 | 0 | 0.0098427 | 9.3348e-07 | 0 | 9.3348e-07 | 9.3348e-07 | 0 | 9.3348e-07 | 0 | 2.6493e-06 | 5.8072e-06 | 0 | 5.8072e-06 | 0 | 0.0017045 | 0.003409 | 0 | 0.003409 | [12 empty] | 7.3.3.17.5 (Remote Grid) Updates to grid topology to minimize risk of ignition in HFTDs Remote GridWLDFRVegetation ContactAggregated | WLDFR | HFTD - Distribution - Tier 2 - 1QU CoRE ¦ 3QU LoRE | Red Flag Warning - Catastrophic Fires | Vegetation Contact | Aggregated | 2058 | 0.00011765 | 1013.9529 | 0.1193 | 2058 | Mitigation | 0.95 | 45 | 0 | esc | 0.00097009 | 1.1414e-07 | 0.00097009 | 1.1414e-07
[79 empty] | WLDFR | HFTD - Distribution - Tier 2 - 3QU CoRE ¦ 1QU LoRE | Non-Red Flag Warning - Small Fires | 2059 | 8.4937e-06 | 8.4937e-06 | 0.1099 | 0.050325 | 0.0021839 | 0.057393 | 0 | 0 | 0.0098427 | 9.3348e-07 | 0 | 9.3348e-07 | 9.3348e-07 | 0 | 9.3348e-07 | 0 | 2.6493e-06 | 5.8072e-06 | 0 | 5.8072e-06 | 0 | 0.0017045 | 0.003409 | 0 | 0.003409 | [12 empty] | 7.3.3.17.5 (Remote Grid) Updates to grid topology to minimize risk of ignition in HFTDs Remote GridWLDFRVegetation ContactAggregated | WLDFR | HFTD - Distribution - Tier 2 - 1QU CoRE ¦ 3QU LoRE | Red Flag Warning - Catastrophic Fires | Vegetation Contact | Aggregated | 2059 | 0.00011765 | 1013.9529 | 0.1193 | 2059 | Mitigation | 0.95 | 45 | 0 | esc | 0.00097009 | 1.1414e-07 | 0.00097009 | 1.1414e-07
[79 empty] | WLDFR | HFTD - Distribution - Tier 2 - 3QU CoRE ¦ 1QU LoRE | Non-Red Flag Warning - Small Fires | 2060 | 8.4937e-06 | 8.4937e-06 | 0.1099 | 0.050325 | 0.0021839 | 0.057393 | 0 | 0 | 0.0098427 | 9.3348e-07 | 0 | 9.3348e-07 | 9.3348e-07 | 0 | 9.3348e-07 | 0 | 2.6493e-06 | 5.8072e-06 | 0 | 5.8072e-06 | 0 | 0.0017894 | 0.0035788 | 0 | 0.0035788 | [12 empty] | 7.3.3.17.5 (Remote Grid) Updates to grid topology to minimize risk of ignition in HFTDs Remote GridWLDFRVegetation ContactAggregated | WLDFR | HFTD - Distribution - Tier 2 - 1QU CoRE ¦ 3QU LoRE | Red Flag Warning - Catastrophic Fires | Vegetation Contact | Aggregated | 2060 | 0.00011765 | 1013.9529 | 0.1193 | 2060 | Mitigation | 0.95 | 45 | 0 | esc | 0.00097009 | 1.1414e-07 | 0.00097009 | 1.1414e-07
[79 empty] | WLDFR | HFTD - Distribution - Tier 2 - 3QU CoRE ¦ 1QU LoRE | Non-Red Flag Warning - Small Fires | 2061 | 8.4937e-06 | 8.4937e-06 | 0.1099 | 0.050325 | 0.0021839 | 0.057393 | 0 | 0 | 0.0098427 | 9.3348e-07 | 0 | 9.3348e-07 | 9.3348e-07 | 0 | 9.3348e-07 | 0 | 2.7769e-06 | 6.0871e-06 | 0 | 6.0871e-06 | 0 | 0.0017894 | 0.0035788 | 0 | 0.0035788 | [12 empty] | 7.3.3.17.5 (Remote Grid) Updates to grid topology to minimize risk of ignition in HFTDs Remote GridWLDFRVegetation ContactAggregated | WLDFR | HFTD - Distribution - Tier 2 - 1QU CoRE ¦ 3QU LoRE | Red Flag Warning - Catastrophic Fires | Vegetation Contact | Aggregated | 2061 | 0.00011765 | 1013.9529 | 0.1193 | 2061 | Mitigation | 0.95 | 45 | 0 | esc | 0.00097009 | 1.1414e-07 | 0.00097009 | 1.1414e-07
[79 empty] | WLDFR | HFTD - Distribution - Tier 2 - 3QU CoRE ¦ 1QU LoRE | Non-Red Flag Warning - Small Fires | 2062 | 8.4937e-06 | 8.4937e-06 | 0.1099 | 0.050325 | 0.0021839 | 0.057393 | 0 | 0 | 0.0098427 | 9.3348e-07 | 0 | 9.3348e-07 | 9.3348e-07 | 0 | 9.3348e-07 | 0 | 2.7769e-06 | 6.0871e-06 | 0 | 6.0871e-06 | 0 | 0.0017894 | 0.0035788 | 0 | 0.0035788 | [12 empty] | 7.3.3.17.5 (Remote Grid) Updates to grid topology to minimize risk of ignition in HFTDs Remote GridWLDFRVegetation ContactAggregated | WLDFR | HFTD - Distribution - Tier 2 - 1QU CoRE ¦ 3QU LoRE | Red Flag Warning - Catastrophic Fires | Vegetation Contact | Aggregated | 2062 | 0.00011765 | 1013.9529 | 0.1193 | 2062 | Mitigation | 0.95 | 45 | 0 | esc | 0.00097009 | 1.1414e-07 | 0.00097009 | 1.1414e-07
[79 empty] | WLDFR | HFTD - Distribution - Tier 2 - 3QU CoRE ¦ 1QU LoRE | Non-Red Flag Warning - Small Fires | 2063 | 8.4937e-06 | 8.4937e-06 | 0.11504 | 0.052388 | 0.0022734 | 0.060377 | 0 | 0 | 0.0098427 | 9.771e-07 | 0 | 9.771e-07 | 9.771e-07 | 0 | 9.771e-07 | 0 | 2.7769e-06 | 6.0871e-06 | 0 | 6.0871e-06 | 0 | 0.0017894 | 0.0035788 | 0 | 0.0035788 | [12 empty] | 7.3.3.17.5 (Remote Grid) Updates to grid topology to minimize risk of ignition in HFTDs Remote GridWLDFRVegetation ContactAggregated | WLDFR | HFTD - Distribution - Tier 2 - 1QU CoRE ¦ 3QU LoRE | Red Flag Warning - Catastrophic Fires | Vegetation Contact | Aggregated | 2063 | 0.00011765 | 1013.9529 | 0.1193 | 2063 | Mitigation | 0.95 | 45 | 0 | esc | 0.00097009 | 1.1414e-07 | 0.00097009 | 1.1414e-07
[79 empty] | WLDFR | HFTD - Distribution - Tier 2 - 3QU CoRE ¦ 1QU LoRE | Non-Red Flag Warning - Small Fires | 2064 | 8.4937e-06 | 8.4937e-06 | 0.11504 | 0.052388 | 0.0022734 | 0.060377 | 0 | 0 | 0.0098427 | 9.771e-07 | 0 | 9.771e-07 | 9.771e-07 | 0 | 9.771e-07 | 0 | 2.7769e-06 | 6.0871e-06 | 0 | 6.0871e-06 | 0 | 0 | 0.0035788 | 0 | 0.0035788 | [12 empty] | 7.3.3.17.5 (Remote Grid) Updates to grid topology to minimize risk of ignition in HFTDs Remote GridWLDFRVegetation ContactAggregated | WLDFR | HFTD - Distribution - Tier 2 - 1QU CoRE ¦ 3QU LoRE | Red Flag Warning - Catastrophic Fires | Vegetation Contact | Aggregated | 2064 | 0.00011765 | 1013.9529 | 0.1193 | 2064 | Mitigation | 0.95 | 45 | 0 | esc | 0.00097009 | 1.1414e-07 | 0.00097009 | 1.1414e-07
[79 empty] | WLDFR | HFTD - Distribution - Tier 2 - 3QU CoRE ¦ 1QU LoRE | Non-Red Flag Warning - Small Fires | 2065 | 8.4937e-06 | 8.4937e-06 | 0.11504 | 0.052388 | 0.0022734 | 0.060377 | 0 | 0 | 0.0098427 | 9.771e-07 | 0 | 9.771e-07 | 9.771e-07 | 0 | 9.771e-07 | 0 | 2.7769e-06 | 6.0871e-06 | 0 | 6.0871e-06 | 0 | 0 | 0 | 0 | 0 | [12 empty] | 7.3.3.17.5 (Remote Grid) Updates to grid topology to minimize risk of ignition in HFTDs Remote GridWLDFRVegetation ContactAggregated | WLDFR | HFTD - Distribution - Tier 2 - 1QU CoRE ¦ 3QU LoRE | Red Flag Warning - Catastrophic Fires | Vegetation Contact | Aggregated | 2065 | 0.00011765 | 1013.9529 | 0.1193 | 2065 | Mitigation | 0.95 | 45 | 0 | esc | 0.00097009 | 1.1414e-07 | 0.00097009 | 1.1414e-07
[79 empty] | WLDFR | HFTD - Distribution - Tier 2 - 3QU CoRE ¦ 1QU LoRE | Non-Red Flag Warning - Small Fires | 2066 | 8.4937e-06 | 8.4937e-06 | 0.11504 | 0.052388 | 0.0022734 | 0.060377 | 0 | 0 | 0.0098427 | 9.771e-07 | 0 | 9.771e-07 | 9.771e-07 | 0 | 9.771e-07 | 0 | 2.9095e-06 | 6.3777e-06 | 0 | 6.3777e-06 | 0 | 0 | 0 | 0 | 0 | [12 empty] | 7.3.3.17.5 (Remote Grid) Updates to grid topology to minimize risk of ignition in HFTDs Remote GridWLDFRVegetation ContactAggregated | WLDFR | HFTD - Distribution - Tier 2 - 1QU CoRE ¦ 3QU LoRE | Red Flag Warning - Catastrophic Fires | Vegetation Contact | Aggregated | 2066 | 0.00011765 | 1013.9529 | 0.1193 | 2066 | Mitigation | 0.95 | 45 | 0 | esc | 0.00097009 | 1.1414e-07 | 0.00097009 | 1.1414e-07
[79 empty] | WLDFR | HFTD - Distribution - Tier 2 - 3QU CoRE ¦ 1QU LoRE | Non-Red Flag Warning - Small Fires | 2067 | 0 | 8.4937e-06 | 0.11504 | 0.052388 | 0.0022734 | 0.060377 | 0 | 0 | 0.0098427 | 0 | 0 | 0 | 9.771e-07 | 0 | 9.771e-07 | 0 | 2.9095e-06 | 6.3777e-06 | 0 | 6.3777e-06 | 0 | 0.00015221 | 0 | 0 | 0 | [12 empty] | 7.3.3.17.5 (Remote Grid) Updates to grid topology to minimize risk of ignition in HFTDs Remote GridWLDFRVegetation ContactAggregated | WLDFR | HFTD - Distribution - Tier 2 - 1QU CoRE ¦ 3QU LoRE | Red Flag Warning - Catastrophic Fires | Vegetation Contact | Aggregated | 2067 | 0.00011765 | 1013.9529 | 0.1193 | 2067 | Mitigation | 0.95 | 45 | 0 | esc | 0 | 0 | 0.00097009 | 1.1414e-07
[79 empty] | WLDFR | HFTD - Distribution - Tier 2 - 3QU CoRE ¦ 1QU LoRE | Red Flag Warning - Catastrophic Fires | 2022 | 5.356e-08 | 0 | 14146.1306 | 222.2294 | 8585.7228 | 5338.1784 | 0 | 0 | 5.5212e-05 | 0.00075767 | 0 | 0.00075767 | 0 | 0 | 0 | 0 | 2.9095e-06 | 6.3777e-06 | 0 | 6.3777e-06 | 0 | 0.00015777 | 0.00031554 | 0 | 0.00031554 | [12 empty] | 7.3.3.17.5 (Remote Grid) Updates to grid topology to minimize risk of ignition in HFTDs Remote GridWLDFREquipment / facility failureAggregated | WLDFR | HFTD - Distribution - Tier 2 - 1QU CoRE ¦ 3QU LoRE | Red Flag Warning - Destructive Fires | Equipment / facility failure | Aggregated | 2022 | 1.0566e-05 | 1013.9529 | 0.010714 | 2022 | Mitigation | 0.95 | 45 | 0 | esc | 0.00097009 | 1.025e-08 | 0 | 0
[79 empty] | WLDFR | HFTD - Distribution - Tier 2 - 3QU CoRE ¦ 1QU LoRE | Red Flag Warning - Catastrophic Fires | 2023 | 5.356e-08 | 5.356e-08 | 14664.6376 | 233.2301 | 8896.516 | 5534.8915 | 0 | 0 | 5.5212e-05 | 0.00078544 | 0 | 0.00078544 | 0.00078544 | 0 | 0.00078544 | 0 | 2.9095e-06 | 6.3777e-06 | 0 | 6.3777e-06 | 0 | 0.00015777 | 0.00031554 | 0 | 0.00031554 | [12 empty] | 7.3.3.17.5 (Remote Grid) Updates to grid topology to minimize risk of ignition in HFTDs Remote GridWLDFREquipment / facility failureAggregated | WLDFR | HFTD - Distribution - Tier 2 - 1QU CoRE ¦ 3QU LoRE | Red Flag Warning - Destructive Fires | Equipment / facility failure | Aggregated | 2023 | 1.0566e-05 | 1013.9529 | 0.010714 | 2023 | Mitigation | 0.95 | 45 | 0 | esc | 0.00097009 | 1.025e-08 | 0.00097009 | 1.025e-08
[79 empty] | WLDFR | HFTD - Distribution - Tier 2 - 3QU CoRE ¦ 1QU LoRE | Red Flag Warning - Catastrophic Fires | 2024 | 5.356e-08 | 5.356e-08 | 14664.6376 | 233.2301 | 8896.516 | 5534.8915 | 0 | 0 | 5.5212e-05 | 0.00078544 | 0 | 0.00078544 | 0.00078544 | 0 | 0.00078544 | 0 | 2.9095e-06 | 6.3777e-06 | 0 | 6.3777e-06 | 0 | 0.00015777 | 0.00031554 | 0 | 0.00031554 | [12 empty] | 7.3.3.17.5 (Remote Grid) Updates to grid topology to minimize risk of ignition in HFTDs Remote GridWLDFREquipment / facility failureAggregated | WLDFR | HFTD - Distribution - Tier 2 - 1QU CoRE ¦ 3QU LoRE | Red Flag Warning - Destructive Fires | Equipment / facility failure | Aggregated | 2024 | 1.0566e-05 | 1013.9529 | 0.010714 | 2024 | Mitigation | 0.95 | 45 | 0 | esc | 0.00097009 | 1.025e-08 | 0.00097009 | 1.025e-08
[79 empty] | WLDFR | HFTD - Distribution - Tier 2 - 3QU CoRE ¦ 1QU LoRE | Red Flag Warning - Catastrophic Fires | 2025 | 5.356e-08 | 5.356e-08 | 14664.6376 | 233.2301 | 8896.516 | 5534.8915 | 0 | 0 | 5.5212e-05 | 0.00078544 | 0 | 0.00078544 | 0.00078544 | 0 | 0.00078544 | 0 | 3.0455e-06 | 6.6758e-06 | 0 | 6.6758e-06 | 0 | 0.00015777 | 0.00031554 | 0 | 0.00031554 | [12 empty] | 7.3.3.17.5 (Remote Grid) Updates to grid topology to minimize risk of ignition in HFTDs Remote GridWLDFREquipment / facility failureAggregated | WLDFR | HFTD - Distribution - Tier 2 - 1QU CoRE ¦ 3QU LoRE | Red Flag Warning - Destructive Fires | Equipment / facility failure | Aggregated | 2025 | 1.0566e-05 | 1013.9529 | 0.010714 | 2025 | Mitigation | 0.95 | 45 | 0 | esc | 0.00097009 | 1.025e-08 | 0.00097009 | 1.025e-08
[79 empty] | WLDFR | HFTD - Distribution - Tier 2 - 3QU CoRE ¦ 1QU LoRE | Red Flag Warning - Catastrophic Fires | 2026 | 5.356e-08 | 5.356e-08 | 14664.6376 | 233.2301 | 8896.516 | 5534.8915 | 0 | 0 | 5.5212e-05 | 0.00078544 | 0 | 0.00078544 | 0.00078544 | 0 | 0.00078544 | 0 | 3.0455e-06 | 6.6758e-06 | 0 | 6.6758e-06 | 0 | 0.00015777 | 0.00031554 | 0 | 0.00031554 | [12 empty] | 7.3.3.17.5 (Remote Grid) Updates to grid topology to minimize risk of ignition in HFTDs Remote GridWLDFREquipment / facility failureAggregated | WLDFR | HFTD - Distribution - Tier 2 - 1QU CoRE ¦ 3QU LoRE | Red Flag Warning - Destructive Fires | Equipment / facility failure | Aggregated | 2026 | 1.0566e-05 | 1013.9529 | 0.010714 | 2026 | Mitigation | 0.95 | 45 | 0 | esc | 0.00097009 | 1.025e-08 | 0.00097009 | 1.025e-08
[79 empty] | WLDFR | HFTD - Distribution - Tier 2 - 3QU CoRE ¦ 1QU LoRE | Red Flag Warning - Catastrophic Fires | 2027 | 5.356e-08 | 5.356e-08 | 14664.6376 | 233.2301 | 8896.516 | 5534.8915 | 0 | 0 | 5.5212e-05 | 0.00078544 | 0 | 0.00078544 | 0.00078544 | 0 | 0.00078544 | 0 | 3.0455e-06 | 6.6758e-06 | 0 | 6.6758e-06 | 0 | 0.00016477 | 0.00032955 | 0 | 0.00032955 | [12 empty] | 7.3.3.17.5 (Remote Grid) Updates to grid topology to minimize risk of ignition in HFTDs Remote GridWLDFREquipment / facility failureAggregated | WLDFR | HFTD - Distribution - Tier 2 - 1QU CoRE ¦ 3QU LoRE | Red Flag Warning - Destructive Fires | Equipment / facility failure | Aggregated | 2027 | 1.0566e-05 | 1013.9529 | 0.010714 | 2027 | Mitigation | 0.95 | 45 | 0 | esc | 0.00097009 | 1.025e-08 | 0.00097009 | 1.025e-08
[79 empty] | WLDFR | HFTD - Distribution - Tier 2 - 3QU CoRE ¦ 1QU LoRE | Red Flag Warning - Catastrophic Fires | 2028 | 5.356e-08 | 5.356e-08 | 15317.9909 | 247.273 | 9287.6491 | 5783.0689 | 0 | 0 | 5.5212e-05 | 0.00082043 | 0 | 0.00082043 | 0.00082043 | 0 | 0.00082043 | 0 | 3.0455e-06 | 6.6758e-06 | 0 | 6.6758e-06 | 0 | 0.00016477 | 0.00032955 | 0 | 0.00032955 | [12 empty] | 7.3.3.17.5 (Remote Grid) Updates to grid topology to minimize risk of ignition in HFTDs Remote GridWLDFREquipment / facility failureAggregated | WLDFR | HFTD - Distribution - Tier 2 - 1QU CoRE ¦ 3QU LoRE | Red Flag Warning - Destructive Fires | Equipment / facility failure | Aggregated | 2028 | 1.0566e-05 | 1013.9529 | 0.010714 | 2028 | Mitigation | 0.95 | 45 | 0 | esc | 0.00097009 | 1.025e-08 | 0.00097009 | 1.025e-08
[79 empty] | WLDFR | HFTD - Distribution - Tier 2 - 3QU CoRE ¦ 1QU LoRE | Red Flag Warning - Catastrophic Fires | 2029 | 5.356e-08 | 5.356e-08 | 15317.9909 | 247.273 | 9287.6491 | 5783.0689 | 0 | 0 | 5.5212e-05 | 0.00082043 | 0 | 0.00082043 | 0.00082043 | 0 | 0.00082043 | 0 | 3.0455e-06 | 6.6758e-06 | 0 | 6.6758e-06 | 0 | 0.00016477 | 0.00032955 | 0 | 0.00032955 | [12 empty] | 7.3.3.17.5 (Remote Grid) Updates to grid topology to minimize risk of ignition in HFTDs Remote GridWLDFREquipment / facility failureAggregated | WLDFR | HFTD - Distribution - Tier 2 - 1QU CoRE ¦ 3QU LoRE | Red Flag Warning - Destructive Fires | Equipment / facility failure | Aggregated | 2029 | 1.0566e-05 | 1013.9529 | 0.010714 | 2029 | Mitigation | 0.95 | 45 | 0 | esc | 0.00097009 | 1.025e-08 | 0.00097009 | 1.025e-08
[79 empty] | WLDFR | HFTD - Distribution - Tier 2 - 3QU CoRE ¦ 1QU LoRE | Red Flag Warning - Catastrophic Fires | 2030 | 5.356e-08 | 5.356e-08 | 15317.9909 | 247.273 | 9287.6491 | 5783.0689 | 0 | 0 | 5.5212e-05 | 0.00082043 | 0 | 0.00082043 | 0.00082043 | 0 | 0.00082043 | 0 | 3.1832e-06 | 6.9777e-06 | 0 | 6.9777e-06 | 0 | 0.00016477 | 0.00032955 | 0 | 0.00032955 | [12 empty] | 7.3.3.17.5 (Remote Grid) Updates to grid topology to minimize risk of ignition in HFTDs Remote GridWLDFREquipment / facility failureAggregated | WLDFR | HFTD - Distribution - Tier 2 - 1QU CoRE ¦ 3QU LoRE | Red Flag Warning - Destructive Fires | Equipment / facility failure | Aggregated | 2030 | 1.0566e-05 | 1013.9529 | 0.010714 | 2030 | Mitigation | 0.95 | 45 | 0 | esc | 0.00097009 | 1.025e-08 | 0.00097009 | 1.025e-08
[79 empty] | WLDFR | HFTD - Distribution - Tier 2 - 3QU CoRE ¦ 1QU LoRE | Red Flag Warning - Catastrophic Fires | 2031 | 5.356e-08 | 5.356e-08 | 15317.9909 | 247.273 | 9287.6491 | 5783.0689 | 0 | 0 | 5.5212e-05 | 0.00082043 | 0 | 0.00082043 | 0.00082043 | 0 | 0.00082043 | 0 | 3.1832e-06 | 6.9777e-06 | 0 | 6.9777e-06 | 0 | 0.00016477 | 0.00032955 | 0 | 0.00032955 | [12 empty] | 7.3.3.17.5 (Remote Grid) Updates to grid topology to minimize risk of ignition in HFTDs Remote GridWLDFREquipment / facility failureAggregated | WLDFR | HFTD - Distribution - Tier 2 - 1QU CoRE ¦ 3QU LoRE | Red Flag Warning - Destructive Fires | Equipment / facility failure | Aggregated | 2031 | 1.0566e-05 | 1013.9529 | 0.010714 | 2031 | Mitigation | 0.95 | 45 | 0 | esc | 0.00097009 | 1.025e-08 | 0.00097009 | 1.025e-08
[79 empty] | WLDFR | HFTD - Distribution - Tier 2 - 3QU CoRE ¦ 1QU LoRE | Red Flag Warning - Catastrophic Fires | 2032 | 5.356e-08 | 5.356e-08 | 15317.9909 | 247.273 | 9287.6491 | 5783.0689 | 0 | 0 | 5.5212e-05 | 0.00082043 | 0 | 0.00082043 | 0.00082043 | 0 | 0.00082043 | 0 | 3.1832e-06 | 6.9777e-06 | 0 | 6.9777e-06 | 0 | 0.00017255 | 0.0003451 | 0 | 0.0003451 | [12 empty] | 7.3.3.17.5 (Remote Grid) Updates to grid topology to minimize risk of ignition in HFTDs Remote GridWLDFREquipment / facility failureAggregated | WLDFR | HFTD - Distribution - Tier 2 - 1QU CoRE ¦ 3QU LoRE | Red Flag Warning - Destructive Fires | Equipment / facility failure | Aggregated | 2032 | 1.0566e-05 | 1013.9529 | 0.010714 | 2032 | Mitigation | 0.95 | 45 | 0 | esc | 0.00097009 | 1.025e-08 | 0.00097009 | 1.025e-08
[79 empty] | WLDFR | HFTD - Distribution - Tier 2 - 3QU CoRE ¦ 1QU LoRE | Red Flag Warning - Catastrophic Fires | 2033 | 5.356e-08 | 5.356e-08 | 16044.1264 | 263.1074 | 9721.74 | 6059.2791 | 0 | 0 | 5.5212e-05 | 0.00085932 | 0 | 0.00085932 | 0.00085932 | 0 | 0.00085932 | 0 | 0 | 6.9777e-06 | 0 | 6.9777e-06 | 0 | 0.00017255 | 0.0003451 | 0 | 0.0003451 | [12 empty] | 7.3.3.17.5 (Remote Grid) Updates to grid topology to minimize risk of ignition in HFTDs Remote GridWLDFREquipment / facility failureAggregated | WLDFR | HFTD - Distribution - Tier 2 - 1QU CoRE ¦ 3QU LoRE | Red Flag Warning - Destructive Fires | Equipment / facility failure | Aggregated | 2033 | 1.0566e-05 | 1013.9529 | 0.010714 | 2033 | Mitigation | 0.95 | 45 | 0 | esc | 0.00097009 | 1.025e-08 | 0.00097009 | 1.025e-08
[79 empty] | WLDFR | HFTD - Distribution - Tier 2 - 3QU CoRE ¦ 1QU LoRE | Red Flag Warning - Catastrophic Fires | 2034 | 5.356e-08 | 5.356e-08 | 16044.1264 | 263.1074 | 9721.74 | 6059.2791 | 0 | 0 | 5.5212e-05 | 0.00085932 | 0 | 0.00085932 | 0.00085932 | 0 | 0.00085932 | 0 | 0 | 0 | 0 | 0 | 0 | 0.00017255 | 0.0003451 | 0 | 0.0003451 | [12 empty] | 7.3.3.17.5 (Remote Grid) Updates to grid topology to minimize risk of ignition in HFTDs Remote GridWLDFREquipment / facility failureAggregated | WLDFR | HFTD - Distribution - Tier 2 - 1QU CoRE ¦ 3QU LoRE | Red Flag Warning - Destructive Fires | Equipment / facility failure | Aggregated | 2034 | 1.0566e-05 | 1013.9529 | 0.010714 | 2034 | Mitigation | 0.95 | 45 | 0 | esc | 0.00097009 | 1.025e-08 | 0.00097009 | 1.025e-08
[79 empty] | WLDFR | HFTD - Distribution - Tier 2 - 3QU CoRE ¦ 1QU LoRE | Red Flag Warning - Catastrophic Fires | 2035 | 5.356e-08 | 5.356e-08 | 16044.1264 | 263.1074 | 9721.74 | 6059.2791 | 0 | 0 | 5.5212e-05 | 0.00085932 | 0 | 0.00085932 | 0.00085932 | 0 | 0.00085932 | 0 | 0.0065544 | 0 | 0 | 0 | 0 | 0.00017255 | 0.0003451 | 0 | 0.0003451 | [12 empty] | 7.3.3.17.5 (Remote Grid) Updates to grid topology to minimize risk of ignition in HFTDs Remote GridWLDFREquipment / facility failureAggregated | WLDFR | HFTD - Distribution - Tier 2 - 1QU CoRE ¦ 3QU LoRE | Red Flag Warning - Destructive Fires | Equipment / facility failure | Aggregated | 2035 | 1.0566e-05 | 1013.9529 | 0.010714 | 2035 | Mitigation | 0.95 | 45 | 0 | esc | 0.00097009 | 1.025e-08 | 0.00097009 | 1.025e-08
[79 empty] | WLDFR | HFTD - Distribution - Tier 2 - 3QU CoRE ¦ 1QU LoRE | Red Flag Warning - Catastrophic Fires | 2036 | 5.356e-08 | 5.356e-08 | 16044.1264 | 263.1074 | 9721.74 | 6059.2791 | 0 | 0 | 5.5212e-05 | 0.00085932 | 0 | 0.00085932 | 0.00085932 | 0 | 0.00085932 | 0 | 0.0067947 | 0.014894 | 0 | 0.014894 | 0 | 0.00017255 | 0.0003451 | 0 | 0.0003451 | [12 empty] | 7.3.3.17.5 (Remote Grid) Updates to grid topology to minimize risk of ignition in HFTDs Remote GridWLDFREquipment / facility failureAggregated | WLDFR | HFTD - Distribution - Tier 2 - 1QU CoRE ¦ 3QU LoRE | Red Flag Warning - Destructive Fires | Equipment / facility failure | Aggregated | 2036 | 1.0566e-05 | 1013.9529 | 0.010714 | 2036 | Mitigation | 0.95 | 45 | 0 | esc | 0.00097009 | 1.025e-08 | 0.00097009 | 1.025e-08
[79 empty] | WLDFR | HFTD - Distribution - Tier 2 - 3QU CoRE ¦ 1QU LoRE | Red Flag Warning - Catastrophic Fires | 2037 | 5.356e-08 | 5.356e-08 | 16044.1264 | 263.1074 | 9721.74 | 6059.2791 | 0 | 0 | 5.5212e-05 | 0.00085932 | 0 | 0.00085932 | 0.00085932 | 0 | 0.00085932 | 0 | 0.0067947 | 0.014894 | 0 | 0.014894 | 0 | 0.00018098 | 0.00036196 | 0 | 0.00036196 | [12 empty] | 7.3.3.17.5 (Remote Grid) Updates to grid topology to minimize risk of ignition in HFTDs Remote GridWLDFREquipment / facility failureAggregated | WLDFR | HFTD - Distribution - Tier 2 - 1QU CoRE ¦ 3QU LoRE | Red Flag Warning - Destructive Fires | Equipment / facility failure | Aggregated | 2037 | 1.0566e-05 | 1013.9529 | 0.010714 | 2037 | Mitigation | 0.95 | 45 | 0 | esc | 0.00097009 | 1.025e-08 | 0.00097009 | 1.025e-08
[79 empty] | WLDFR | HFTD - Distribution - Tier 2 - 3QU CoRE ¦ 1QU LoRE | Red Flag Warning - Catastrophic Fires | 2038 | 5.356e-08 | 5.356e-08 | 16832.3912 | 280.5544 | 10192.2718 | 6359.5651 | 0 | 0 | 5.5212e-05 | 0.00090154 | 0 | 0.00090154 | 0.00090154 | 0 | 0.00090154 | 0 | 0.0067947 | 0.014894 | 0 | 0.014894 | 0 | 0.00018098 | 0.00036196 | 0 | 0.00036196 | [12 empty] | 7.3.3.17.5 (Remote Grid) Updates to grid topology to minimize risk of ignition in HFTDs Remote GridWLDFREquipment / facility failureAggregated | WLDFR | HFTD - Distribution - Tier 2 - 1QU CoRE ¦ 3QU LoRE | Red Flag Warning - Destructive Fires | Equipment / facility failure | Aggregated | 2038 | 1.0566e-05 | 1013.9529 | 0.010714 | 2038 | Mitigation | 0.95 | 45 | 0 | esc | 0.00097009 | 1.025e-08 | 0.00097009 | 1.025e-08
[79 empty] | WLDFR | HFTD - Distribution - Tier 2 - 3QU CoRE ¦ 1QU LoRE | Red Flag Warning - Catastrophic Fires | 2039 | 5.356e-08 | 5.356e-08 | 16832.3912 | 280.5544 | 10192.2718 | 6359.5651 | 0 | 0 | 5.5212e-05 | 0.00090154 | 0 | 0.00090154 | 0.00090154 | 0 | 0.00090154 | 0 | 0.0067947 | 0.014894 | 0 | 0.014894 | 0 | 0.00018098 | 0.00036196 | 0 | 0.00036196 | [12 empty] | 7.3.3.17.5 (Remote Grid) Updates to grid topology to minimize risk of ignition in HFTDs Remote GridWLDFREquipment / facility failureAggregated | WLDFR | HFTD - Distribution - Tier 2 - 1QU CoRE ¦ 3QU LoRE | Red Flag Warning - Destructive Fires | Equipment / facility failure | Aggregated | 2039 | 1.0566e-05 | 1013.9529 | 0.010714 | 2039 | Mitigation | 0.95 | 45 | 0 | esc | 0.00097009 | 1.025e-08 | 0.00097009 | 1.025e-08
[79 empty] | WLDFR | HFTD - Distribution - Tier 2 - 3QU CoRE ¦ 1QU LoRE | Red Flag Warning - Catastrophic Fires | 2040 | 5.356e-08 | 5.356e-08 | 16832.3912 | 280.5544 | 10192.2718 | 6359.5651 | 0 | 0 | 5.5212e-05 | 0.00090154 | 0 | 0.00090154 | 0.00090154 | 0 | 0.00090154 | 0 | 0.0067947 | 0.014894 | 0 | 0.014894 | 0 | 0.00018098 | 0.00036196 | 0 | 0.00036196 | [12 empty] | 7.3.3.17.5 (Remote Grid) Updates to grid topology to minimize risk of ignition in HFTDs Remote GridWLDFREquipment / facility failureAggregated | WLDFR | HFTD - Distribution - Tier 2 - 1QU CoRE ¦ 3QU LoRE | Red Flag Warning - Destructive Fires | Equipment / facility failure | Aggregated | 2040 | 1.0566e-05 | 1013.9529 | 0.010714 | 2040 | Mitigation | 0.95 | 45 | 0 | esc | 0.00097009 | 1.025e-08 | 0.00097009 | 1.025e-08
[79 empty] | WLDFR | HFTD - Distribution - Tier 2 - 3QU CoRE ¦ 1QU LoRE | Red Flag Warning - Catastrophic Fires | 2041 | 5.356e-08 | 5.356e-08 | 16832.3912 | 280.5544 | 10192.2718 | 6359.5651 | 0 | 0 | 5.5212e-05 | 0.00090154 | 0 | 0.00090154 | 0.00090154 | 0 | 0.00090154 | 0 | 0.0070974 | 0.015558 | 0 | 0.015558 | 0 | 0.00018098 | 0.00036196 | 0 | 0.00036196 | [12 empty] | 7.3.3.17.5 (Remote Grid) Updates to grid topology to minimize risk of ignition in HFTDs Remote GridWLDFREquipment / facility failureAggregated | WLDFR | HFTD - Distribution - Tier 2 - 1QU CoRE ¦ 3QU LoRE | Red Flag Warning - Destructive Fires | Equipment / facility failure | Aggregated | 2041 | 1.0566e-05 | 1013.9529 | 0.010714 | 2041 | Mitigation | 0.95 | 45 | 0 | esc | 0.00097009 | 1.025e-08 | 0.00097009 | 1.025e-08
[79 empty] | WLDFR | HFTD - Distribution - Tier 2 - 3QU CoRE ¦ 1QU LoRE | Red Flag Warning - Catastrophic Fires | 2042 | 5.356e-08 | 5.356e-08 | 16832.3912 | 280.5544 | 10192.2718 | 6359.5651 | 0 | 0 | 5.5212e-05 | 0.00090154 | 0 | 0.00090154 | 0.00090154 | 0 | 0.00090154 | 0 | 0.0070974 | 0.015558 | 0 | 0.015558 | 0 | 0.00018996 | 0.00037991 | 0 | 0.00037991 | [12 empty] | 7.3.3.17.5 (Remote Grid) Updates to grid topology to minimize risk of ignition in HFTDs Remote GridWLDFREquipment / facility failureAggregated | WLDFR | HFTD - Distribution - Tier 2 - 1QU CoRE ¦ 3QU LoRE | Red Flag Warning - Destructive Fires | Equipment / facility failure | Aggregated | 2042 | 1.0566e-05 | 1013.9529 | 0.010714 | 2042 | Mitigation | 0.95 | 45 | 0 | esc | 0.00097009 | 1.025e-08 | 0.00097009 | 1.025e-08
[79 empty] | WLDFR | HFTD - Distribution - Tier 2 - 3QU CoRE ¦ 1QU LoRE | Red Flag Warning - Catastrophic Fires | 2043 | 5.356e-08 | 5.356e-08 | 17672.0852 | 299.42 | 10692.7362 | 6679.929 | 0 | 0 | 5.5212e-05 | 0.00094652 | 0 | 0.00094652 | 0.00094652 | 0 | 0.00094652 | 0 | 0.0070974 | 0.015558 | 0 | 0.015558 | 0 | 0.00018996 | 0.00037991 | 0 | 0.00037991 | [12 empty] | 7.3.3.17.5 (Remote Grid) Updates to grid topology to minimize risk of ignition in HFTDs Remote GridWLDFREquipment / facility failureAggregated | WLDFR | HFTD - Distribution - Tier 2 - 1QU CoRE ¦ 3QU LoRE | Red Flag Warning - Destructive Fires | Equipment / facility failure | Aggregated | 2043 | 1.0566e-05 | 1013.9529 | 0.010714 | 2043 | Mitigation | 0.95 | 45 | 0 | esc | 0.00097009 | 1.025e-08 | 0.00097009 | 1.025e-08
[79 empty] | WLDFR | HFTD - Distribution - Tier 2 - 3QU CoRE ¦ 1QU LoRE | Red Flag Warning - Catastrophic Fires | 2044 | 5.356e-08 | 5.356e-08 | 17672.0852 | 299.42 | 10692.7362 | 6679.929 | 0 | 0 | 5.5212e-05 | 0.00094652 | 0 | 0.00094652 | 0.00094652 | 0 | 0.00094652 | 0 | 0.0070974 | 0.015558 | 0 | 0.015558 | 0 | 0.00018996 | 0.00037991 | 0 | 0.00037991 | [12 empty] | 7.3.3.17.5 (Remote Grid) Updates to grid topology to minimize risk of ignition in HFTDs Remote GridWLDFREquipment / facility failureAggregated | WLDFR | HFTD - Distribution - Tier 2 - 1QU CoRE ¦ 3QU LoRE | Red Flag Warning - Destructive Fires | Equipment / facility failure | Aggregated | 2044 | 1.0566e-05 | 1013.9529 | 0.010714 | 2044 | Mitigation | 0.95 | 45 | 0 | esc | 0.00097009 | 1.025e-08 | 0.00097009 | 1.025e-08
[79 empty] | WLDFR | HFTD - Distribution - Tier 2 - 3QU CoRE ¦ 1QU LoRE | Red Flag Warning - Catastrophic Fires | 2045 | 5.356e-08 | 5.356e-08 | 17672.0852 | 299.42 | 10692.7362 | 6679.929 | 0 | 0 | 5.5212e-05 | 0.00094652 | 0 | 0.00094652 | 0.00094652 | 0 | 0.00094652 | 0 | 0.0070974 | 0.015558 | 0 | 0.015558 | 0 | 0.00018996 | 0.00037991 | 0 | 0.00037991 | [12 empty] | 7.3.3.17.5 (Remote Grid) Updates to grid topology to minimize risk of ignition in HFTDs Remote GridWLDFREquipment / facility failureAggregated | WLDFR | HFTD - Distribution - Tier 2 - 1QU CoRE ¦ 3QU LoRE | Red Flag Warning - Destructive Fires | Equipment / facility failure | Aggregated | 2045 | 1.0566e-05 | 1013.9529 | 0.010714 | 2045 | Mitigation | 0.95 | 45 | 0 | esc | 0.00097009 | 1.025e-08 | 0.00097009 | 1.025e-08
[79 empty] | WLDFR | HFTD - Distribution - Tier 2 - 3QU CoRE ¦ 1QU LoRE | Red Flag Warning - Catastrophic Fires | 2046 | 5.356e-08 | 5.356e-08 | 17672.0852 | 299.42 | 10692.7362 | 6679.929 | 0 | 0 | 5.5212e-05 | 0.00094652 | 0 | 0.00094652 | 0.00094652 | 0 | 0.00094652 | 0 | 0.0074338 | 0.016295 | 0 | 0.016295 | 0 | 0.00018996 | 0.00037991 | 0 | 0.00037991 | [12 empty] | 7.3.3.17.5 (Remote Grid) Updates to grid topology to minimize risk of ignition in HFTDs Remote GridWLDFREquipment / facility failureAggregated | WLDFR | HFTD - Distribution - Tier 2 - 1QU CoRE ¦ 3QU LoRE | Red Flag Warning - Destructive Fires | Equipment / facility failure | Aggregated | 2046 | 1.0566e-05 | 1013.9529 | 0.010714 | 2046 | Mitigation | 0.95 | 45 | 0 | esc | 0.00097009 | 1.025e-08 | 0.00097009 | 1.025e-08
[79 empty] | WLDFR | HFTD - Distribution - Tier 2 - 3QU CoRE ¦ 1QU LoRE | Red Flag Warning - Catastrophic Fires | 2047 | 5.356e-08 | 5.356e-08 | 17672.0852 | 299.42 | 10692.7362 | 6679.929 | 0 | 0 | 5.5212e-05 | 0.00094652 | 0 | 0.00094652 | 0.00094652 | 0 | 0.00094652 | 0 | 0.0074338 | 0.016295 | 0 | 0.016295 | 0 | 0.00019936 | 0.00039871 | 0 | 0.00039871 | [12 empty] | 7.3.3.17.5 (Remote Grid) Updates to grid topology to minimize risk of ignition in HFTDs Remote GridWLDFREquipment / facility failureAggregated | WLDFR | HFTD - Distribution - Tier 2 - 1QU CoRE ¦ 3QU LoRE | Red Flag Warning - Destructive Fires | Equipment / facility failure | Aggregated | 2047 | 1.0566e-05 | 1013.9529 | 0.010714 | 2047 | Mitigation | 0.95 | 45 | 0 | esc | 0.00097009 | 1.025e-08 | 0.00097009 | 1.025e-08
[79 empty] | WLDFR | HFTD - Distribution - Tier 2 - 3QU CoRE ¦ 1QU LoRE | Red Flag Warning - Catastrophic Fires | 2048 | 5.356e-08 | 5.356e-08 | 18552.3348 | 319.4911 | 11216.5626 | 7016.281 | 0 | 0 | 5.5212e-05 | 0.00099366 | 0 | 0.00099366 | 0.00099366 | 0 | 0.00099366 | 0 | 0.0074338 | 0.016295 | 0 | 0.016295 | 0 | 0.00019936 | 0.00039871 | 0 | 0.00039871 | [12 empty] | 7.3.3.17.5 (Remote Grid) Updates to grid topology to minimize risk of ignition in HFTDs Remote GridWLDFREquipment / facility failureAggregated | WLDFR | HFTD - Distribution - Tier 2 - 1QU CoRE ¦ 3QU LoRE | Red Flag Warning - Destructive Fires | Equipment / facility failure | Aggregated | 2048 | 1.0566e-05 | 1013.9529 | 0.010714 | 2048 | Mitigation | 0.95 | 45 | 0 | esc | 0.00097009 | 1.025e-08 | 0.00097009 | 1.025e-08
[79 empty] | WLDFR | HFTD - Distribution - Tier 2 - 3QU CoRE ¦ 1QU LoRE | Red Flag Warning - Catastrophic Fires | 2049 | 5.356e-08 | 5.356e-08 | 18552.3348 | 319.4911 | 11216.5626 | 7016.281 | 0 | 0 | 5.5212e-05 | 0.00099366 | 0 | 0.00099366 | 0.00099366 | 0 | 0.00099366 | 0 | 0.0074338 | 0.016295 | 0 | 0.016295 | 0 | 0.00019936 | 0.00039871 | 0 | 0.00039871 | [12 empty] | 7.3.3.17.5 (Remote Grid) Updates to grid topology to minimize risk of ignition in HFTDs Remote GridWLDFREquipment / facility failureAggregated | WLDFR | HFTD - Distribution - Tier 2 - 1QU CoRE ¦ 3QU LoRE | Red Flag Warning - Destructive Fires | Equipment / facility failure | Aggregated | 2049 | 1.0566e-05 | 1013.9529 | 0.010714 | 2049 | Mitigation | 0.95 | 45 | 0 | esc | 0.00097009 | 1.025e-08 | 0.00097009 | 1.025e-08
[79 empty] | WLDFR | HFTD - Distribution - Tier 2 - 3QU CoRE ¦ 1QU LoRE | Red Flag Warning - Catastrophic Fires | 2050 | 5.356e-08 | 5.356e-08 | 18552.3348 | 319.4911 | 11216.5626 | 7016.281 | 0 | 0 | 5.5212e-05 | 0.00099366 | 0 | 0.00099366 | 0.00099366 | 0 | 0.00099366 | 0 | 0.0074338 | 0.016295 | 0 | 0.016295 | 0 | 0.00019936 | 0.00039871 | 0 | 0.00039871 | [12 empty] | 7.3.3.17.5 (Remote Grid) Updates to grid topology to minimize risk of ignition in HFTDs Remote GridWLDFREquipment / facility failureAggregated | WLDFR | HFTD - Distribution - Tier 2 - 1QU CoRE ¦ 3QU LoRE | Red Flag Warning - Destructive Fires | Equipment / facility failure | Aggregated | 2050 | 1.0566e-05 | 1013.9529 | 0.010714 | 2050 | Mitigation | 0.95 | 45 | 0 | esc | 0.00097009 | 1.025e-08 | 0.00097009 | 1.025e-08
[79 empty] | WLDFR | HFTD - Distribution - Tier 2 - 3QU CoRE ¦ 1QU LoRE | Red Flag Warning - Catastrophic Fires | 2051 | 5.356e-08 | 5.356e-08 | 18552.3348 | 319.4911 | 11216.5626 | 7016.281 | 0 | 0 | 5.5212e-05 | 0.00099366 | 0 | 0.00099366 | 0.00099366 | 0 | 0.00099366 | 0 | 0.0077991 | 0.017096 | 0 | 0.017096 | 0 | 0 | 0.00039871 | 0 | 0.00039871 | [12 empty] | 7.3.3.17.5 (Remote Grid) Updates to grid topology to minimize risk of ignition in HFTDs Remote GridWLDFREquipment / facility failureAggregated | WLDFR | HFTD - Distribution - Tier 2 - 1QU CoRE ¦ 3QU LoRE | Red Flag Warning - Destructive Fires | Equipment / facility failure | Aggregated | 2051 | 1.0566e-05 | 1013.9529 | 0.010714 | 2051 | Mitigation | 0.95 | 45 | 0 | esc | 0.00097009 | 1.025e-08 | 0.00097009 | 1.025e-08
[79 empty] | WLDFR | HFTD - Distribution - Tier 2 - 3QU CoRE ¦ 1QU LoRE | Red Flag Warning - Catastrophic Fires | 2052 | 5.356e-08 | 5.356e-08 | 18552.3348 | 319.4911 | 11216.5626 | 7016.281 | 0 | 0 | 5.5212e-05 | 0.00099366 | 0 | 0.00099366 | 0.00099366 | 0 | 0.00099366 | 0 | 0.0077991 | 0.017096 | 0 | 0.017096 | 0 | 0 | 0 | 0 | 0 | [12 empty] | 7.3.3.17.5 (Remote Grid) Updates to grid topology to minimize risk of ignition in HFTDs Remote GridWLDFREquipment / facility failureAggregated | WLDFR | HFTD - Distribution - Tier 2 - 1QU CoRE ¦ 3QU LoRE | Red Flag Warning - Destructive Fires | Equipment / facility failure | Aggregated | 2052 | 1.0566e-05 | 1013.9529 | 0.010714 | 2052 | Mitigation | 0.95 | 45 | 0 | esc | 0.00097009 | 1.025e-08 | 0.00097009 | 1.025e-08
[79 empty] | WLDFR | HFTD - Distribution - Tier 2 - 3QU CoRE ¦ 1QU LoRE | Red Flag Warning - Catastrophic Fires | 2053 | 5.356e-08 | 5.356e-08 | 19462.1283 | 340.5356 | 11757.1413 | 7364.4514 | 0 | 0 | 5.5212e-05 | 0.0010424 | 0 | 0.0010424 | 0.0010424 | 0 | 0.0010424 | 0 | 0.0077991 | 0.017096 | 0 | 0.017096 | 0 | 0 | 0 | 0 | 0 | [12 empty] | 7.3.3.17.5 (Remote Grid) Updates to grid topology to minimize risk of ignition in HFTDs Remote GridWLDFREquipment / facility failureAggregated | WLDFR | HFTD - Distribution - Tier 2 - 1QU CoRE ¦ 3QU LoRE | Red Flag Warning - Destructive Fires | Equipment / facility failure | Aggregated | 2053 | 1.0566e-05 | 1013.9529 | 0.010714 | 2053 | Mitigation | 0.95 | 45 | 0 | esc | 0.00097009 | 1.025e-08 | 0.00097009 | 1.025e-08
[79 empty] | WLDFR | HFTD - Distribution - Tier 2 - 3QU CoRE ¦ 1QU LoRE | Red Flag Warning - Catastrophic Fires | 2054 | 5.356e-08 | 5.356e-08 | 19462.1283 | 340.5356 | 11757.1413 | 7364.4514 | 0 | 0 | 5.5212e-05 | 0.0010424 | 0 | 0.0010424 | 0.0010424 | 0 | 0.0010424 | 0 | 0.0077991 | 0.017096 | 0 | 0.017096 | 0 | 1.0314e-06 | 0 | 0 | 0 | [12 empty] | 7.3.3.17.5 (Remote Grid) Updates to grid topology to minimize risk of ignition in HFTDs Remote GridWLDFREquipment / facility failureAggregated | WLDFR | HFTD - Distribution - Tier 2 - 1QU CoRE ¦ 3QU LoRE | Red Flag Warning - Destructive Fires | Equipment / facility failure | Aggregated | 2054 | 1.0566e-05 | 1013.9529 | 0.010714 | 2054 | Mitigation | 0.95 | 45 | 0 | esc | 0.00097009 | 1.025e-08 | 0.00097009 | 1.025e-08
[79 empty] | WLDFR | HFTD - Distribution - Tier 2 - 3QU CoRE ¦ 1QU LoRE | Red Flag Warning - Catastrophic Fires | 2055 | 5.356e-08 | 5.356e-08 | 19462.1283 | 340.5356 | 11757.1413 | 7364.4514 | 0 | 0 | 5.5212e-05 | 0.0010424 | 0 | 0.0010424 | 0.0010424 | 0 | 0.0010424 | 0 | 0.0077991 | 0.017096 | 0 | 0.017096 | 0 | 1.0775e-06 | 2.1551e-06 | 0 | 2.1551e-06 | [12 empty] | 7.3.3.17.5 (Remote Grid) Updates to grid topology to minimize risk of ignition in HFTDs Remote GridWLDFREquipment / facility failureAggregated | WLDFR | HFTD - Distribution - Tier 2 - 1QU CoRE ¦ 3QU LoRE | Red Flag Warning - Destructive Fires | Equipment / facility failure | Aggregated | 2055 | 1.0566e-05 | 1013.9529 | 0.010714 | 2055 | Mitigation | 0.95 | 45 | 0 | esc | 0.00097009 | 1.025e-08 | 0.00097009 | 1.025e-08
[79 empty] | WLDFR | HFTD - Distribution - Tier 2 - 3QU CoRE ¦ 1QU LoRE | Red Flag Warning - Catastrophic Fires | 2056 | 5.356e-08 | 5.356e-08 | 19462.1283 | 340.5356 | 11757.1413 | 7364.4514 | 0 | 0 | 5.5212e-05 | 0.0010424 | 0 | 0.0010424 | 0.0010424 | 0 | 0.0010424 | 0 | 0.0081881 | 0.017949 | 0 | 0.017949 | 0 | 1.0775e-06 | 2.1551e-06 | 0 | 2.1551e-06 | [12 empty] | 7.3.3.17.5 (Remote Grid) Updates to grid topology to minimize risk of ignition in HFTDs Remote GridWLDFREquipment / facility failureAggregated | WLDFR | HFTD - Distribution - Tier 2 - 1QU CoRE ¦ 3QU LoRE | Red Flag Warning - Destructive Fires | Equipment / facility failure | Aggregated | 2056 | 1.0566e-05 | 1013.9529 | 0.010714 | 2056 | Mitigation | 0.95 | 45 | 0 | esc | 0.00097009 | 1.025e-08 | 0.00097009 | 1.025e-08
[79 empty] | WLDFR | HFTD - Distribution - Tier 2 - 3QU CoRE ¦ 1QU LoRE | Red Flag Warning - Catastrophic Fires | 2057 | 5.356e-08 | 5.356e-08 | 19462.1283 | 340.5356 | 11757.1413 | 7364.4514 | 0 | 0 | 5.5212e-05 | 0.0010424 | 0 | 0.0010424 | 0.0010424 | 0 | 0.0010424 | 0 | 0.0081881 | 0.017949 | 0 | 0.017949 | 0 | 1.0775e-06 | 2.1551e-06 | 0 | 2.1551e-06 | [12 empty] | 7.3.3.17.5 (Remote Grid) Updates to grid topology to minimize risk of ignition in HFTDs Remote GridWLDFREquipment / facility failureAggregated | WLDFR | HFTD - Distribution - Tier 2 - 1QU CoRE ¦ 3QU LoRE | Red Flag Warning - Destructive Fires | Equipment / facility failure | Aggregated | 2057 | 1.0566e-05 | 1013.9529 | 0.010714 | 2057 | Mitigation | 0.95 | 45 | 0 | esc | 0.00097009 | 1.025e-08 | 0.00097009 | 1.025e-08
[79 empty] | WLDFR | HFTD - Distribution - Tier 2 - 3QU CoRE ¦ 1QU LoRE | Red Flag Warning - Catastrophic Fires | 2058 | 5.356e-08 | 5.356e-08 | 20390.4035 | 362.3049 | 12307.8747 | 7720.2238 | 0 | 0 | 5.5212e-05 | 0.0010921 | 0 | 0.0010921 | 0.0010921 | 0 | 0.0010921 | 0 | 0.0081881 | 0.017949 | 0 | 0.017949 | 0 | 1.0775e-06 | 2.1551e-06 | 0 | 2.1551e-06 | [12 empty] | 7.3.3.17.5 (Remote Grid) Updates to grid topology to minimize risk of ignition in HFTDs Remote GridWLDFREquipment / facility failureAggregated | WLDFR | HFTD - Distribution - Tier 2 - 1QU CoRE ¦ 3QU LoRE | Red Flag Warning - Destructive Fires | Equipment / facility failure | Aggregated | 2058 | 1.0566e-05 | 1013.9529 | 0.010714 | 2058 | Mitigation | 0.95 | 45 | 0 | esc | 0.00097009 | 1.025e-08 | 0.00097009 | 1.025e-08
[79 empty] | WLDFR | HFTD - Distribution - Tier 2 - 3QU CoRE ¦ 1QU LoRE | Red Flag Warning - Catastrophic Fires | 2059 | 5.356e-08 | 5.356e-08 | 20390.4035 | 362.3049 | 12307.8747 | 7720.2238 | 0 | 0 | 5.5212e-05 | 0.0010921 | 0 | 0.0010921 | 0.0010921 | 0 | 0.0010921 | 0 | 0.0081881 | 0.017949 | 0 | 0.017949 | 0 | 1.0775e-06 | 2.1551e-06 | 0 | 2.1551e-06 | [12 empty] | 7.3.3.17.5 (Remote Grid) Updates to grid topology to minimize risk of ignition in HFTDs Remote GridWLDFREquipment / facility failureAggregated | WLDFR | HFTD - Distribution - Tier 2 - 1QU CoRE ¦ 3QU LoRE | Red Flag Warning - Destructive Fires | Equipment / facility failure | Aggregated | 2059 | 1.0566e-05 | 1013.9529 | 0.010714 | 2059 | Mitigation | 0.95 | 45 | 0 | esc | 0.00097009 | 1.025e-08 | 0.00097009 | 1.025e-08
[79 empty] | WLDFR | HFTD - Distribution - Tier 2 - 3QU CoRE ¦ 1QU LoRE | Red Flag Warning - Catastrophic Fires | 2060 | 5.356e-08 | 5.356e-08 | 20390.4035 | 362.3049 | 12307.8747 | 7720.2238 | 0 | 0 | 5.5212e-05 | 0.0010921 | 0 | 0.0010921 | 0.0010921 | 0 | 0.0010921 | 0 | 0.0081881 | 0.017949 | 0 | 0.017949 | 0 | 1.137e-06 | 2.2739e-06 | 0 | 2.2739e-06 | [12 empty] | 7.3.3.17.5 (Remote Grid) Updates to grid topology to minimize risk of ignition in HFTDs Remote GridWLDFREquipment / facility failureAggregated | WLDFR | HFTD - Distribution - Tier 2 - 1QU CoRE ¦ 3QU LoRE | Red Flag Warning - Destructive Fires | Equipment / facility failure | Aggregated | 2060 | 1.0566e-05 | 1013.9529 | 0.010714 | 2060 | Mitigation | 0.95 | 45 | 0 | esc | 0.00097009 | 1.025e-08 | 0.00097009 | 1.025e-08
[79 empty] | WLDFR | HFTD - Distribution - Tier 2 - 3QU CoRE ¦ 1QU LoRE | Red Flag Warning - Catastrophic Fires | 2061 | 5.356e-08 | 5.356e-08 | 20390.4035 | 362.3049 | 12307.8747 | 7720.2238 | 0 | 0 | 5.5212e-05 | 0.0010921 | 0 | 0.0010921 | 0.0010921 | 0 | 0.0010921 | 0 | 0.008596 | 0.018843 | 0 | 0.018843 | 0 | 1.137e-06 | 2.2739e-06 | 0 | 2.2739e-06 | [12 empty] | 7.3.3.17.5 (Remote Grid) Updates to grid topology to minimize risk of ignition in HFTDs Remote GridWLDFREquipment / facility failureAggregated | WLDFR | HFTD - Distribution - Tier 2 - 1QU CoRE ¦ 3QU LoRE | Red Flag Warning - Destructive Fires | Equipment / facility failure | Aggregated | 2061 | 1.0566e-05 | 1013.9529 | 0.010714 | 2061 | Mitigation | 0.95 | 45 | 0 | esc | 0.00097009 | 1.025e-08 | 0.00097009 | 1.025e-08
[79 empty] | WLDFR | HFTD - Distribution - Tier 2 - 3QU CoRE ¦ 1QU LoRE | Red Flag Warning - Catastrophic Fires | 2062 | 5.356e-08 | 5.356e-08 | 20390.4035 | 362.3049 | 12307.8747 | 7720.2238 | 0 | 0 | 5.5212e-05 | 0.0010921 | 0 | 0.0010921 | 0.0010921 | 0 | 0.0010921 | 0 | 0.008596 | 0.018843 | 0 | 0.018843 | 0 | 1.137e-06 | 2.2739e-06 | 0 | 2.2739e-06 | [12 empty] | 7.3.3.17.5 (Remote Grid) Updates to grid topology to minimize risk of ignition in HFTDs Remote GridWLDFREquipment / facility failureAggregated | WLDFR | HFTD - Distribution - Tier 2 - 1QU CoRE ¦ 3QU LoRE | Red Flag Warning - Destructive Fires | Equipment / facility failure | Aggregated | 2062 | 1.0566e-05 | 1013.9529 | 0.010714 | 2062 | Mitigation | 0.95 | 45 | 0 | esc | 0.00097009 | 1.025e-08 | 0.00097009 | 1.025e-08
[79 empty] | WLDFR | HFTD - Distribution - Tier 2 - 3QU CoRE ¦ 1QU LoRE | Red Flag Warning - Catastrophic Fires | 2063 | 5.356e-08 | 5.356e-08 | 21325.9188 | 384.5316 | 12862.0997 | 8079.2876 | 0 | 0 | 5.5212e-05 | 0.0011422 | 0 | 0.0011422 | 0.0011422 | 0 | 0.0011422 | 0 | 0.008596 | 0.018843 | 0 | 0.018843 | 0 | 1.137e-06 | 2.2739e-06 | 0 | 2.2739e-06 | [12 empty] | 7.3.3.17.5 (Remote Grid) Updates to grid topology to minimize risk of ignition in HFTDs Remote GridWLDFREquipment / facility failureAggregated | WLDFR | HFTD - Distribution - Tier 2 - 1QU CoRE ¦ 3QU LoRE | Red Flag Warning - Destructive Fires | Equipment / facility failure | Aggregated | 2063 | 1.0566e-05 | 1013.9529 | 0.010714 | 2063 | Mitigation | 0.95 | 45 | 0 | esc | 0.00097009 | 1.025e-08 | 0.00097009 | 1.025e-08
[79 empty] | WLDFR | HFTD - Distribution - Tier 2 - 3QU CoRE ¦ 1QU LoRE | Red Flag Warning - Catastrophic Fires | 2064 | 5.356e-08 | 5.356e-08 | 21325.9188 | 384.5316 | 12862.0997 | 8079.2876 | 0 | 0 | 5.5212e-05 | 0.0011422 | 0 | 0.0011422 | 0.0011422 | 0 | 0.0011422 | 0 | 0.008596 | 0.018843 | 0 | 0.018843 | 0 | 1.137e-06 | 2.2739e-06 | 0 | 2.2739e-06 | [12 empty] | 7.3.3.17.5 (Remote Grid) Updates to grid topology to minimize risk of ignition in HFTDs Remote GridWLDFREquipment / facility failureAggregated | WLDFR | HFTD - Distribution - Tier 2 - 1QU CoRE ¦ 3QU LoRE | Red Flag Warning - Destructive Fires | Equipment / facility failure | Aggregated | 2064 | 1.0566e-05 | 1013.9529 | 0.010714 | 2064 | Mitigation | 0.95 | 45 | 0 | esc | 0.00097009 | 1.025e-08 | 0.00097009 | 1.025e-08
[79 empty] | WLDFR | HFTD - Distribution - Tier 2 - 3QU CoRE ¦ 1QU LoRE | Red Flag Warning - Catastrophic Fires | 2065 | 5.356e-08 | 5.356e-08 | 21325.9188 | 384.5316 | 12862.0997 | 8079.2876 | 0 | 0 | 5.5212e-05 | 0.0011422 | 0 | 0.0011422 | 0.0011422 | 0 | 0.0011422 | 0 | 0.008596 | 0.018843 | 0 | 0.018843 | 0 | 1.2046e-06 | 2.4091e-06 | 0 | 2.4091e-06 | [12 empty] | 7.3.3.17.5 (Remote Grid) Updates to grid topology to minimize risk of ignition in HFTDs Remote GridWLDFREquipment / facility failureAggregated | WLDFR | HFTD - Distribution - Tier 2 - 1QU CoRE ¦ 3QU LoRE | Red Flag Warning - Destructive Fires | Equipment / facility failure | Aggregated | 2065 | 1.0566e-05 | 1013.9529 | 0.010714 | 2065 | Mitigation | 0.95 | 45 | 0 | esc | 0.00097009 | 1.025e-08 | 0.00097009 | 1.025e-08
[79 empty] | WLDFR | HFTD - Distribution - Tier 2 - 3QU CoRE ¦ 1QU LoRE | Red Flag Warning - Catastrophic Fires | 2066 | 5.356e-08 | 5.356e-08 | 21325.9188 | 384.5316 | 12862.0997 | 8079.2876 | 0 | 0 | 5.5212e-05 | 0.0011422 | 0 | 0.0011422 | 0.0011422 | 0 | 0.0011422 | 0 | 0.0090175 | 0.019767 | 0 | 0.019767 | 0 | 1.2046e-06 | 2.4091e-06 | 0 | 2.4091e-06 | [12 empty] | 7.3.3.17.5 (Remote Grid) Updates to grid topology to minimize risk of ignition in HFTDs Remote GridWLDFREquipment / facility failureAggregated | WLDFR | HFTD - Distribution - Tier 2 - 1QU CoRE ¦ 3QU LoRE | Red Flag Warning - Destructive Fires | Equipment / facility failure | Aggregated | 2066 | 1.0566e-05 | 1013.9529 | 0.010714 | 2066 | Mitigation | 0.95 | 45 | 0 | esc | 0.00097009 | 1.025e-08 | 0.00097009 | 1.025e-08
[79 empty] | WLDFR | HFTD - Distribution - Tier 2 - 3QU CoRE ¦ 1QU LoRE | Red Flag Warning - Catastrophic Fires | 2067 | 0 | 5.356e-08 | 21325.9188 | 384.5316 | 12862.0997 | 8079.2876 | 0 | 0 | 5.5212e-05 | 0 | 0 | 0 | 0.0011422 | 0 | 0.0011422 | 0 | 0.0090175 | 0.019767 | 0 | 0.019767 | 0 | 1.2046e-06 | 2.4091e-06 | 0 | 2.4091e-06 | [12 empty] | 7.3.3.17.5 (Remote Grid) Updates to grid topology to minimize risk of ignition in HFTDs Remote GridWLDFREquipment / facility failureAggregated | WLDFR | HFTD - Distribution - Tier 2 - 1QU CoRE ¦ 3QU LoRE | Red Flag Warning - Destructive Fires | Equipment / facility failure | Aggregated | 2067 | 1.0566e-05 | 1013.9529 | 0.010714 | 2067 | Mitigation | 0.95 | 45 | 0 | esc | 0 | 0 | 0.00097009 | 1.025e-08
[79 empty] | WLDFR | HFTD - Distribution - Tier 2 - 3QU CoRE ¦ 1QU LoRE | Red Flag Warning - Destructive Fires | 2022 | 9.0744e-09 | 0 | 8807.9522 | 222.2294 | 8585.7228 | 0 | 0 | 0 | 9.3543e-06 | 7.9927e-05 | 0 | 7.9927e-05 | 0 | 0 | 0 | 0 | 0.0090175 | 0.019767 | 0 | 0.019767 | 0 | 1.2046e-06 | 2.4091e-06 | 0 | 2.4091e-06 | [12 empty] | 7.3.3.17.5 (Remote Grid) Updates to grid topology to minimize risk of ignition in HFTDs Remote GridWLDFRVegetation ContactAggregated | WLDFR | HFTD - Distribution - Tier 2 - 1QU CoRE ¦ 3QU LoRE | Red Flag Warning - Destructive Fires | Vegetation Contact | Aggregated | 2022 | 1.3776e-05 | 1013.9529 | 0.013969 | 2022 | Mitigation | 0.95 | 45 | 0 | esc | 0.00097009 | 1.3364e-08 | 0 | 0
[79 empty] | WLDFR | HFTD - Distribution - Tier 2 - 3QU CoRE ¦ 1QU LoRE | Red Flag Warning - Destructive Fires | 2023 | 9.0744e-09 | 9.0744e-09 | 9129.7461 | 233.2301 | 8896.516 | 0 | 0 | 0 | 9.3543e-06 | 8.2847e-05 | 0 | 8.2847e-05 | 8.2847e-05 | 0 | 8.2847e-05 | 0 | 0.0090175 | 0.019767 | 0 | 0.019767 | 0 | 1.2046e-06 | 2.4091e-06 | 0 | 2.4091e-06 | [12 empty] | 7.3.3.17.5 (Remote Grid) Updates to grid topology to minimize risk of ignition in HFTDs Remote GridWLDFRVegetation ContactAggregated | WLDFR | HFTD - Distribution - Tier 2 - 1QU CoRE ¦ 3QU LoRE | Red Flag Warning - Destructive Fires | Vegetation Contact | Aggregated | 2023 | 1.3776e-05 | 1013.9529 | 0.013969 | 2023 | Mitigation | 0.95 | 45 | 0 | esc | 0.00097009 | 1.3364e-08 | 0.00097009 | 1.3364e-08
[79 empty] | WLDFR | HFTD - Distribution - Tier 2 - 3QU CoRE ¦ 1QU LoRE | Red Flag Warning - Destructive Fires | 2024 | 9.0744e-09 | 9.0744e-09 | 9129.7461 | 233.2301 | 8896.516 | 0 | 0 | 0 | 9.3543e-06 | 8.2847e-05 | 0 | 8.2847e-05 | 8.2847e-05 | 0 | 8.2847e-05 | 0 | 0.0090175 | 0.019767 | 0 | 0.019767 | 0 | 1.2798e-06 | 2.5596e-06 | 0 | 2.5596e-06 | [12 empty] | 7.3.3.17.5 (Remote Grid) Updates to grid topology to minimize risk of ignition in HFTDs Remote GridWLDFRVegetation ContactAggregated | WLDFR | HFTD - Distribution - Tier 2 - 1QU CoRE ¦ 3QU LoRE | Red Flag Warning - Destructive Fires | Vegetation Contact | Aggregated | 2024 | 1.3776e-05 | 1013.9529 | 0.013969 | 2024 | Mitigation | 0.95 | 45 | 0 | esc | 0.00097009 | 1.3364e-08 | 0.00097009 | 1.3364e-08
[79 empty] | WLDFR | HFTD - Distribution - Tier 2 - 3QU CoRE ¦ 1QU LoRE | Red Flag Warning - Destructive Fires | 2025 | 9.0744e-09 | 9.0744e-09 | 9129.7461 | 233.2301 | 8896.516 | 0 | 0 | 0 | 9.3543e-06 | 8.2847e-05 | 0 | 8.2847e-05 | 8.2847e-05 | 0 | 8.2847e-05 | 0 | 0.0094476 | 0.020709 | 0 | 0.020709 | 0 | 1.2798e-06 | 2.5596e-06 | 0 | 2.5596e-06 | [12 empty] | 7.3.3.17.5 (Remote Grid) Updates to grid topology to minimize risk of ignition in HFTDs Remote GridWLDFRVegetation ContactAggregated | WLDFR | HFTD - Distribution - Tier 2 - 1QU CoRE ¦ 3QU LoRE | Red Flag Warning - Destructive Fires | Vegetation Contact | Aggregated | 2025 | 1.3776e-05 | 1013.9529 | 0.013969 | 2025 | Mitigation | 0.95 | 45 | 0 | esc | 0.00097009 | 1.3364e-08 | 0.00097009 | 1.3364e-08
[79 empty] | WLDFR | HFTD - Distribution - Tier 2 - 3QU CoRE ¦ 1QU LoRE | Red Flag Warning - Destructive Fires | 2026 | 9.0744e-09 | 9.0744e-09 | 9129.7461 | 233.2301 | 8896.516 | 0 | 0 | 0 | 9.3543e-06 | 8.2847e-05 | 0 | 8.2847e-05 | 8.2847e-05 | 0 | 8.2847e-05 | 0 | 0.0094476 | 0.020709 | 0 | 0.020709 | 0 | 1.2798e-06 | 2.5596e-06 | 0 | 2.5596e-06 | [12 empty] | 7.3.3.17.5 (Remote Grid) Updates to grid topology to minimize risk of ignition in HFTDs Remote GridWLDFRVegetation ContactAggregated | WLDFR | HFTD - Distribution - Tier 2 - 1QU CoRE ¦ 3QU LoRE | Red Flag Warning - Destructive Fires | Vegetation Contact | Aggregated | 2026 | 1.3776e-05 | 1013.9529 | 0.013969 | 2026 | Mitigation | 0.95 | 45 | 0 | esc | 0.00097009 | 1.3364e-08 | 0.00097009 | 1.3364e-08
[79 empty] | WLDFR | HFTD - Distribution - Tier 2 - 3QU CoRE ¦ 1QU LoRE | Red Flag Warning - Destructive Fires | 2027 | 9.0744e-09 | 9.0744e-09 | 9129.7461 | 233.2301 | 8896.516 | 0 | 0 | 0 | 9.3543e-06 | 8.2847e-05 | 0 | 8.2847e-05 | 8.2847e-05 | 0 | 8.2847e-05 | 0 | 0.0094476 | 0.020709 | 0 | 0.020709 | 0 | 1.2798e-06 | 2.5596e-06 | 0 | 2.5596e-06 | [12 empty] | 7.3.3.17.5 (Remote Grid) Updates to grid topology to minimize risk of ignition in HFTDs Remote GridWLDFRVegetation ContactAggregated | WLDFR | HFTD - Distribution - Tier 2 - 1QU CoRE ¦ 3QU LoRE | Red Flag Warning - Destructive Fires | Vegetation Contact | Aggregated | 2027 | 1.3776e-05 | 1013.9529 | 0.013969 | 2027 | Mitigation | 0.95 | 45 | 0 | esc | 0.00097009 | 1.3364e-08 | 0.00097009 | 1.3364e-08
[79 empty] | WLDFR | HFTD - Distribution - Tier 2 - 3QU CoRE ¦ 1QU LoRE | Red Flag Warning - Destructive Fires | 2028 | 9.0744e-09 | 9.0744e-09 | 9534.9221 | 247.273 | 9287.6491 | 0 | 0 | 0 | 9.3543e-06 | 8.6524e-05 | 0 | 8.6524e-05 | 8.6524e-05 | 0 | 8.6524e-05 | 0 | 0.0094476 | 0.020709 | 0 | 0.020709 | 0 | 1.2798e-06 | 2.5596e-06 | 0 | 2.5596e-06 | [12 empty] | 7.3.3.17.5 (Remote Grid) Updates to grid topology to minimize risk of ignition in HFTDs Remote GridWLDFRVegetation ContactAggregated | WLDFR | HFTD - Distribution - Tier 2 - 1QU CoRE ¦ 3QU LoRE | Red Flag Warning - Destructive Fires | Vegetation Contact | Aggregated | 2028 | 1.3776e-05 | 1013.9529 | 0.013969 | 2028 | Mitigation | 0.95 | 45 | 0 | esc | 0.00097009 | 1.3364e-08 | 0.00097009 | 1.3364e-08
[79 empty] | WLDFR | HFTD - Distribution - Tier 2 - 3QU CoRE ¦ 1QU LoRE | Red Flag Warning - Destructive Fires | 2029 | 9.0744e-09 | 9.0744e-09 | 9534.9221 | 247.273 | 9287.6491 | 0 | 0 | 0 | 9.3543e-06 | 8.6524e-05 | 0 | 8.6524e-05 | 8.6524e-05 | 0 | 8.6524e-05 | 0 | 0.0094476 | 0.020709 | 0 | 0.020709 | 0 | 1.3621e-06 | 2.7242e-06 | 0 | 2.7242e-06 | [12 empty] | 7.3.3.17.5 (Remote Grid) Updates to grid topology to minimize risk of ignition in HFTDs Remote GridWLDFRVegetation ContactAggregated | WLDFR | HFTD - Distribution - Tier 2 - 1QU CoRE ¦ 3QU LoRE | Red Flag Warning - Destructive Fires | Vegetation Contact | Aggregated | 2029 | 1.3776e-05 | 1013.9529 | 0.013969 | 2029 | Mitigation | 0.95 | 45 | 0 | esc | 0.00097009 | 1.3364e-08 | 0.00097009 | 1.3364e-08
[79 empty] | WLDFR | HFTD - Distribution - Tier 2 - 3QU CoRE ¦ 1QU LoRE | Red Flag Warning - Destructive Fires | 2030 | 9.0744e-09 | 9.0744e-09 | 9534.9221 | 247.273 | 9287.6491 | 0 | 0 | 0 | 9.3543e-06 | 8.6524e-05 | 0 | 8.6524e-05 | 8.6524e-05 | 0 | 8.6524e-05 | 0 | 0.0098811 | 0.02166 | 0 | 0.02166 | 0 | 1.3621e-06 | 2.7242e-06 | 0 | 2.7242e-06 | [12 empty] | 7.3.3.17.5 (Remote Grid) Updates to grid topology to minimize risk of ignition in HFTDs Remote GridWLDFRVegetation ContactAggregated | WLDFR | HFTD - Distribution - Tier 2 - 1QU CoRE ¦ 3QU LoRE | Red Flag Warning - Destructive Fires | Vegetation Contact | Aggregated | 2030 | 1.3776e-05 | 1013.9529 | 0.013969 | 2030 | Mitigation | 0.95 | 45 | 0 | esc | 0.00097009 | 1.3364e-08 | 0.00097009 | 1.3364e-08
[79 empty] | WLDFR | HFTD - Distribution - Tier 2 - 3QU CoRE ¦ 1QU LoRE | Red Flag Warning - Destructive Fires | 2031 | 9.0744e-09 | 9.0744e-09 | 9534.9221 | 247.273 | 9287.6491 | 0 | 0 | 0 | 9.3543e-06 | 8.6524e-05 | 0 | 8.6524e-05 | 8.6524e-05 | 0 | 8.6524e-05 | 0 | 0.0098811 | 0.02166 | 0 | 0.02166 | 0 | 1.3621e-06 | 2.7242e-06 | 0 | 2.7242e-06 | [12 empty] | 7.3.3.17.5 (Remote Grid) Updates to grid topology to minimize risk of ignition in HFTDs Remote GridWLDFRVegetation ContactAggregated | WLDFR | HFTD - Distribution - Tier 2 - 1QU CoRE ¦ 3QU LoRE | Red Flag Warning - Destructive Fires | Vegetation Contact | Aggregated | 2031 | 1.3776e-05 | 1013.9529 | 0.013969 | 2031 | Mitigation | 0.95 | 45 | 0 | esc | 0.00097009 | 1.3364e-08 | 0.00097009 | 1.3364e-08
[79 empty] | WLDFR | HFTD - Distribution - Tier 2 - 3QU CoRE ¦ 1QU LoRE | Red Flag Warning - Destructive Fires | 2032 | 9.0744e-09 | 9.0744e-09 | 9534.9221 | 247.273 | 9287.6491 | 0 | 0 | 0 | 9.3543e-06 | 8.6524e-05 | 0 | 8.6524e-05 | 8.6524e-05 | 0 | 8.6524e-05 | 0 | 0.0098811 | 0.02166 | 0 | 0.02166 | 0 | 1.3621e-06 | 2.7242e-06 | 0 | 2.7242e-06 | [12 empty] | 7.3.3.17.5 (Remote Grid) Updates to grid topology to minimize risk of ignition in HFTDs Remote GridWLDFRVegetation ContactAggregated | WLDFR | HFTD - Distribution - Tier 2 - 1QU CoRE ¦ 3QU LoRE | Red Flag Warning - Destructive Fires | Vegetation Contact | Aggregated | 2032 | 1.3776e-05 | 1013.9529 | 0.013969 | 2032 | Mitigation | 0.95 | 45 | 0 | esc | 0.00097009 | 1.3364e-08 | 0.00097009 | 1.3364e-08
[79 empty] | WLDFR | HFTD - Distribution - Tier 2 - 3QU CoRE ¦ 1QU LoRE | Red Flag Warning - Destructive Fires | 2033 | 9.0744e-09 | 9.0744e-09 | 9984.8474 | 263.1074 | 9721.74 | 0 | 0 | 0 | 9.3543e-06 | 9.0607e-05 | 0 | 9.0607e-05 | 9.0607e-05 | 0 | 9.0607e-05 | 0 | 0.0098811 | 0.02166 | 0 | 0.02166 | 0 | 1.3621e-06 | 2.7242e-06 | 0 | 2.7242e-06 | [12 empty] | 7.3.3.17.5 (Remote Grid) Updates to grid topology to minimize risk of ignition in HFTDs Remote GridWLDFRVegetation ContactAggregated | WLDFR | HFTD - Distribution - Tier 2 - 1QU CoRE ¦ 3QU LoRE | Red Flag Warning - Destructive Fires | Vegetation Contact | Aggregated | 2033 | 1.3776e-05 | 1013.9529 | 0.013969 | 2033 | Mitigation | 0.95 | 45 | 0 | esc | 0.00097009 | 1.3364e-08 | 0.00097009 | 1.3364e-08
[79 empty] | WLDFR | HFTD - Distribution - Tier 2 - 3QU CoRE ¦ 1QU LoRE | Red Flag Warning - Destructive Fires | 2034 | 9.0744e-09 | 9.0744e-09 | 9984.8474 | 263.1074 | 9721.74 | 0 | 0 | 0 | 9.3543e-06 | 9.0607e-05 | 0 | 9.0607e-05 | 9.0607e-05 | 0 | 9.0607e-05 | 0 | 0.0098811 | 0.02166 | 0 | 0.02166 | 0 | 1.4507e-06 | 2.9015e-06 | 0 | 2.9015e-06 | [12 empty] | 7.3.3.17.5 (Remote Grid) Updates to grid topology to minimize risk of ignition in HFTDs Remote GridWLDFRVegetation ContactAggregated | WLDFR | HFTD - Distribution - Tier 2 - 1QU CoRE ¦ 3QU LoRE | Red Flag Warning - Destructive Fires | Vegetation Contact | Aggregated | 2034 | 1.3776e-05 | 1013.9529 | 0.013969 | 2034 | Mitigation | 0.95 | 45 | 0 | esc | 0.00097009 | 1.3364e-08 | 0.00097009 | 1.3364e-08
[79 empty] | WLDFR | HFTD - Distribution - Tier 2 - 3QU CoRE ¦ 1QU LoRE | Red Flag Warning - Destructive Fires | 2035 | 9.0744e-09 | 9.0744e-09 | 9984.8474 | 263.1074 | 9721.74 | 0 | 0 | 0 | 9.3543e-06 | 9.0607e-05 | 0 | 9.0607e-05 | 9.0607e-05 | 0 | 9.0607e-05 | 0 | 0.010313 | 0.022606 | 0 | 0.022606 | 0 | 1.4507e-06 | 2.9015e-06 | 0 | 2.9015e-06 | [12 empty] | 7.3.3.17.5 (Remote Grid) Updates to grid topology to minimize risk of ignition in HFTDs Remote GridWLDFRVegetation ContactAggregated | WLDFR | HFTD - Distribution - Tier 2 - 1QU CoRE ¦ 3QU LoRE | Red Flag Warning - Destructive Fires | Vegetation Contact | Aggregated | 2035 | 1.3776e-05 | 1013.9529 | 0.013969 | 2035 | Mitigation | 0.95 | 45 | 0 | esc | 0.00097009 | 1.3364e-08 | 0.00097009 | 1.3364e-08
[79 empty] | WLDFR | HFTD - Distribution - Tier 2 - 3QU CoRE ¦ 1QU LoRE | Red Flag Warning - Destructive Fires | 2036 | 9.0744e-09 | 9.0744e-09 | 9984.8474 | 263.1074 | 9721.74 | 0 | 0 | 0 | 9.3543e-06 | 9.0607e-05 | 0 | 9.0607e-05 | 9.0607e-05 | 0 | 9.0607e-05 | 0 | 0.010313 | 0.022606 | 0 | 0.022606 | 0 | 1.4507e-06 | 2.9015e-06 | 0 | 2.9015e-06 | [12 empty] | 7.3.3.17.5 (Remote Grid) Updates to grid topology to minimize risk of ignition in HFTDs Remote GridWLDFRVegetation ContactAggregated | WLDFR | HFTD - Distribution - Tier 2 - 1QU CoRE ¦ 3QU LoRE | Red Flag Warning - Destructive Fires | Vegetation Contact | Aggregated | 2036 | 1.3776e-05 | 1013.9529 | 0.013969 | 2036 | Mitigation | 0.95 | 45 | 0 | esc | 0.00097009 | 1.3364e-08 | 0.00097009 | 1.3364e-08
[79 empty] | WLDFR | HFTD - Distribution - Tier 2 - 3QU CoRE ¦ 1QU LoRE | Red Flag Warning - Destructive Fires | 2037 | 9.0744e-09 | 9.0744e-09 | 9984.8474 | 263.1074 | 9721.74 | 0 | 0 | 0 | 9.3543e-06 | 9.0607e-05 | 0 | 9.0607e-05 | 9.0607e-05 | 0 | 9.0607e-05 | 0 | 0.010313 | 0.022606 | 0 | 0.022606 | 0 | 1.4507e-06 | 2.9015e-06 | 0 | 2.9015e-06 | [12 empty] | 7.3.3.17.5 (Remote Grid) Updates to grid topology to minimize risk of ignition in HFTDs Remote GridWLDFRVegetation ContactAggregated | WLDFR | HFTD - Distribution - Tier 2 - 1QU CoRE ¦ 3QU LoRE | Red Flag Warning - Destructive Fires | Vegetation Contact | Aggregated | 2037 | 1.3776e-05 | 1013.9529 | 0.013969 | 2037 | Mitigation | 0.95 | 45 | 0 | esc | 0.00097009 | 1.3364e-08 | 0.00097009 | 1.3364e-08
[79 empty] | WLDFR | HFTD - Distribution - Tier 2 - 3QU CoRE ¦ 1QU LoRE | Red Flag Warning - Destructive Fires | 2038 | 9.0744e-09 | 9.0744e-09 | 10472.8261 | 280.5544 | 10192.2718 | 0 | 0 | 0 | 9.3543e-06 | 9.5035e-05 | 0 | 9.5035e-05 | 9.5035e-05 | 0 | 9.5035e-05 | 0 | 0 | 0.022606 | 0 | 0.022606 | 0 | 0 | 2.9015e-06 | 0 | 2.9015e-06 | [12 empty] | 7.3.3.17.5 (Remote Grid) Updates to grid topology to minimize risk of ignition in HFTDs Remote GridWLDFRVegetation ContactAggregated | WLDFR | HFTD - Distribution - Tier 2 - 1QU CoRE ¦ 3QU LoRE | Red Flag Warning - Destructive Fires | Vegetation Contact | Aggregated | 2038 | 1.3776e-05 | 1013.9529 | 0.013969 | 2038 | Mitigation | 0.95 | 45 | 0 | esc | 0.00097009 | 1.3364e-08 | 0.00097009 | 1.3364e-08
[79 empty] | WLDFR | HFTD - Distribution - Tier 2 - 3QU CoRE ¦ 1QU LoRE | Red Flag Warning - Destructive Fires | 2039 | 9.0744e-09 | 9.0744e-09 | 10472.8261 | 280.5544 | 10192.2718 | 0 | 0 | 0 | 9.3543e-06 | 9.5035e-05 | 0 | 9.5035e-05 | 9.5035e-05 | 0 | 9.5035e-05 | 0 | 0 | 0 | 0 | 0 | 0 | 0 | 0 | 0 | 0 | [12 empty] | 7.3.3.17.5 (Remote Grid) Updates to grid topology to minimize risk of ignition in HFTDs Remote GridWLDFRVegetation ContactAggregated | WLDFR | HFTD - Distribution - Tier 2 - 1QU CoRE ¦ 3QU LoRE | Red Flag Warning - Destructive Fires | Vegetation Contact | Aggregated | 2039 | 1.3776e-05 | 1013.9529 | 0.013969 | 2039 | Mitigation | 0.95 | 45 | 0 | esc | 0.00097009 | 1.3364e-08 | 0.00097009 | 1.3364e-08
[79 empty] | WLDFR | HFTD - Distribution - Tier 2 - 3QU CoRE ¦ 1QU LoRE | Red Flag Warning - Destructive Fires | 2040 | 9.0744e-09 | 9.0744e-09 | 10472.8261 | 280.5544 | 10192.2718 | 0 | 0 | 0 | 9.3543e-06 | 9.5035e-05 | 0 | 9.5035e-05 | 9.5035e-05 | 0 | 9.5035e-05 | 0 | 0.00057031 | 0 | 0 | 0 | 0 | 0 | 0 | 0 | 0 | [12 empty] | 7.3.3.17.5 (Remote Grid) Updates to grid topology to minimize risk of ignition in HFTDs Remote GridWLDFRVegetation ContactAggregated | WLDFR | HFTD - Distribution - Tier 2 - 1QU CoRE ¦ 3QU LoRE | Red Flag Warning - Destructive Fires | Vegetation Contact | Aggregated | 2040 | 1.3776e-05 | 1013.9529 | 0.013969 | 2040 | Mitigation | 0.95 | 45 | 0 | esc | 0.00097009 | 1.3364e-08 | 0.00097009 | 1.3364e-08
[79 empty] | WLDFR | HFTD - Distribution - Tier 2 - 3QU CoRE ¦ 1QU LoRE | Red Flag Warning - Destructive Fires | 2041 | 9.0744e-09 | 9.0744e-09 | 10472.8261 | 280.5544 | 10192.2718 | 0 | 0 | 0 | 9.3543e-06 | 9.5035e-05 | 0 | 9.5035e-05 | 9.5035e-05 | 0 | 9.5035e-05 | 0 | 0.00059115 | 0.0012958 | 0 | 0.0012958 | 0 | 7.4612e-08 | 0 | 0 | 0 | [12 empty] | 7.3.3.17.5 (Remote Grid) Updates to grid topology to minimize risk of ignition in HFTDs Remote GridWLDFRVegetation ContactAggregated | WLDFR | HFTD - Distribution - Tier 2 - 1QU CoRE ¦ 3QU LoRE | Red Flag Warning - Destructive Fires | Vegetation Contact | Aggregated | 2041 | 1.3776e-05 | 1013.9529 | 0.013969 | 2041 | Mitigation | 0.95 | 45 | 0 | esc | 0.00097009 | 1.3364e-08 | 0.00097009 | 1.3364e-08
[79 empty] | WLDFR | HFTD - Distribution - Tier 2 - 3QU CoRE ¦ 1QU LoRE | Red Flag Warning - Destructive Fires | 2042 | 9.0744e-09 | 9.0744e-09 | 10472.8261 | 280.5544 | 10192.2718 | 0 | 0 | 0 | 9.3543e-06 | 9.5035e-05 | 0 | 9.5035e-05 | 9.5035e-05 | 0 | 9.5035e-05 | 0 | 0.00059115 | 0.0012958 | 0 | 0.0012958 | 0 | 7.7014e-08 | 1.5403e-07 | 0 | 1.5403e-07 | [12 empty] | 7.3.3.17.5 (Remote Grid) Updates to grid topology to minimize risk of ignition in HFTDs Remote GridWLDFRVegetation ContactAggregated | WLDFR | HFTD - Distribution - Tier 2 - 1QU CoRE ¦ 3QU LoRE | Red Flag Warning - Destructive Fires | Vegetation Contact | Aggregated | 2042 | 1.3776e-05 | 1013.9529 | 0.013969 | 2042 | Mitigation | 0.95 | 45 | 0 | esc | 0.00097009 | 1.3364e-08 | 0.00097009 | 1.3364e-08
[79 empty] | WLDFR | HFTD - Distribution - Tier 2 - 3QU CoRE ¦ 1QU LoRE | Red Flag Warning - Destructive Fires | 2043 | 9.0744e-09 | 9.0744e-09 | 10992.1562 | 299.42 | 10692.7362 | 0 | 0 | 0 | 9.3543e-06 | 9.9748e-05 | 0 | 9.9748e-05 | 9.9748e-05 | 0 | 9.9748e-05 | 0 | 0.00059115 | 0.0012958 | 0 | 0.0012958 | 0 | 7.7014e-08 | 1.5403e-07 | 0 | 1.5403e-07 | [12 empty] | 7.3.3.17.5 (Remote Grid) Updates to grid topology to minimize risk of ignition in HFTDs Remote GridWLDFRVegetation ContactAggregated | WLDFR | HFTD - Distribution - Tier 2 - 1QU CoRE ¦ 3QU LoRE | Red Flag Warning - Destructive Fires | Vegetation Contact | Aggregated | 2043 | 1.3776e-05 | 1013.9529 | 0.013969 | 2043 | Mitigation | 0.95 | 45 | 0 | esc | 0.00097009 | 1.3364e-08 | 0.00097009 | 1.3364e-08
[79 empty] | WLDFR | HFTD - Distribution - Tier 2 - 3QU CoRE ¦ 1QU LoRE | Red Flag Warning - Destructive Fires | 2044 | 9.0744e-09 | 9.0744e-09 | 10992.1562 | 299.42 | 10692.7362 | 0 | 0 | 0 | 9.3543e-06 | 9.9748e-05 | 0 | 9.9748e-05 | 9.9748e-05 | 0 | 9.9748e-05 | 0 | 0.00059115 | 0.0012958 | 0 | 0.0012958 | 0 | 7.7014e-08 | 1.5403e-07 | 0 | 1.5403e-07 | [12 empty] | 7.3.3.17.5 (Remote Grid) Updates to grid topology to minimize risk of ignition in HFTDs Remote GridWLDFRVegetation ContactAggregated | WLDFR | HFTD - Distribution - Tier 2 - 1QU CoRE ¦ 3QU LoRE | Red Flag Warning - Destructive Fires | Vegetation Contact | Aggregated | 2044 | 1.3776e-05 | 1013.9529 | 0.013969 | 2044 | Mitigation | 0.95 | 45 | 0 | esc | 0.00097009 | 1.3364e-08 | 0.00097009 | 1.3364e-08
[79 empty] | WLDFR | HFTD - Distribution - Tier 2 - 3QU CoRE ¦ 1QU LoRE | Red Flag Warning - Destructive Fires | 2045 | 9.0744e-09 | 9.0744e-09 | 10992.1562 | 299.42 | 10692.7362 | 0 | 0 | 0 | 9.3543e-06 | 9.9748e-05 | 0 | 9.9748e-05 | 9.9748e-05 | 0 | 9.9748e-05 | 0 | 0.00059115 | 0.0012958 | 0 | 0.0012958 | 0 | 7.7014e-08 | 1.5403e-07 | 0 | 1.5403e-07 | [12 empty] | 7.3.3.17.5 (Remote Grid) Updates to grid topology to minimize risk of ignition in HFTDs Remote GridWLDFRVegetation ContactAggregated | WLDFR | HFTD - Distribution - Tier 2 - 1QU CoRE ¦ 3QU LoRE | Red Flag Warning - Destructive Fires | Vegetation Contact | Aggregated | 2045 | 1.3776e-05 | 1013.9529 | 0.013969 | 2045 | Mitigation | 0.95 | 45 | 0 | esc | 0.00097009 | 1.3364e-08 | 0.00097009 | 1.3364e-08
[79 empty] | WLDFR | HFTD - Distribution - Tier 2 - 3QU CoRE ¦ 1QU LoRE | Red Flag Warning - Destructive Fires | 2046 | 9.0744e-09 | 9.0744e-09 | 10992.1562 | 299.42 | 10692.7362 | 0 | 0 | 0 | 9.3543e-06 | 9.9748e-05 | 0 | 9.9748e-05 | 9.9748e-05 | 0 | 9.9748e-05 | 0 | 0.00061738 | 0.0013533 | 0 | 0.0013533 | 0 | 7.7014e-08 | 1.5403e-07 | 0 | 1.5403e-07 | [12 empty] | 7.3.3.17.5 (Remote Grid) Updates to grid topology to minimize risk of ignition in HFTDs Remote GridWLDFRVegetation ContactAggregated | WLDFR | HFTD - Distribution - Tier 2 - 1QU CoRE ¦ 3QU LoRE | Red Flag Warning - Destructive Fires | Vegetation Contact | Aggregated | 2046 | 1.3776e-05 | 1013.9529 | 0.013969 | 2046 | Mitigation | 0.95 | 45 | 0 | esc | 0.00097009 | 1.3364e-08 | 0.00097009 | 1.3364e-08
[79 empty] | WLDFR | HFTD - Distribution - Tier 2 - 3QU CoRE ¦ 1QU LoRE | Red Flag Warning - Destructive Fires | 2047 | 9.0744e-09 | 9.0744e-09 | 10992.1562 | 299.42 | 10692.7362 | 0 | 0 | 0 | 9.3543e-06 | 9.9748e-05 | 0 | 9.9748e-05 | 9.9748e-05 | 0 | 9.9748e-05 | 0 | 0.00061738 | 0.0013533 | 0 | 0.0013533 | 0 | 8.0077e-08 | 1.6015e-07 | 0 | 1.6015e-07 | [12 empty] | 7.3.3.17.5 (Remote Grid) Updates to grid topology to minimize risk of ignition in HFTDs Remote GridWLDFRVegetation ContactAggregated | WLDFR | HFTD - Distribution - Tier 2 - 1QU CoRE ¦ 3QU LoRE | Red Flag Warning - Destructive Fires | Vegetation Contact | Aggregated | 2047 | 1.3776e-05 | 1013.9529 | 0.013969 | 2047 | Mitigation | 0.95 | 45 | 0 | esc | 0.00097009 | 1.3364e-08 | 0.00097009 | 1.3364e-08
[79 empty] | WLDFR | HFTD - Distribution - Tier 2 - 3QU CoRE ¦ 1QU LoRE | Red Flag Warning - Destructive Fires | 2048 | 9.0744e-09 | 9.0744e-09 | 11536.0538 | 319.4911 | 11216.5626 | 0 | 0 | 0 | 9.3543e-06 | 0.00010468 | 0 | 0.00010468 | 0.00010468 | 0 | 0.00010468 | 0 | 0.00061738 | 0.0013533 | 0 | 0.0013533 | 0 | 8.0077e-08 | 1.6015e-07 | 0 | 1.6015e-07 | [12 empty] | 7.3.3.17.5 (Remote Grid) Updates to grid topology to minimize risk of ignition in HFTDs Remote GridWLDFRVegetation ContactAggregated | WLDFR | HFTD - Distribution - Tier 2 - 1QU CoRE ¦ 3QU LoRE | Red Flag Warning - Destructive Fires | Vegetation Contact | Aggregated | 2048 | 1.3776e-05 | 1013.9529 | 0.013969 | 2048 | Mitigation | 0.95 | 45 | 0 | esc | 0.00097009 | 1.3364e-08 | 0.00097009 | 1.3364e-08
[79 empty] | WLDFR | HFTD - Distribution - Tier 2 - 3QU CoRE ¦ 1QU LoRE | Red Flag Warning - Destructive Fires | 2049 | 9.0744e-09 | 9.0744e-09 | 11536.0538 | 319.4911 | 11216.5626 | 0 | 0 | 0 | 9.3543e-06 | 0.00010468 | 0 | 0.00010468 | 0.00010468 | 0 | 0.00010468 | 0 | 0.00061738 | 0.0013533 | 0 | 0.0013533 | 0 | 8.0077e-08 | 1.6015e-07 | 0 | 1.6015e-07 | [12 empty] | 7.3.3.17.5 (Remote Grid) Updates to grid topology to minimize risk of ignition in HFTDs Remote GridWLDFRVegetation ContactAggregated | WLDFR | HFTD - Distribution - Tier 2 - 1QU CoRE ¦ 3QU LoRE | Red Flag Warning - Destructive Fires | Vegetation Contact | Aggregated | 2049 | 1.3776e-05 | 1013.9529 | 0.013969 | 2049 | Mitigation | 0.95 | 45 | 0 | esc | 0.00097009 | 1.3364e-08 | 0.00097009 | 1.3364e-08
[79 empty] | WLDFR | HFTD - Distribution - Tier 2 - 3QU CoRE ¦ 1QU LoRE | Red Flag Warning - Destructive Fires | 2050 | 9.0744e-09 | 9.0744e-09 | 11536.0538 | 319.4911 | 11216.5626 | 0 | 0 | 0 | 9.3543e-06 | 0.00010468 | 0 | 0.00010468 | 0.00010468 | 0 | 0.00010468 | 0 | 0.00061738 | 0.0013533 | 0 | 0.0013533 | 0 | 8.0077e-08 | 1.6015e-07 | 0 | 1.6015e-07 | [12 empty] | 7.3.3.17.5 (Remote Grid) Updates to grid topology to minimize risk of ignition in HFTDs Remote GridWLDFRVegetation ContactAggregated | WLDFR | HFTD - Distribution - Tier 2 - 1QU CoRE ¦ 3QU LoRE | Red Flag Warning - Destructive Fires | Vegetation Contact | Aggregated | 2050 | 1.3776e-05 | 1013.9529 | 0.013969 | 2050 | Mitigation | 0.95 | 45 | 0 | esc | 0.00097009 | 1.3364e-08 | 0.00097009 | 1.3364e-08
[79 empty] | WLDFR | HFTD - Distribution - Tier 2 - 3QU CoRE ¦ 1QU LoRE | Red Flag Warning - Destructive Fires | 2051 | 9.0744e-09 | 9.0744e-09 | 11536.0538 | 319.4911 | 11216.5626 | 0 | 0 | 0 | 9.3543e-06 | 0.00010468 | 0 | 0.00010468 | 0.00010468 | 0 | 0.00010468 | 0 | 0.00064652 | 0.0014172 | 0 | 0.0014172 | 0 | 8.0077e-08 | 1.6015e-07 | 0 | 1.6015e-07 | [12 empty] | 7.3.3.17.5 (Remote Grid) Updates to grid topology to minimize risk of ignition in HFTDs Remote GridWLDFRVegetation ContactAggregated | WLDFR | HFTD - Distribution - Tier 2 - 1QU CoRE ¦ 3QU LoRE | Red Flag Warning - Destructive Fires | Vegetation Contact | Aggregated | 2051 | 1.3776e-05 | 1013.9529 | 0.013969 | 2051 | Mitigation | 0.95 | 45 | 0 | esc | 0.00097009 | 1.3364e-08 | 0.00097009 | 1.3364e-08
[79 empty] | WLDFR | HFTD - Distribution - Tier 2 - 3QU CoRE ¦ 1QU LoRE | Red Flag Warning - Destructive Fires | 2052 | 9.0744e-09 | 9.0744e-09 | 11536.0538 | 319.4911 | 11216.5626 | 0 | 0 | 0 | 9.3543e-06 | 0.00010468 | 0 | 0.00010468 | 0.00010468 | 0 | 0.00010468 | 0 | 0.00064652 | 0.0014172 | 0 | 0.0014172 | 0 | 8.353e-08 | 1.6706e-07 | 0 | 1.6706e-07 | [12 empty] | 7.3.3.17.5 (Remote Grid) Updates to grid topology to minimize risk of ignition in HFTDs Remote GridWLDFRVegetation ContactAggregated | WLDFR | HFTD - Distribution - Tier 2 - 1QU CoRE ¦ 3QU LoRE | Red Flag Warning - Destructive Fires | Vegetation Contact | Aggregated | 2052 | 1.3776e-05 | 1013.9529 | 0.013969 | 2052 | Mitigation | 0.95 | 45 | 0 | esc | 0.00097009 | 1.3364e-08 | 0.00097009 | 1.3364e-08
[79 empty] | WLDFR | HFTD - Distribution - Tier 2 - 3QU CoRE ¦ 1QU LoRE | Red Flag Warning - Destructive Fires | 2053 | 9.0744e-09 | 9.0744e-09 | 12097.6769 | 340.5356 | 11757.1413 | 0 | 0 | 0 | 9.3543e-06 | 0.00010978 | 0 | 0.00010978 | 0.00010978 | 0 | 0.00010978 | 0 | 0.00064652 | 0.0014172 | 0 | 0.0014172 | 0 | 8.353e-08 | 1.6706e-07 | 0 | 1.6706e-07 | [12 empty] | 7.3.3.17.5 (Remote Grid) Updates to grid topology to minimize risk of ignition in HFTDs Remote GridWLDFRVegetation ContactAggregated | WLDFR | HFTD - Distribution - Tier 2 - 1QU CoRE ¦ 3QU LoRE | Red Flag Warning - Destructive Fires | Vegetation Contact | Aggregated | 2053 | 1.3776e-05 | 1013.9529 | 0.013969 | 2053 | Mitigation | 0.95 | 45 | 0 | esc | 0.00097009 | 1.3364e-08 | 0.00097009 | 1.3364e-08
[79 empty] | WLDFR | HFTD - Distribution - Tier 2 - 3QU CoRE ¦ 1QU LoRE | Red Flag Warning - Destructive Fires | 2054 | 9.0744e-09 | 9.0744e-09 | 12097.6769 | 340.5356 | 11757.1413 | 0 | 0 | 0 | 9.3543e-06 | 0.00010978 | 0 | 0.00010978 | 0.00010978 | 0 | 0.00010978 | 0 | 0.00064652 | 0.0014172 | 0 | 0.0014172 | 0 | 8.353e-08 | 1.6706e-07 | 0 | 1.6706e-07 | [12 empty] | 7.3.3.17.5 (Remote Grid) Updates to grid topology to minimize risk of ignition in HFTDs Remote GridWLDFRVegetation ContactAggregated | WLDFR | HFTD - Distribution - Tier 2 - 1QU CoRE ¦ 3QU LoRE | Red Flag Warning - Destructive Fires | Vegetation Contact | Aggregated | 2054 | 1.3776e-05 | 1013.9529 | 0.013969 | 2054 | Mitigation | 0.95 | 45 | 0 | esc | 0.00097009 | 1.3364e-08 | 0.00097009 | 1.3364e-08
[79 empty] | WLDFR | HFTD - Distribution - Tier 2 - 3QU CoRE ¦ 1QU LoRE | Red Flag Warning - Destructive Fires | 2055 | 9.0744e-09 | 9.0744e-09 | 12097.6769 | 340.5356 | 11757.1413 | 0 | 0 | 0 | 9.3543e-06 | 0.00010978 | 0 | 0.00010978 | 0.00010978 | 0 | 0.00010978 | 0 | 0.00064652 | 0.0014172 | 0 | 0.0014172 | 0 | 8.353e-08 | 1.6706e-07 | 0 | 1.6706e-07 | [12 empty] | 7.3.3.17.5 (Remote Grid) Updates to grid topology to minimize risk of ignition in HFTDs Remote GridWLDFRVegetation ContactAggregated | WLDFR | HFTD - Distribution - Tier 2 - 1QU CoRE ¦ 3QU LoRE | Red Flag Warning - Destructive Fires | Vegetation Contact | Aggregated | 2055 | 1.3776e-05 | 1013.9529 | 0.013969 | 2055 | Mitigation | 0.95 | 45 | 0 | esc | 0.00097009 | 1.3364e-08 | 0.00097009 | 1.3364e-08
[79 empty] | WLDFR | HFTD - Distribution - Tier 2 - 3QU CoRE ¦ 1QU LoRE | Red Flag Warning - Destructive Fires | 2056 | 9.0744e-09 | 9.0744e-09 | 12097.6769 | 340.5356 | 11757.1413 | 0 | 0 | 0 | 9.3543e-06 | 0.00010978 | 0 | 0.00010978 | 0.00010978 | 0 | 0.00010978 | 0 | 0.00067811 | 0.0014864 | 0 | 0.0014864 | 0 | 8.353e-08 | 1.6706e-07 | 0 | 1.6706e-07 | [12 empty] | 7.3.3.17.5 (Remote Grid) Updates to grid topology to minimize risk of ignition in HFTDs Remote GridWLDFRVegetation ContactAggregated | WLDFR | HFTD - Distribution - Tier 2 - 1QU CoRE ¦ 3QU LoRE | Red Flag Warning - Destructive Fires | Vegetation Contact | Aggregated | 2056 | 1.3776e-05 | 1013.9529 | 0.013969 | 2056 | Mitigation | 0.95 | 45 | 0 | esc | 0.00097009 | 1.3364e-08 | 0.00097009 | 1.3364e-08
[79 empty] | WLDFR | HFTD - Distribution - Tier 2 - 3QU CoRE ¦ 1QU LoRE | Red Flag Warning - Destructive Fires | 2057 | 9.0744e-09 | 9.0744e-09 | 12097.6769 | 340.5356 | 11757.1413 | 0 | 0 | 0 | 9.3543e-06 | 0.00010978 | 0 | 0.00010978 | 0.00010978 | 0 | 0.00010978 | 0 | 0.00067811 | 0.0014864 | 0 | 0.0014864 | 0 | 8.7335e-08 | 1.7467e-07 | 0 | 1.7467e-07 | [12 empty] | 7.3.3.17.5 (Remote Grid) Updates to grid topology to minimize risk of ignition in HFTDs Remote GridWLDFRVegetation ContactAggregated | WLDFR | HFTD - Distribution - Tier 2 - 1QU CoRE ¦ 3QU LoRE | Red Flag Warning - Destructive Fires | Vegetation Contact | Aggregated | 2057 | 1.3776e-05 | 1013.9529 | 0.013969 | 2057 | Mitigation | 0.95 | 45 | 0 | esc | 0.00097009 | 1.3364e-08 | 0.00097009 | 1.3364e-08
[79 empty] | WLDFR | HFTD - Distribution - Tier 2 - 3QU CoRE ¦ 1QU LoRE | Red Flag Warning - Destructive Fires | 2058 | 9.0744e-09 | 9.0744e-09 | 12670.1796 | 362.3049 | 12307.8747 | 0 | 0 | 0 | 9.3543e-06 | 0.00011497 | 0 | 0.00011497 | 0.00011497 | 0 | 0.00011497 | 0 | 0.00067811 | 0.0014864 | 0 | 0.0014864 | 0 | 8.7335e-08 | 1.7467e-07 | 0 | 1.7467e-07 | [12 empty] | 7.3.3.17.5 (Remote Grid) Updates to grid topology to minimize risk of ignition in HFTDs Remote GridWLDFRVegetation ContactAggregated | WLDFR | HFTD - Distribution - Tier 2 - 1QU CoRE ¦ 3QU LoRE | Red Flag Warning - Destructive Fires | Vegetation Contact | Aggregated | 2058 | 1.3776e-05 | 1013.9529 | 0.013969 | 2058 | Mitigation | 0.95 | 45 | 0 | esc | 0.00097009 | 1.3364e-08 | 0.00097009 | 1.3364e-08
[79 empty] | WLDFR | HFTD - Distribution - Tier 2 - 3QU CoRE ¦ 1QU LoRE | Red Flag Warning - Destructive Fires | 2059 | 9.0744e-09 | 9.0744e-09 | 12670.1796 | 362.3049 | 12307.8747 | 0 | 0 | 0 | 9.3543e-06 | 0.00011497 | 0 | 0.00011497 | 0.00011497 | 0 | 0.00011497 | 0 | 0.00067811 | 0.0014864 | 0 | 0.0014864 | 0 | 8.7335e-08 | 1.7467e-07 | 0 | 1.7467e-07 | [12 empty] | 7.3.3.17.5 (Remote Grid) Updates to grid topology to minimize risk of ignition in HFTDs Remote GridWLDFRVegetation ContactAggregated | WLDFR | HFTD - Distribution - Tier 2 - 1QU CoRE ¦ 3QU LoRE | Red Flag Warning - Destructive Fires | Vegetation Contact | Aggregated | 2059 | 1.3776e-05 | 1013.9529 | 0.013969 | 2059 | Mitigation | 0.95 | 45 | 0 | esc | 0.00097009 | 1.3364e-08 | 0.00097009 | 1.3364e-08
[79 empty] | WLDFR | HFTD - Distribution - Tier 2 - 3QU CoRE ¦ 1QU LoRE | Red Flag Warning - Destructive Fires | 2060 | 9.0744e-09 | 9.0744e-09 | 12670.1796 | 362.3049 | 12307.8747 | 0 | 0 | 0 | 9.3543e-06 | 0.00011497 | 0 | 0.00011497 | 0.00011497 | 0 | 0.00011497 | 0 | 0.00067811 | 0.0014864 | 0 | 0.0014864 | 0 | 8.7335e-08 | 1.7467e-07 | 0 | 1.7467e-07 | [12 empty] | 7.3.3.17.5 (Remote Grid) Updates to grid topology to minimize risk of ignition in HFTDs Remote GridWLDFRVegetation ContactAggregated | WLDFR | HFTD - Distribution - Tier 2 - 1QU CoRE ¦ 3QU LoRE | Red Flag Warning - Destructive Fires | Vegetation Contact | Aggregated | 2060 | 1.3776e-05 | 1013.9529 | 0.013969 | 2060 | Mitigation | 0.95 | 45 | 0 | esc | 0.00097009 | 1.3364e-08 | 0.00097009 | 1.3364e-08
[79 empty] | WLDFR | HFTD - Distribution - Tier 2 - 3QU CoRE ¦ 1QU LoRE | Red Flag Warning - Destructive Fires | 2061 | 9.0744e-09 | 9.0744e-09 | 12670.1796 | 362.3049 | 12307.8747 | 0 | 0 | 0 | 9.3543e-06 | 0.00011497 | 0 | 0.00011497 | 0.00011497 | 0 | 0.00011497 | 0 | 0.00071174 | 0.0015602 | 0 | 0.0015602 | 0 | 8.7335e-08 | 1.7467e-07 | 0 | 1.7467e-07 | [12 empty] | 7.3.3.17.5 (Remote Grid) Updates to grid topology to minimize risk of ignition in HFTDs Remote GridWLDFRVegetation ContactAggregated | WLDFR | HFTD - Distribution - Tier 2 - 1QU CoRE ¦ 3QU LoRE | Red Flag Warning - Destructive Fires | Vegetation Contact | Aggregated | 2061 | 1.3776e-05 | 1013.9529 | 0.013969 | 2061 | Mitigation | 0.95 | 45 | 0 | esc | 0.00097009 | 1.3364e-08 | 0.00097009 | 1.3364e-08
[79 empty] | WLDFR | HFTD - Distribution - Tier 2 - 3QU CoRE ¦ 1QU LoRE | Red Flag Warning - Destructive Fires | 2062 | 9.0744e-09 | 9.0744e-09 | 12670.1796 | 362.3049 | 12307.8747 | 0 | 0 | 0 | 9.3543e-06 | 0.00011497 | 0 | 0.00011497 | 0.00011497 | 0 | 0.00011497 | 0 | 0.00071174 | 0.0015602 | 0 | 0.0015602 | 0 | 9.1455e-08 | 1.8291e-07 | 0 | 1.8291e-07 | [12 empty] | 7.3.3.17.5 (Remote Grid) Updates to grid topology to minimize risk of ignition in HFTDs Remote GridWLDFRVegetation ContactAggregated | WLDFR | HFTD - Distribution - Tier 2 - 1QU CoRE ¦ 3QU LoRE | Red Flag Warning - Destructive Fires | Vegetation Contact | Aggregated | 2062 | 1.3776e-05 | 1013.9529 | 0.013969 | 2062 | Mitigation | 0.95 | 45 | 0 | esc | 0.00097009 | 1.3364e-08 | 0.00097009 | 1.3364e-08
[79 empty] | WLDFR | HFTD - Distribution - Tier 2 - 3QU CoRE ¦ 1QU LoRE | Red Flag Warning - Destructive Fires | 2063 | 9.0744e-09 | 9.0744e-09 | 13246.6313 | 384.5316 | 12862.0997 | 0 | 0 | 0 | 9.3543e-06 | 0.00012021 | 0 | 0.00012021 | 0.00012021 | 0 | 0.00012021 | 0 | 0.00071174 | 0.0015602 | 0 | 0.0015602 | 0 | 9.1455e-08 | 1.8291e-07 | 0 | 1.8291e-07 | [12 empty] | 7.3.3.17.5 (Remote Grid) Updates to grid topology to minimize risk of ignition in HFTDs Remote GridWLDFRVegetation ContactAggregated | WLDFR | HFTD - Distribution - Tier 2 - 1QU CoRE ¦ 3QU LoRE | Red Flag Warning - Destructive Fires | Vegetation Contact | Aggregated | 2063 | 1.3776e-05 | 1013.9529 | 0.013969 | 2063 | Mitigation | 0.95 | 45 | 0 | esc | 0.00097009 | 1.3364e-08 | 0.00097009 | 1.3364e-08
[79 empty] | WLDFR | HFTD - Distribution - Tier 2 - 3QU CoRE ¦ 1QU LoRE | Red Flag Warning - Destructive Fires | 2064 | 9.0744e-09 | 9.0744e-09 | 13246.6313 | 384.5316 | 12862.0997 | 0 | 0 | 0 | 9.3543e-06 | 0.00012021 | 0 | 0.00012021 | 0.00012021 | 0 | 0.00012021 | 0 | 0.00071174 | 0.0015602 | 0 | 0.0015602 | 0 | 9.1455e-08 | 1.8291e-07 | 0 | 1.8291e-07 | [12 empty] | 7.3.3.17.5 (Remote Grid) Updates to grid topology to minimize risk of ignition in HFTDs Remote GridWLDFRVegetation ContactAggregated | WLDFR | HFTD - Distribution - Tier 2 - 1QU CoRE ¦ 3QU LoRE | Red Flag Warning - Destructive Fires | Vegetation Contact | Aggregated | 2064 | 1.3776e-05 | 1013.9529 | 0.013969 | 2064 | Mitigation | 0.95 | 45 | 0 | esc | 0.00097009 | 1.3364e-08 | 0.00097009 | 1.3364e-08
[79 empty] | WLDFR | HFTD - Distribution - Tier 2 - 3QU CoRE ¦ 1QU LoRE | Red Flag Warning - Destructive Fires | 2065 | 9.0744e-09 | 9.0744e-09 | 13246.6313 | 384.5316 | 12862.0997 | 0 | 0 | 0 | 9.3543e-06 | 0.00012021 | 0 | 0.00012021 | 0.00012021 | 0 | 0.00012021 | 0 | 0.00071174 | 0.0015602 | 0 | 0.0015602 | 0 | 9.1455e-08 | 1.8291e-07 | 0 | 1.8291e-07 | [12 empty] | 7.3.3.17.5 (Remote Grid) Updates to grid topology to minimize risk of ignition in HFTDs Remote GridWLDFRVegetation ContactAggregated | WLDFR | HFTD - Distribution - Tier 2 - 1QU CoRE ¦ 3QU LoRE | Red Flag Warning - Destructive Fires | Vegetation Contact | Aggregated | 2065 | 1.3776e-05 | 1013.9529 | 0.013969 | 2065 | Mitigation | 0.95 | 45 | 0 | esc | 0.00097009 | 1.3364e-08 | 0.00097009 | 1.3364e-08
[79 empty] | WLDFR | HFTD - Distribution - Tier 2 - 3QU CoRE ¦ 1QU LoRE | Red Flag Warning - Destructive Fires | 2066 | 9.0744e-09 | 9.0744e-09 | 13246.6313 | 384.5316 | 12862.0997 | 0 | 0 | 0 | 9.3543e-06 | 0.00012021 | 0 | 0.00012021 | 0.00012021 | 0 | 0.00012021 | 0 | 0.00074696 | 0.0016373 | 0 | 0.0016373 | 0 | 9.1455e-08 | 1.8291e-07 | 0 | 1.8291e-07 | [12 empty] | 7.3.3.17.5 (Remote Grid) Updates to grid topology to minimize risk of ignition in HFTDs Remote GridWLDFRVegetation ContactAggregated | WLDFR | HFTD - Distribution - Tier 2 - 1QU CoRE ¦ 3QU LoRE | Red Flag Warning - Destructive Fires | Vegetation Contact | Aggregated | 2066 | 1.3776e-05 | 1013.9529 | 0.013969 | 2066 | Mitigation | 0.95 | 45 | 0 | esc | 0.00097009 | 1.3364e-08 | 0.00097009 | 1.3364e-08
[79 empty] | WLDFR | HFTD - Distribution - Tier 2 - 3QU CoRE ¦ 1QU LoRE | Red Flag Warning - Destructive Fires | 2067 | 0 | 9.0744e-09 | 13246.6313 | 384.5316 | 12862.0997 | 0 | 0 | 0 | 9.3543e-06 | 0 | 0 | 0 | 0.00012021 | 0 | 0.00012021 | 0 | 0.00074696 | 0.0016373 | 0 | 0.0016373 | 0 | 9.5848e-08 | 1.917e-07 | 0 | 1.917e-07 | [12 empty] | 7.3.3.17.5 (Remote Grid) Updates to grid topology to minimize risk of ignition in HFTDs Remote GridWLDFRVegetation ContactAggregated | WLDFR | HFTD - Distribution - Tier 2 - 1QU CoRE ¦ 3QU LoRE | Red Flag Warning - Destructive Fires | Vegetation Contact | Aggregated | 2067 | 1.3776e-05 | 1013.9529 | 0.013969 | 2067 | Mitigation | 0.95 | 45 | 0 | esc | 0 | 0 | 0.00097009 | 1.3364e-08
[79 empty] | WLDFR | HFTD - Distribution - Tier 2 - 3QU CoRE ¦ 1QU LoRE | Red Flag Warning - Large Fires | 2022 | 5.671e-08 | 0 | 5.2406 | 0.69642 | 2.942 | 1.6022 | 0 | 0 | 5.8459e-05 | 2.9719e-07 | 0 | 2.9719e-07 | 0 | 0 | 0 | 0 | 0.00074696 | 0.0016373 | 0 | 0.0016373 | 0 | 9.5848e-08 | 1.917e-07 | 0 | 1.917e-07 | [12 empty] | 7.3.3.17.5 (Remote Grid) Updates to grid topology to minimize risk of ignition in HFTDs Remote GridWLDFREquipment / facility failureAggregated | WLDFR | HFTD - Distribution - Tier 2 - 1QU CoRE ¦ 3QU LoRE | Red Flag Warning - Large Fires | Equipment / facility failure | Aggregated | 2022 | 4.2132e-05 | 1013.9529 | 0.042719 | 2022 | Mitigation | 0.95 | 45 | 0 | esc | 0.00097009 | 4.0871e-08 | 0 | 0
[79 empty] | WLDFR | HFTD - Distribution - Tier 2 - 3QU CoRE ¦ 1QU LoRE | Red Flag Warning - Large Fires | 2023 | 5.671e-08 | 5.671e-08 | 5.475 | 0.71896 | 3.0715 | 1.6846 | 0 | 0 | 5.8459e-05 | 3.1049e-07 | 0 | 3.1049e-07 | 3.1049e-07 | 0 | 3.1049e-07 | 0 | 0.00074696 | 0.0016373 | 0 | 0.0016373 | 0 | 9.5848e-08 | 1.917e-07 | 0 | 1.917e-07 | [12 empty] | 7.3.3.17.5 (Remote Grid) Updates to grid topology to minimize risk of ignition in HFTDs Remote GridWLDFREquipment / facility failureAggregated | WLDFR | HFTD - Distribution - Tier 2 - 1QU CoRE ¦ 3QU LoRE | Red Flag Warning - Large Fires | Equipment / facility failure | Aggregated | 2023 | 4.2132e-05 | 1013.9529 | 0.042719 | 2023 | Mitigation | 0.95 | 45 | 0 | esc | 0.00097009 | 4.0871e-08 | 0.00097009 | 4.0871e-08
[79 empty] | WLDFR | HFTD - Distribution - Tier 2 - 3QU CoRE ¦ 1QU LoRE | Red Flag Warning - Large Fires | 2024 | 5.671e-08 | 5.671e-08 | 5.475 | 0.71896 | 3.0715 | 1.6846 | 0 | 0 | 5.8459e-05 | 3.1049e-07 | 0 | 3.1049e-07 | 3.1049e-07 | 0 | 3.1049e-07 | 0 | 0.00074696 | 0.0016373 | 0 | 0.0016373 | 0 | 9.5848e-08 | 1.917e-07 | 0 | 1.917e-07 | [12 empty] | 7.3.3.17.5 (Remote Grid) Updates to grid topology to minimize risk of ignition in HFTDs Remote GridWLDFREquipment / facility failureAggregated | WLDFR | HFTD - Distribution - Tier 2 - 1QU CoRE ¦ 3QU LoRE | Red Flag Warning - Large Fires | Equipment / facility failure | Aggregated | 2024 | 4.2132e-05 | 1013.9529 | 0.042719 | 2024 | Mitigation | 0.95 | 45 | 0 | esc | 0.00097009 | 4.0871e-08 | 0.00097009 | 4.0871e-08
[79 empty] | WLDFR | HFTD - Distribution - Tier 2 - 3QU CoRE ¦ 1QU LoRE | Red Flag Warning - Large Fires | 2025 | 5.671e-08 | 5.671e-08 | 5.475 | 0.71896 | 3.0715 | 1.6846 | 0 | 0 | 5.8459e-05 | 3.1049e-07 | 0 | 3.1049e-07 | 3.1049e-07 | 0 | 3.1049e-07 | 0 | 0.00078332 | 0.0017171 | 0 | 0.0017171 | 0 | 0 | 1.917e-07 | 0 | 1.917e-07 | [12 empty] | 7.3.3.17.5 (Remote Grid) Updates to grid topology to minimize risk of ignition in HFTDs Remote GridWLDFREquipment / facility failureAggregated | WLDFR | HFTD - Distribution - Tier 2 - 1QU CoRE ¦ 3QU LoRE | Red Flag Warning - Large Fires | Equipment / facility failure | Aggregated | 2025 | 4.2132e-05 | 1013.9529 | 0.042719 | 2025 | Mitigation | 0.95 | 45 | 0 | esc | 0.00097009 | 4.0871e-08 | 0.00097009 | 4.0871e-08
[79 empty] | WLDFR | HFTD - Distribution - Tier 2 - 3QU CoRE ¦ 1QU LoRE | Red Flag Warning - Large Fires | 2026 | 5.671e-08 | 5.671e-08 | 5.475 | 0.71896 | 3.0715 | 1.6846 | 0 | 0 | 5.8459e-05 | 3.1049e-07 | 0 | 3.1049e-07 | 3.1049e-07 | 0 | 3.1049e-07 | 0 | 0.00078332 | 0.0017171 | 0 | 0.0017171 | 0 | 0 | 0 | 0 | 0 | [12 empty] | 7.3.3.17.5 (Remote Grid) Updates to grid topology to minimize risk of ignition in HFTDs Remote GridWLDFREquipment / facility failureAggregated | WLDFR | HFTD - Distribution - Tier 2 - 1QU CoRE ¦ 3QU LoRE | Red Flag Warning - Large Fires | Equipment / facility failure | Aggregated | 2026 | 4.2132e-05 | 1013.9529 | 0.042719 | 2026 | Mitigation | 0.95 | 45 | 0 | esc | 0.00097009 | 4.0871e-08 | 0.00097009 | 4.0871e-08
[79 empty] | WLDFR | HFTD - Distribution - Tier 2 - 3QU CoRE ¦ 1QU LoRE | Red Flag Warning - Large Fires | 2027 | 5.671e-08 | 5.671e-08 | 5.475 | 0.71896 | 3.0715 | 1.6846 | 0 | 0 | 5.8459e-05 | 3.1049e-07 | 0 | 3.1049e-07 | 3.1049e-07 | 0 | 3.1049e-07 | 0 | 0.00078332 | 0.0017171 | 0 | 0.0017171 | 0 | 0 | 0 | 0 | 0 | [12 empty] | 7.3.3.17.5 (Remote Grid) Updates to grid topology to minimize risk of ignition in HFTDs Remote GridWLDFREquipment / facility failureAggregated | WLDFR | HFTD - Distribution - Tier 2 - 1QU CoRE ¦ 3QU LoRE | Red Flag Warning - Large Fires | Equipment / facility failure | Aggregated | 2027 | 4.2132e-05 | 1013.9529 | 0.042719 | 2027 | Mitigation | 0.95 | 45 | 0 | esc | 0.00097009 | 4.0871e-08 | 0.00097009 | 4.0871e-08
[79 empty] | WLDFR | HFTD - Distribution - Tier 2 - 3QU CoRE ¦ 1QU LoRE | Red Flag Warning - Large Fires | 2028 | 5.671e-08 | 5.671e-08 | 5.777 | 0.74734 | 3.238 | 1.7917 | 0 | 0 | 5.8459e-05 | 3.2761e-07 | 0 | 3.2761e-07 | 3.2761e-07 | 0 | 3.2761e-07 | 0 | 0.00078332 | 0.0017171 | 0 | 0.0017171 | 0 | 9.0543e-06 | 0 | 0 | 0 | [12 empty] | 7.3.3.17.5 (Remote Grid) Updates to grid topology to minimize risk of ignition in HFTDs Remote GridWLDFREquipment / facility failureAggregated | WLDFR | HFTD - Distribution - Tier 2 - 1QU CoRE ¦ 3QU LoRE | Red Flag Warning - Large Fires | Equipment / facility failure | Aggregated | 2028 | 4.2132e-05 | 1013.9529 | 0.042719 | 2028 | Mitigation | 0.95 | 45 | 0 | esc | 0.00097009 | 4.0871e-08 | 0.00097009 | 4.0871e-08
[79 empty] | WLDFR | HFTD - Distribution - Tier 2 - 3QU CoRE ¦ 1QU LoRE | Red Flag Warning - Large Fires | 2029 | 5.671e-08 | 5.671e-08 | 5.777 | 0.74734 | 3.238 | 1.7917 | 0 | 0 | 5.8459e-05 | 3.2761e-07 | 0 | 3.2761e-07 | 3.2761e-07 | 0 | 3.2761e-07 | 0 | 0.00078332 | 0.0017171 | 0 | 0.0017171 | 0 | 9.3862e-06 | 1.8772e-05 | 0 | 1.8772e-05 | [12 empty] | 7.3.3.17.5 (Remote Grid) Updates to grid topology to minimize risk of ignition in HFTDs Remote GridWLDFREquipment / facility failureAggregated | WLDFR | HFTD - Distribution - Tier 2 - 1QU CoRE ¦ 3QU LoRE | Red Flag Warning - Large Fires | Equipment / facility failure | Aggregated | 2029 | 4.2132e-05 | 1013.9529 | 0.042719 | 2029 | Mitigation | 0.95 | 45 | 0 | esc | 0.00097009 | 4.0871e-08 | 0.00097009 | 4.0871e-08
[79 empty] | WLDFR | HFTD - Distribution - Tier 2 - 3QU CoRE ¦ 1QU LoRE | Red Flag Warning - Large Fires | 2030 | 5.671e-08 | 5.671e-08 | 5.777 | 0.74734 | 3.238 | 1.7917 | 0 | 0 | 5.8459e-05 | 3.2761e-07 | 0 | 3.2761e-07 | 3.2761e-07 | 0 | 3.2761e-07 | 0 | 0.00082039 | 0.0017983 | 0 | 0.0017983 | 0 | 9.3862e-06 | 1.8772e-05 | 0 | 1.8772e-05 | [12 empty] | 7.3.3.17.5 (Remote Grid) Updates to grid topology to minimize risk of ignition in HFTDs Remote GridWLDFREquipment / facility failureAggregated | WLDFR | HFTD - Distribution - Tier 2 - 1QU CoRE ¦ 3QU LoRE | Red Flag Warning - Large Fires | Equipment / facility failure | Aggregated | 2030 | 4.2132e-05 | 1013.9529 | 0.042719 | 2030 | Mitigation | 0.95 | 45 | 0 | esc | 0.00097009 | 4.0871e-08 | 0.00097009 | 4.0871e-08
[79 empty] | WLDFR | HFTD - Distribution - Tier 2 - 3QU CoRE ¦ 1QU LoRE | Red Flag Warning - Large Fires | 2031 | 5.671e-08 | 5.671e-08 | 5.777 | 0.74734 | 3.238 | 1.7917 | 0 | 0 | 5.8459e-05 | 3.2761e-07 | 0 | 3.2761e-07 | 3.2761e-07 | 0 | 3.2761e-07 | 0 | 0.00082039 | 0.0017983 | 0 | 0.0017983 | 0 | 9.3862e-06 | 1.8772e-05 | 0 | 1.8772e-05 | [12 empty] | 7.3.3.17.5 (Remote Grid) Updates to grid topology to minimize risk of ignition in HFTDs Remote GridWLDFREquipment / facility failureAggregated | WLDFR | HFTD - Distribution - Tier 2 - 1QU CoRE ¦ 3QU LoRE | Red Flag Warning - Large Fires | Equipment / facility failure | Aggregated | 2031 | 4.2132e-05 | 1013.9529 | 0.042719 | 2031 | Mitigation | 0.95 | 45 | 0 | esc | 0.00097009 | 4.0871e-08 | 0.00097009 | 4.0871e-08
[79 empty] | WLDFR | HFTD - Distribution - Tier 2 - 3QU CoRE ¦ 1QU LoRE | Red Flag Warning - Large Fires | 2032 | 5.671e-08 | 5.671e-08 | 5.777 | 0.74734 | 3.238 | 1.7917 | 0 | 0 | 5.8459e-05 | 3.2761e-07 | 0 | 3.2761e-07 | 3.2761e-07 | 0 | 3.2761e-07 | 0 | 0.00082039 | 0.0017983 | 0 | 0.0017983 | 0 | 9.3862e-06 | 1.8772e-05 | 0 | 1.8772e-05 | [12 empty] | 7.3.3.17.5 (Remote Grid) Updates to grid topology to minimize risk of ignition in HFTDs Remote GridWLDFREquipment / facility failureAggregated | WLDFR | HFTD - Distribution - Tier 2 - 1QU CoRE ¦ 3QU LoRE | Red Flag Warning - Large Fires | Equipment / facility failure | Aggregated | 2032 | 4.2132e-05 | 1013.9529 | 0.042719 | 2032 | Mitigation | 0.95 | 45 | 0 | esc | 0.00097009 | 4.0871e-08 | 0.00097009 | 4.0871e-08
[79 empty] | WLDFR | HFTD - Distribution - Tier 2 - 3QU CoRE ¦ 1QU LoRE | Red Flag Warning - Large Fires | 2033 | 5.671e-08 | 5.671e-08 | 6.1205 | 0.77885 | 3.4265 | 1.9151 | 0 | 0 | 5.8459e-05 | 3.4709e-07 | 0 | 3.4709e-07 | 3.4709e-07 | 0 | 3.4709e-07 | 0 | 0.00082039 | 0.0017983 | 0 | 0.0017983 | 0 | 9.3862e-06 | 1.8772e-05 | 0 | 1.8772e-05 | [12 empty] | 7.3.3.17.5 (Remote Grid) Updates to grid topology to minimize risk of ignition in HFTDs Remote GridWLDFREquipment / facility failureAggregated | WLDFR | HFTD - Distribution - Tier 2 - 1QU CoRE ¦ 3QU LoRE | Red Flag Warning - Large Fires | Equipment / facility failure | Aggregated | 2033 | 4.2132e-05 | 1013.9529 | 0.042719 | 2033 | Mitigation | 0.95 | 45 | 0 | esc | 0.00097009 | 4.0871e-08 | 0.00097009 | 4.0871e-08
[79 empty] | WLDFR | HFTD - Distribution - Tier 2 - 3QU CoRE ¦ 1QU LoRE | Red Flag Warning - Large Fires | 2034 | 5.671e-08 | 5.671e-08 | 6.1205 | 0.77885 | 3.4265 | 1.9151 | 0 | 0 | 5.8459e-05 | 3.4709e-07 | 0 | 3.4709e-07 | 3.4709e-07 | 0 | 3.4709e-07 | 0 | 0.00082039 | 0.0017983 | 0 | 0.0017983 | 0 | 9.8044e-06 | 1.9609e-05 | 0 | 1.9609e-05 | [12 empty] | 7.3.3.17.5 (Remote Grid) Updates to grid topology to minimize risk of ignition in HFTDs Remote GridWLDFREquipment / facility failureAggregated | WLDFR | HFTD - Distribution - Tier 2 - 1QU CoRE ¦ 3QU LoRE | Red Flag Warning - Large Fires | Equipment / facility failure | Aggregated | 2034 | 4.2132e-05 | 1013.9529 | 0.042719 | 2034 | Mitigation | 0.95 | 45 | 0 | esc | 0.00097009 | 4.0871e-08 | 0.00097009 | 4.0871e-08
[79 empty] | WLDFR | HFTD - Distribution - Tier 2 - 3QU CoRE ¦ 1QU LoRE | Red Flag Warning - Large Fires | 2035 | 5.671e-08 | 5.671e-08 | 6.1205 | 0.77885 | 3.4265 | 1.9151 | 0 | 0 | 5.8459e-05 | 3.4709e-07 | 0 | 3.4709e-07 | 3.4709e-07 | 0 | 3.4709e-07 | 0 | 0.00085772 | 0.0018801 | 0 | 0.0018801 | 0 | 9.8044e-06 | 1.9609e-05 | 0 | 1.9609e-05 | [12 empty] | 7.3.3.17.5 (Remote Grid) Updates to grid topology to minimize risk of ignition in HFTDs Remote GridWLDFREquipment / facility failureAggregated | WLDFR | HFTD - Distribution - Tier 2 - 1QU CoRE ¦ 3QU LoRE | Red Flag Warning - Large Fires | Equipment / facility failure | Aggregated | 2035 | 4.2132e-05 | 1013.9529 | 0.042719 | 2035 | Mitigation | 0.95 | 45 | 0 | esc | 0.00097009 | 4.0871e-08 | 0.00097009 | 4.0871e-08
[79 empty] | WLDFR | HFTD - Distribution - Tier 2 - 3QU CoRE ¦ 1QU LoRE | Red Flag Warning - Large Fires | 2036 | 5.671e-08 | 5.671e-08 | 6.1205 | 0.77885 | 3.4265 | 1.9151 | 0 | 0 | 5.8459e-05 | 3.4709e-07 | 0 | 3.4709e-07 | 3.4709e-07 | 0 | 3.4709e-07 | 0 | 0.00085772 | 0.0018801 | 0 | 0.0018801 | 0 | 9.8044e-06 | 1.9609e-05 | 0 | 1.9609e-05 | [12 empty] | 7.3.3.17.5 (Remote Grid) Updates to grid topology to minimize risk of ignition in HFTDs Remote GridWLDFREquipment / facility failureAggregated | WLDFR | HFTD - Distribution - Tier 2 - 1QU CoRE ¦ 3QU LoRE | Red Flag Warning - Large Fires | Equipment / facility failure | Aggregated | 2036 | 4.2132e-05 | 1013.9529 | 0.042719 | 2036 | Mitigation | 0.95 | 45 | 0 | esc | 0.00097009 | 4.0871e-08 | 0.00097009 | 4.0871e-08
[79 empty] | WLDFR | HFTD - Distribution - Tier 2 - 3QU CoRE ¦ 1QU LoRE | Red Flag Warning - Large Fires | 2037 | 5.671e-08 | 5.671e-08 | 6.1205 | 0.77885 | 3.4265 | 1.9151 | 0 | 0 | 5.8459e-05 | 3.4709e-07 | 0 | 3.4709e-07 | 3.4709e-07 | 0 | 3.4709e-07 | 0 | 0.00085772 | 0.0018801 | 0 | 0.0018801 | 0 | 9.8044e-06 | 1.9609e-05 | 0 | 1.9609e-05 | [12 empty] | 7.3.3.17.5 (Remote Grid) Updates to grid topology to minimize risk of ignition in HFTDs Remote GridWLDFREquipment / facility failureAggregated | WLDFR | HFTD - Distribution - Tier 2 - 1QU CoRE ¦ 3QU LoRE | Red Flag Warning - Large Fires | Equipment / facility failure | Aggregated | 2037 | 4.2132e-05 | 1013.9529 | 0.042719 | 2037 | Mitigation | 0.95 | 45 | 0 | esc | 0.00097009 | 4.0871e-08 | 0.00097009 | 4.0871e-08
[79 empty] | WLDFR | HFTD - Distribution - Tier 2 - 3QU CoRE ¦ 1QU LoRE | Red Flag Warning - Large Fires | 2038 | 5.671e-08 | 5.671e-08 | 6.5028 | 0.81304 | 3.6355 | 2.0543 | 0 | 0 | 5.8459e-05 | 3.6877e-07 | 0 | 3.6877e-07 | 3.6877e-07 | 0 | 3.6877e-07 | 0 | 0.00085772 | 0.0018801 | 0 | 0.0018801 | 0 | 9.8044e-06 | 1.9609e-05 | 0 | 1.9609e-05 | [12 empty] | 7.3.3.17.5 (Remote Grid) Updates to grid topology to minimize risk of ignition in HFTDs Remote GridWLDFREquipment / facility failureAggregated | WLDFR | HFTD - Distribution - Tier 2 - 1QU CoRE ¦ 3QU LoRE | Red Flag Warning - Large Fires | Equipment / facility failure | Aggregated | 2038 | 4.2132e-05 | 1013.9529 | 0.042719 | 2038 | Mitigation | 0.95 | 45 | 0 | esc | 0.00097009 | 4.0871e-08 | 0.00097009 | 4.0871e-08
[79 empty] | WLDFR | HFTD - Distribution - Tier 2 - 3QU CoRE ¦ 1QU LoRE | Red Flag Warning - Large Fires | 2039 | 5.671e-08 | 5.671e-08 | 6.5028 | 0.81304 | 3.6355 | 2.0543 | 0 | 0 | 5.8459e-05 | 3.6877e-07 | 0 | 3.6877e-07 | 3.6877e-07 | 0 | 3.6877e-07 | 0 | 0.00085772 | 0.0018801 | 0 | 0.0018801 | 0 | 1.0269e-05 | 2.0538e-05 | 0 | 2.0538e-05 | [12 empty] | 7.3.3.17.5 (Remote Grid) Updates to grid topology to minimize risk of ignition in HFTDs Remote GridWLDFREquipment / facility failureAggregated | WLDFR | HFTD - Distribution - Tier 2 - 1QU CoRE ¦ 3QU LoRE | Red Flag Warning - Large Fires | Equipment / facility failure | Aggregated | 2039 | 4.2132e-05 | 1013.9529 | 0.042719 | 2039 | Mitigation | 0.95 | 45 | 0 | esc | 0.00097009 | 4.0871e-08 | 0.00097009 | 4.0871e-08
[79 empty] | WLDFR | HFTD - Distribution - Tier 2 - 3QU CoRE ¦ 1QU LoRE | Red Flag Warning - Large Fires | 2040 | 5.671e-08 | 5.671e-08 | 6.5028 | 0.81304 | 3.6355 | 2.0543 | 0 | 0 | 5.8459e-05 | 3.6877e-07 | 0 | 3.6877e-07 | 3.6877e-07 | 0 | 3.6877e-07 | 0 | 0.00089485 | 0.0019615 | 0 | 0.0019615 | 0 | 1.0269e-05 | 2.0538e-05 | 0 | 2.0538e-05 | [12 empty] | 7.3.3.17.5 (Remote Grid) Updates to grid topology to minimize risk of ignition in HFTDs Remote GridWLDFREquipment / facility failureAggregated | WLDFR | HFTD - Distribution - Tier 2 - 1QU CoRE ¦ 3QU LoRE | Red Flag Warning - Large Fires | Equipment / facility failure | Aggregated | 2040 | 4.2132e-05 | 1013.9529 | 0.042719 | 2040 | Mitigation | 0.95 | 45 | 0 | esc | 0.00097009 | 4.0871e-08 | 0.00097009 | 4.0871e-08
[79 empty] | WLDFR | HFTD - Distribution - Tier 2 - 3QU CoRE ¦ 1QU LoRE | Red Flag Warning - Large Fires | 2041 | 5.671e-08 | 5.671e-08 | 6.5028 | 0.81304 | 3.6355 | 2.0543 | 0 | 0 | 5.8459e-05 | 3.6877e-07 | 0 | 3.6877e-07 | 3.6877e-07 | 0 | 3.6877e-07 | 0 | 0.00089485 | 0.0019615 | 0 | 0.0019615 | 0 | 1.0269e-05 | 2.0538e-05 | 0 | 2.0538e-05 | [12 empty] | 7.3.3.17.5 (Remote Grid) Updates to grid topology to minimize risk of ignition in HFTDs Remote GridWLDFREquipment / facility failureAggregated | WLDFR | HFTD - Distribution - Tier 2 - 1QU CoRE ¦ 3QU LoRE | Red Flag Warning - Large Fires | Equipment / facility failure | Aggregated | 2041 | 4.2132e-05 | 1013.9529 | 0.042719 | 2041 | Mitigation | 0.95 | 45 | 0 | esc | 0.00097009 | 4.0871e-08 | 0.00097009 | 4.0871e-08
[79 empty] | WLDFR | HFTD - Distribution - Tier 2 - 3QU CoRE ¦ 1QU LoRE | Red Flag Warning - Large Fires | 2042 | 5.671e-08 | 5.671e-08 | 6.5028 | 0.81304 | 3.6355 | 2.0543 | 0 | 0 | 5.8459e-05 | 3.6877e-07 | 0 | 3.6877e-07 | 3.6877e-07 | 0 | 3.6877e-07 | 0 | 0.00089485 | 0.0019615 | 0 | 0.0019615 | 0 | 1.0269e-05 | 2.0538e-05 | 0 | 2.0538e-05 | [12 empty] | 7.3.3.17.5 (Remote Grid) Updates to grid topology to minimize risk of ignition in HFTDs Remote GridWLDFREquipment / facility failureAggregated | WLDFR | HFTD - Distribution - Tier 2 - 1QU CoRE ¦ 3QU LoRE | Red Flag Warning - Large Fires | Equipment / facility failure | Aggregated | 2042 | 4.2132e-05 | 1013.9529 | 0.042719 | 2042 | Mitigation | 0.95 | 45 | 0 | esc | 0.00097009 | 4.0871e-08 | 0.00097009 | 4.0871e-08
[79 empty] | WLDFR | HFTD - Distribution - Tier 2 - 3QU CoRE ¦ 1QU LoRE | Red Flag Warning - Large Fires | 2043 | 5.671e-08 | 5.671e-08 | 6.9209 | 0.84944 | 3.8632 | 2.2083 | 0 | 0 | 5.8459e-05 | 3.9249e-07 | 0 | 3.9249e-07 | 3.9249e-07 | 0 | 3.9249e-07 | 0 | 0 | 0.0019615 | 0 | 0.0019615 | 0 | 1.0269e-05 | 2.0538e-05 | 0 | 2.0538e-05 | [12 empty] | 7.3.3.17.5 (Remote Grid) Updates to grid topology to minimize risk of ignition in HFTDs Remote GridWLDFREquipment / facility failureAggregated | WLDFR | HFTD - Distribution - Tier 2 - 1QU CoRE ¦ 3QU LoRE | Red Flag Warning - Large Fires | Equipment / facility failure | Aggregated | 2043 | 4.2132e-05 | 1013.9529 | 0.042719 | 2043 | Mitigation | 0.95 | 45 | 0 | esc | 0.00097009 | 4.0871e-08 | 0.00097009 | 4.0871e-08
[79 empty] | WLDFR | HFTD - Distribution - Tier 2 - 3QU CoRE ¦ 1QU LoRE | Red Flag Warning - Large Fires | 2044 | 5.671e-08 | 5.671e-08 | 6.9209 | 0.84944 | 3.8632 | 2.2083 | 0 | 0 | 5.8459e-05 | 3.9249e-07 | 0 | 3.9249e-07 | 3.9249e-07 | 0 | 3.9249e-07 | 0 | 0 | 0 | 0 | 0 | 0 | 1.0774e-05 | 2.1547e-05 | 0 | 2.1547e-05 | [12 empty] | 7.3.3.17.5 (Remote Grid) Updates to grid topology to minimize risk of ignition in HFTDs Remote GridWLDFREquipment / facility failureAggregated | WLDFR | HFTD - Distribution - Tier 2 - 1QU CoRE ¦ 3QU LoRE | Red Flag Warning - Large Fires | Equipment / facility failure | Aggregated | 2044 | 4.2132e-05 | 1013.9529 | 0.042719 | 2044 | Mitigation | 0.95 | 45 | 0 | esc | 0.00097009 | 4.0871e-08 | 0.00097009 | 4.0871e-08
[79 empty] | WLDFR | HFTD - Distribution - Tier 2 - 3QU CoRE ¦ 1QU LoRE | Red Flag Warning - Large Fires | 2045 | 5.671e-08 | 5.671e-08 | 6.9209 | 0.84944 | 3.8632 | 2.2083 | 0 | 0 | 5.8459e-05 | 3.9249e-07 | 0 | 3.9249e-07 | 3.9249e-07 | 0 | 3.9249e-07 | 0 | 2.105e-06 | 0 | 0 | 0 | 0 | 1.0774e-05 | 2.1547e-05 | 0 | 2.1547e-05 | [12 empty] | 7.3.3.17.5 (Remote Grid) Updates to grid topology to minimize risk of ignition in HFTDs Remote GridWLDFREquipment / facility failureAggregated | WLDFR | HFTD - Distribution - Tier 2 - 1QU CoRE ¦ 3QU LoRE | Red Flag Warning - Large Fires | Equipment / facility failure | Aggregated | 2045 | 4.2132e-05 | 1013.9529 | 0.042719 | 2045 | Mitigation | 0.95 | 45 | 0 | esc | 0.00097009 | 4.0871e-08 | 0.00097009 | 4.0871e-08
[79 empty] | WLDFR | HFTD - Distribution - Tier 2 - 3QU CoRE ¦ 1QU LoRE | Red Flag Warning - Large Fires | 2046 | 5.671e-08 | 5.671e-08 | 6.9209 | 0.84944 | 3.8632 | 2.2083 | 0 | 0 | 5.8459e-05 | 3.9249e-07 | 0 | 3.9249e-07 | 3.9249e-07 | 0 | 3.9249e-07 | 0 | 2.1992e-06 | 4.8207e-06 | 0 | 4.8207e-06 | 0 | 1.0774e-05 | 2.1547e-05 | 0 | 2.1547e-05 | [12 empty] | 7.3.3.17.5 (Remote Grid) Updates to grid topology to minimize risk of ignition in HFTDs Remote GridWLDFREquipment / facility failureAggregated | WLDFR | HFTD - Distribution - Tier 2 - 1QU CoRE ¦ 3QU LoRE | Red Flag Warning - Large Fires | Equipment / facility failure | Aggregated | 2046 | 4.2132e-05 | 1013.9529 | 0.042719 | 2046 | Mitigation | 0.95 | 45 | 0 | esc | 0.00097009 | 4.0871e-08 | 0.00097009 | 4.0871e-08
[79 empty] | WLDFR | HFTD - Distribution - Tier 2 - 3QU CoRE ¦ 1QU LoRE | Red Flag Warning - Large Fires | 2047 | 5.671e-08 | 5.671e-08 | 6.9209 | 0.84944 | 3.8632 | 2.2083 | 0 | 0 | 5.8459e-05 | 3.9249e-07 | 0 | 3.9249e-07 | 3.9249e-07 | 0 | 3.9249e-07 | 0 | 2.1992e-06 | 4.8207e-06 | 0 | 4.8207e-06 | 0 | 1.0774e-05 | 2.1547e-05 | 0 | 2.1547e-05 | [12 empty] | 7.3.3.17.5 (Remote Grid) Updates to grid topology to minimize risk of ignition in HFTDs Remote GridWLDFREquipment / facility failureAggregated | WLDFR | HFTD - Distribution - Tier 2 - 1QU CoRE ¦ 3QU LoRE | Red Flag Warning - Large Fires | Equipment / facility failure | Aggregated | 2047 | 4.2132e-05 | 1013.9529 | 0.042719 | 2047 | Mitigation | 0.95 | 45 | 0 | esc | 0.00097009 | 4.0871e-08 | 0.00097009 | 4.0871e-08
[79 empty] | WLDFR | HFTD - Distribution - Tier 2 - 3QU CoRE ¦ 1QU LoRE | Red Flag Warning - Large Fires | 2048 | 5.671e-08 | 5.671e-08 | 7.3713 | 0.88759 | 4.1075 | 2.3763 | 0 | 0 | 5.8459e-05 | 4.1803e-07 | 0 | 4.1803e-07 | 4.1803e-07 | 0 | 4.1803e-07 | 0 | 2.1992e-06 | 4.8207e-06 | 0 | 4.8207e-06 | 0 | 1.0774e-05 | 2.1547e-05 | 0 | 2.1547e-05 | [12 empty] | 7.3.3.17.5 (Remote Grid) Updates to grid topology to minimize risk of ignition in HFTDs Remote GridWLDFREquipment / facility failureAggregated | WLDFR | HFTD - Distribution - Tier 2 - 1QU CoRE ¦ 3QU LoRE | Red Flag Warning - Large Fires | Equipment / facility failure | Aggregated | 2048 | 4.2132e-05 | 1013.9529 | 0.042719 | 2048 | Mitigation | 0.95 | 45 | 0 | esc | 0.00097009 | 4.0871e-08 | 0.00097009 | 4.0871e-08
[79 empty] | WLDFR | HFTD - Distribution - Tier 2 - 3QU CoRE ¦ 1QU LoRE | Red Flag Warning - Large Fires | 2049 | 5.671e-08 | 5.671e-08 | 7.3713 | 0.88759 | 4.1075 | 2.3763 | 0 | 0 | 5.8459e-05 | 4.1803e-07 | 0 | 4.1803e-07 | 4.1803e-07 | 0 | 4.1803e-07 | 0 | 2.1992e-06 | 4.8207e-06 | 0 | 4.8207e-06 | 0 | 1.1311e-05 | 2.2622e-05 | 0 | 2.2622e-05 | [12 empty] | 7.3.3.17.5 (Remote Grid) Updates to grid topology to minimize risk of ignition in HFTDs Remote GridWLDFREquipment / facility failureAggregated | WLDFR | HFTD - Distribution - Tier 2 - 1QU CoRE ¦ 3QU LoRE | Red Flag Warning - Large Fires | Equipment / facility failure | Aggregated | 2049 | 4.2132e-05 | 1013.9529 | 0.042719 | 2049 | Mitigation | 0.95 | 45 | 0 | esc | 0.00097009 | 4.0871e-08 | 0.00097009 | 4.0871e-08
[79 empty] | WLDFR | HFTD - Distribution - Tier 2 - 3QU CoRE ¦ 1QU LoRE | Red Flag Warning - Large Fires | 2050 | 5.671e-08 | 5.671e-08 | 7.3713 | 0.88759 | 4.1075 | 2.3763 | 0 | 0 | 5.8459e-05 | 4.1803e-07 | 0 | 4.1803e-07 | 4.1803e-07 | 0 | 4.1803e-07 | 0 | 2.1992e-06 | 4.8207e-06 | 0 | 4.8207e-06 | 0 | 1.1311e-05 | 2.2622e-05 | 0 | 2.2622e-05 | [12 empty] | 7.3.3.17.5 (Remote Grid) Updates to grid topology to minimize risk of ignition in HFTDs Remote GridWLDFREquipment / facility failureAggregated | WLDFR | HFTD - Distribution - Tier 2 - 1QU CoRE ¦ 3QU LoRE | Red Flag Warning - Large Fires | Equipment / facility failure | Aggregated | 2050 | 4.2132e-05 | 1013.9529 | 0.042719 | 2050 | Mitigation | 0.95 | 45 | 0 | esc | 0.00097009 | 4.0871e-08 | 0.00097009 | 4.0871e-08
[79 empty] | WLDFR | HFTD - Distribution - Tier 2 - 3QU CoRE ¦ 1QU LoRE | Red Flag Warning - Large Fires | 2051 | 5.671e-08 | 5.671e-08 | 7.3713 | 0.88759 | 4.1075 | 2.3763 | 0 | 0 | 5.8459e-05 | 4.1803e-07 | 0 | 4.1803e-07 | 4.1803e-07 | 0 | 4.1803e-07 | 0 | 2.3205e-06 | 5.0866e-06 | 0 | 5.0866e-06 | 0 | 1.1311e-05 | 2.2622e-05 | 0 | 2.2622e-05 | [12 empty] | 7.3.3.17.5 (Remote Grid) Updates to grid topology to minimize risk of ignition in HFTDs Remote GridWLDFREquipment / facility failureAggregated | WLDFR | HFTD - Distribution - Tier 2 - 1QU CoRE ¦ 3QU LoRE | Red Flag Warning - Large Fires | Equipment / facility failure | Aggregated | 2051 | 4.2132e-05 | 1013.9529 | 0.042719 | 2051 | Mitigation | 0.95 | 45 | 0 | esc | 0.00097009 | 4.0871e-08 | 0.00097009 | 4.0871e-08
[79 empty] | WLDFR | HFTD - Distribution - Tier 2 - 3QU CoRE ¦ 1QU LoRE | Red Flag Warning - Large Fires | 2052 | 5.671e-08 | 5.671e-08 | 7.3713 | 0.88759 | 4.1075 | 2.3763 | 0 | 0 | 5.8459e-05 | 4.1803e-07 | 0 | 4.1803e-07 | 4.1803e-07 | 0 | 4.1803e-07 | 0 | 2.3205e-06 | 5.0866e-06 | 0 | 5.0866e-06 | 0 | 1.1311e-05 | 2.2622e-05 | 0 | 2.2622e-05 | [12 empty] | 7.3.3.17.5 (Remote Grid) Updates to grid topology to minimize risk of ignition in HFTDs Remote GridWLDFREquipment / facility failureAggregated | WLDFR | HFTD - Distribution - Tier 2 - 1QU CoRE ¦ 3QU LoRE | Red Flag Warning - Large Fires | Equipment / facility failure | Aggregated | 2052 | 4.2132e-05 | 1013.9529 | 0.042719 | 2052 | Mitigation | 0.95 | 45 | 0 | esc | 0.00097009 | 4.0871e-08 | 0.00097009 | 4.0871e-08
[79 empty] | WLDFR | HFTD - Distribution - Tier 2 - 3QU CoRE ¦ 1QU LoRE | Red Flag Warning - Large Fires | 2053 | 5.671e-08 | 5.671e-08 | 7.8503 | 0.92702 | 4.3664 | 2.5569 | 0 | 0 | 5.8459e-05 | 4.4519e-07 | 0 | 4.4519e-07 | 4.4519e-07 | 0 | 4.4519e-07 | 0 | 2.3205e-06 | 5.0866e-06 | 0 | 5.0866e-06 | 0 | 1.1311e-05 | 2.2622e-05 | 0 | 2.2622e-05 | [12 empty] | 7.3.3.17.5 (Remote Grid) Updates to grid topology to minimize risk of ignition in HFTDs Remote GridWLDFREquipment / facility failureAggregated | WLDFR | HFTD - Distribution - Tier 2 - 1QU CoRE ¦ 3QU LoRE | Red Flag Warning - Large Fires | Equipment / facility failure | Aggregated | 2053 | 4.2132e-05 | 1013.9529 | 0.042719 | 2053 | Mitigation | 0.95 | 45 | 0 | esc | 0.00097009 | 4.0871e-08 | 0.00097009 | 4.0871e-08
[79 empty] | WLDFR | HFTD - Distribution - Tier 2 - 3QU CoRE ¦ 1QU LoRE | Red Flag Warning - Large Fires | 2054 | 5.671e-08 | 5.671e-08 | 7.8503 | 0.92702 | 4.3664 | 2.5569 | 0 | 0 | 5.8459e-05 | 4.4519e-07 | 0 | 4.4519e-07 | 4.4519e-07 | 0 | 4.4519e-07 | 0 | 2.3205e-06 | 5.0866e-06 | 0 | 5.0866e-06 | 0 | 1.1875e-05 | 2.3749e-05 | 0 | 2.3749e-05 | [12 empty] | 7.3.3.17.5 (Remote Grid) Updates to grid topology to minimize risk of ignition in HFTDs Remote GridWLDFREquipment / facility failureAggregated | WLDFR | HFTD - Distribution - Tier 2 - 1QU CoRE ¦ 3QU LoRE | Red Flag Warning - Large Fires | Equipment / facility failure | Aggregated | 2054 | 4.2132e-05 | 1013.9529 | 0.042719 | 2054 | Mitigation | 0.95 | 45 | 0 | esc | 0.00097009 | 4.0871e-08 | 0.00097009 | 4.0871e-08
[79 empty] | WLDFR | HFTD - Distribution - Tier 2 - 3QU CoRE ¦ 1QU LoRE | Red Flag Warning - Large Fires | 2055 | 5.671e-08 | 5.671e-08 | 7.8503 | 0.92702 | 4.3664 | 2.5569 | 0 | 0 | 5.8459e-05 | 4.4519e-07 | 0 | 4.4519e-07 | 4.4519e-07 | 0 | 4.4519e-07 | 0 | 2.3205e-06 | 5.0866e-06 | 0 | 5.0866e-06 | 0 | 1.1875e-05 | 2.3749e-05 | 0 | 2.3749e-05 | [12 empty] | 7.3.3.17.5 (Remote Grid) Updates to grid topology to minimize risk of ignition in HFTDs Remote GridWLDFREquipment / facility failureAggregated | WLDFR | HFTD - Distribution - Tier 2 - 1QU CoRE ¦ 3QU LoRE | Red Flag Warning - Large Fires | Equipment / facility failure | Aggregated | 2055 | 4.2132e-05 | 1013.9529 | 0.042719 | 2055 | Mitigation | 0.95 | 45 | 0 | esc | 0.00097009 | 4.0871e-08 | 0.00097009 | 4.0871e-08
[79 empty] | WLDFR | HFTD - Distribution - Tier 2 - 3QU CoRE ¦ 1QU LoRE | Red Flag Warning - Large Fires | 2056 | 5.671e-08 | 5.671e-08 | 7.8503 | 0.92702 | 4.3664 | 2.5569 | 0 | 0 | 5.8459e-05 | 4.4519e-07 | 0 | 4.4519e-07 | 4.4519e-07 | 0 | 4.4519e-07 | 0 | 2.4585e-06 | 5.389e-06 | 0 | 5.389e-06 | 0 | 1.1875e-05 | 2.3749e-05 | 0 | 2.3749e-05 | [12 empty] | 7.3.3.17.5 (Remote Grid) Updates to grid topology to minimize risk of ignition in HFTDs Remote GridWLDFREquipment / facility failureAggregated | WLDFR | HFTD - Distribution - Tier 2 - 1QU CoRE ¦ 3QU LoRE | Red Flag Warning - Large Fires | Equipment / facility failure | Aggregated | 2056 | 4.2132e-05 | 1013.9529 | 0.042719 | 2056 | Mitigation | 0.95 | 45 | 0 | esc | 0.00097009 | 4.0871e-08 | 0.00097009 | 4.0871e-08
[79 empty] | WLDFR | HFTD - Distribution - Tier 2 - 3QU CoRE ¦ 1QU LoRE | Red Flag Warning - Large Fires | 2057 | 5.671e-08 | 5.671e-08 | 7.8503 | 0.92702 | 4.3664 | 2.5569 | 0 | 0 | 5.8459e-05 | 4.4519e-07 | 0 | 4.4519e-07 | 4.4519e-07 | 0 | 4.4519e-07 | 0 | 2.4585e-06 | 5.389e-06 | 0 | 5.389e-06 | 0 | 1.1875e-05 | 2.3749e-05 | 0 | 2.3749e-05 | [12 empty] | 7.3.3.17.5 (Remote Grid) Updates to grid topology to minimize risk of ignition in HFTDs Remote GridWLDFREquipment / facility failureAggregated | WLDFR | HFTD - Distribution - Tier 2 - 1QU CoRE ¦ 3QU LoRE | Red Flag Warning - Large Fires | Equipment / facility failure | Aggregated | 2057 | 4.2132e-05 | 1013.9529 | 0.042719 | 2057 | Mitigation | 0.95 | 45 | 0 | esc | 0.00097009 | 4.0871e-08 | 0.00097009 | 4.0871e-08
[79 empty] | WLDFR | HFTD - Distribution - Tier 2 - 3QU CoRE ¦ 1QU LoRE | Red Flag Warning - Large Fires | 2058 | 5.671e-08 | 5.671e-08 | 8.3524 | 0.96727 | 4.6367 | 2.7484 | 0 | 0 | 5.8459e-05 | 4.7366e-07 | 0 | 4.7366e-07 | 4.7366e-07 | 0 | 4.7366e-07 | 0 | 2.4585e-06 | 5.389e-06 | 0 | 5.389e-06 | 0 | 0 | 2.3749e-05 | 0 | 2.3749e-05 | [12 empty] | 7.3.3.17.5 (Remote Grid) Updates to grid topology to minimize risk of ignition in HFTDs Remote GridWLDFREquipment / facility failureAggregated | WLDFR | HFTD - Distribution - Tier 2 - 1QU CoRE ¦ 3QU LoRE | Red Flag Warning - Large Fires | Equipment / facility failure | Aggregated | 2058 | 4.2132e-05 | 1013.9529 | 0.042719 | 2058 | Mitigation | 0.95 | 45 | 0 | esc | 0.00097009 | 4.0871e-08 | 0.00097009 | 4.0871e-08
[79 empty] | WLDFR | HFTD - Distribution - Tier 2 - 3QU CoRE ¦ 1QU LoRE | Red Flag Warning - Large Fires | 2059 | 5.671e-08 | 5.671e-08 | 8.3524 | 0.96727 | 4.6367 | 2.7484 | 0 | 0 | 5.8459e-05 | 4.7366e-07 | 0 | 4.7366e-07 | 4.7366e-07 | 0 | 4.7366e-07 | 0 | 2.4585e-06 | 5.389e-06 | 0 | 5.389e-06 | 0 | 0 | 0 | 0 | 0 | [12 empty] | 7.3.3.17.5 (Remote Grid) Updates to grid topology to minimize risk of ignition in HFTDs Remote GridWLDFREquipment / facility failureAggregated | WLDFR | HFTD - Distribution - Tier 2 - 1QU CoRE ¦ 3QU LoRE | Red Flag Warning - Large Fires | Equipment / facility failure | Aggregated | 2059 | 4.2132e-05 | 1013.9529 | 0.042719 | 2059 | Mitigation | 0.95 | 45 | 0 | esc | 0.00097009 | 4.0871e-08 | 0.00097009 | 4.0871e-08
[79 empty] | WLDFR | HFTD - Distribution - Tier 2 - 3QU CoRE ¦ 1QU LoRE | Red Flag Warning - Large Fires | 2060 | 5.671e-08 | 5.671e-08 | 8.3524 | 0.96727 | 4.6367 | 2.7484 | 0 | 0 | 5.8459e-05 | 4.7366e-07 | 0 | 4.7366e-07 | 4.7366e-07 | 0 | 4.7366e-07 | 0 | 2.4585e-06 | 5.389e-06 | 0 | 5.389e-06 | 0 | 0 | 0 | 0 | 0 | [12 empty] | 7.3.3.17.5 (Remote Grid) Updates to grid topology to minimize risk of ignition in HFTDs Remote GridWLDFREquipment / facility failureAggregated | WLDFR | HFTD - Distribution - Tier 2 - 1QU CoRE ¦ 3QU LoRE | Red Flag Warning - Large Fires | Equipment / facility failure | Aggregated | 2060 | 4.2132e-05 | 1013.9529 | 0.042719 | 2060 | Mitigation | 0.95 | 45 | 0 | esc | 0.00097009 | 4.0871e-08 | 0.00097009 | 4.0871e-08
[79 empty] | WLDFR | HFTD - Distribution - Tier 2 - 3QU CoRE ¦ 1QU LoRE | Red Flag Warning - Large Fires | 2061 | 5.671e-08 | 5.671e-08 | 8.3524 | 0.96727 | 4.6367 | 2.7484 | 0 | 0 | 5.8459e-05 | 4.7366e-07 | 0 | 4.7366e-07 | 4.7366e-07 | 0 | 4.7366e-07 | 0 | 2.612e-06 | 5.7256e-06 | 0 | 5.7256e-06 | 0 | 2.2003e-05 | 0 | 0 | 0 | [12 empty] | 7.3.3.17.5 (Remote Grid) Updates to grid topology to minimize risk of ignition in HFTDs Remote GridWLDFREquipment / facility failureAggregated | WLDFR | HFTD - Distribution - Tier 2 - 1QU CoRE ¦ 3QU LoRE | Red Flag Warning - Large Fires | Equipment / facility failure | Aggregated | 2061 | 4.2132e-05 | 1013.9529 | 0.042719 | 2061 | Mitigation | 0.95 | 45 | 0 | esc | 0.00097009 | 4.0871e-08 | 0.00097009 | 4.0871e-08
[79 empty] | WLDFR | HFTD - Distribution - Tier 2 - 3QU CoRE ¦ 1QU LoRE | Red Flag Warning - Large Fires | 2062 | 5.671e-08 | 5.671e-08 | 8.3524 | 0.96727 | 4.6367 | 2.7484 | 0 | 0 | 5.8459e-05 | 4.7366e-07 | 0 | 4.7366e-07 | 4.7366e-07 | 0 | 4.7366e-07 | 0 | 2.612e-06 | 5.7256e-06 | 0 | 5.7256e-06 | 0 | 2.2807e-05 | 4.5614e-05 | 0 | 4.5614e-05 | [12 empty] | 7.3.3.17.5 (Remote Grid) Updates to grid topology to minimize risk of ignition in HFTDs Remote GridWLDFREquipment / facility failureAggregated | WLDFR | HFTD - Distribution - Tier 2 - 1QU CoRE ¦ 3QU LoRE | Red Flag Warning - Large Fires | Equipment / facility failure | Aggregated | 2062 | 4.2132e-05 | 1013.9529 | 0.042719 | 2062 | Mitigation | 0.95 | 45 | 0 | esc | 0.00097009 | 4.0871e-08 | 0.00097009 | 4.0871e-08
[79 empty] | WLDFR | HFTD - Distribution - Tier 2 - 3QU CoRE ¦ 1QU LoRE | Red Flag Warning - Large Fires | 2063 | 5.671e-08 | 5.671e-08 | 8.872 | 1.0079 | 4.9153 | 2.9488 | 0 | 0 | 5.8459e-05 | 5.0313e-07 | 0 | 5.0313e-07 | 5.0313e-07 | 0 | 5.0313e-07 | 0 | 2.612e-06 | 5.7256e-06 | 0 | 5.7256e-06 | 0 | 2.2807e-05 | 4.5614e-05 | 0 | 4.5614e-05 | [12 empty] | 7.3.3.17.5 (Remote Grid) Updates to grid topology to minimize risk of ignition in HFTDs Remote GridWLDFREquipment / facility failureAggregated | WLDFR | HFTD - Distribution - Tier 2 - 1QU CoRE ¦ 3QU LoRE | Red Flag Warning - Large Fires | Equipment / facility failure | Aggregated | 2063 | 4.2132e-05 | 1013.9529 | 0.042719 | 2063 | Mitigation | 0.95 | 45 | 0 | esc | 0.00097009 | 4.0871e-08 | 0.00097009 | 4.0871e-08
[79 empty] | WLDFR | HFTD - Distribution - Tier 2 - 3QU CoRE ¦ 1QU LoRE | Red Flag Warning - Large Fires | 2064 | 5.671e-08 | 5.671e-08 | 8.872 | 1.0079 | 4.9153 | 2.9488 | 0 | 0 | 5.8459e-05 | 5.0313e-07 | 0 | 5.0313e-07 | 5.0313e-07 | 0 | 5.0313e-07 | 0 | 2.612e-06 | 5.7256e-06 | 0 | 5.7256e-06 | 0 | 2.2807e-05 | 4.5614e-05 | 0 | 4.5614e-05 | [12 empty] | 7.3.3.17.5 (Remote Grid) Updates to grid topology to minimize risk of ignition in HFTDs Remote GridWLDFREquipment / facility failureAggregated | WLDFR | HFTD - Distribution - Tier 2 - 1QU CoRE ¦ 3QU LoRE | Red Flag Warning - Large Fires | Equipment / facility failure | Aggregated | 2064 | 4.2132e-05 | 1013.9529 | 0.042719 | 2064 | Mitigation | 0.95 | 45 | 0 | esc | 0.00097009 | 4.0871e-08 | 0.00097009 | 4.0871e-08
[79 empty] | WLDFR | HFTD - Distribution - Tier 2 - 3QU CoRE ¦ 1QU LoRE | Red Flag Warning - Large Fires | 2065 | 5.671e-08 | 5.671e-08 | 8.872 | 1.0079 | 4.9153 | 2.9488 | 0 | 0 | 5.8459e-05 | 5.0313e-07 | 0 | 5.0313e-07 | 5.0313e-07 | 0 | 5.0313e-07 | 0 | 2.612e-06 | 5.7256e-06 | 0 | 5.7256e-06 | 0 | 2.2807e-05 | 4.5614e-05 | 0 | 4.5614e-05 | [12 empty] | 7.3.3.17.5 (Remote Grid) Updates to grid topology to minimize risk of ignition in HFTDs Remote GridWLDFREquipment / facility failureAggregated | WLDFR | HFTD - Distribution - Tier 2 - 1QU CoRE ¦ 3QU LoRE | Red Flag Warning - Large Fires | Equipment / facility failure | Aggregated | 2065 | 4.2132e-05 | 1013.9529 | 0.042719 | 2065 | Mitigation | 0.95 | 45 | 0 | esc | 0.00097009 | 4.0871e-08 | 0.00097009 | 4.0871e-08
[79 empty] | WLDFR | HFTD - Distribution - Tier 2 - 3QU CoRE ¦ 1QU LoRE | Red Flag Warning - Large Fires | 2066 | 5.671e-08 | 5.671e-08 | 8.872 | 1.0079 | 4.9153 | 2.9488 | 0 | 0 | 5.8459e-05 | 5.0313e-07 | 0 | 5.0313e-07 | 5.0313e-07 | 0 | 5.0313e-07 | 0 | 2.78e-06 | 6.0938e-06 | 0 | 6.0938e-06 | 0 | 2.2807e-05 | 4.5614e-05 | 0 | 4.5614e-05 | [12 empty] | 7.3.3.17.5 (Remote Grid) Updates to grid topology to minimize risk of ignition in HFTDs Remote GridWLDFREquipment / facility failureAggregated | WLDFR | HFTD - Distribution - Tier 2 - 1QU CoRE ¦ 3QU LoRE | Red Flag Warning - Large Fires | Equipment / facility failure | Aggregated | 2066 | 4.2132e-05 | 1013.9529 | 0.042719 | 2066 | Mitigation | 0.95 | 45 | 0 | esc | 0.00097009 | 4.0871e-08 | 0.00097009 | 4.0871e-08
[79 empty] | WLDFR | HFTD - Distribution - Tier 2 - 3QU CoRE ¦ 1QU LoRE | Red Flag Warning - Large Fires | 2067 | 0 | 5.671e-08 | 8.872 | 1.0079 | 4.9153 | 2.9488 | 0 | 0 | 5.8459e-05 | 0 | 0 | 0 | 5.0313e-07 | 0 | 5.0313e-07 | 0 | 2.78e-06 | 6.0938e-06 | 0 | 6.0938e-06 | 0 | 2.3819e-05 | 4.7638e-05 | 0 | 4.7638e-05 | [12 empty] | 7.3.3.17.5 (Remote Grid) Updates to grid topology to minimize risk of ignition in HFTDs Remote GridWLDFREquipment / facility failureAggregated | WLDFR | HFTD - Distribution - Tier 2 - 1QU CoRE ¦ 3QU LoRE | Red Flag Warning - Large Fires | Equipment / facility failure | Aggregated | 2067 | 4.2132e-05 | 1013.9529 | 0.042719 | 2067 | Mitigation | 0.95 | 45 | 0 | esc | 0 | 0 | 0.00097009 | 4.0871e-08
[79 empty] | WLDFR | HFTD - Distribution - Tier 2 - 3QU CoRE ¦ 1QU LoRE | Red Flag Warning - Small Fires | 2022 | 1.1681e-06 | 0 | 0.077901 | 0.036425 | 0.0015809 | 0.039895 | 0 | 0 | 0.001244 | 9.0993e-08 | 0 | 9.0993e-08 | 0 | 0 | 0 | 0 | 2.78e-06 | 6.0938e-06 | 0 | 6.0938e-06 | 0 | 2.3819e-05 | 4.7638e-05 | 0 | 4.7638e-05 | [12 empty] | 7.3.3.17.5 (Remote Grid) Updates to grid topology to minimize risk of ignition in HFTDs Remote GridWLDFRVegetation ContactAggregated | WLDFR | HFTD - Distribution - Tier 2 - 1QU CoRE ¦ 3QU LoRE | Red Flag Warning - Large Fires | Vegetation Contact | Aggregated | 2022 | 6.0769e-05 | 1013.9529 | 0.061617 | 2022 | Mitigation | 0.95 | 45 | 0 | esc | 0.00097009 | 5.8951e-08 | 0 | 0
[79 empty] | WLDFR | HFTD - Distribution - Tier 2 - 3QU CoRE ¦ 1QU LoRE | Red Flag Warning - Small Fires | 2023 | 1.1681e-06 | 1.1681e-06 | 0.080408 | 0.03759 | 0.0016314 | 0.041187 | 0 | 0 | 0.001244 | 9.3922e-08 | 0 | 9.3922e-08 | 9.3922e-08 | 0 | 9.3922e-08 | 0 | 2.78e-06 | 6.0938e-06 | 0 | 6.0938e-06 | 0 | 2.3819e-05 | 4.7638e-05 | 0 | 4.7638e-05 | [12 empty] | 7.3.3.17.5 (Remote Grid) Updates to grid topology to minimize risk of ignition in HFTDs Remote GridWLDFRVegetation ContactAggregated | WLDFR | HFTD - Distribution - Tier 2 - 1QU CoRE ¦ 3QU LoRE | Red Flag Warning - Large Fires | Vegetation Contact | Aggregated | 2023 | 6.0769e-05 | 1013.9529 | 0.061617 | 2023 | Mitigation | 0.95 | 45 | 0 | esc | 0.00097009 | 5.8951e-08 | 0.00097009 | 5.8951e-08
[79 empty] | WLDFR | HFTD - Distribution - Tier 2 - 3QU CoRE ¦ 1QU LoRE | Red Flag Warning - Small Fires | 2024 | 1.1681e-06 | 1.1681e-06 | 0.080408 | 0.03759 | 0.0016314 | 0.041187 | 0 | 0 | 0.001244 | 9.3922e-08 | 0 | 9.3922e-08 | 9.3922e-08 | 0 | 9.3922e-08 | 0 | 2.78e-06 | 6.0938e-06 | 0 | 6.0938e-06 | 0 | 2.3819e-05 | 4.7638e-05 | 0 | 4.7638e-05 | [12 empty] | 7.3.3.17.5 (Remote Grid) Updates to grid topology to minimize risk of ignition in HFTDs Remote GridWLDFRVegetation ContactAggregated | WLDFR | HFTD - Distribution - Tier 2 - 1QU CoRE ¦ 3QU LoRE | Red Flag Warning - Large Fires | Vegetation Contact | Aggregated | 2024 | 6.0769e-05 | 1013.9529 | 0.061617 | 2024 | Mitigation | 0.95 | 45 | 0 | esc | 0.00097009 | 5.8951e-08 | 0.00097009 | 5.8951e-08
[79 empty] | WLDFR | HFTD - Distribution - Tier 2 - 3QU CoRE ¦ 1QU LoRE | Red Flag Warning - Small Fires | 2025 | 1.1681e-06 | 1.1681e-06 | 0.080408 | 0.03759 | 0.0016314 | 0.041187 | 0 | 0 | 0.001244 | 9.3922e-08 | 0 | 9.3922e-08 | 9.3922e-08 | 0 | 9.3922e-08 | 0 | 2.9609e-06 | 6.4904e-06 | 0 | 6.4904e-06 | 0 | 2.3819e-05 | 4.7638e-05 | 0 | 4.7638e-05 | [12 empty] | 7.3.3.17.5 (Remote Grid) Updates to grid topology to minimize risk of ignition in HFTDs Remote GridWLDFRVegetation ContactAggregated | WLDFR | HFTD - Distribution - Tier 2 - 1QU CoRE ¦ 3QU LoRE | Red Flag Warning - Large Fires | Vegetation Contact | Aggregated | 2025 | 6.0769e-05 | 1013.9529 | 0.061617 | 2025 | Mitigation | 0.95 | 45 | 0 | esc | 0.00097009 | 5.8951e-08 | 0.00097009 | 5.8951e-08
[79 empty] | WLDFR | HFTD - Distribution - Tier 2 - 3QU CoRE ¦ 1QU LoRE | Red Flag Warning - Small Fires | 2026 | 1.1681e-06 | 1.1681e-06 | 0.080408 | 0.03759 | 0.0016314 | 0.041187 | 0 | 0 | 0.001244 | 9.3922e-08 | 0 | 9.3922e-08 | 9.3922e-08 | 0 | 9.3922e-08 | 0 | 2.9609e-06 | 6.4904e-06 | 0 | 6.4904e-06 | 0 | 2.4943e-05 | 4.9886e-05 | 0 | 4.9886e-05 | [12 empty] | 7.3.3.17.5 (Remote Grid) Updates to grid topology to minimize risk of ignition in HFTDs Remote GridWLDFRVegetation ContactAggregated | WLDFR | HFTD - Distribution - Tier 2 - 1QU CoRE ¦ 3QU LoRE | Red Flag Warning - Large Fires | Vegetation Contact | Aggregated | 2026 | 6.0769e-05 | 1013.9529 | 0.061617 | 2026 | Mitigation | 0.95 | 45 | 0 | esc | 0.00097009 | 5.8951e-08 | 0.00097009 | 5.8951e-08
[79 empty] | WLDFR | HFTD - Distribution - Tier 2 - 3QU CoRE ¦ 1QU LoRE | Red Flag Warning - Small Fires | 2027 | 1.1681e-06 | 1.1681e-06 | 0.080408 | 0.03759 | 0.0016314 | 0.041187 | 0 | 0 | 0.001244 | 9.3922e-08 | 0 | 9.3922e-08 | 9.3922e-08 | 0 | 9.3922e-08 | 0 | 2.9609e-06 | 6.4904e-06 | 0 | 6.4904e-06 | 0 | 2.4943e-05 | 4.9886e-05 | 0 | 4.9886e-05 | [12 empty] | 7.3.3.17.5 (Remote Grid) Updates to grid topology to minimize risk of ignition in HFTDs Remote GridWLDFRVegetation ContactAggregated | WLDFR | HFTD - Distribution - Tier 2 - 1QU CoRE ¦ 3QU LoRE | Red Flag Warning - Large Fires | Vegetation Contact | Aggregated | 2027 | 6.0769e-05 | 1013.9529 | 0.061617 | 2027 | Mitigation | 0.95 | 45 | 0 | esc | 0.00097009 | 5.8951e-08 | 0.00097009 | 5.8951e-08
[79 empty] | WLDFR | HFTD - Distribution - Tier 2 - 3QU CoRE ¦ 1QU LoRE | Red Flag Warning - Small Fires | 2028 | 1.1681e-06 | 1.1681e-06 | 0.083606 | 0.039055 | 0.001695 | 0.042856 | 0 | 0 | 0.001244 | 9.7657e-08 | 0 | 9.7657e-08 | 9.7657e-08 | 0 | 9.7657e-08 | 0 | 2.9609e-06 | 6.4904e-06 | 0 | 6.4904e-06 | 0 | 2.4943e-05 | 4.9886e-05 | 0 | 4.9886e-05 | [12 empty] | 7.3.3.17.5 (Remote Grid) Updates to grid topology to minimize risk of ignition in HFTDs Remote GridWLDFRVegetation ContactAggregated | WLDFR | HFTD - Distribution - Tier 2 - 1QU CoRE ¦ 3QU LoRE | Red Flag Warning - Large Fires | Vegetation Contact | Aggregated | 2028 | 6.0769e-05 | 1013.9529 | 0.061617 | 2028 | Mitigation | 0.95 | 45 | 0 | esc | 0.00097009 | 5.8951e-08 | 0.00097009 | 5.8951e-08
[79 empty] | WLDFR | HFTD - Distribution - Tier 2 - 3QU CoRE ¦ 1QU LoRE | Red Flag Warning - Small Fires | 2029 | 1.1681e-06 | 1.1681e-06 | 0.083606 | 0.039055 | 0.001695 | 0.042856 | 0 | 0 | 0.001244 | 9.7657e-08 | 0 | 9.7657e-08 | 9.7657e-08 | 0 | 9.7657e-08 | 0 | 2.9609e-06 | 6.4904e-06 | 0 | 6.4904e-06 | 0 | 2.4943e-05 | 4.9886e-05 | 0 | 4.9886e-05 | [12 empty] | 7.3.3.17.5 (Remote Grid) Updates to grid topology to minimize risk of ignition in HFTDs Remote GridWLDFRVegetation ContactAggregated | WLDFR | HFTD - Distribution - Tier 2 - 1QU CoRE ¦ 3QU LoRE | Red Flag Warning - Large Fires | Vegetation Contact | Aggregated | 2029 | 6.0769e-05 | 1013.9529 | 0.061617 | 2029 | Mitigation | 0.95 | 45 | 0 | esc | 0.00097009 | 5.8951e-08 | 0.00097009 | 5.8951e-08
[79 empty] | WLDFR | HFTD - Distribution - Tier 2 - 3QU CoRE ¦ 1QU LoRE | Red Flag Warning - Small Fires | 2030 | 1.1681e-06 | 1.1681e-06 | 0.083606 | 0.039055 | 0.001695 | 0.042856 | 0 | 0 | 0.001244 | 9.7657e-08 | 0 | 9.7657e-08 | 9.7657e-08 | 0 | 9.7657e-08 | 0 | 3.1533e-06 | 6.9121e-06 | 0 | 6.9121e-06 | 0 | 2.4943e-05 | 4.9886e-05 | 0 | 4.9886e-05 | [12 empty] | 7.3.3.17.5 (Remote Grid) Updates to grid topology to minimize risk of ignition in HFTDs Remote GridWLDFRVegetation ContactAggregated | WLDFR | HFTD - Distribution - Tier 2 - 1QU CoRE ¦ 3QU LoRE | Red Flag Warning - Large Fires | Vegetation Contact | Aggregated | 2030 | 6.0769e-05 | 1013.9529 | 0.061617 | 2030 | Mitigation | 0.95 | 45 | 0 | esc | 0.00097009 | 5.8951e-08 | 0.00097009 | 5.8951e-08
[79 empty] | WLDFR | HFTD - Distribution - Tier 2 - 3QU CoRE ¦ 1QU LoRE | Red Flag Warning - Small Fires | 2031 | 1.1681e-06 | 1.1681e-06 | 0.083606 | 0.039055 | 0.001695 | 0.042856 | 0 | 0 | 0.001244 | 9.7657e-08 | 0 | 9.7657e-08 | 9.7657e-08 | 0 | 9.7657e-08 | 0 | 3.1533e-06 | 6.9121e-06 | 0 | 6.9121e-06 | 0 | 2.6162e-05 | 5.2324e-05 | 0 | 5.2324e-05 | [12 empty] | 7.3.3.17.5 (Remote Grid) Updates to grid topology to minimize risk of ignition in HFTDs Remote GridWLDFRVegetation ContactAggregated | WLDFR | HFTD - Distribution - Tier 2 - 1QU CoRE ¦ 3QU LoRE | Red Flag Warning - Large Fires | Vegetation Contact | Aggregated | 2031 | 6.0769e-05 | 1013.9529 | 0.061617 | 2031 | Mitigation | 0.95 | 45 | 0 | esc | 0.00097009 | 5.8951e-08 | 0.00097009 | 5.8951e-08
[79 empty] | WLDFR | HFTD - Distribution - Tier 2 - 3QU CoRE ¦ 1QU LoRE | Red Flag Warning - Small Fires | 2032 | 1.1681e-06 | 1.1681e-06 | 0.083606 | 0.039055 | 0.001695 | 0.042856 | 0 | 0 | 0.001244 | 9.7657e-08 | 0 | 9.7657e-08 | 9.7657e-08 | 0 | 9.7657e-08 | 0 | 3.1533e-06 | 6.9121e-06 | 0 | 6.9121e-06 | 0 | 2.6162e-05 | 5.2324e-05 | 0 | 5.2324e-05 | [12 empty] | 7.3.3.17.5 (Remote Grid) Updates to grid topology to minimize risk of ignition in HFTDs Remote GridWLDFRVegetation ContactAggregated | WLDFR | HFTD - Distribution - Tier 2 - 1QU CoRE ¦ 3QU LoRE | Red Flag Warning - Large Fires | Vegetation Contact | Aggregated | 2032 | 6.0769e-05 | 1013.9529 | 0.061617 | 2032 | Mitigation | 0.95 | 45 | 0 | esc | 0.00097009 | 5.8951e-08 | 0.00097009 | 5.8951e-08
[79 empty] | WLDFR | HFTD - Distribution - Tier 2 - 3QU CoRE ¦ 1QU LoRE | Red Flag Warning - Small Fires | 2033 | 1.1681e-06 | 1.1681e-06 | 0.087211 | 0.040679 | 0.0017655 | 0.044766 | 0 | 0 | 0.001244 | 1.0187e-07 | 0 | 1.0187e-07 | 1.0187e-07 | 0 | 1.0187e-07 | 0 | 3.1533e-06 | 6.9121e-06 | 0 | 6.9121e-06 | 0 | 2.6162e-05 | 5.2324e-05 | 0 | 5.2324e-05 | [12 empty] | 7.3.3.17.5 (Remote Grid) Updates to grid topology to minimize risk of ignition in HFTDs Remote GridWLDFRVegetation ContactAggregated | WLDFR | HFTD - Distribution - Tier 2 - 1QU CoRE ¦ 3QU LoRE | Red Flag Warning - Large Fires | Vegetation Contact | Aggregated | 2033 | 6.0769e-05 | 1013.9529 | 0.061617 | 2033 | Mitigation | 0.95 | 45 | 0 | esc | 0.00097009 | 5.8951e-08 | 0.00097009 | 5.8951e-08
[79 empty] | WLDFR | HFTD - Distribution - Tier 2 - 3QU CoRE ¦ 1QU LoRE | Red Flag Warning - Small Fires | 2034 | 1.1681e-06 | 1.1681e-06 | 0.087211 | 0.040679 | 0.0017655 | 0.044766 | 0 | 0 | 0.001244 | 1.0187e-07 | 0 | 1.0187e-07 | 1.0187e-07 | 0 | 1.0187e-07 | 0 | 3.1533e-06 | 6.9121e-06 | 0 | 6.9121e-06 | 0 | 2.6162e-05 | 5.2324e-05 | 0 | 5.2324e-05 | [12 empty] | 7.3.3.17.5 (Remote Grid) Updates to grid topology to minimize risk of ignition in HFTDs Remote GridWLDFRVegetation ContactAggregated | WLDFR | HFTD - Distribution - Tier 2 - 1QU CoRE ¦ 3QU LoRE | Red Flag Warning - Large Fires | Vegetation Contact | Aggregated | 2034 | 6.0769e-05 | 1013.9529 | 0.061617 | 2034 | Mitigation | 0.95 | 45 | 0 | esc | 0.00097009 | 5.8951e-08 | 0.00097009 | 5.8951e-08
[79 empty] | WLDFR | HFTD - Distribution - Tier 2 - 3QU CoRE ¦ 1QU LoRE | Red Flag Warning - Small Fires | 2035 | 1.1681e-06 | 1.1681e-06 | 0.087211 | 0.040679 | 0.0017655 | 0.044766 | 0 | 0 | 0.001244 | 1.0187e-07 | 0 | 1.0187e-07 | 1.0187e-07 | 0 | 1.0187e-07 | 0 | 3.3549e-06 | 7.3541e-06 | 0 | 7.3541e-06 | 0 | 2.6162e-05 | 5.2324e-05 | 0 | 5.2324e-05 | [12 empty] | 7.3.3.17.5 (Remote Grid) Updates to grid topology to minimize risk of ignition in HFTDs Remote GridWLDFRVegetation ContactAggregated | WLDFR | HFTD - Distribution - Tier 2 - 1QU CoRE ¦ 3QU LoRE | Red Flag Warning - Large Fires | Vegetation Contact | Aggregated | 2035 | 6.0769e-05 | 1013.9529 | 0.061617 | 2035 | Mitigation | 0.95 | 45 | 0 | esc | 0.00097009 | 5.8951e-08 | 0.00097009 | 5.8951e-08
[79 empty] | WLDFR | HFTD - Distribution - Tier 2 - 3QU CoRE ¦ 1QU LoRE | Red Flag Warning - Small Fires | 2036 | 1.1681e-06 | 1.1681e-06 | 0.087211 | 0.040679 | 0.0017655 | 0.044766 | 0 | 0 | 0.001244 | 1.0187e-07 | 0 | 1.0187e-07 | 1.0187e-07 | 0 | 1.0187e-07 | 0 | 3.3549e-06 | 7.3541e-06 | 0 | 7.3541e-06 | 0 | 2.746e-05 | 5.4919e-05 | 0 | 5.4919e-05 | [12 empty] | 7.3.3.17.5 (Remote Grid) Updates to grid topology to minimize risk of ignition in HFTDs Remote GridWLDFRVegetation ContactAggregated | WLDFR | HFTD - Distribution - Tier 2 - 1QU CoRE ¦ 3QU LoRE | Red Flag Warning - Large Fires | Vegetation Contact | Aggregated | 2036 | 6.0769e-05 | 1013.9529 | 0.061617 | 2036 | Mitigation | 0.95 | 45 | 0 | esc | 0.00097009 | 5.8951e-08 | 0.00097009 | 5.8951e-08
[79 empty] | WLDFR | HFTD - Distribution - Tier 2 - 3QU CoRE ¦ 1QU LoRE | Red Flag Warning - Small Fires | 2037 | 1.1681e-06 | 1.1681e-06 | 0.087211 | 0.040679 | 0.0017655 | 0.044766 | 0 | 0 | 0.001244 | 1.0187e-07 | 0 | 1.0187e-07 | 1.0187e-07 | 0 | 1.0187e-07 | 0 | 3.3549e-06 | 7.3541e-06 | 0 | 7.3541e-06 | 0 | 2.746e-05 | 5.4919e-05 | 0 | 5.4919e-05 | [12 empty] | 7.3.3.17.5 (Remote Grid) Updates to grid topology to minimize risk of ignition in HFTDs Remote GridWLDFRVegetation ContactAggregated | WLDFR | HFTD - Distribution - Tier 2 - 1QU CoRE ¦ 3QU LoRE | Red Flag Warning - Large Fires | Vegetation Contact | Aggregated | 2037 | 6.0769e-05 | 1013.9529 | 0.061617 | 2037 | Mitigation | 0.95 | 45 | 0 | esc | 0.00097009 | 5.8951e-08 | 0.00097009 | 5.8951e-08
[79 empty] | WLDFR | HFTD - Distribution - Tier 2 - 3QU CoRE ¦ 1QU LoRE | Red Flag Warning - Small Fires | 2038 | 1.1681e-06 | 1.1681e-06 | 0.091184 | 0.042438 | 0.0018418 | 0.046905 | 0 | 0 | 0.001244 | 1.0651e-07 | 0 | 1.0651e-07 | 1.0651e-07 | 0 | 1.0651e-07 | 0 | 3.3549e-06 | 7.3541e-06 | 0 | 7.3541e-06 | 0 | 2.746e-05 | 5.4919e-05 | 0 | 5.4919e-05 | [12 empty] | 7.3.3.17.5 (Remote Grid) Updates to grid topology to minimize risk of ignition in HFTDs Remote GridWLDFRVegetation ContactAggregated | WLDFR | HFTD - Distribution - Tier 2 - 1QU CoRE ¦ 3QU LoRE | Red Flag Warning - Large Fires | Vegetation Contact | Aggregated | 2038 | 6.0769e-05 | 1013.9529 | 0.061617 | 2038 | Mitigation | 0.95 | 45 | 0 | esc | 0.00097009 | 5.8951e-08 | 0.00097009 | 5.8951e-08
[79 empty] | WLDFR | HFTD - Distribution - Tier 2 - 3QU CoRE ¦ 1QU LoRE | Red Flag Warning - Small Fires | 2039 | 1.1681e-06 | 1.1681e-06 | 0.091184 | 0.042438 | 0.0018418 | 0.046905 | 0 | 0 | 0.001244 | 1.0651e-07 | 0 | 1.0651e-07 | 1.0651e-07 | 0 | 1.0651e-07 | 0 | 3.3549e-06 | 7.3541e-06 | 0 | 7.3541e-06 | 0 | 2.746e-05 | 5.4919e-05 | 0 | 5.4919e-05 | [12 empty] | 7.3.3.17.5 (Remote Grid) Updates to grid topology to minimize risk of ignition in HFTDs Remote GridWLDFRVegetation ContactAggregated | WLDFR | HFTD - Distribution - Tier 2 - 1QU CoRE ¦ 3QU LoRE | Red Flag Warning - Large Fires | Vegetation Contact | Aggregated | 2039 | 6.0769e-05 | 1013.9529 | 0.061617 | 2039 | Mitigation | 0.95 | 45 | 0 | esc | 0.00097009 | 5.8951e-08 | 0.00097009 | 5.8951e-08
[79 empty] | WLDFR | HFTD - Distribution - Tier 2 - 3QU CoRE ¦ 1QU LoRE | Red Flag Warning - Small Fires | 2040 | 1.1681e-06 | 1.1681e-06 | 0.091184 | 0.042438 | 0.0018418 | 0.046905 | 0 | 0 | 0.001244 | 1.0651e-07 | 0 | 1.0651e-07 | 1.0651e-07 | 0 | 1.0651e-07 | 0 | 3.5637e-06 | 7.8117e-06 | 0 | 7.8117e-06 | 0 | 2.746e-05 | 5.4919e-05 | 0 | 5.4919e-05 | [12 empty] | 7.3.3.17.5 (Remote Grid) Updates to grid topology to minimize risk of ignition in HFTDs Remote GridWLDFRVegetation ContactAggregated | WLDFR | HFTD - Distribution - Tier 2 - 1QU CoRE ¦ 3QU LoRE | Red Flag Warning - Large Fires | Vegetation Contact | Aggregated | 2040 | 6.0769e-05 | 1013.9529 | 0.061617 | 2040 | Mitigation | 0.95 | 45 | 0 | esc | 0.00097009 | 5.8951e-08 | 0.00097009 | 5.8951e-08
[79 empty] | WLDFR | HFTD - Distribution - Tier 2 - 3QU CoRE ¦ 1QU LoRE | Red Flag Warning - Small Fires | 2041 | 1.1681e-06 | 1.1681e-06 | 0.091184 | 0.042438 | 0.0018418 | 0.046905 | 0 | 0 | 0.001244 | 1.0651e-07 | 0 | 1.0651e-07 | 1.0651e-07 | 0 | 1.0651e-07 | 0 | 3.5637e-06 | 7.8117e-06 | 0 | 7.8117e-06 | 0 | 2.8818e-05 | 5.7636e-05 | 0 | 5.7636e-05 | [12 empty] | 7.3.3.17.5 (Remote Grid) Updates to grid topology to minimize risk of ignition in HFTDs Remote GridWLDFRVegetation ContactAggregated | WLDFR | HFTD - Distribution - Tier 2 - 1QU CoRE ¦ 3QU LoRE | Red Flag Warning - Large Fires | Vegetation Contact | Aggregated | 2041 | 6.0769e-05 | 1013.9529 | 0.061617 | 2041 | Mitigation | 0.95 | 45 | 0 | esc | 0.00097009 | 5.8951e-08 | 0.00097009 | 5.8951e-08
[79 empty] | WLDFR | HFTD - Distribution - Tier 2 - 3QU CoRE ¦ 1QU LoRE | Red Flag Warning - Small Fires | 2042 | 1.1681e-06 | 1.1681e-06 | 0.091184 | 0.042438 | 0.0018418 | 0.046905 | 0 | 0 | 0.001244 | 1.0651e-07 | 0 | 1.0651e-07 | 1.0651e-07 | 0 | 1.0651e-07 | 0 | 3.5637e-06 | 7.8117e-06 | 0 | 7.8117e-06 | 0 | 2.8818e-05 | 5.7636e-05 | 0 | 5.7636e-05 | [12 empty] | 7.3.3.17.5 (Remote Grid) Updates to grid topology to minimize risk of ignition in HFTDs Remote GridWLDFRVegetation ContactAggregated | WLDFR | HFTD - Distribution - Tier 2 - 1QU CoRE ¦ 3QU LoRE | Red Flag Warning - Large Fires | Vegetation Contact | Aggregated | 2042 | 6.0769e-05 | 1013.9529 | 0.061617 | 2042 | Mitigation | 0.95 | 45 | 0 | esc | 0.00097009 | 5.8951e-08 | 0.00097009 | 5.8951e-08
[79 empty] | WLDFR | HFTD - Distribution - Tier 2 - 3QU CoRE ¦ 1QU LoRE | Red Flag Warning - Small Fires | 2043 | 1.1681e-06 | 1.1681e-06 | 0.095486 | 0.044306 | 0.0019228 | 0.049257 | 0 | 0 | 0.001244 | 1.1153e-07 | 0 | 1.1153e-07 | 1.1153e-07 | 0 | 1.1153e-07 | 0 | 3.5637e-06 | 7.8117e-06 | 0 | 7.8117e-06 | 0 | 2.8818e-05 | 5.7636e-05 | 0 | 5.7636e-05 | [12 empty] | 7.3.3.17.5 (Remote Grid) Updates to grid topology to minimize risk of ignition in HFTDs Remote GridWLDFRVegetation ContactAggregated | WLDFR | HFTD - Distribution - Tier 2 - 1QU CoRE ¦ 3QU LoRE | Red Flag Warning - Large Fires | Vegetation Contact | Aggregated | 2043 | 6.0769e-05 | 1013.9529 | 0.061617 | 2043 | Mitigation | 0.95 | 45 | 0 | esc | 0.00097009 | 5.8951e-08 | 0.00097009 | 5.8951e-08
[79 empty] | WLDFR | HFTD - Distribution - Tier 2 - 3QU CoRE ¦ 1QU LoRE | Red Flag Warning - Small Fires | 2044 | 1.1681e-06 | 1.1681e-06 | 0.095486 | 0.044306 | 0.0019228 | 0.049257 | 0 | 0 | 0.001244 | 1.1153e-07 | 0 | 1.1153e-07 | 1.1153e-07 | 0 | 1.1153e-07 | 0 | 3.5637e-06 | 7.8117e-06 | 0 | 7.8117e-06 | 0 | 2.8818e-05 | 5.7636e-05 | 0 | 5.7636e-05 | [12 empty] | 7.3.3.17.5 (Remote Grid) Updates to grid topology to minimize risk of ignition in HFTDs Remote GridWLDFRVegetation ContactAggregated | WLDFR | HFTD - Distribution - Tier 2 - 1QU CoRE ¦ 3QU LoRE | Red Flag Warning - Large Fires | Vegetation Contact | Aggregated | 2044 | 6.0769e-05 | 1013.9529 | 0.061617 | 2044 | Mitigation | 0.95 | 45 | 0 | esc | 0.00097009 | 5.8951e-08 | 0.00097009 | 5.8951e-08
[79 empty] | WLDFR | HFTD - Distribution - Tier 2 - 3QU CoRE ¦ 1QU LoRE | Red Flag Warning - Small Fires | 2045 | 1.1681e-06 | 1.1681e-06 | 0.095486 | 0.044306 | 0.0019228 | 0.049257 | 0 | 0 | 0.001244 | 1.1153e-07 | 0 | 1.1153e-07 | 1.1153e-07 | 0 | 1.1153e-07 | 0 | 3.7771e-06 | 8.2794e-06 | 0 | 8.2794e-06 | 0 | 0 | 5.7636e-05 | 0 | 5.7636e-05 | [12 empty] | 7.3.3.17.5 (Remote Grid) Updates to grid topology to minimize risk of ignition in HFTDs Remote GridWLDFRVegetation ContactAggregated | WLDFR | HFTD - Distribution - Tier 2 - 1QU CoRE ¦ 3QU LoRE | Red Flag Warning - Large Fires | Vegetation Contact | Aggregated | 2045 | 6.0769e-05 | 1013.9529 | 0.061617 | 2045 | Mitigation | 0.95 | 45 | 0 | esc | 0.00097009 | 5.8951e-08 | 0.00097009 | 5.8951e-08
[79 empty] | WLDFR | HFTD - Distribution - Tier 2 - 3QU CoRE ¦ 1QU LoRE | Red Flag Warning - Small Fires | 2046 | 1.1681e-06 | 1.1681e-06 | 0.095486 | 0.044306 | 0.0019228 | 0.049257 | 0 | 0 | 0.001244 | 1.1153e-07 | 0 | 1.1153e-07 | 1.1153e-07 | 0 | 1.1153e-07 | 0 | 3.7771e-06 | 8.2794e-06 | 0 | 8.2794e-06 | 0 | 0 | 0 | 0 | 0 | [12 empty] | 7.3.3.17.5 (Remote Grid) Updates to grid topology to minimize risk of ignition in HFTDs Remote GridWLDFRVegetation ContactAggregated | WLDFR | HFTD - Distribution - Tier 2 - 1QU CoRE ¦ 3QU LoRE | Red Flag Warning - Large Fires | Vegetation Contact | Aggregated | 2046 | 6.0769e-05 | 1013.9529 | 0.061617 | 2046 | Mitigation | 0.95 | 45 | 0 | esc | 0.00097009 | 5.8951e-08 | 0.00097009 | 5.8951e-08
[79 empty] | WLDFR | HFTD - Distribution - Tier 2 - 3QU CoRE ¦ 1QU LoRE | Red Flag Warning - Small Fires | 2047 | 1.1681e-06 | 1.1681e-06 | 0.095486 | 0.044306 | 0.0019228 | 0.049257 | 0 | 0 | 0.001244 | 1.1153e-07 | 0 | 1.1153e-07 | 1.1153e-07 | 0 | 1.1153e-07 | 0 | 3.7771e-06 | 8.2794e-06 | 0 | 8.2794e-06 | 0 | 0 | 0 | 0 | 0 | [12 empty] | 7.3.3.17.5 (Remote Grid) Updates to grid topology to minimize risk of ignition in HFTDs Remote GridWLDFRVegetation ContactAggregated | WLDFR | HFTD - Distribution - Tier 2 - 1QU CoRE ¦ 3QU LoRE | Red Flag Warning - Large Fires | Vegetation Contact | Aggregated | 2047 | 6.0769e-05 | 1013.9529 | 0.061617 | 2047 | Mitigation | 0.95 | 45 | 0 | esc | 0.00097009 | 5.8951e-08 | 0.00097009 | 5.8951e-08
[79 empty] | WLDFR | HFTD - Distribution - Tier 2 - 3QU CoRE ¦ 1QU LoRE | Red Flag Warning - Small Fires | 2048 | 1.1681e-06 | 1.1681e-06 | 0.10007 | 0.04626 | 0.0020076 | 0.051804 | 0 | 0 | 0.001244 | 1.1689e-07 | 0 | 1.1689e-07 | 1.1689e-07 | 0 | 1.1689e-07 | 0 | 0 | 8.2794e-06 | 0 | 8.2794e-06 | 0 | 3.0985e-07 | 0 | 0 | 0 | [12 empty] | 7.3.3.17.5 (Remote Grid) Updates to grid topology to minimize risk of ignition in HFTDs Remote GridWLDFRVegetation ContactAggregated | WLDFR | HFTD - Distribution - Tier 2 - 1QU CoRE ¦ 3QU LoRE | Red Flag Warning - Large Fires | Vegetation Contact | Aggregated | 2048 | 6.0769e-05 | 1013.9529 | 0.061617 | 2048 | Mitigation | 0.95 | 45 | 0 | esc | 0.00097009 | 5.8951e-08 | 0.00097009 | 5.8951e-08
[79 empty] | WLDFR | HFTD - Distribution - Tier 2 - 3QU CoRE ¦ 1QU LoRE | Red Flag Warning - Small Fires | 2049 | 1.1681e-06 | 1.1681e-06 | 0.10007 | 0.04626 | 0.0020076 | 0.051804 | 0 | 0 | 0.001244 | 1.1689e-07 | 0 | 1.1689e-07 | 1.1689e-07 | 0 | 1.1689e-07 | 0 | 0 | 0 | 0 | 0 | 0 | 3.2371e-07 | 6.4743e-07 | 0 | 6.4743e-07 | [12 empty] | 7.3.3.17.5 (Remote Grid) Updates to grid topology to minimize risk of ignition in HFTDs Remote GridWLDFRVegetation ContactAggregated | WLDFR | HFTD - Distribution - Tier 2 - 1QU CoRE ¦ 3QU LoRE | Red Flag Warning - Large Fires | Vegetation Contact | Aggregated | 2049 | 6.0769e-05 | 1013.9529 | 0.061617 | 2049 | Mitigation | 0.95 | 45 | 0 | esc | 0.00097009 | 5.8951e-08 | 0.00097009 | 5.8951e-08
[79 empty] | WLDFR | HFTD - Distribution - Tier 2 - 3QU CoRE ¦ 1QU LoRE | Red Flag Warning - Small Fires | 2050 | 1.1681e-06 | 1.1681e-06 | 0.10007 | 0.04626 | 0.0020076 | 0.051804 | 0 | 0 | 0.001244 | 1.1689e-07 | 0 | 1.1689e-07 | 1.1689e-07 | 0 | 1.1689e-07 | 0 | 2.5114e-07 | 0 | 0 | 0 | 0 | 3.2371e-07 | 6.4743e-07 | 0 | 6.4743e-07 | [12 empty] | 7.3.3.17.5 (Remote Grid) Updates to grid topology to minimize risk of ignition in HFTDs Remote GridWLDFRVegetation ContactAggregated | WLDFR | HFTD - Distribution - Tier 2 - 1QU CoRE ¦ 3QU LoRE | Red Flag Warning - Large Fires | Vegetation Contact | Aggregated | 2050 | 6.0769e-05 | 1013.9529 | 0.061617 | 2050 | Mitigation | 0.95 | 45 | 0 | esc | 0.00097009 | 5.8951e-08 | 0.00097009 | 5.8951e-08
[79 empty] | WLDFR | HFTD - Distribution - Tier 2 - 3QU CoRE ¦ 1QU LoRE | Red Flag Warning - Small Fires | 2051 | 1.1681e-06 | 1.1681e-06 | 0.10007 | 0.04626 | 0.0020076 | 0.051804 | 0 | 0 | 0.001244 | 1.1689e-07 | 0 | 1.1689e-07 | 1.1689e-07 | 0 | 1.1689e-07 | 0 | 2.5923e-07 | 5.6823e-07 | 0 | 5.6823e-07 | 0 | 3.2371e-07 | 6.4743e-07 | 0 | 6.4743e-07 | [12 empty] | 7.3.3.17.5 (Remote Grid) Updates to grid topology to minimize risk of ignition in HFTDs Remote GridWLDFRVegetation ContactAggregated | WLDFR | HFTD - Distribution - Tier 2 - 1QU CoRE ¦ 3QU LoRE | Red Flag Warning - Large Fires | Vegetation Contact | Aggregated | 2051 | 6.0769e-05 | 1013.9529 | 0.061617 | 2051 | Mitigation | 0.95 | 45 | 0 | esc | 0.00097009 | 5.8951e-08 | 0.00097009 | 5.8951e-08
[79 empty] | WLDFR | HFTD - Distribution - Tier 2 - 3QU CoRE ¦ 1QU LoRE | Red Flag Warning - Small Fires | 2052 | 1.1681e-06 | 1.1681e-06 | 0.10007 | 0.04626 | 0.0020076 | 0.051804 | 0 | 0 | 0.001244 | 1.1689e-07 | 0 | 1.1689e-07 | 1.1689e-07 | 0 | 1.1689e-07 | 0 | 2.5923e-07 | 5.6823e-07 | 0 | 5.6823e-07 | 0 | 3.2371e-07 | 6.4743e-07 | 0 | 6.4743e-07 | [12 empty] | 7.3.3.17.5 (Remote Grid) Updates to grid topology to minimize risk of ignition in HFTDs Remote GridWLDFRVegetation ContactAggregated | WLDFR | HFTD - Distribution - Tier 2 - 1QU CoRE ¦ 3QU LoRE | Red Flag Warning - Large Fires | Vegetation Contact | Aggregated | 2052 | 6.0769e-05 | 1013.9529 | 0.061617 | 2052 | Mitigation | 0.95 | 45 | 0 | esc | 0.00097009 | 5.8951e-08 | 0.00097009 | 5.8951e-08
[79 empty] | WLDFR | HFTD - Distribution - Tier 2 - 3QU CoRE ¦ 1QU LoRE | Red Flag Warning - Small Fires | 2053 | 1.1681e-06 | 1.1681e-06 | 0.10489 | 0.048274 | 0.002095 | 0.054525 | 0 | 0 | 0.001244 | 1.2252e-07 | 0 | 1.2252e-07 | 1.2252e-07 | 0 | 1.2252e-07 | 0 | 2.5923e-07 | 5.6823e-07 | 0 | 5.6823e-07 | 0 | 3.2371e-07 | 6.4743e-07 | 0 | 6.4743e-07 | [12 empty] | 7.3.3.17.5 (Remote Grid) Updates to grid topology to minimize risk of ignition in HFTDs Remote GridWLDFRVegetation ContactAggregated | WLDFR | HFTD - Distribution - Tier 2 - 1QU CoRE ¦ 3QU LoRE | Red Flag Warning - Large Fires | Vegetation Contact | Aggregated | 2053 | 6.0769e-05 | 1013.9529 | 0.061617 | 2053 | Mitigation | 0.95 | 45 | 0 | esc | 0.00097009 | 5.8951e-08 | 0.00097009 | 5.8951e-08
[79 empty] | WLDFR | HFTD - Distribution - Tier 2 - 3QU CoRE ¦ 1QU LoRE | Red Flag Warning - Small Fires | 2054 | 1.1681e-06 | 1.1681e-06 | 0.10489 | 0.048274 | 0.002095 | 0.054525 | 0 | 0 | 0.001244 | 1.2252e-07 | 0 | 1.2252e-07 | 1.2252e-07 | 0 | 1.2252e-07 | 0 | 2.5923e-07 | 5.6823e-07 | 0 | 5.6823e-07 | 0 | 3.4157e-07 | 6.8314e-07 | 0 | 6.8314e-07 | [12 empty] | 7.3.3.17.5 (Remote Grid) Updates to grid topology to minimize risk of ignition in HFTDs Remote GridWLDFRVegetation ContactAggregated | WLDFR | HFTD - Distribution - Tier 2 - 1QU CoRE ¦ 3QU LoRE | Red Flag Warning - Large Fires | Vegetation Contact | Aggregated | 2054 | 6.0769e-05 | 1013.9529 | 0.061617 | 2054 | Mitigation | 0.95 | 45 | 0 | esc | 0.00097009 | 5.8951e-08 | 0.00097009 | 5.8951e-08
[79 empty] | WLDFR | HFTD - Distribution - Tier 2 - 3QU CoRE ¦ 1QU LoRE | Red Flag Warning - Small Fires | 2055 | 1.1681e-06 | 1.1681e-06 | 0.10489 | 0.048274 | 0.002095 | 0.054525 | 0 | 0 | 0.001244 | 1.2252e-07 | 0 | 1.2252e-07 | 1.2252e-07 | 0 | 1.2252e-07 | 0 | 2.5923e-07 | 5.6823e-07 | 0 | 5.6823e-07 | 0 | 3.4157e-07 | 6.8314e-07 | 0 | 6.8314e-07 | [12 empty] | 7.3.3.17.5 (Remote Grid) Updates to grid topology to minimize risk of ignition in HFTDs Remote GridWLDFRVegetation ContactAggregated | WLDFR | HFTD - Distribution - Tier 2 - 1QU CoRE ¦ 3QU LoRE | Red Flag Warning - Large Fires | Vegetation Contact | Aggregated | 2055 | 6.0769e-05 | 1013.9529 | 0.061617 | 2055 | Mitigation | 0.95 | 45 | 0 | esc | 0.00097009 | 5.8951e-08 | 0.00097009 | 5.8951e-08
[79 empty] | WLDFR | HFTD - Distribution - Tier 2 - 3QU CoRE ¦ 1QU LoRE | Red Flag Warning - Small Fires | 2056 | 1.1681e-06 | 1.1681e-06 | 0.10489 | 0.048274 | 0.002095 | 0.054525 | 0 | 0 | 0.001244 | 1.2252e-07 | 0 | 1.2252e-07 | 1.2252e-07 | 0 | 1.2252e-07 | 0 | 2.6954e-07 | 5.9083e-07 | 0 | 5.9083e-07 | 0 | 3.4157e-07 | 6.8314e-07 | 0 | 6.8314e-07 | [12 empty] | 7.3.3.17.5 (Remote Grid) Updates to grid topology to minimize risk of ignition in HFTDs Remote GridWLDFRVegetation ContactAggregated | WLDFR | HFTD - Distribution - Tier 2 - 1QU CoRE ¦ 3QU LoRE | Red Flag Warning - Large Fires | Vegetation Contact | Aggregated | 2056 | 6.0769e-05 | 1013.9529 | 0.061617 | 2056 | Mitigation | 0.95 | 45 | 0 | esc | 0.00097009 | 5.8951e-08 | 0.00097009 | 5.8951e-08
[79 empty] | WLDFR | HFTD - Distribution - Tier 2 - 3QU CoRE ¦ 1QU LoRE | Red Flag Warning - Small Fires | 2057 | 1.1681e-06 | 1.1681e-06 | 0.10489 | 0.048274 | 0.002095 | 0.054525 | 0 | 0 | 0.001244 | 1.2252e-07 | 0 | 1.2252e-07 | 1.2252e-07 | 0 | 1.2252e-07 | 0 | 2.6954e-07 | 5.9083e-07 | 0 | 5.9083e-07 | 0 | 3.4157e-07 | 6.8314e-07 | 0 | 6.8314e-07 | [12 empty] | 7.3.3.17.5 (Remote Grid) Updates to grid topology to minimize risk of ignition in HFTDs Remote GridWLDFRVegetation ContactAggregated | WLDFR | HFTD - Distribution - Tier 2 - 1QU CoRE ¦ 3QU LoRE | Red Flag Warning - Large Fires | Vegetation Contact | Aggregated | 2057 | 6.0769e-05 | 1013.9529 | 0.061617 | 2057 | Mitigation | 0.95 | 45 | 0 | esc | 0.00097009 | 5.8951e-08 | 0.00097009 | 5.8951e-08
[79 empty] | WLDFR | HFTD - Distribution - Tier 2 - 3QU CoRE ¦ 1QU LoRE | Red Flag Warning - Small Fires | 2058 | 1.1681e-06 | 1.1681e-06 | 0.1099 | 0.050325 | 0.0021839 | 0.057393 | 0 | 0 | 0.001244 | 1.2837e-07 | 0 | 1.2837e-07 | 1.2837e-07 | 0 | 1.2837e-07 | 0 | 2.6954e-07 | 5.9083e-07 | 0 | 5.9083e-07 | 0 | 3.4157e-07 | 6.8314e-07 | 0 | 6.8314e-07 | [12 empty] | 7.3.3.17.5 (Remote Grid) Updates to grid topology to minimize risk of ignition in HFTDs Remote GridWLDFRVegetation ContactAggregated | WLDFR | HFTD - Distribution - Tier 2 - 1QU CoRE ¦ 3QU LoRE | Red Flag Warning - Large Fires | Vegetation Contact | Aggregated | 2058 | 6.0769e-05 | 1013.9529 | 0.061617 | 2058 | Mitigation | 0.95 | 45 | 0 | esc | 0.00097009 | 5.8951e-08 | 0.00097009 | 5.8951e-08
[79 empty] | WLDFR | HFTD - Distribution - Tier 2 - 3QU CoRE ¦ 1QU LoRE | Red Flag Warning - Small Fires | 2059 | 1.1681e-06 | 1.1681e-06 | 0.1099 | 0.050325 | 0.0021839 | 0.057393 | 0 | 0 | 0.001244 | 1.2837e-07 | 0 | 1.2837e-07 | 1.2837e-07 | 0 | 1.2837e-07 | 0 | 2.6954e-07 | 5.9083e-07 | 0 | 5.9083e-07 | 0 | 3.6188e-07 | 7.2376e-07 | 0 | 7.2376e-07 | [12 empty] | 7.3.3.17.5 (Remote Grid) Updates to grid topology to minimize risk of ignition in HFTDs Remote GridWLDFRVegetation ContactAggregated | WLDFR | HFTD - Distribution - Tier 2 - 1QU CoRE ¦ 3QU LoRE | Red Flag Warning - Large Fires | Vegetation Contact | Aggregated | 2059 | 6.0769e-05 | 1013.9529 | 0.061617 | 2059 | Mitigation | 0.95 | 45 | 0 | esc | 0.00097009 | 5.8951e-08 | 0.00097009 | 5.8951e-08
[79 empty] | WLDFR | HFTD - Distribution - Tier 2 - 3QU CoRE ¦ 1QU LoRE | Red Flag Warning - Small Fires | 2060 | 1.1681e-06 | 1.1681e-06 | 0.1099 | 0.050325 | 0.0021839 | 0.057393 | 0 | 0 | 0.001244 | 1.2837e-07 | 0 | 1.2837e-07 | 1.2837e-07 | 0 | 1.2837e-07 | 0 | 2.6954e-07 | 5.9083e-07 | 0 | 5.9083e-07 | 0 | 3.6188e-07 | 7.2376e-07 | 0 | 7.2376e-07 | [12 empty] | 7.3.3.17.5 (Remote Grid) Updates to grid topology to minimize risk of ignition in HFTDs Remote GridWLDFRVegetation ContactAggregated | WLDFR | HFTD - Distribution - Tier 2 - 1QU CoRE ¦ 3QU LoRE | Red Flag Warning - Large Fires | Vegetation Contact | Aggregated | 2060 | 6.0769e-05 | 1013.9529 | 0.061617 | 2060 | Mitigation | 0.95 | 45 | 0 | esc | 0.00097009 | 5.8951e-08 | 0.00097009 | 5.8951e-08
[79 empty] | WLDFR | HFTD - Distribution - Tier 2 - 3QU CoRE ¦ 1QU LoRE | Red Flag Warning - Small Fires | 2061 | 1.1681e-06 | 1.1681e-06 | 0.1099 | 0.050325 | 0.0021839 | 0.057393 | 0 | 0 | 0.001244 | 1.2837e-07 | 0 | 1.2837e-07 | 1.2837e-07 | 0 | 1.2837e-07 | 0 | 2.8116e-07 | 6.1631e-07 | 0 | 6.1631e-07 | 0 | 3.6188e-07 | 7.2376e-07 | 0 | 7.2376e-07 | [12 empty] | 7.3.3.17.5 (Remote Grid) Updates to grid topology to minimize risk of ignition in HFTDs Remote GridWLDFRVegetation ContactAggregated | WLDFR | HFTD - Distribution - Tier 2 - 1QU CoRE ¦ 3QU LoRE | Red Flag Warning - Large Fires | Vegetation Contact | Aggregated | 2061 | 6.0769e-05 | 1013.9529 | 0.061617 | 2061 | Mitigation | 0.95 | 45 | 0 | esc | 0.00097009 | 5.8951e-08 | 0.00097009 | 5.8951e-08
[79 empty] | WLDFR | HFTD - Distribution - Tier 2 - 3QU CoRE ¦ 1QU LoRE | Red Flag Warning - Small Fires | 2062 | 1.1681e-06 | 1.1681e-06 | 0.1099 | 0.050325 | 0.0021839 | 0.057393 | 0 | 0 | 0.001244 | 1.2837e-07 | 0 | 1.2837e-07 | 1.2837e-07 | 0 | 1.2837e-07 | 0 | 2.8116e-07 | 6.1631e-07 | 0 | 6.1631e-07 | 0 | 3.6188e-07 | 7.2376e-07 | 0 | 7.2376e-07 | [12 empty] | 7.3.3.17.5 (Remote Grid) Updates to grid topology to minimize risk of ignition in HFTDs Remote GridWLDFRVegetation ContactAggregated | WLDFR | HFTD - Distribution - Tier 2 - 1QU CoRE ¦ 3QU LoRE | Red Flag Warning - Large Fires | Vegetation Contact | Aggregated | 2062 | 6.0769e-05 | 1013.9529 | 0.061617 | 2062 | Mitigation | 0.95 | 45 | 0 | esc | 0.00097009 | 5.8951e-08 | 0.00097009 | 5.8951e-08
[79 empty] | WLDFR | HFTD - Distribution - Tier 2 - 3QU CoRE ¦ 1QU LoRE | Red Flag Warning - Small Fires | 2063 | 1.1681e-06 | 1.1681e-06 | 0.11504 | 0.052388 | 0.0022734 | 0.060377 | 0 | 0 | 0.001244 | 1.3437e-07 | 0 | 1.3437e-07 | 1.3437e-07 | 0 | 1.3437e-07 | 0 | 2.8116e-07 | 6.1631e-07 | 0 | 6.1631e-07 | 0 | 3.6188e-07 | 7.2376e-07 | 0 | 7.2376e-07 | [12 empty] | 7.3.3.17.5 (Remote Grid) Updates to grid topology to minimize risk of ignition in HFTDs Remote GridWLDFRVegetation ContactAggregated | WLDFR | HFTD - Distribution - Tier 2 - 1QU CoRE ¦ 3QU LoRE | Red Flag Warning - Large Fires | Vegetation Contact | Aggregated | 2063 | 6.0769e-05 | 1013.9529 | 0.061617 | 2063 | Mitigation | 0.95 | 45 | 0 | esc | 0.00097009 | 5.8951e-08 | 0.00097009 | 5.8951e-08
[79 empty] | WLDFR | HFTD - Distribution - Tier 2 - 3QU CoRE ¦ 1QU LoRE | Red Flag Warning - Small Fires | 2064 | 1.1681e-06 | 1.1681e-06 | 0.11504 | 0.052388 | 0.0022734 | 0.060377 | 0 | 0 | 0.001244 | 1.3437e-07 | 0 | 1.3437e-07 | 1.3437e-07 | 0 | 1.3437e-07 | 0 | 2.8116e-07 | 6.1631e-07 | 0 | 6.1631e-07 | 0 | 3.8448e-07 | 7.6897e-07 | 0 | 7.6897e-07 | [12 empty] | 7.3.3.17.5 (Remote Grid) Updates to grid topology to minimize risk of ignition in HFTDs Remote GridWLDFRVegetation ContactAggregated | WLDFR | HFTD - Distribution - Tier 2 - 1QU CoRE ¦ 3QU LoRE | Red Flag Warning - Large Fires | Vegetation Contact | Aggregated | 2064 | 6.0769e-05 | 1013.9529 | 0.061617 | 2064 | Mitigation | 0.95 | 45 | 0 | esc | 0.00097009 | 5.8951e-08 | 0.00097009 | 5.8951e-08
[79 empty] | WLDFR | HFTD - Distribution - Tier 2 - 3QU CoRE ¦ 1QU LoRE | Red Flag Warning - Small Fires | 2065 | 1.1681e-06 | 1.1681e-06 | 0.11504 | 0.052388 | 0.0022734 | 0.060377 | 0 | 0 | 0.001244 | 1.3437e-07 | 0 | 1.3437e-07 | 1.3437e-07 | 0 | 1.3437e-07 | 0 | 2.8116e-07 | 6.1631e-07 | 0 | 6.1631e-07 | 0 | 3.8448e-07 | 7.6897e-07 | 0 | 7.6897e-07 | [12 empty] | 7.3.3.17.5 (Remote Grid) Updates to grid topology to minimize risk of ignition in HFTDs Remote GridWLDFRVegetation ContactAggregated | WLDFR | HFTD - Distribution - Tier 2 - 1QU CoRE ¦ 3QU LoRE | Red Flag Warning - Large Fires | Vegetation Contact | Aggregated | 2065 | 6.0769e-05 | 1013.9529 | 0.061617 | 2065 | Mitigation | 0.95 | 45 | 0 | esc | 0.00097009 | 5.8951e-08 | 0.00097009 | 5.8951e-08
[79 empty] | WLDFR | HFTD - Distribution - Tier 2 - 3QU CoRE ¦ 1QU LoRE | Red Flag Warning - Small Fires | 2066 | 1.1681e-06 | 1.1681e-06 | 0.11504 | 0.052388 | 0.0022734 | 0.060377 | 0 | 0 | 0.001244 | 1.3437e-07 | 0 | 1.3437e-07 | 1.3437e-07 | 0 | 1.3437e-07 | 0 | 2.9397e-07 | 6.4439e-07 | 0 | 6.4439e-07 | 0 | 3.8448e-07 | 7.6897e-07 | 0 | 7.6897e-07 | [12 empty] | 7.3.3.17.5 (Remote Grid) Updates to grid topology to minimize risk of ignition in HFTDs Remote GridWLDFRVegetation ContactAggregated | WLDFR | HFTD - Distribution - Tier 2 - 1QU CoRE ¦ 3QU LoRE | Red Flag Warning - Large Fires | Vegetation Contact | Aggregated | 2066 | 6.0769e-05 | 1013.9529 | 0.061617 | 2066 | Mitigation | 0.95 | 45 | 0 | esc | 0.00097009 | 5.8951e-08 | 0.00097009 | 5.8951e-08
[79 empty] | WLDFR | HFTD - Distribution - Tier 2 - 3QU CoRE ¦ 1QU LoRE | Red Flag Warning - Small Fires | 2067 | 0 | 1.1681e-06 | 0.11504 | 0.052388 | 0.0022734 | 0.060377 | 0 | 0 | 0.001244 | 0 | 0 | 0 | 1.3437e-07 | 0 | 1.3437e-07 | 0 | 2.9397e-07 | 6.4439e-07 | 0 | 6.4439e-07 | 0 | 3.8448e-07 | 7.6897e-07 | 0 | 7.6897e-07 | [12 empty] | 7.3.3.17.5 (Remote Grid) Updates to grid topology to minimize risk of ignition in HFTDs Remote GridWLDFRVegetation ContactAggregated | WLDFR | HFTD - Distribution - Tier 2 - 1QU CoRE ¦ 3QU LoRE | Red Flag Warning - Large Fires | Vegetation Contact | Aggregated | 2067 | 6.0769e-05 | 1013.9529 | 0.061617 | 2067 | Mitigation | 0.95 | 45 | 0 | esc | 0 | 0 | 0.00097009 | 5.8951e-08
[79 empty] | WLDFR | HFTD - Distribution - Tier 2 - 3QU CoRE ¦ 2QU LoRE | Non-Red Flag Warning - Catastrophic Fires | 2022 | 1.6449e-09 | 0 | 14146.1306 | 222.2294 | 8585.7228 | 5338.1784 | 0 | 0 | 2.1246e-06 | 2.327e-05 | 0 | 2.327e-05 | 0 | 0 | 0 | 0 | 2.9397e-07 | 6.4439e-07 | 0 | 6.4439e-07 | 0 | 3.8448e-07 | 7.6897e-07 | 0 | 7.6897e-07 | [12 empty] | 7.3.3.17.5 (Remote Grid) Updates to grid topology to minimize risk of ignition in HFTDs Remote GridWLDFRContact from objectAggregated | WLDFR | HFTD - Distribution - Tier 2 - 1QU CoRE ¦ 3QU LoRE | Red Flag Warning - Small Fires | Contact from object | Aggregated | 2022 | 2.4297e-05 | 1013.9529 | 0.024636 | 2022 | Mitigation | 0.95 | 45 | 0 | esc | 0.00097009 | 2.357e-08 | 0 | 0
[79 empty] | WLDFR | HFTD - Distribution - Tier 2 - 3QU CoRE ¦ 2QU LoRE | Non-Red Flag Warning - Catastrophic Fires | 2023 | 1.6449e-09 | 1.6449e-09 | 14664.6376 | 233.2301 | 8896.516 | 5534.8915 | 0 | 0 | 2.1246e-06 | 2.4122e-05 | 0 | 2.4122e-05 | 2.4122e-05 | 0 | 2.4122e-05 | 0 | 2.9397e-07 | 6.4439e-07 | 0 | 6.4439e-07 | 0 | 4.092e-07 | 8.1841e-07 | 0 | 8.1841e-07 | [12 empty] | 7.3.3.17.5 (Remote Grid) Updates to grid topology to minimize risk of ignition in HFTDs Remote GridWLDFRContact from objectAggregated | WLDFR | HFTD - Distribution - Tier 2 - 1QU CoRE ¦ 3QU LoRE | Red Flag Warning - Small Fires | Contact from object | Aggregated | 2023 | 2.4297e-05 | 1013.9529 | 0.024636 | 2023 | Mitigation | 0.95 | 45 | 0 | esc | 0.00097009 | 2.357e-08 | 0.00097009 | 2.357e-08
[79 empty] | WLDFR | HFTD - Distribution - Tier 2 - 3QU CoRE ¦ 2QU LoRE | Non-Red Flag Warning - Catastrophic Fires | 2024 | 1.6449e-09 | 1.6449e-09 | 14664.6376 | 233.2301 | 8896.516 | 5534.8915 | 0 | 0 | 2.1246e-06 | 2.4122e-05 | 0 | 2.4122e-05 | 2.4122e-05 | 0 | 2.4122e-05 | 0 | 2.9397e-07 | 6.4439e-07 | 0 | 6.4439e-07 | 0 | 4.092e-07 | 8.1841e-07 | 0 | 8.1841e-07 | [12 empty] | 7.3.3.17.5 (Remote Grid) Updates to grid topology to minimize risk of ignition in HFTDs Remote GridWLDFRContact from objectAggregated | WLDFR | HFTD - Distribution - Tier 2 - 1QU CoRE ¦ 3QU LoRE | Red Flag Warning - Small Fires | Contact from object | Aggregated | 2024 | 2.4297e-05 | 1013.9529 | 0.024636 | 2024 | Mitigation | 0.95 | 45 | 0 | esc | 0.00097009 | 2.357e-08 | 0.00097009 | 2.357e-08
[79 empty] | WLDFR | HFTD - Distribution - Tier 2 - 3QU CoRE ¦ 2QU LoRE | Non-Red Flag Warning - Catastrophic Fires | 2025 | 1.6449e-09 | 1.6449e-09 | 14664.6376 | 233.2301 | 8896.516 | 5534.8915 | 0 | 0 | 2.1246e-06 | 2.4122e-05 | 0 | 2.4122e-05 | 2.4122e-05 | 0 | 2.4122e-05 | 0 | 3.0784e-07 | 6.7478e-07 | 0 | 6.7478e-07 | 0 | 4.092e-07 | 8.1841e-07 | 0 | 8.1841e-07 | [12 empty] | 7.3.3.17.5 (Remote Grid) Updates to grid topology to minimize risk of ignition in HFTDs Remote GridWLDFRContact from objectAggregated | WLDFR | HFTD - Distribution - Tier 2 - 1QU CoRE ¦ 3QU LoRE | Red Flag Warning - Small Fires | Contact from object | Aggregated | 2025 | 2.4297e-05 | 1013.9529 | 0.024636 | 2025 | Mitigation | 0.95 | 45 | 0 | esc | 0.00097009 | 2.357e-08 | 0.00097009 | 2.357e-08
[79 empty] | WLDFR | HFTD - Distribution - Tier 2 - 3QU CoRE ¦ 2QU LoRE | Non-Red Flag Warning - Catastrophic Fires | 2026 | 1.6449e-09 | 1.6449e-09 | 14664.6376 | 233.2301 | 8896.516 | 5534.8915 | 0 | 0 | 2.1246e-06 | 2.4122e-05 | 0 | 2.4122e-05 | 2.4122e-05 | 0 | 2.4122e-05 | 0 | 3.0784e-07 | 6.7478e-07 | 0 | 6.7478e-07 | 0 | 4.092e-07 | 8.1841e-07 | 0 | 8.1841e-07 | [12 empty] | 7.3.3.17.5 (Remote Grid) Updates to grid topology to minimize risk of ignition in HFTDs Remote GridWLDFRContact from objectAggregated | WLDFR | HFTD - Distribution - Tier 2 - 1QU CoRE ¦ 3QU LoRE | Red Flag Warning - Small Fires | Contact from object | Aggregated | 2026 | 2.4297e-05 | 1013.9529 | 0.024636 | 2026 | Mitigation | 0.95 | 45 | 0 | esc | 0.00097009 | 2.357e-08 | 0.00097009 | 2.357e-08
[79 empty] | WLDFR | HFTD - Distribution - Tier 2 - 3QU CoRE ¦ 2QU LoRE | Non-Red Flag Warning - Catastrophic Fires | 2027 | 1.6449e-09 | 1.6449e-09 | 14664.6376 | 233.2301 | 8896.516 | 5534.8915 | 0 | 0 | 2.1246e-06 | 2.4122e-05 | 0 | 2.4122e-05 | 2.4122e-05 | 0 | 2.4122e-05 | 0 | 3.0784e-07 | 6.7478e-07 | 0 | 6.7478e-07 | 0 | 4.092e-07 | 8.1841e-07 | 0 | 8.1841e-07 | [12 empty] | 7.3.3.17.5 (Remote Grid) Updates to grid topology to minimize risk of ignition in HFTDs Remote GridWLDFRContact from objectAggregated | WLDFR | HFTD - Distribution - Tier 2 - 1QU CoRE ¦ 3QU LoRE | Red Flag Warning - Small Fires | Contact from object | Aggregated | 2027 | 2.4297e-05 | 1013.9529 | 0.024636 | 2027 | Mitigation | 0.95 | 45 | 0 | esc | 0.00097009 | 2.357e-08 | 0.00097009 | 2.357e-08
[79 empty] | WLDFR | HFTD - Distribution - Tier 2 - 3QU CoRE ¦ 2QU LoRE | Non-Red Flag Warning - Catastrophic Fires | 2028 | 1.6449e-09 | 1.6449e-09 | 15317.9909 | 247.273 | 9287.6491 | 5783.0689 | 0 | 0 | 2.1246e-06 | 2.5197e-05 | 0 | 2.5197e-05 | 2.5197e-05 | 0 | 2.5197e-05 | 0 | 3.0784e-07 | 6.7478e-07 | 0 | 6.7478e-07 | 0 | 4.3584e-07 | 8.7167e-07 | 0 | 8.7167e-07 | [12 empty] | 7.3.3.17.5 (Remote Grid) Updates to grid topology to minimize risk of ignition in HFTDs Remote GridWLDFRContact from objectAggregated | WLDFR | HFTD - Distribution - Tier 2 - 1QU CoRE ¦ 3QU LoRE | Red Flag Warning - Small Fires | Contact from object | Aggregated | 2028 | 2.4297e-05 | 1013.9529 | 0.024636 | 2028 | Mitigation | 0.95 | 45 | 0 | esc | 0.00097009 | 2.357e-08 | 0.00097009 | 2.357e-08
[79 empty] | WLDFR | HFTD - Distribution - Tier 2 - 3QU CoRE ¦ 2QU LoRE | Non-Red Flag Warning - Catastrophic Fires | 2029 | 1.6449e-09 | 1.6449e-09 | 15317.9909 | 247.273 | 9287.6491 | 5783.0689 | 0 | 0 | 2.1246e-06 | 2.5197e-05 | 0 | 2.5197e-05 | 2.5197e-05 | 0 | 2.5197e-05 | 0 | 3.0784e-07 | 6.7478e-07 | 0 | 6.7478e-07 | 0 | 4.3584e-07 | 8.7167e-07 | 0 | 8.7167e-07 | [12 empty] | 7.3.3.17.5 (Remote Grid) Updates to grid topology to minimize risk of ignition in HFTDs Remote GridWLDFRContact from objectAggregated | WLDFR | HFTD - Distribution - Tier 2 - 1QU CoRE ¦ 3QU LoRE | Red Flag Warning - Small Fires | Contact from object | Aggregated | 2029 | 2.4297e-05 | 1013.9529 | 0.024636 | 2029 | Mitigation | 0.95 | 45 | 0 | esc | 0.00097009 | 2.357e-08 | 0.00097009 | 2.357e-08
[79 empty] | WLDFR | HFTD - Distribution - Tier 2 - 3QU CoRE ¦ 2QU LoRE | Non-Red Flag Warning - Catastrophic Fires | 2030 | 1.6449e-09 | 1.6449e-09 | 15317.9909 | 247.273 | 9287.6491 | 5783.0689 | 0 | 0 | 2.1246e-06 | 2.5197e-05 | 0 | 2.5197e-05 | 2.5197e-05 | 0 | 2.5197e-05 | 0 | 3.2262e-07 | 7.0719e-07 | 0 | 7.0719e-07 | 0 | 4.3584e-07 | 8.7167e-07 | 0 | 8.7167e-07 | [12 empty] | 7.3.3.17.5 (Remote Grid) Updates to grid topology to minimize risk of ignition in HFTDs Remote GridWLDFRContact from objectAggregated | WLDFR | HFTD - Distribution - Tier 2 - 1QU CoRE ¦ 3QU LoRE | Red Flag Warning - Small Fires | Contact from object | Aggregated | 2030 | 2.4297e-05 | 1013.9529 | 0.024636 | 2030 | Mitigation | 0.95 | 45 | 0 | esc | 0.00097009 | 2.357e-08 | 0.00097009 | 2.357e-08
[79 empty] | WLDFR | HFTD - Distribution - Tier 2 - 3QU CoRE ¦ 2QU LoRE | Non-Red Flag Warning - Catastrophic Fires | 2031 | 1.6449e-09 | 1.6449e-09 | 15317.9909 | 247.273 | 9287.6491 | 5783.0689 | 0 | 0 | 2.1246e-06 | 2.5197e-05 | 0 | 2.5197e-05 | 2.5197e-05 | 0 | 2.5197e-05 | 0 | 3.2262e-07 | 7.0719e-07 | 0 | 7.0719e-07 | 0 | 4.3584e-07 | 8.7167e-07 | 0 | 8.7167e-07 | [12 empty] | 7.3.3.17.5 (Remote Grid) Updates to grid topology to minimize risk of ignition in HFTDs Remote GridWLDFRContact from objectAggregated | WLDFR | HFTD - Distribution - Tier 2 - 1QU CoRE ¦ 3QU LoRE | Red Flag Warning - Small Fires | Contact from object | Aggregated | 2031 | 2.4297e-05 | 1013.9529 | 0.024636 | 2031 | Mitigation | 0.95 | 45 | 0 | esc | 0.00097009 | 2.357e-08 | 0.00097009 | 2.357e-08
[79 empty] | WLDFR | HFTD - Distribution - Tier 2 - 3QU CoRE ¦ 2QU LoRE | Non-Red Flag Warning - Catastrophic Fires | 2032 | 1.6449e-09 | 1.6449e-09 | 15317.9909 | 247.273 | 9287.6491 | 5783.0689 | 0 | 0 | 2.1246e-06 | 2.5197e-05 | 0 | 2.5197e-05 | 2.5197e-05 | 0 | 2.5197e-05 | 0 | 3.2262e-07 | 7.0719e-07 | 0 | 7.0719e-07 | 0 | 0 | 8.7167e-07 | 0 | 8.7167e-07 | [12 empty] | 7.3.3.17.5 (Remote Grid) Updates to grid topology to minimize risk of ignition in HFTDs Remote GridWLDFRContact from objectAggregated | WLDFR | HFTD - Distribution - Tier 2 - 1QU CoRE ¦ 3QU LoRE | Red Flag Warning - Small Fires | Contact from object | Aggregated | 2032 | 2.4297e-05 | 1013.9529 | 0.024636 | 2032 | Mitigation | 0.95 | 45 | 0 | esc | 0.00097009 | 2.357e-08 | 0.00097009 | 2.357e-08
[79 empty] | WLDFR | HFTD - Distribution - Tier 2 - 3QU CoRE ¦ 2QU LoRE | Non-Red Flag Warning - Catastrophic Fires | 2033 | 1.6449e-09 | 1.6449e-09 | 16044.1264 | 263.1074 | 9721.74 | 6059.2791 | 0 | 0 | 2.1246e-06 | 2.6392e-05 | 0 | 2.6392e-05 | 2.6392e-05 | 0 | 2.6392e-05 | 0 | 3.2262e-07 | 7.0719e-07 | 0 | 7.0719e-07 | 0 | 0 | 0 | 0 | 0 | [12 empty] | 7.3.3.17.5 (Remote Grid) Updates to grid topology to minimize risk of ignition in HFTDs Remote GridWLDFRContact from objectAggregated | WLDFR | HFTD - Distribution - Tier 2 - 1QU CoRE ¦ 3QU LoRE | Red Flag Warning - Small Fires | Contact from object | Aggregated | 2033 | 2.4297e-05 | 1013.9529 | 0.024636 | 2033 | Mitigation | 0.95 | 45 | 0 | esc | 0.00097009 | 2.357e-08 | 0.00097009 | 2.357e-08
[79 empty] | WLDFR | HFTD - Distribution - Tier 2 - 3QU CoRE ¦ 2QU LoRE | Non-Red Flag Warning - Catastrophic Fires | 2034 | 1.6449e-09 | 1.6449e-09 | 16044.1264 | 263.1074 | 9721.74 | 6059.2791 | 0 | 0 | 2.1246e-06 | 2.6392e-05 | 0 | 2.6392e-05 | 2.6392e-05 | 0 | 2.6392e-05 | 0 | 3.2262e-07 | 7.0719e-07 | 0 | 7.0719e-07 | 0 | 0 | 0 | 0 | 0 | [12 empty] | 7.3.3.17.5 (Remote Grid) Updates to grid topology to minimize risk of ignition in HFTDs Remote GridWLDFRContact from objectAggregated | WLDFR | HFTD - Distribution - Tier 2 - 1QU CoRE ¦ 3QU LoRE | Red Flag Warning - Small Fires | Contact from object | Aggregated | 2034 | 2.4297e-05 | 1013.9529 | 0.024636 | 2034 | Mitigation | 0.95 | 45 | 0 | esc | 0.00097009 | 2.357e-08 | 0.00097009 | 2.357e-08
[79 empty] | WLDFR | HFTD - Distribution - Tier 2 - 3QU CoRE ¦ 2QU LoRE | Non-Red Flag Warning - Catastrophic Fires | 2035 | 1.6449e-09 | 1.6449e-09 | 16044.1264 | 263.1074 | 9721.74 | 6059.2791 | 0 | 0 | 2.1246e-06 | 2.6392e-05 | 0 | 2.6392e-05 | 2.6392e-05 | 0 | 2.6392e-05 | 0 | 3.3817e-07 | 7.4127e-07 | 0 | 7.4127e-07 | 0 | 3.304e-06 | 0 | 0 | 0 | [12 empty] | 7.3.3.17.5 (Remote Grid) Updates to grid topology to minimize risk of ignition in HFTDs Remote GridWLDFRContact from objectAggregated | WLDFR | HFTD - Distribution - Tier 2 - 1QU CoRE ¦ 3QU LoRE | Red Flag Warning - Small Fires | Contact from object | Aggregated | 2035 | 2.4297e-05 | 1013.9529 | 0.024636 | 2035 | Mitigation | 0.95 | 45 | 0 | esc | 0.00097009 | 2.357e-08 | 0.00097009 | 2.357e-08
[79 empty] | WLDFR | HFTD - Distribution - Tier 2 - 3QU CoRE ¦ 2QU LoRE | Non-Red Flag Warning - Catastrophic Fires | 2036 | 1.6449e-09 | 1.6449e-09 | 16044.1264 | 263.1074 | 9721.74 | 6059.2791 | 0 | 0 | 2.1246e-06 | 2.6392e-05 | 0 | 2.6392e-05 | 2.6392e-05 | 0 | 2.6392e-05 | 0 | 3.3817e-07 | 7.4127e-07 | 0 | 7.4127e-07 | 0 | 3.4104e-06 | 6.8207e-06 | 0 | 6.8207e-06 | [12 empty] | 7.3.3.17.5 (Remote Grid) Updates to grid topology to minimize risk of ignition in HFTDs Remote GridWLDFRContact from objectAggregated | WLDFR | HFTD - Distribution - Tier 2 - 1QU CoRE ¦ 3QU LoRE | Red Flag Warning - Small Fires | Contact from object | Aggregated | 2036 | 2.4297e-05 | 1013.9529 | 0.024636 | 2036 | Mitigation | 0.95 | 45 | 0 | esc | 0.00097009 | 2.357e-08 | 0.00097009 | 2.357e-08
[79 empty] | WLDFR | HFTD - Distribution - Tier 2 - 3QU CoRE ¦ 2QU LoRE | Non-Red Flag Warning - Catastrophic Fires | 2037 | 1.6449e-09 | 1.6449e-09 | 16044.1264 | 263.1074 | 9721.74 | 6059.2791 | 0 | 0 | 2.1246e-06 | 2.6392e-05 | 0 | 2.6392e-05 | 2.6392e-05 | 0 | 2.6392e-05 | 0 | 3.3817e-07 | 7.4127e-07 | 0 | 7.4127e-07 | 0 | 3.4104e-06 | 6.8207e-06 | 0 | 6.8207e-06 | [12 empty] | 7.3.3.17.5 (Remote Grid) Updates to grid topology to minimize risk of ignition in HFTDs Remote GridWLDFRContact from objectAggregated | WLDFR | HFTD - Distribution - Tier 2 - 1QU CoRE ¦ 3QU LoRE | Red Flag Warning - Small Fires | Contact from object | Aggregated | 2037 | 2.4297e-05 | 1013.9529 | 0.024636 | 2037 | Mitigation | 0.95 | 45 | 0 | esc | 0.00097009 | 2.357e-08 | 0.00097009 | 2.357e-08
[79 empty] | WLDFR | HFTD - Distribution - Tier 2 - 3QU CoRE ¦ 2QU LoRE | Non-Red Flag Warning - Catastrophic Fires | 2038 | 1.6449e-09 | 1.6449e-09 | 16832.3912 | 280.5544 | 10192.2718 | 6359.5651 | 0 | 0 | 2.1246e-06 | 2.7688e-05 | 0 | 2.7688e-05 | 2.7688e-05 | 0 | 2.7688e-05 | 0 | 3.3817e-07 | 7.4127e-07 | 0 | 7.4127e-07 | 0 | 3.4104e-06 | 6.8207e-06 | 0 | 6.8207e-06 | [12 empty] | 7.3.3.17.5 (Remote Grid) Updates to grid topology to minimize risk of ignition in HFTDs Remote GridWLDFRContact from objectAggregated | WLDFR | HFTD - Distribution - Tier 2 - 1QU CoRE ¦ 3QU LoRE | Red Flag Warning - Small Fires | Contact from object | Aggregated | 2038 | 2.4297e-05 | 1013.9529 | 0.024636 | 2038 | Mitigation | 0.95 | 45 | 0 | esc | 0.00097009 | 2.357e-08 | 0.00097009 | 2.357e-08
[79 empty] | WLDFR | HFTD - Distribution - Tier 2 - 3QU CoRE ¦ 2QU LoRE | Non-Red Flag Warning - Catastrophic Fires | 2039 | 1.6449e-09 | 1.6449e-09 | 16832.3912 | 280.5544 | 10192.2718 | 6359.5651 | 0 | 0 | 2.1246e-06 | 2.7688e-05 | 0 | 2.7688e-05 | 2.7688e-05 | 0 | 2.7688e-05 | 0 | 3.3817e-07 | 7.4127e-07 | 0 | 7.4127e-07 | 0 | 3.4104e-06 | 6.8207e-06 | 0 | 6.8207e-06 | [12 empty] | 7.3.3.17.5 (Remote Grid) Updates to grid topology to minimize risk of ignition in HFTDs Remote GridWLDFRContact from objectAggregated | WLDFR | HFTD - Distribution - Tier 2 - 1QU CoRE ¦ 3QU LoRE | Red Flag Warning - Small Fires | Contact from object | Aggregated | 2039 | 2.4297e-05 | 1013.9529 | 0.024636 | 2039 | Mitigation | 0.95 | 45 | 0 | esc | 0.00097009 | 2.357e-08 | 0.00097009 | 2.357e-08
[79 empty] | WLDFR | HFTD - Distribution - Tier 2 - 3QU CoRE ¦ 2QU LoRE | Non-Red Flag Warning - Catastrophic Fires | 2040 | 1.6449e-09 | 1.6449e-09 | 16832.3912 | 280.5544 | 10192.2718 | 6359.5651 | 0 | 0 | 2.1246e-06 | 2.7688e-05 | 0 | 2.7688e-05 | 2.7688e-05 | 0 | 2.7688e-05 | 0 | 3.5431e-07 | 7.7666e-07 | 0 | 7.7666e-07 | 0 | 3.4104e-06 | 6.8207e-06 | 0 | 6.8207e-06 | [12 empty] | 7.3.3.17.5 (Remote Grid) Updates to grid topology to minimize risk of ignition in HFTDs Remote GridWLDFRContact from objectAggregated | WLDFR | HFTD - Distribution - Tier 2 - 1QU CoRE ¦ 3QU LoRE | Red Flag Warning - Small Fires | Contact from object | Aggregated | 2040 | 2.4297e-05 | 1013.9529 | 0.024636 | 2040 | Mitigation | 0.95 | 45 | 0 | esc | 0.00097009 | 2.357e-08 | 0.00097009 | 2.357e-08
[79 empty] | WLDFR | HFTD - Distribution - Tier 2 - 3QU CoRE ¦ 2QU LoRE | Non-Red Flag Warning - Catastrophic Fires | 2041 | 1.6449e-09 | 1.6449e-09 | 16832.3912 | 280.5544 | 10192.2718 | 6359.5651 | 0 | 0 | 2.1246e-06 | 2.7688e-05 | 0 | 2.7688e-05 | 2.7688e-05 | 0 | 2.7688e-05 | 0 | 3.5431e-07 | 7.7666e-07 | 0 | 7.7666e-07 | 0 | 3.546e-06 | 7.092e-06 | 0 | 7.092e-06 | [12 empty] | 7.3.3.17.5 (Remote Grid) Updates to grid topology to minimize risk of ignition in HFTDs Remote GridWLDFRContact from objectAggregated | WLDFR | HFTD - Distribution - Tier 2 - 1QU CoRE ¦ 3QU LoRE | Red Flag Warning - Small Fires | Contact from object | Aggregated | 2041 | 2.4297e-05 | 1013.9529 | 0.024636 | 2041 | Mitigation | 0.95 | 45 | 0 | esc | 0.00097009 | 2.357e-08 | 0.00097009 | 2.357e-08
[79 empty] | WLDFR | HFTD - Distribution - Tier 2 - 3QU CoRE ¦ 2QU LoRE | Non-Red Flag Warning - Catastrophic Fires | 2042 | 1.6449e-09 | 1.6449e-09 | 16832.3912 | 280.5544 | 10192.2718 | 6359.5651 | 0 | 0 | 2.1246e-06 | 2.7688e-05 | 0 | 2.7688e-05 | 2.7688e-05 | 0 | 2.7688e-05 | 0 | 3.5431e-07 | 7.7666e-07 | 0 | 7.7666e-07 | 0 | 3.546e-06 | 7.092e-06 | 0 | 7.092e-06 | [12 empty] | 7.3.3.17.5 (Remote Grid) Updates to grid topology to minimize risk of ignition in HFTDs Remote GridWLDFRContact from objectAggregated | WLDFR | HFTD - Distribution - Tier 2 - 1QU CoRE ¦ 3QU LoRE | Red Flag Warning - Small Fires | Contact from object | Aggregated | 2042 | 2.4297e-05 | 1013.9529 | 0.024636 | 2042 | Mitigation | 0.95 | 45 | 0 | esc | 0.00097009 | 2.357e-08 | 0.00097009 | 2.357e-08
[79 empty] | WLDFR | HFTD - Distribution - Tier 2 - 3QU CoRE ¦ 2QU LoRE | Non-Red Flag Warning - Catastrophic Fires | 2043 | 1.6449e-09 | 1.6449e-09 | 17672.0852 | 299.42 | 10692.7362 | 6679.929 | 0 | 0 | 2.1246e-06 | 2.9069e-05 | 0 | 2.9069e-05 | 2.9069e-05 | 0 | 2.9069e-05 | 0 | 3.5431e-07 | 7.7666e-07 | 0 | 7.7666e-07 | 0 | 3.546e-06 | 7.092e-06 | 0 | 7.092e-06 | [12 empty] | 7.3.3.17.5 (Remote Grid) Updates to grid topology to minimize risk of ignition in HFTDs Remote GridWLDFRContact from objectAggregated | WLDFR | HFTD - Distribution - Tier 2 - 1QU CoRE ¦ 3QU LoRE | Red Flag Warning - Small Fires | Contact from object | Aggregated | 2043 | 2.4297e-05 | 1013.9529 | 0.024636 | 2043 | Mitigation | 0.95 | 45 | 0 | esc | 0.00097009 | 2.357e-08 | 0.00097009 | 2.357e-08
[79 empty] | WLDFR | HFTD - Distribution - Tier 2 - 3QU CoRE ¦ 2QU LoRE | Non-Red Flag Warning - Catastrophic Fires | 2044 | 1.6449e-09 | 1.6449e-09 | 17672.0852 | 299.42 | 10692.7362 | 6679.929 | 0 | 0 | 2.1246e-06 | 2.9069e-05 | 0 | 2.9069e-05 | 2.9069e-05 | 0 | 2.9069e-05 | 0 | 3.5431e-07 | 7.7666e-07 | 0 | 7.7666e-07 | 0 | 3.546e-06 | 7.092e-06 | 0 | 7.092e-06 | [12 empty] | 7.3.3.17.5 (Remote Grid) Updates to grid topology to minimize risk of ignition in HFTDs Remote GridWLDFRContact from objectAggregated | WLDFR | HFTD - Distribution - Tier 2 - 1QU CoRE ¦ 3QU LoRE | Red Flag Warning - Small Fires | Contact from object | Aggregated | 2044 | 2.4297e-05 | 1013.9529 | 0.024636 | 2044 | Mitigation | 0.95 | 45 | 0 | esc | 0.00097009 | 2.357e-08 | 0.00097009 | 2.357e-08
[79 empty] | WLDFR | HFTD - Distribution - Tier 2 - 3QU CoRE ¦ 2QU LoRE | Non-Red Flag Warning - Catastrophic Fires | 2045 | 1.6449e-09 | 1.6449e-09 | 17672.0852 | 299.42 | 10692.7362 | 6679.929 | 0 | 0 | 2.1246e-06 | 2.9069e-05 | 0 | 2.9069e-05 | 2.9069e-05 | 0 | 2.9069e-05 | 0 | 3.7087e-07 | 8.1296e-07 | 0 | 8.1296e-07 | 0 | 3.546e-06 | 7.092e-06 | 0 | 7.092e-06 | [12 empty] | 7.3.3.17.5 (Remote Grid) Updates to grid topology to minimize risk of ignition in HFTDs Remote GridWLDFRContact from objectAggregated | WLDFR | HFTD - Distribution - Tier 2 - 1QU CoRE ¦ 3QU LoRE | Red Flag Warning - Small Fires | Contact from object | Aggregated | 2045 | 2.4297e-05 | 1013.9529 | 0.024636 | 2045 | Mitigation | 0.95 | 45 | 0 | esc | 0.00097009 | 2.357e-08 | 0.00097009 | 2.357e-08
[79 empty] | WLDFR | HFTD - Distribution - Tier 2 - 3QU CoRE ¦ 2QU LoRE | Non-Red Flag Warning - Catastrophic Fires | 2046 | 1.6449e-09 | 1.6449e-09 | 17672.0852 | 299.42 | 10692.7362 | 6679.929 | 0 | 0 | 2.1246e-06 | 2.9069e-05 | 0 | 2.9069e-05 | 2.9069e-05 | 0 | 2.9069e-05 | 0 | 3.7087e-07 | 8.1296e-07 | 0 | 8.1296e-07 | 0 | 3.6989e-06 | 7.3978e-06 | 0 | 7.3978e-06 | [12 empty] | 7.3.3.17.5 (Remote Grid) Updates to grid topology to minimize risk of ignition in HFTDs Remote GridWLDFRContact from objectAggregated | WLDFR | HFTD - Distribution - Tier 2 - 1QU CoRE ¦ 3QU LoRE | Red Flag Warning - Small Fires | Contact from object | Aggregated | 2046 | 2.4297e-05 | 1013.9529 | 0.024636 | 2046 | Mitigation | 0.95 | 45 | 0 | esc | 0.00097009 | 2.357e-08 | 0.00097009 | 2.357e-08
[79 empty] | WLDFR | HFTD - Distribution - Tier 2 - 3QU CoRE ¦ 2QU LoRE | Non-Red Flag Warning - Catastrophic Fires | 2047 | 1.6449e-09 | 1.6449e-09 | 17672.0852 | 299.42 | 10692.7362 | 6679.929 | 0 | 0 | 2.1246e-06 | 2.9069e-05 | 0 | 2.9069e-05 | 2.9069e-05 | 0 | 2.9069e-05 | 0 | 3.7087e-07 | 8.1296e-07 | 0 | 8.1296e-07 | 0 | 3.6989e-06 | 7.3978e-06 | 0 | 7.3978e-06 | [12 empty] | 7.3.3.17.5 (Remote Grid) Updates to grid topology to minimize risk of ignition in HFTDs Remote GridWLDFRContact from objectAggregated | WLDFR | HFTD - Distribution - Tier 2 - 1QU CoRE ¦ 3QU LoRE | Red Flag Warning - Small Fires | Contact from object | Aggregated | 2047 | 2.4297e-05 | 1013.9529 | 0.024636 | 2047 | Mitigation | 0.95 | 45 | 0 | esc | 0.00097009 | 2.357e-08 | 0.00097009 | 2.357e-08
[79 empty] | WLDFR | HFTD - Distribution - Tier 2 - 3QU CoRE ¦ 2QU LoRE | Non-Red Flag Warning - Catastrophic Fires | 2048 | 1.6449e-09 | 1.6449e-09 | 18552.3348 | 319.4911 | 11216.5626 | 7016.281 | 0 | 0 | 2.1246e-06 | 3.0517e-05 | 0 | 3.0517e-05 | 3.0517e-05 | 0 | 3.0517e-05 | 0 | 3.7087e-07 | 8.1296e-07 | 0 | 8.1296e-07 | 0 | 3.6989e-06 | 7.3978e-06 | 0 | 7.3978e-06 | [12 empty] | 7.3.3.17.5 (Remote Grid) Updates to grid topology to minimize risk of ignition in HFTDs Remote GridWLDFRContact from objectAggregated | WLDFR | HFTD - Distribution - Tier 2 - 1QU CoRE ¦ 3QU LoRE | Red Flag Warning - Small Fires | Contact from object | Aggregated | 2048 | 2.4297e-05 | 1013.9529 | 0.024636 | 2048 | Mitigation | 0.95 | 45 | 0 | esc | 0.00097009 | 2.357e-08 | 0.00097009 | 2.357e-08
[79 empty] | WLDFR | HFTD - Distribution - Tier 2 - 3QU CoRE ¦ 2QU LoRE | Non-Red Flag Warning - Catastrophic Fires | 2049 | 1.6449e-09 | 1.6449e-09 | 18552.3348 | 319.4911 | 11216.5626 | 7016.281 | 0 | 0 | 2.1246e-06 | 3.0517e-05 | 0 | 3.0517e-05 | 3.0517e-05 | 0 | 3.0517e-05 | 0 | 3.7087e-07 | 8.1296e-07 | 0 | 8.1296e-07 | 0 | 3.6989e-06 | 7.3978e-06 | 0 | 7.3978e-06 | [12 empty] | 7.3.3.17.5 (Remote Grid) Updates to grid topology to minimize risk of ignition in HFTDs Remote GridWLDFRContact from objectAggregated | WLDFR | HFTD - Distribution - Tier 2 - 1QU CoRE ¦ 3QU LoRE | Red Flag Warning - Small Fires | Contact from object | Aggregated | 2049 | 2.4297e-05 | 1013.9529 | 0.024636 | 2049 | Mitigation | 0.95 | 45 | 0 | esc | 0.00097009 | 2.357e-08 | 0.00097009 | 2.357e-08
[79 empty] | WLDFR | HFTD - Distribution - Tier 2 - 3QU CoRE ¦ 2QU LoRE | Non-Red Flag Warning - Catastrophic Fires | 2050 | 1.6449e-09 | 1.6449e-09 | 18552.3348 | 319.4911 | 11216.5626 | 7016.281 | 0 | 0 | 2.1246e-06 | 3.0517e-05 | 0 | 3.0517e-05 | 3.0517e-05 | 0 | 3.0517e-05 | 0 | 3.8764e-07 | 8.4973e-07 | 0 | 8.4973e-07 | 0 | 3.6989e-06 | 7.3978e-06 | 0 | 7.3978e-06 | [12 empty] | 7.3.3.17.5 (Remote Grid) Updates to grid topology to minimize risk of ignition in HFTDs Remote GridWLDFRContact from objectAggregated | WLDFR | HFTD - Distribution - Tier 2 - 1QU CoRE ¦ 3QU LoRE | Red Flag Warning - Small Fires | Contact from object | Aggregated | 2050 | 2.4297e-05 | 1013.9529 | 0.024636 | 2050 | Mitigation | 0.95 | 45 | 0 | esc | 0.00097009 | 2.357e-08 | 0.00097009 | 2.357e-08
[79 empty] | WLDFR | HFTD - Distribution - Tier 2 - 3QU CoRE ¦ 2QU LoRE | Non-Red Flag Warning - Catastrophic Fires | 2051 | 1.6449e-09 | 1.6449e-09 | 18552.3348 | 319.4911 | 11216.5626 | 7016.281 | 0 | 0 | 2.1246e-06 | 3.0517e-05 | 0 | 3.0517e-05 | 3.0517e-05 | 0 | 3.0517e-05 | 0 | 3.8764e-07 | 8.4973e-07 | 0 | 8.4973e-07 | 0 | 3.8674e-06 | 7.7348e-06 | 0 | 7.7348e-06 | [12 empty] | 7.3.3.17.5 (Remote Grid) Updates to grid topology to minimize risk of ignition in HFTDs Remote GridWLDFRContact from objectAggregated | WLDFR | HFTD - Distribution - Tier 2 - 1QU CoRE ¦ 3QU LoRE | Red Flag Warning - Small Fires | Contact from object | Aggregated | 2051 | 2.4297e-05 | 1013.9529 | 0.024636 | 2051 | Mitigation | 0.95 | 45 | 0 | esc | 0.00097009 | 2.357e-08 | 0.00097009 | 2.357e-08
[79 empty] | WLDFR | HFTD - Distribution - Tier 2 - 3QU CoRE ¦ 2QU LoRE | Non-Red Flag Warning - Catastrophic Fires | 2052 | 1.6449e-09 | 1.6449e-09 | 18552.3348 | 319.4911 | 11216.5626 | 7016.281 | 0 | 0 | 2.1246e-06 | 3.0517e-05 | 0 | 3.0517e-05 | 3.0517e-05 | 0 | 3.0517e-05 | 0 | 3.8764e-07 | 8.4973e-07 | 0 | 8.4973e-07 | 0 | 3.8674e-06 | 7.7348e-06 | 0 | 7.7348e-06 | [12 empty] | 7.3.3.17.5 (Remote Grid) Updates to grid topology to minimize risk of ignition in HFTDs Remote GridWLDFRContact from objectAggregated | WLDFR | HFTD - Distribution - Tier 2 - 1QU CoRE ¦ 3QU LoRE | Red Flag Warning - Small Fires | Contact from object | Aggregated | 2052 | 2.4297e-05 | 1013.9529 | 0.024636 | 2052 | Mitigation | 0.95 | 45 | 0 | esc | 0.00097009 | 2.357e-08 | 0.00097009 | 2.357e-08
[79 empty] | WLDFR | HFTD - Distribution - Tier 2 - 3QU CoRE ¦ 2QU LoRE | Non-Red Flag Warning - Catastrophic Fires | 2053 | 1.6449e-09 | 1.6449e-09 | 19462.1283 | 340.5356 | 11757.1413 | 7364.4514 | 0 | 0 | 2.1246e-06 | 3.2014e-05 | 0 | 3.2014e-05 | 3.2014e-05 | 0 | 3.2014e-05 | 0 | 0 | 8.4973e-07 | 0 | 8.4973e-07 | 0 | 3.8674e-06 | 7.7348e-06 | 0 | 7.7348e-06 | [12 empty] | 7.3.3.17.5 (Remote Grid) Updates to grid topology to minimize risk of ignition in HFTDs Remote GridWLDFRContact from objectAggregated | WLDFR | HFTD - Distribution - Tier 2 - 1QU CoRE ¦ 3QU LoRE | Red Flag Warning - Small Fires | Contact from object | Aggregated | 2053 | 2.4297e-05 | 1013.9529 | 0.024636 | 2053 | Mitigation | 0.95 | 45 | 0 | esc | 0.00097009 | 2.357e-08 | 0.00097009 | 2.357e-08
[79 empty] | WLDFR | HFTD - Distribution - Tier 2 - 3QU CoRE ¦ 2QU LoRE | Non-Red Flag Warning - Catastrophic Fires | 2054 | 1.6449e-09 | 1.6449e-09 | 19462.1283 | 340.5356 | 11757.1413 | 7364.4514 | 0 | 0 | 2.1246e-06 | 3.2014e-05 | 0 | 3.2014e-05 | 3.2014e-05 | 0 | 3.2014e-05 | 0 | 0 | 0 | 0 | 0 | 0 | 3.8674e-06 | 7.7348e-06 | 0 | 7.7348e-06 | [12 empty] | 7.3.3.17.5 (Remote Grid) Updates to grid topology to minimize risk of ignition in HFTDs Remote GridWLDFRContact from objectAggregated | WLDFR | HFTD - Distribution - Tier 2 - 1QU CoRE ¦ 3QU LoRE | Red Flag Warning - Small Fires | Contact from object | Aggregated | 2054 | 2.4297e-05 | 1013.9529 | 0.024636 | 2054 | Mitigation | 0.95 | 45 | 0 | esc | 0.00097009 | 2.357e-08 | 0.00097009 | 2.357e-08
[79 empty] | WLDFR | HFTD - Distribution - Tier 2 - 3QU CoRE ¦ 2QU LoRE | Non-Red Flag Warning - Catastrophic Fires | 2055 | 1.6449e-09 | 1.6449e-09 | 19462.1283 | 340.5356 | 11757.1413 | 7364.4514 | 0 | 0 | 2.1246e-06 | 3.2014e-05 | 0 | 3.2014e-05 | 3.2014e-05 | 0 | 3.2014e-05 | 0 | 0.00022206 | 0 | 0 | 0 | 0 | 3.8674e-06 | 7.7348e-06 | 0 | 7.7348e-06 | [12 empty] | 7.3.3.17.5 (Remote Grid) Updates to grid topology to minimize risk of ignition in HFTDs Remote GridWLDFRContact from objectAggregated | WLDFR | HFTD - Distribution - Tier 2 - 1QU CoRE ¦ 3QU LoRE | Red Flag Warning - Small Fires | Contact from object | Aggregated | 2055 | 2.4297e-05 | 1013.9529 | 0.024636 | 2055 | Mitigation | 0.95 | 45 | 0 | esc | 0.00097009 | 2.357e-08 | 0.00097009 | 2.357e-08
[79 empty] | WLDFR | HFTD - Distribution - Tier 2 - 3QU CoRE ¦ 2QU LoRE | Non-Red Flag Warning - Catastrophic Fires | 2056 | 1.6449e-09 | 1.6449e-09 | 19462.1283 | 340.5356 | 11757.1413 | 7364.4514 | 0 | 0 | 2.1246e-06 | 3.2014e-05 | 0 | 3.2014e-05 | 3.2014e-05 | 0 | 3.2014e-05 | 0 | 0.0002302 | 0.0005046 | 0 | 0.0005046 | 0 | 4.0498e-06 | 8.0997e-06 | 0 | 8.0997e-06 | [12 empty] | 7.3.3.17.5 (Remote Grid) Updates to grid topology to minimize risk of ignition in HFTDs Remote GridWLDFRContact from objectAggregated | WLDFR | HFTD - Distribution - Tier 2 - 1QU CoRE ¦ 3QU LoRE | Red Flag Warning - Small Fires | Contact from object | Aggregated | 2056 | 2.4297e-05 | 1013.9529 | 0.024636 | 2056 | Mitigation | 0.95 | 45 | 0 | esc | 0.00097009 | 2.357e-08 | 0.00097009 | 2.357e-08
[79 empty] | WLDFR | HFTD - Distribution - Tier 2 - 3QU CoRE ¦ 2QU LoRE | Non-Red Flag Warning - Catastrophic Fires | 2057 | 1.6449e-09 | 1.6449e-09 | 19462.1283 | 340.5356 | 11757.1413 | 7364.4514 | 0 | 0 | 2.1246e-06 | 3.2014e-05 | 0 | 3.2014e-05 | 3.2014e-05 | 0 | 3.2014e-05 | 0 | 0.0002302 | 0.0005046 | 0 | 0.0005046 | 0 | 4.0498e-06 | 8.0997e-06 | 0 | 8.0997e-06 | [12 empty] | 7.3.3.17.5 (Remote Grid) Updates to grid topology to minimize risk of ignition in HFTDs Remote GridWLDFRContact from objectAggregated | WLDFR | HFTD - Distribution - Tier 2 - 1QU CoRE ¦ 3QU LoRE | Red Flag Warning - Small Fires | Contact from object | Aggregated | 2057 | 2.4297e-05 | 1013.9529 | 0.024636 | 2057 | Mitigation | 0.95 | 45 | 0 | esc | 0.00097009 | 2.357e-08 | 0.00097009 | 2.357e-08
[79 empty] | WLDFR | HFTD - Distribution - Tier 2 - 3QU CoRE ¦ 2QU LoRE | Non-Red Flag Warning - Catastrophic Fires | 2058 | 1.6449e-09 | 1.6449e-09 | 20390.4035 | 362.3049 | 12307.8747 | 7720.2238 | 0 | 0 | 2.1246e-06 | 3.3541e-05 | 0 | 3.3541e-05 | 3.3541e-05 | 0 | 3.3541e-05 | 0 | 0.0002302 | 0.0005046 | 0 | 0.0005046 | 0 | 4.0498e-06 | 8.0997e-06 | 0 | 8.0997e-06 | [12 empty] | 7.3.3.17.5 (Remote Grid) Updates to grid topology to minimize risk of ignition in HFTDs Remote GridWLDFRContact from objectAggregated | WLDFR | HFTD - Distribution - Tier 2 - 1QU CoRE ¦ 3QU LoRE | Red Flag Warning - Small Fires | Contact from object | Aggregated | 2058 | 2.4297e-05 | 1013.9529 | 0.024636 | 2058 | Mitigation | 0.95 | 45 | 0 | esc | 0.00097009 | 2.357e-08 | 0.00097009 | 2.357e-08
[79 empty] | WLDFR | HFTD - Distribution - Tier 2 - 3QU CoRE ¦ 2QU LoRE | Non-Red Flag Warning - Catastrophic Fires | 2059 | 1.6449e-09 | 1.6449e-09 | 20390.4035 | 362.3049 | 12307.8747 | 7720.2238 | 0 | 0 | 2.1246e-06 | 3.3541e-05 | 0 | 3.3541e-05 | 3.3541e-05 | 0 | 3.3541e-05 | 0 | 0.0002302 | 0.0005046 | 0 | 0.0005046 | 0 | 4.0498e-06 | 8.0997e-06 | 0 | 8.0997e-06 | [12 empty] | 7.3.3.17.5 (Remote Grid) Updates to grid topology to minimize risk of ignition in HFTDs Remote GridWLDFRContact from objectAggregated | WLDFR | HFTD - Distribution - Tier 2 - 1QU CoRE ¦ 3QU LoRE | Red Flag Warning - Small Fires | Contact from object | Aggregated | 2059 | 2.4297e-05 | 1013.9529 | 0.024636 | 2059 | Mitigation | 0.95 | 45 | 0 | esc | 0.00097009 | 2.357e-08 | 0.00097009 | 2.357e-08
[79 empty] | WLDFR | HFTD - Distribution - Tier 2 - 3QU CoRE ¦ 2QU LoRE | Non-Red Flag Warning - Catastrophic Fires | 2060 | 1.6449e-09 | 1.6449e-09 | 20390.4035 | 362.3049 | 12307.8747 | 7720.2238 | 0 | 0 | 2.1246e-06 | 3.3541e-05 | 0 | 3.3541e-05 | 3.3541e-05 | 0 | 3.3541e-05 | 0 | 0.0002302 | 0.0005046 | 0 | 0.0005046 | 0 | 4.0498e-06 | 8.0997e-06 | 0 | 8.0997e-06 | [12 empty] | 7.3.3.17.5 (Remote Grid) Updates to grid topology to minimize risk of ignition in HFTDs Remote GridWLDFRContact from objectAggregated | WLDFR | HFTD - Distribution - Tier 2 - 1QU CoRE ¦ 3QU LoRE | Red Flag Warning - Small Fires | Contact from object | Aggregated | 2060 | 2.4297e-05 | 1013.9529 | 0.024636 | 2060 | Mitigation | 0.95 | 45 | 0 | esc | 0.00097009 | 2.357e-08 | 0.00097009 | 2.357e-08
[79 empty] | WLDFR | HFTD - Distribution - Tier 2 - 3QU CoRE ¦ 2QU LoRE | Non-Red Flag Warning - Catastrophic Fires | 2061 | 1.6449e-09 | 1.6449e-09 | 20390.4035 | 362.3049 | 12307.8747 | 7720.2238 | 0 | 0 | 2.1246e-06 | 3.3541e-05 | 0 | 3.3541e-05 | 3.3541e-05 | 0 | 3.3541e-05 | 0 | 0.00024046 | 0.00052709 | 0 | 0.00052709 | 0 | 4.2443e-06 | 8.4887e-06 | 0 | 8.4887e-06 | [12 empty] | 7.3.3.17.5 (Remote Grid) Updates to grid topology to minimize risk of ignition in HFTDs Remote GridWLDFRContact from objectAggregated | WLDFR | HFTD - Distribution - Tier 2 - 1QU CoRE ¦ 3QU LoRE | Red Flag Warning - Small Fires | Contact from object | Aggregated | 2061 | 2.4297e-05 | 1013.9529 | 0.024636 | 2061 | Mitigation | 0.95 | 45 | 0 | esc | 0.00097009 | 2.357e-08 | 0.00097009 | 2.357e-08
[79 empty] | WLDFR | HFTD - Distribution - Tier 2 - 3QU CoRE ¦ 2QU LoRE | Non-Red Flag Warning - Catastrophic Fires | 2062 | 1.6449e-09 | 1.6449e-09 | 20390.4035 | 362.3049 | 12307.8747 | 7720.2238 | 0 | 0 | 2.1246e-06 | 3.3541e-05 | 0 | 3.3541e-05 | 3.3541e-05 | 0 | 3.3541e-05 | 0 | 0.00024046 | 0.00052709 | 0 | 0.00052709 | 0 | 4.2443e-06 | 8.4887e-06 | 0 | 8.4887e-06 | [12 empty] | 7.3.3.17.5 (Remote Grid) Updates to grid topology to minimize risk of ignition in HFTDs Remote GridWLDFRContact from objectAggregated | WLDFR | HFTD - Distribution - Tier 2 - 1QU CoRE ¦ 3QU LoRE | Red Flag Warning - Small Fires | Contact from object | Aggregated | 2062 | 2.4297e-05 | 1013.9529 | 0.024636 | 2062 | Mitigation | 0.95 | 45 | 0 | esc | 0.00097009 | 2.357e-08 | 0.00097009 | 2.357e-08
[79 empty] | WLDFR | HFTD - Distribution - Tier 2 - 3QU CoRE ¦ 2QU LoRE | Non-Red Flag Warning - Catastrophic Fires | 2063 | 1.6449e-09 | 1.6449e-09 | 21325.9188 | 384.5316 | 12862.0997 | 8079.2876 | 0 | 0 | 2.1246e-06 | 3.508e-05 | 0 | 3.508e-05 | 3.508e-05 | 0 | 3.508e-05 | 0 | 0.00024046 | 0.00052709 | 0 | 0.00052709 | 0 | 4.2443e-06 | 8.4887e-06 | 0 | 8.4887e-06 | [12 empty] | 7.3.3.17.5 (Remote Grid) Updates to grid topology to minimize risk of ignition in HFTDs Remote GridWLDFRContact from objectAggregated | WLDFR | HFTD - Distribution - Tier 2 - 1QU CoRE ¦ 3QU LoRE | Red Flag Warning - Small Fires | Contact from object | Aggregated | 2063 | 2.4297e-05 | 1013.9529 | 0.024636 | 2063 | Mitigation | 0.95 | 45 | 0 | esc | 0.00097009 | 2.357e-08 | 0.00097009 | 2.357e-08
[79 empty] | WLDFR | HFTD - Distribution - Tier 2 - 3QU CoRE ¦ 2QU LoRE | Non-Red Flag Warning - Catastrophic Fires | 2064 | 1.6449e-09 | 1.6449e-09 | 21325.9188 | 384.5316 | 12862.0997 | 8079.2876 | 0 | 0 | 2.1246e-06 | 3.508e-05 | 0 | 3.508e-05 | 3.508e-05 | 0 | 3.508e-05 | 0 | 0.00024046 | 0.00052709 | 0 | 0.00052709 | 0 | 4.2443e-06 | 8.4887e-06 | 0 | 8.4887e-06 | [12 empty] | 7.3.3.17.5 (Remote Grid) Updates to grid topology to minimize risk of ignition in HFTDs Remote GridWLDFRContact from objectAggregated | WLDFR | HFTD - Distribution - Tier 2 - 1QU CoRE ¦ 3QU LoRE | Red Flag Warning - Small Fires | Contact from object | Aggregated | 2064 | 2.4297e-05 | 1013.9529 | 0.024636 | 2064 | Mitigation | 0.95 | 45 | 0 | esc | 0.00097009 | 2.357e-08 | 0.00097009 | 2.357e-08
[79 empty] | WLDFR | HFTD - Distribution - Tier 2 - 3QU CoRE ¦ 2QU LoRE | Non-Red Flag Warning - Catastrophic Fires | 2065 | 1.6449e-09 | 1.6449e-09 | 21325.9188 | 384.5316 | 12862.0997 | 8079.2876 | 0 | 0 | 2.1246e-06 | 3.508e-05 | 0 | 3.508e-05 | 3.508e-05 | 0 | 3.508e-05 | 0 | 0.00024046 | 0.00052709 | 0 | 0.00052709 | 0 | 0 | 8.4887e-06 | 0 | 8.4887e-06 | [12 empty] | 7.3.3.17.5 (Remote Grid) Updates to grid topology to minimize risk of ignition in HFTDs Remote GridWLDFRContact from objectAggregated | WLDFR | HFTD - Distribution - Tier 2 - 1QU CoRE ¦ 3QU LoRE | Red Flag Warning - Small Fires | Contact from object | Aggregated | 2065 | 2.4297e-05 | 1013.9529 | 0.024636 | 2065 | Mitigation | 0.95 | 45 | 0 | esc | 0.00097009 | 2.357e-08 | 0.00097009 | 2.357e-08
[79 empty] | WLDFR | HFTD - Distribution - Tier 2 - 3QU CoRE ¦ 2QU LoRE | Non-Red Flag Warning - Catastrophic Fires | 2066 | 1.6449e-09 | 1.6449e-09 | 21325.9188 | 384.5316 | 12862.0997 | 8079.2876 | 0 | 0 | 2.1246e-06 | 3.508e-05 | 0 | 3.508e-05 | 3.508e-05 | 0 | 3.508e-05 | 0 | 0.00025185 | 0.00055207 | 0 | 0.00055207 | 0 | 0 | 0 | 0 | 0 | [12 empty] | 7.3.3.17.5 (Remote Grid) Updates to grid topology to minimize risk of ignition in HFTDs Remote GridWLDFRContact from objectAggregated | WLDFR | HFTD - Distribution - Tier 2 - 1QU CoRE ¦ 3QU LoRE | Red Flag Warning - Small Fires | Contact from object | Aggregated | 2066 | 2.4297e-05 | 1013.9529 | 0.024636 | 2066 | Mitigation | 0.95 | 45 | 0 | esc | 0.00097009 | 2.357e-08 | 0.00097009 | 2.357e-08
[79 empty] | WLDFR | HFTD - Distribution - Tier 2 - 3QU CoRE ¦ 2QU LoRE | Non-Red Flag Warning - Catastrophic Fires | 2067 | 0 | 1.6449e-09 | 21325.9188 | 384.5316 | 12862.0997 | 8079.2876 | 0 | 0 | 2.1246e-06 | 0 | 0 | 0 | 3.508e-05 | 0 | 3.508e-05 | 0 | 0.00025185 | 0.00055207 | 0 | 0.00055207 | 0 | 0 | 0 | 0 | 0 | [12 empty] | 7.3.3.17.5 (Remote Grid) Updates to grid topology to minimize risk of ignition in HFTDs Remote GridWLDFRContact from objectAggregated | WLDFR | HFTD - Distribution - Tier 2 - 1QU CoRE ¦ 3QU LoRE | Red Flag Warning - Small Fires | Contact from object | Aggregated | 2067 | 2.4297e-05 | 1013.9529 | 0.024636 | 2067 | Mitigation | 0.95 | 45 | 0 | esc | 0 | 0 | 0.00097009 | 2.357e-08
[79 empty] | WLDFR | HFTD - Distribution - Tier 2 - 3QU CoRE ¦ 2QU LoRE | Non-Red Flag Warning - Destructive Fires | 2022 | 1.8325e-09 | 0 | 8807.9522 | 222.2294 | 8585.7228 | 0 | 0 | 0 | 2.1862e-06 | 1.6141e-05 | 0 | 1.6141e-05 | 0 | 0 | 0 | 0 | 0.00025185 | 0.00055207 | 0 | 0.00055207 | 0 | 0.00081897 | 0 | 0 | 0 | [12 empty] | 7.3.3.17.5 (Remote Grid) Updates to grid topology to minimize risk of ignition in HFTDs Remote GridWLDFRContaminationAggregated | WLDFR | HFTD - Distribution - Tier 2 - 1QU CoRE ¦ 3QU LoRE | Red Flag Warning - Small Fires | Contamination | Aggregated | 2022 | 1.3819e-07 | 1013.9529 | 0.00014011 | 2022 | Mitigation | 0.95 | 45 | 0 | esc | 0.00097009 | 1.3405e-10 | 0 | 0
[79 empty] | WLDFR | HFTD - Distribution - Tier 2 - 3QU CoRE ¦ 2QU LoRE | Non-Red Flag Warning - Destructive Fires | 2023 | 1.8325e-09 | 1.8325e-09 | 9129.7461 | 233.2301 | 8896.516 | 0 | 0 | 0 | 2.1862e-06 | 1.673e-05 | 0 | 1.673e-05 | 1.673e-05 | 0 | 1.673e-05 | 0 | 0.00025185 | 0.00055207 | 0 | 0.00055207 | 0 | 0.00084899 | 0.001698 | 0 | 0.001698 | [12 empty] | 7.3.3.17.5 (Remote Grid) Updates to grid topology to minimize risk of ignition in HFTDs Remote GridWLDFRContaminationAggregated | WLDFR | HFTD - Distribution - Tier 2 - 1QU CoRE ¦ 3QU LoRE | Red Flag Warning - Small Fires | Contamination | Aggregated | 2023 | 1.3819e-07 | 1013.9529 | 0.00014011 | 2023 | Mitigation | 0.95 | 45 | 0 | esc | 0.00097009 | 1.3405e-10 | 0.00097009 | 1.3405e-10
[79 empty] | WLDFR | HFTD - Distribution - Tier 2 - 3QU CoRE ¦ 2QU LoRE | Non-Red Flag Warning - Destructive Fires | 2024 | 1.8325e-09 | 1.8325e-09 | 9129.7461 | 233.2301 | 8896.516 | 0 | 0 | 0 | 2.1862e-06 | 1.673e-05 | 0 | 1.673e-05 | 1.673e-05 | 0 | 1.673e-05 | 0 | 0.00025185 | 0.00055207 | 0 | 0.00055207 | 0 | 0.00084899 | 0.001698 | 0 | 0.001698 | [12 empty] | 7.3.3.17.5 (Remote Grid) Updates to grid topology to minimize risk of ignition in HFTDs Remote GridWLDFRContaminationAggregated | WLDFR | HFTD - Distribution - Tier 2 - 1QU CoRE ¦ 3QU LoRE | Red Flag Warning - Small Fires | Contamination | Aggregated | 2024 | 1.3819e-07 | 1013.9529 | 0.00014011 | 2024 | Mitigation | 0.95 | 45 | 0 | esc | 0.00097009 | 1.3405e-10 | 0.00097009 | 1.3405e-10
[79 empty] | WLDFR | HFTD - Distribution - Tier 2 - 3QU CoRE ¦ 2QU LoRE | Non-Red Flag Warning - Destructive Fires | 2025 | 1.8325e-09 | 1.8325e-09 | 9129.7461 | 233.2301 | 8896.516 | 0 | 0 | 0 | 2.1862e-06 | 1.673e-05 | 0 | 1.673e-05 | 1.673e-05 | 0 | 1.673e-05 | 0 | 0.00026423 | 0.0005792 | 0 | 0.0005792 | 0 | 0.00084899 | 0.001698 | 0 | 0.001698 | [12 empty] | 7.3.3.17.5 (Remote Grid) Updates to grid topology to minimize risk of ignition in HFTDs Remote GridWLDFRContaminationAggregated | WLDFR | HFTD - Distribution - Tier 2 - 1QU CoRE ¦ 3QU LoRE | Red Flag Warning - Small Fires | Contamination | Aggregated | 2025 | 1.3819e-07 | 1013.9529 | 0.00014011 | 2025 | Mitigation | 0.95 | 45 | 0 | esc | 0.00097009 | 1.3405e-10 | 0.00097009 | 1.3405e-10
[79 empty] | WLDFR | HFTD - Distribution - Tier 2 - 3QU CoRE ¦ 2QU LoRE | Non-Red Flag Warning - Destructive Fires | 2026 | 1.8325e-09 | 1.8325e-09 | 9129.7461 | 233.2301 | 8896.516 | 0 | 0 | 0 | 2.1862e-06 | 1.673e-05 | 0 | 1.673e-05 | 1.673e-05 | 0 | 1.673e-05 | 0 | 0.00026423 | 0.0005792 | 0 | 0.0005792 | 0 | 0.00084899 | 0.001698 | 0 | 0.001698 | [12 empty] | 7.3.3.17.5 (Remote Grid) Updates to grid topology to minimize risk of ignition in HFTDs Remote GridWLDFRContaminationAggregated | WLDFR | HFTD - Distribution - Tier 2 - 1QU CoRE ¦ 3QU LoRE | Red Flag Warning - Small Fires | Contamination | Aggregated | 2026 | 1.3819e-07 | 1013.9529 | 0.00014011 | 2026 | Mitigation | 0.95 | 45 | 0 | esc | 0.00097009 | 1.3405e-10 | 0.00097009 | 1.3405e-10
[79 empty] | WLDFR | HFTD - Distribution - Tier 2 - 3QU CoRE ¦ 2QU LoRE | Non-Red Flag Warning - Destructive Fires | 2027 | 1.8325e-09 | 1.8325e-09 | 9129.7461 | 233.2301 | 8896.516 | 0 | 0 | 0 | 2.1862e-06 | 1.673e-05 | 0 | 1.673e-05 | 1.673e-05 | 0 | 1.673e-05 | 0 | 0.00026423 | 0.0005792 | 0 | 0.0005792 | 0 | 0.00084899 | 0.001698 | 0 | 0.001698 | [12 empty] | 7.3.3.17.5 (Remote Grid) Updates to grid topology to minimize risk of ignition in HFTDs Remote GridWLDFRContaminationAggregated | WLDFR | HFTD - Distribution - Tier 2 - 1QU CoRE ¦ 3QU LoRE | Red Flag Warning - Small Fires | Contamination | Aggregated | 2027 | 1.3819e-07 | 1013.9529 | 0.00014011 | 2027 | Mitigation | 0.95 | 45 | 0 | esc | 0.00097009 | 1.3405e-10 | 0.00097009 | 1.3405e-10
[79 empty] | WLDFR | HFTD - Distribution - Tier 2 - 3QU CoRE ¦ 2QU LoRE | Non-Red Flag Warning - Destructive Fires | 2028 | 1.8325e-09 | 1.8325e-09 | 9534.9221 | 247.273 | 9287.6491 | 0 | 0 | 0 | 2.1862e-06 | 1.7473e-05 | 0 | 1.7473e-05 | 1.7473e-05 | 0 | 1.7473e-05 | 0 | 0.00026423 | 0.0005792 | 0 | 0.0005792 | 0 | 0.00088682 | 0.0017736 | 0 | 0.0017736 | [12 empty] | 7.3.3.17.5 (Remote Grid) Updates to grid topology to minimize risk of ignition in HFTDs Remote GridWLDFRContaminationAggregated | WLDFR | HFTD - Distribution - Tier 2 - 1QU CoRE ¦ 3QU LoRE | Red Flag Warning - Small Fires | Contamination | Aggregated | 2028 | 1.3819e-07 | 1013.9529 | 0.00014011 | 2028 | Mitigation | 0.95 | 45 | 0 | esc | 0.00097009 | 1.3405e-10 | 0.00097009 | 1.3405e-10
[79 empty] | WLDFR | HFTD - Distribution - Tier 2 - 3QU CoRE ¦ 2QU LoRE | Non-Red Flag Warning - Destructive Fires | 2029 | 1.8325e-09 | 1.8325e-09 | 9534.9221 | 247.273 | 9287.6491 | 0 | 0 | 0 | 2.1862e-06 | 1.7473e-05 | 0 | 1.7473e-05 | 1.7473e-05 | 0 | 1.7473e-05 | 0 | 0.00026423 | 0.0005792 | 0 | 0.0005792 | 0 | 0.00088682 | 0.0017736 | 0 | 0.0017736 | [12 empty] | 7.3.3.17.5 (Remote Grid) Updates to grid topology to minimize risk of ignition in HFTDs Remote GridWLDFRContaminationAggregated | WLDFR | HFTD - Distribution - Tier 2 - 1QU CoRE ¦ 3QU LoRE | Red Flag Warning - Small Fires | Contamination | Aggregated | 2029 | 1.3819e-07 | 1013.9529 | 0.00014011 | 2029 | Mitigation | 0.95 | 45 | 0 | esc | 0.00097009 | 1.3405e-10 | 0.00097009 | 1.3405e-10
[79 empty] | WLDFR | HFTD - Distribution - Tier 2 - 3QU CoRE ¦ 2QU LoRE | Non-Red Flag Warning - Destructive Fires | 2030 | 1.8325e-09 | 1.8325e-09 | 9534.9221 | 247.273 | 9287.6491 | 0 | 0 | 0 | 2.1862e-06 | 1.7473e-05 | 0 | 1.7473e-05 | 1.7473e-05 | 0 | 1.7473e-05 | 0 | 0.00027741 | 0.00060809 | 0 | 0.00060809 | 0 | 0.00088682 | 0.0017736 | 0 | 0.0017736 | [12 empty] | 7.3.3.17.5 (Remote Grid) Updates to grid topology to minimize risk of ignition in HFTDs Remote GridWLDFRContaminationAggregated | WLDFR | HFTD - Distribution - Tier 2 - 1QU CoRE ¦ 3QU LoRE | Red Flag Warning - Small Fires | Contamination | Aggregated | 2030 | 1.3819e-07 | 1013.9529 | 0.00014011 | 2030 | Mitigation | 0.95 | 45 | 0 | esc | 0.00097009 | 1.3405e-10 | 0.00097009 | 1.3405e-10
[79 empty] | WLDFR | HFTD - Distribution - Tier 2 - 3QU CoRE ¦ 2QU LoRE | Non-Red Flag Warning - Destructive Fires | 2031 | 1.8325e-09 | 1.8325e-09 | 9534.9221 | 247.273 | 9287.6491 | 0 | 0 | 0 | 2.1862e-06 | 1.7473e-05 | 0 | 1.7473e-05 | 1.7473e-05 | 0 | 1.7473e-05 | 0 | 0.00027741 | 0.00060809 | 0 | 0.00060809 | 0 | 0.00088682 | 0.0017736 | 0 | 0.0017736 | [12 empty] | 7.3.3.17.5 (Remote Grid) Updates to grid topology to minimize risk of ignition in HFTDs Remote GridWLDFRContaminationAggregated | WLDFR | HFTD - Distribution - Tier 2 - 1QU CoRE ¦ 3QU LoRE | Red Flag Warning - Small Fires | Contamination | Aggregated | 2031 | 1.3819e-07 | 1013.9529 | 0.00014011 | 2031 | Mitigation | 0.95 | 45 | 0 | esc | 0.00097009 | 1.3405e-10 | 0.00097009 | 1.3405e-10
[79 empty] | WLDFR | HFTD - Distribution - Tier 2 - 3QU CoRE ¦ 2QU LoRE | Non-Red Flag Warning - Destructive Fires | 2032 | 1.8325e-09 | 1.8325e-09 | 9534.9221 | 247.273 | 9287.6491 | 0 | 0 | 0 | 2.1862e-06 | 1.7473e-05 | 0 | 1.7473e-05 | 1.7473e-05 | 0 | 1.7473e-05 | 0 | 0.00027741 | 0.00060809 | 0 | 0.00060809 | 0 | 0.00088682 | 0.0017736 | 0 | 0.0017736 | [12 empty] | 7.3.3.17.5 (Remote Grid) Updates to grid topology to minimize risk of ignition in HFTDs Remote GridWLDFRContaminationAggregated | WLDFR | HFTD - Distribution - Tier 2 - 1QU CoRE ¦ 3QU LoRE | Red Flag Warning - Small Fires | Contamination | Aggregated | 2032 | 1.3819e-07 | 1013.9529 | 0.00014011 | 2032 | Mitigation | 0.95 | 45 | 0 | esc | 0.00097009 | 1.3405e-10 | 0.00097009 | 1.3405e-10
[79 empty] | WLDFR | HFTD - Distribution - Tier 2 - 3QU CoRE ¦ 2QU LoRE | Non-Red Flag Warning - Destructive Fires | 2033 | 1.8325e-09 | 1.8325e-09 | 9984.8474 | 263.1074 | 9721.74 | 0 | 0 | 0 | 2.1862e-06 | 1.8297e-05 | 0 | 1.8297e-05 | 1.8297e-05 | 0 | 1.8297e-05 | 0 | 0.00027741 | 0.00060809 | 0 | 0.00060809 | 0 | 0.00092886 | 0.0018577 | 0 | 0.0018577 | [12 empty] | 7.3.3.17.5 (Remote Grid) Updates to grid topology to minimize risk of ignition in HFTDs Remote GridWLDFRContaminationAggregated | WLDFR | HFTD - Distribution - Tier 2 - 1QU CoRE ¦ 3QU LoRE | Red Flag Warning - Small Fires | Contamination | Aggregated | 2033 | 1.3819e-07 | 1013.9529 | 0.00014011 | 2033 | Mitigation | 0.95 | 45 | 0 | esc | 0.00097009 | 1.3405e-10 | 0.00097009 | 1.3405e-10
[79 empty] | WLDFR | HFTD - Distribution - Tier 2 - 3QU CoRE ¦ 2QU LoRE | Non-Red Flag Warning - Destructive Fires | 2034 | 1.8325e-09 | 1.8325e-09 | 9984.8474 | 263.1074 | 9721.74 | 0 | 0 | 0 | 2.1862e-06 | 1.8297e-05 | 0 | 1.8297e-05 | 1.8297e-05 | 0 | 1.8297e-05 | 0 | 0.00027741 | 0.00060809 | 0 | 0.00060809 | 0 | 0.00092886 | 0.0018577 | 0 | 0.0018577 | [12 empty] | 7.3.3.17.5 (Remote Grid) Updates to grid topology to minimize risk of ignition in HFTDs Remote GridWLDFRContaminationAggregated | WLDFR | HFTD - Distribution - Tier 2 - 1QU CoRE ¦ 3QU LoRE | Red Flag Warning - Small Fires | Contamination | Aggregated | 2034 | 1.3819e-07 | 1013.9529 | 0.00014011 | 2034 | Mitigation | 0.95 | 45 | 0 | esc | 0.00097009 | 1.3405e-10 | 0.00097009 | 1.3405e-10
[79 empty] | WLDFR | HFTD - Distribution - Tier 2 - 3QU CoRE ¦ 2QU LoRE | Non-Red Flag Warning - Destructive Fires | 2035 | 1.8325e-09 | 1.8325e-09 | 9984.8474 | 263.1074 | 9721.74 | 0 | 0 | 0 | 2.1862e-06 | 1.8297e-05 | 0 | 1.8297e-05 | 1.8297e-05 | 0 | 1.8297e-05 | 0 | 0.00029123 | 0.00063838 | 0 | 0.00063838 | 0 | 0.00092886 | 0.0018577 | 0 | 0.0018577 | [12 empty] | 7.3.3.17.5 (Remote Grid) Updates to grid topology to minimize risk of ignition in HFTDs Remote GridWLDFRContaminationAggregated | WLDFR | HFTD - Distribution - Tier 2 - 1QU CoRE ¦ 3QU LoRE | Red Flag Warning - Small Fires | Contamination | Aggregated | 2035 | 1.3819e-07 | 1013.9529 | 0.00014011 | 2035 | Mitigation | 0.95 | 45 | 0 | esc | 0.00097009 | 1.3405e-10 | 0.00097009 | 1.3405e-10
[79 empty] | WLDFR | HFTD - Distribution - Tier 2 - 3QU CoRE ¦ 2QU LoRE | Non-Red Flag Warning - Destructive Fires | 2036 | 1.8325e-09 | 1.8325e-09 | 9984.8474 | 263.1074 | 9721.74 | 0 | 0 | 0 | 2.1862e-06 | 1.8297e-05 | 0 | 1.8297e-05 | 1.8297e-05 | 0 | 1.8297e-05 | 0 | 0.00029123 | 0.00063838 | 0 | 0.00063838 | 0 | 0.00092886 | 0.0018577 | 0 | 0.0018577 | [12 empty] | 7.3.3.17.5 (Remote Grid) Updates to grid topology to minimize risk of ignition in HFTDs Remote GridWLDFRContaminationAggregated | WLDFR | HFTD - Distribution - Tier 2 - 1QU CoRE ¦ 3QU LoRE | Red Flag Warning - Small Fires | Contamination | Aggregated | 2036 | 1.3819e-07 | 1013.9529 | 0.00014011 | 2036 | Mitigation | 0.95 | 45 | 0 | esc | 0.00097009 | 1.3405e-10 | 0.00097009 | 1.3405e-10
[79 empty] | WLDFR | HFTD - Distribution - Tier 2 - 3QU CoRE ¦ 2QU LoRE | Non-Red Flag Warning - Destructive Fires | 2037 | 1.8325e-09 | 1.8325e-09 | 9984.8474 | 263.1074 | 9721.74 | 0 | 0 | 0 | 2.1862e-06 | 1.8297e-05 | 0 | 1.8297e-05 | 1.8297e-05 | 0 | 1.8297e-05 | 0 | 0.00029123 | 0.00063838 | 0 | 0.00063838 | 0 | 0.00092886 | 0.0018577 | 0 | 0.0018577 | [12 empty] | 7.3.3.17.5 (Remote Grid) Updates to grid topology to minimize risk of ignition in HFTDs Remote GridWLDFRContaminationAggregated | WLDFR | HFTD - Distribution - Tier 2 - 1QU CoRE ¦ 3QU LoRE | Red Flag Warning - Small Fires | Contamination | Aggregated | 2037 | 1.3819e-07 | 1013.9529 | 0.00014011 | 2037 | Mitigation | 0.95 | 45 | 0 | esc | 0.00097009 | 1.3405e-10 | 0.00097009 | 1.3405e-10
[79 empty] | WLDFR | HFTD - Distribution - Tier 2 - 3QU CoRE ¦ 2QU LoRE | Non-Red Flag Warning - Destructive Fires | 2038 | 1.8325e-09 | 1.8325e-09 | 10472.8261 | 280.5544 | 10192.2718 | 0 | 0 | 0 | 2.1862e-06 | 1.9192e-05 | 0 | 1.9192e-05 | 1.9192e-05 | 0 | 1.9192e-05 | 0 | 0.00029123 | 0.00063838 | 0 | 0.00063838 | 0 | 0.00097449 | 0.001949 | 0 | 0.001949 | [12 empty] | 7.3.3.17.5 (Remote Grid) Updates to grid topology to minimize risk of ignition in HFTDs Remote GridWLDFRContaminationAggregated | WLDFR | HFTD - Distribution - Tier 2 - 1QU CoRE ¦ 3QU LoRE | Red Flag Warning - Small Fires | Contamination | Aggregated | 2038 | 1.3819e-07 | 1013.9529 | 0.00014011 | 2038 | Mitigation | 0.95 | 45 | 0 | esc | 0.00097009 | 1.3405e-10 | 0.00097009 | 1.3405e-10
[79 empty] | WLDFR | HFTD - Distribution - Tier 2 - 3QU CoRE ¦ 2QU LoRE | Non-Red Flag Warning - Destructive Fires | 2039 | 1.8325e-09 | 1.8325e-09 | 10472.8261 | 280.5544 | 10192.2718 | 0 | 0 | 0 | 2.1862e-06 | 1.9192e-05 | 0 | 1.9192e-05 | 1.9192e-05 | 0 | 1.9192e-05 | 0 | 0.00029123 | 0.00063838 | 0 | 0.00063838 | 0 | 0.00097449 | 0.001949 | 0 | 0.001949 | [12 empty] | 7.3.3.17.5 (Remote Grid) Updates to grid topology to minimize risk of ignition in HFTDs Remote GridWLDFRContaminationAggregated | WLDFR | HFTD - Distribution - Tier 2 - 1QU CoRE ¦ 3QU LoRE | Red Flag Warning - Small Fires | Contamination | Aggregated | 2039 | 1.3819e-07 | 1013.9529 | 0.00014011 | 2039 | Mitigation | 0.95 | 45 | 0 | esc | 0.00097009 | 1.3405e-10 | 0.00097009 | 1.3405e-10
[79 empty] | WLDFR | HFTD - Distribution - Tier 2 - 3QU CoRE ¦ 2QU LoRE | Non-Red Flag Warning - Destructive Fires | 2040 | 1.8325e-09 | 1.8325e-09 | 10472.8261 | 280.5544 | 10192.2718 | 0 | 0 | 0 | 2.1862e-06 | 1.9192e-05 | 0 | 1.9192e-05 | 1.9192e-05 | 0 | 1.9192e-05 | 0 | 0.00030551 | 0.00066968 | 0 | 0.00066968 | 0 | 0.00097449 | 0.001949 | 0 | 0.001949 | [12 empty] | 7.3.3.17.5 (Remote Grid) Updates to grid topology to minimize risk of ignition in HFTDs Remote GridWLDFRContaminationAggregated | WLDFR | HFTD - Distribution - Tier 2 - 1QU CoRE ¦ 3QU LoRE | Red Flag Warning - Small Fires | Contamination | Aggregated | 2040 | 1.3819e-07 | 1013.9529 | 0.00014011 | 2040 | Mitigation | 0.95 | 45 | 0 | esc | 0.00097009 | 1.3405e-10 | 0.00097009 | 1.3405e-10
[79 empty] | WLDFR | HFTD - Distribution - Tier 2 - 3QU CoRE ¦ 2QU LoRE | Non-Red Flag Warning - Destructive Fires | 2041 | 1.8325e-09 | 1.8325e-09 | 10472.8261 | 280.5544 | 10192.2718 | 0 | 0 | 0 | 2.1862e-06 | 1.9192e-05 | 0 | 1.9192e-05 | 1.9192e-05 | 0 | 1.9192e-05 | 0 | 0.00030551 | 0.00066968 | 0 | 0.00066968 | 0 | 0.00097449 | 0.001949 | 0 | 0.001949 | [12 empty] | 7.3.3.17.5 (Remote Grid) Updates to grid topology to minimize risk of ignition in HFTDs Remote GridWLDFRContaminationAggregated | WLDFR | HFTD - Distribution - Tier 2 - 1QU CoRE ¦ 3QU LoRE | Red Flag Warning - Small Fires | Contamination | Aggregated | 2041 | 1.3819e-07 | 1013.9529 | 0.00014011 | 2041 | Mitigation | 0.95 | 45 | 0 | esc | 0.00097009 | 1.3405e-10 | 0.00097009 | 1.3405e-10
[79 empty] | WLDFR | HFTD - Distribution - Tier 2 - 3QU CoRE ¦ 2QU LoRE | Non-Red Flag Warning - Destructive Fires | 2042 | 1.8325e-09 | 1.8325e-09 | 10472.8261 | 280.5544 | 10192.2718 | 0 | 0 | 0 | 2.1862e-06 | 1.9192e-05 | 0 | 1.9192e-05 | 1.9192e-05 | 0 | 1.9192e-05 | 0 | 0.00030551 | 0.00066968 | 0 | 0.00066968 | 0 | 0.00097449 | 0.001949 | 0 | 0.001949 | [12 empty] | 7.3.3.17.5 (Remote Grid) Updates to grid topology to minimize risk of ignition in HFTDs Remote GridWLDFRContaminationAggregated | WLDFR | HFTD - Distribution - Tier 2 - 1QU CoRE ¦ 3QU LoRE | Red Flag Warning - Small Fires | Contamination | Aggregated | 2042 | 1.3819e-07 | 1013.9529 | 0.00014011 | 2042 | Mitigation | 0.95 | 45 | 0 | esc | 0.00097009 | 1.3405e-10 | 0.00097009 | 1.3405e-10
[79 empty] | WLDFR | HFTD - Distribution - Tier 2 - 3QU CoRE ¦ 2QU LoRE | Non-Red Flag Warning - Destructive Fires | 2043 | 1.8325e-09 | 1.8325e-09 | 10992.1562 | 299.42 | 10692.7362 | 0 | 0 | 0 | 2.1862e-06 | 2.0143e-05 | 0 | 2.0143e-05 | 2.0143e-05 | 0 | 2.0143e-05 | 0 | 0.00030551 | 0.00066968 | 0 | 0.00066968 | 0 | 0.0010231 | 0.0020462 | 0 | 0.0020462 | [12 empty] | 7.3.3.17.5 (Remote Grid) Updates to grid topology to minimize risk of ignition in HFTDs Remote GridWLDFRContaminationAggregated | WLDFR | HFTD - Distribution - Tier 2 - 1QU CoRE ¦ 3QU LoRE | Red Flag Warning - Small Fires | Contamination | Aggregated | 2043 | 1.3819e-07 | 1013.9529 | 0.00014011 | 2043 | Mitigation | 0.95 | 45 | 0 | esc | 0.00097009 | 1.3405e-10 | 0.00097009 | 1.3405e-10
[79 empty] | WLDFR | HFTD - Distribution - Tier 2 - 3QU CoRE ¦ 2QU LoRE | Non-Red Flag Warning - Destructive Fires | 2044 | 1.8325e-09 | 1.8325e-09 | 10992.1562 | 299.42 | 10692.7362 | 0 | 0 | 0 | 2.1862e-06 | 2.0143e-05 | 0 | 2.0143e-05 | 2.0143e-05 | 0 | 2.0143e-05 | 0 | 0.00030551 | 0.00066968 | 0 | 0.00066968 | 0 | 0.0010231 | 0.0020462 | 0 | 0.0020462 | [12 empty] | 7.3.3.17.5 (Remote Grid) Updates to grid topology to minimize risk of ignition in HFTDs Remote GridWLDFRContaminationAggregated | WLDFR | HFTD - Distribution - Tier 2 - 1QU CoRE ¦ 3QU LoRE | Red Flag Warning - Small Fires | Contamination | Aggregated | 2044 | 1.3819e-07 | 1013.9529 | 0.00014011 | 2044 | Mitigation | 0.95 | 45 | 0 | esc | 0.00097009 | 1.3405e-10 | 0.00097009 | 1.3405e-10
[79 empty] | WLDFR | HFTD - Distribution - Tier 2 - 3QU CoRE ¦ 2QU LoRE | Non-Red Flag Warning - Destructive Fires | 2045 | 1.8325e-09 | 1.8325e-09 | 10992.1562 | 299.42 | 10692.7362 | 0 | 0 | 0 | 2.1862e-06 | 2.0143e-05 | 0 | 2.0143e-05 | 2.0143e-05 | 0 | 2.0143e-05 | 0 | 0.00032008 | 0.00070163 | 0 | 0.00070163 | 0 | 0.0010231 | 0.0020462 | 0 | 0.0020462 | [12 empty] | 7.3.3.17.5 (Remote Grid) Updates to grid topology to minimize risk of ignition in HFTDs Remote GridWLDFRContaminationAggregated | WLDFR | HFTD - Distribution - Tier 2 - 1QU CoRE ¦ 3QU LoRE | Red Flag Warning - Small Fires | Contamination | Aggregated | 2045 | 1.3819e-07 | 1013.9529 | 0.00014011 | 2045 | Mitigation | 0.95 | 45 | 0 | esc | 0.00097009 | 1.3405e-10 | 0.00097009 | 1.3405e-10
[79 empty] | WLDFR | HFTD - Distribution - Tier 2 - 3QU CoRE ¦ 2QU LoRE | Non-Red Flag Warning - Destructive Fires | 2046 | 1.8325e-09 | 1.8325e-09 | 10992.1562 | 299.42 | 10692.7362 | 0 | 0 | 0 | 2.1862e-06 | 2.0143e-05 | 0 | 2.0143e-05 | 2.0143e-05 | 0 | 2.0143e-05 | 0 | 0.00032008 | 0.00070163 | 0 | 0.00070163 | 0 | 0.0010231 | 0.0020462 | 0 | 0.0020462 | [12 empty] | 7.3.3.17.5 (Remote Grid) Updates to grid topology to minimize risk of ignition in HFTDs Remote GridWLDFRContaminationAggregated | WLDFR | HFTD - Distribution - Tier 2 - 1QU CoRE ¦ 3QU LoRE | Red Flag Warning - Small Fires | Contamination | Aggregated | 2046 | 1.3819e-07 | 1013.9529 | 0.00014011 | 2046 | Mitigation | 0.95 | 45 | 0 | esc | 0.00097009 | 1.3405e-10 | 0.00097009 | 1.3405e-10
[79 empty] | WLDFR | HFTD - Distribution - Tier 2 - 3QU CoRE ¦ 2QU LoRE | Non-Red Flag Warning - Destructive Fires | 2047 | 1.8325e-09 | 1.8325e-09 | 10992.1562 | 299.42 | 10692.7362 | 0 | 0 | 0 | 2.1862e-06 | 2.0143e-05 | 0 | 2.0143e-05 | 2.0143e-05 | 0 | 2.0143e-05 | 0 | 0.00032008 | 0.00070163 | 0 | 0.00070163 | 0 | 0.0010231 | 0.0020462 | 0 | 0.0020462 | [12 empty] | 7.3.3.17.5 (Remote Grid) Updates to grid topology to minimize risk of ignition in HFTDs Remote GridWLDFRContaminationAggregated | WLDFR | HFTD - Distribution - Tier 2 - 1QU CoRE ¦ 3QU LoRE | Red Flag Warning - Small Fires | Contamination | Aggregated | 2047 | 1.3819e-07 | 1013.9529 | 0.00014011 | 2047 | Mitigation | 0.95 | 45 | 0 | esc | 0.00097009 | 1.3405e-10 | 0.00097009 | 1.3405e-10
[79 empty] | WLDFR | HFTD - Distribution - Tier 2 - 3QU CoRE ¦ 2QU LoRE | Non-Red Flag Warning - Destructive Fires | 2048 | 1.8325e-09 | 1.8325e-09 | 11536.0538 | 319.4911 | 11216.5626 | 0 | 0 | 0 | 2.1862e-06 | 2.114e-05 | 0 | 2.114e-05 | 2.114e-05 | 0 | 2.114e-05 | 0 | 0.00032008 | 0.00070163 | 0 | 0.00070163 | 0 | 0.0010741 | 0.0021481 | 0 | 0.0021481 | [12 empty] | 7.3.3.17.5 (Remote Grid) Updates to grid topology to minimize risk of ignition in HFTDs Remote GridWLDFRContaminationAggregated | WLDFR | HFTD - Distribution - Tier 2 - 1QU CoRE ¦ 3QU LoRE | Red Flag Warning - Small Fires | Contamination | Aggregated | 2048 | 1.3819e-07 | 1013.9529 | 0.00014011 | 2048 | Mitigation | 0.95 | 45 | 0 | esc | 0.00097009 | 1.3405e-10 | 0.00097009 | 1.3405e-10
[79 empty] | WLDFR | HFTD - Distribution - Tier 2 - 3QU CoRE ¦ 2QU LoRE | Non-Red Flag Warning - Destructive Fires | 2049 | 1.8325e-09 | 1.8325e-09 | 11536.0538 | 319.4911 | 11216.5626 | 0 | 0 | 0 | 2.1862e-06 | 2.114e-05 | 0 | 2.114e-05 | 2.114e-05 | 0 | 2.114e-05 | 0 | 0.00032008 | 0.00070163 | 0 | 0.00070163 | 0 | 0.0010741 | 0.0021481 | 0 | 0.0021481 | [12 empty] | 7.3.3.17.5 (Remote Grid) Updates to grid topology to minimize risk of ignition in HFTDs Remote GridWLDFRContaminationAggregated | WLDFR | HFTD - Distribution - Tier 2 - 1QU CoRE ¦ 3QU LoRE | Red Flag Warning - Small Fires | Contamination | Aggregated | 2049 | 1.3819e-07 | 1013.9529 | 0.00014011 | 2049 | Mitigation | 0.95 | 45 | 0 | esc | 0.00097009 | 1.3405e-10 | 0.00097009 | 1.3405e-10
[79 empty] | WLDFR | HFTD - Distribution - Tier 2 - 3QU CoRE ¦ 2QU LoRE | Non-Red Flag Warning - Destructive Fires | 2050 | 1.8325e-09 | 1.8325e-09 | 11536.0538 | 319.4911 | 11216.5626 | 0 | 0 | 0 | 2.1862e-06 | 2.114e-05 | 0 | 2.114e-05 | 2.114e-05 | 0 | 2.114e-05 | 0 | 0.00033477 | 0.00073382 | 0 | 0.00073382 | 0 | 0.0010741 | 0.0021481 | 0 | 0.0021481 | [12 empty] | 7.3.3.17.5 (Remote Grid) Updates to grid topology to minimize risk of ignition in HFTDs Remote GridWLDFRContaminationAggregated | WLDFR | HFTD - Distribution - Tier 2 - 1QU CoRE ¦ 3QU LoRE | Red Flag Warning - Small Fires | Contamination | Aggregated | 2050 | 1.3819e-07 | 1013.9529 | 0.00014011 | 2050 | Mitigation | 0.95 | 45 | 0 | esc | 0.00097009 | 1.3405e-10 | 0.00097009 | 1.3405e-10
[79 empty] | WLDFR | HFTD - Distribution - Tier 2 - 3QU CoRE ¦ 2QU LoRE | Non-Red Flag Warning - Destructive Fires | 2051 | 1.8325e-09 | 1.8325e-09 | 11536.0538 | 319.4911 | 11216.5626 | 0 | 0 | 0 | 2.1862e-06 | 2.114e-05 | 0 | 2.114e-05 | 2.114e-05 | 0 | 2.114e-05 | 0 | 0.00033477 | 0.00073382 | 0 | 0.00073382 | 0 | 0.0010741 | 0.0021481 | 0 | 0.0021481 | [12 empty] | 7.3.3.17.5 (Remote Grid) Updates to grid topology to minimize risk of ignition in HFTDs Remote GridWLDFRContaminationAggregated | WLDFR | HFTD - Distribution - Tier 2 - 1QU CoRE ¦ 3QU LoRE | Red Flag Warning - Small Fires | Contamination | Aggregated | 2051 | 1.3819e-07 | 1013.9529 | 0.00014011 | 2051 | Mitigation | 0.95 | 45 | 0 | esc | 0.00097009 | 1.3405e-10 | 0.00097009 | 1.3405e-10
[79 empty] | WLDFR | HFTD - Distribution - Tier 2 - 3QU CoRE ¦ 2QU LoRE | Non-Red Flag Warning - Destructive Fires | 2052 | 1.8325e-09 | 1.8325e-09 | 11536.0538 | 319.4911 | 11216.5626 | 0 | 0 | 0 | 2.1862e-06 | 2.114e-05 | 0 | 2.114e-05 | 2.114e-05 | 0 | 2.114e-05 | 0 | 0.00033477 | 0.00073382 | 0 | 0.00073382 | 0 | 0 | 0.0021481 | 0 | 0.0021481 | [12 empty] | 7.3.3.17.5 (Remote Grid) Updates to grid topology to minimize risk of ignition in HFTDs Remote GridWLDFRContaminationAggregated | WLDFR | HFTD - Distribution - Tier 2 - 1QU CoRE ¦ 3QU LoRE | Red Flag Warning - Small Fires | Contamination | Aggregated | 2052 | 1.3819e-07 | 1013.9529 | 0.00014011 | 2052 | Mitigation | 0.95 | 45 | 0 | esc | 0.00097009 | 1.3405e-10 | 0.00097009 | 1.3405e-10
[79 empty] | WLDFR | HFTD - Distribution - Tier 2 - 3QU CoRE ¦ 2QU LoRE | Non-Red Flag Warning - Destructive Fires | 2053 | 1.8325e-09 | 1.8325e-09 | 12097.6769 | 340.5356 | 11757.1413 | 0 | 0 | 0 | 2.1862e-06 | 2.2169e-05 | 0 | 2.2169e-05 | 2.2169e-05 | 0 | 2.2169e-05 | 0 | 0.00033477 | 0.00073382 | 0 | 0.00073382 | 0 | 0 | 0 | 0 | 0 | [12 empty] | 7.3.3.17.5 (Remote Grid) Updates to grid topology to minimize risk of ignition in HFTDs Remote GridWLDFRContaminationAggregated | WLDFR | HFTD - Distribution - Tier 2 - 1QU CoRE ¦ 3QU LoRE | Red Flag Warning - Small Fires | Contamination | Aggregated | 2053 | 1.3819e-07 | 1013.9529 | 0.00014011 | 2053 | Mitigation | 0.95 | 45 | 0 | esc | 0.00097009 | 1.3405e-10 | 0.00097009 | 1.3405e-10
[79 empty] | WLDFR | HFTD - Distribution - Tier 2 - 3QU CoRE ¦ 2QU LoRE | Non-Red Flag Warning - Destructive Fires | 2054 | 1.8325e-09 | 1.8325e-09 | 12097.6769 | 340.5356 | 11757.1413 | 0 | 0 | 0 | 2.1862e-06 | 2.2169e-05 | 0 | 2.2169e-05 | 2.2169e-05 | 0 | 2.2169e-05 | 0 | 0.00033477 | 0.00073382 | 0 | 0.00073382 | 0 | 0 | 0 | 0 | 0 | [12 empty] | 7.3.3.17.5 (Remote Grid) Updates to grid topology to minimize risk of ignition in HFTDs Remote GridWLDFRContaminationAggregated | WLDFR | HFTD - Distribution - Tier 2 - 1QU CoRE ¦ 3QU LoRE | Red Flag Warning - Small Fires | Contamination | Aggregated | 2054 | 1.3819e-07 | 1013.9529 | 0.00014011 | 2054 | Mitigation | 0.95 | 45 | 0 | esc | 0.00097009 | 1.3405e-10 | 0.00097009 | 1.3405e-10
[79 empty] | WLDFR | HFTD - Distribution - Tier 2 - 3QU CoRE ¦ 2QU LoRE | Non-Red Flag Warning - Destructive Fires | 2055 | 1.8325e-09 | 1.8325e-09 | 12097.6769 | 340.5356 | 11757.1413 | 0 | 0 | 0 | 2.1862e-06 | 2.2169e-05 | 0 | 2.2169e-05 | 2.2169e-05 | 0 | 2.2169e-05 | 0 | 0.00034939 | 0.00076587 | 0 | 0.00076587 | 0 | 0.00010016 | 0 | 0 | 0 | [12 empty] | 7.3.3.17.5 (Remote Grid) Updates to grid topology to minimize risk of ignition in HFTDs Remote GridWLDFRContaminationAggregated | WLDFR | HFTD - Distribution - Tier 2 - 1QU CoRE ¦ 3QU LoRE | Red Flag Warning - Small Fires | Contamination | Aggregated | 2055 | 1.3819e-07 | 1013.9529 | 0.00014011 | 2055 | Mitigation | 0.95 | 45 | 0 | esc | 0.00097009 | 1.3405e-10 | 0.00097009 | 1.3405e-10
[79 empty] | WLDFR | HFTD - Distribution - Tier 2 - 3QU CoRE ¦ 2QU LoRE | Non-Red Flag Warning - Destructive Fires | 2056 | 1.8325e-09 | 1.8325e-09 | 12097.6769 | 340.5356 | 11757.1413 | 0 | 0 | 0 | 2.1862e-06 | 2.2169e-05 | 0 | 2.2169e-05 | 2.2169e-05 | 0 | 2.2169e-05 | 0 | 0.00034939 | 0.00076587 | 0 | 0.00076587 | 0 | 0.00010382 | 0.00020764 | 0 | 0.00020764 | [12 empty] | 7.3.3.17.5 (Remote Grid) Updates to grid topology to minimize risk of ignition in HFTDs Remote GridWLDFRContaminationAggregated | WLDFR | HFTD - Distribution - Tier 2 - 1QU CoRE ¦ 3QU LoRE | Red Flag Warning - Small Fires | Contamination | Aggregated | 2056 | 1.3819e-07 | 1013.9529 | 0.00014011 | 2056 | Mitigation | 0.95 | 45 | 0 | esc | 0.00097009 | 1.3405e-10 | 0.00097009 | 1.3405e-10
[79 empty] | WLDFR | HFTD - Distribution - Tier 2 - 3QU CoRE ¦ 2QU LoRE | Non-Red Flag Warning - Destructive Fires | 2057 | 1.8325e-09 | 1.8325e-09 | 12097.6769 | 340.5356 | 11757.1413 | 0 | 0 | 0 | 2.1862e-06 | 2.2169e-05 | 0 | 2.2169e-05 | 2.2169e-05 | 0 | 2.2169e-05 | 0 | 0.00034939 | 0.00076587 | 0 | 0.00076587 | 0 | 0.00010382 | 0.00020764 | 0 | 0.00020764 | [12 empty] | 7.3.3.17.5 (Remote Grid) Updates to grid topology to minimize risk of ignition in HFTDs Remote GridWLDFRContaminationAggregated | WLDFR | HFTD - Distribution - Tier 2 - 1QU CoRE ¦ 3QU LoRE | Red Flag Warning - Small Fires | Contamination | Aggregated | 2057 | 1.3819e-07 | 1013.9529 | 0.00014011 | 2057 | Mitigation | 0.95 | 45 | 0 | esc | 0.00097009 | 1.3405e-10 | 0.00097009 | 1.3405e-10
[79 empty] | WLDFR | HFTD - Distribution - Tier 2 - 3QU CoRE ¦ 2QU LoRE | Non-Red Flag Warning - Destructive Fires | 2058 | 1.8325e-09 | 1.8325e-09 | 12670.1796 | 362.3049 | 12307.8747 | 0 | 0 | 0 | 2.1862e-06 | 2.3218e-05 | 0 | 2.3218e-05 | 2.3218e-05 | 0 | 2.3218e-05 | 0 | 0 | 0.00076587 | 0 | 0.00076587 | 0 | 0.00010382 | 0.00020764 | 0 | 0.00020764 | [12 empty] | 7.3.3.17.5 (Remote Grid) Updates to grid topology to minimize risk of ignition in HFTDs Remote GridWLDFRContaminationAggregated | WLDFR | HFTD - Distribution - Tier 2 - 1QU CoRE ¦ 3QU LoRE | Red Flag Warning - Small Fires | Contamination | Aggregated | 2058 | 1.3819e-07 | 1013.9529 | 0.00014011 | 2058 | Mitigation | 0.95 | 45 | 0 | esc | 0.00097009 | 1.3405e-10 | 0.00097009 | 1.3405e-10
[79 empty] | WLDFR | HFTD - Distribution - Tier 2 - 3QU CoRE ¦ 2QU LoRE | Non-Red Flag Warning - Destructive Fires | 2059 | 1.8325e-09 | 1.8325e-09 | 12670.1796 | 362.3049 | 12307.8747 | 0 | 0 | 0 | 2.1862e-06 | 2.3218e-05 | 0 | 2.3218e-05 | 2.3218e-05 | 0 | 2.3218e-05 | 0 | 0 | 0 | 0 | 0 | 0 | 0.00010382 | 0.00020764 | 0 | 0.00020764 | [12 empty] | 7.3.3.17.5 (Remote Grid) Updates to grid topology to minimize risk of ignition in HFTDs Remote GridWLDFRContaminationAggregated | WLDFR | HFTD - Distribution - Tier 2 - 1QU CoRE ¦ 3QU LoRE | Red Flag Warning - Small Fires | Contamination | Aggregated | 2059 | 1.3819e-07 | 1013.9529 | 0.00014011 | 2059 | Mitigation | 0.95 | 45 | 0 | esc | 0.00097009 | 1.3405e-10 | 0.00097009 | 1.3405e-10
[79 empty] | WLDFR | HFTD - Distribution - Tier 2 - 3QU CoRE ¦ 2QU LoRE | Non-Red Flag Warning - Destructive Fires | 2060 | 1.8325e-09 | 1.8325e-09 | 12670.1796 | 362.3049 | 12307.8747 | 0 | 0 | 0 | 2.1862e-06 | 2.3218e-05 | 0 | 2.3218e-05 | 2.3218e-05 | 0 | 2.3218e-05 | 0 | 0.00015784 | 0 | 0 | 0 | 0 | 0.00010382 | 0.00020764 | 0 | 0.00020764 | [12 empty] | 7.3.3.17.5 (Remote Grid) Updates to grid topology to minimize risk of ignition in HFTDs Remote GridWLDFRContaminationAggregated | WLDFR | HFTD - Distribution - Tier 2 - 1QU CoRE ¦ 3QU LoRE | Red Flag Warning - Small Fires | Contamination | Aggregated | 2060 | 1.3819e-07 | 1013.9529 | 0.00014011 | 2060 | Mitigation | 0.95 | 45 | 0 | esc | 0.00097009 | 1.3405e-10 | 0.00097009 | 1.3405e-10
[79 empty] | WLDFR | HFTD - Distribution - Tier 2 - 3QU CoRE ¦ 2QU LoRE | Non-Red Flag Warning - Destructive Fires | 2061 | 1.8325e-09 | 1.8325e-09 | 12670.1796 | 362.3049 | 12307.8747 | 0 | 0 | 0 | 2.1862e-06 | 2.3218e-05 | 0 | 2.3218e-05 | 2.3218e-05 | 0 | 2.3218e-05 | 0 | 0.00016361 | 0.00035864 | 0 | 0.00035864 | 0 | 0.00010843 | 0.00021686 | 0 | 0.00021686 | [12 empty] | 7.3.3.17.5 (Remote Grid) Updates to grid topology to minimize risk of ignition in HFTDs Remote GridWLDFRContaminationAggregated | WLDFR | HFTD - Distribution - Tier 2 - 1QU CoRE ¦ 3QU LoRE | Red Flag Warning - Small Fires | Contamination | Aggregated | 2061 | 1.3819e-07 | 1013.9529 | 0.00014011 | 2061 | Mitigation | 0.95 | 45 | 0 | esc | 0.00097009 | 1.3405e-10 | 0.00097009 | 1.3405e-10
[79 empty] | WLDFR | HFTD - Distribution - Tier 2 - 3QU CoRE ¦ 2QU LoRE | Non-Red Flag Warning - Destructive Fires | 2062 | 1.8325e-09 | 1.8325e-09 | 12670.1796 | 362.3049 | 12307.8747 | 0 | 0 | 0 | 2.1862e-06 | 2.3218e-05 | 0 | 2.3218e-05 | 2.3218e-05 | 0 | 2.3218e-05 | 0 | 0.00016361 | 0.00035864 | 0 | 0.00035864 | 0 | 0.00010843 | 0.00021686 | 0 | 0.00021686 | [12 empty] | 7.3.3.17.5 (Remote Grid) Updates to grid topology to minimize risk of ignition in HFTDs Remote GridWLDFRContaminationAggregated | WLDFR | HFTD - Distribution - Tier 2 - 1QU CoRE ¦ 3QU LoRE | Red Flag Warning - Small Fires | Contamination | Aggregated | 2062 | 1.3819e-07 | 1013.9529 | 0.00014011 | 2062 | Mitigation | 0.95 | 45 | 0 | esc | 0.00097009 | 1.3405e-10 | 0.00097009 | 1.3405e-10
[79 empty] | WLDFR | HFTD - Distribution - Tier 2 - 3QU CoRE ¦ 2QU LoRE | Non-Red Flag Warning - Destructive Fires | 2063 | 1.8325e-09 | 1.8325e-09 | 13246.6313 | 384.5316 | 12862.0997 | 0 | 0 | 0 | 2.1862e-06 | 2.4275e-05 | 0 | 2.4275e-05 | 2.4275e-05 | 0 | 2.4275e-05 | 0 | 0.00016361 | 0.00035864 | 0 | 0.00035864 | 0 | 0.00010843 | 0.00021686 | 0 | 0.00021686 | [12 empty] | 7.3.3.17.5 (Remote Grid) Updates to grid topology to minimize risk of ignition in HFTDs Remote GridWLDFRContaminationAggregated | WLDFR | HFTD - Distribution - Tier 2 - 1QU CoRE ¦ 3QU LoRE | Red Flag Warning - Small Fires | Contamination | Aggregated | 2063 | 1.3819e-07 | 1013.9529 | 0.00014011 | 2063 | Mitigation | 0.95 | 45 | 0 | esc | 0.00097009 | 1.3405e-10 | 0.00097009 | 1.3405e-10
[79 empty] | WLDFR | HFTD - Distribution - Tier 2 - 3QU CoRE ¦ 2QU LoRE | Non-Red Flag Warning - Destructive Fires | 2064 | 1.8325e-09 | 1.8325e-09 | 13246.6313 | 384.5316 | 12862.0997 | 0 | 0 | 0 | 2.1862e-06 | 2.4275e-05 | 0 | 2.4275e-05 | 2.4275e-05 | 0 | 2.4275e-05 | 0 | 0.00016361 | 0.00035864 | 0 | 0.00035864 | 0 | 0.00010843 | 0.00021686 | 0 | 0.00021686 | [12 empty] | 7.3.3.17.5 (Remote Grid) Updates to grid topology to minimize risk of ignition in HFTDs Remote GridWLDFRContaminationAggregated | WLDFR | HFTD - Distribution - Tier 2 - 1QU CoRE ¦ 3QU LoRE | Red Flag Warning - Small Fires | Contamination | Aggregated | 2064 | 1.3819e-07 | 1013.9529 | 0.00014011 | 2064 | Mitigation | 0.95 | 45 | 0 | esc | 0.00097009 | 1.3405e-10 | 0.00097009 | 1.3405e-10
[79 empty] | WLDFR | HFTD - Distribution - Tier 2 - 3QU CoRE ¦ 2QU LoRE | Non-Red Flag Warning - Destructive Fires | 2065 | 1.8325e-09 | 1.8325e-09 | 13246.6313 | 384.5316 | 12862.0997 | 0 | 0 | 0 | 2.1862e-06 | 2.4275e-05 | 0 | 2.4275e-05 | 2.4275e-05 | 0 | 2.4275e-05 | 0 | 0.00016361 | 0.00035864 | 0 | 0.00035864 | 0 | 0.00010843 | 0.00021686 | 0 | 0.00021686 | [12 empty] | 7.3.3.17.5 (Remote Grid) Updates to grid topology to minimize risk of ignition in HFTDs Remote GridWLDFRContaminationAggregated | WLDFR | HFTD - Distribution - Tier 2 - 1QU CoRE ¦ 3QU LoRE | Red Flag Warning - Small Fires | Contamination | Aggregated | 2065 | 1.3819e-07 | 1013.9529 | 0.00014011 | 2065 | Mitigation | 0.95 | 45 | 0 | esc | 0.00097009 | 1.3405e-10 | 0.00097009 | 1.3405e-10
[79 empty] | WLDFR | HFTD - Distribution - Tier 2 - 3QU CoRE ¦ 2QU LoRE | Non-Red Flag Warning - Destructive Fires | 2066 | 1.8325e-09 | 1.8325e-09 | 13246.6313 | 384.5316 | 12862.0997 | 0 | 0 | 0 | 2.1862e-06 | 2.4275e-05 | 0 | 2.4275e-05 | 2.4275e-05 | 0 | 2.4275e-05 | 0 | 0.00017087 | 0.00037455 | 0 | 0.00037455 | 0 | 0.00011354 | 0.00022709 | 0 | 0.00022709 | [12 empty] | 7.3.3.17.5 (Remote Grid) Updates to grid topology to minimize risk of ignition in HFTDs Remote GridWLDFRContaminationAggregated | WLDFR | HFTD - Distribution - Tier 2 - 1QU CoRE ¦ 3QU LoRE | Red Flag Warning - Small Fires | Contamination | Aggregated | 2066 | 1.3819e-07 | 1013.9529 | 0.00014011 | 2066 | Mitigation | 0.95 | 45 | 0 | esc | 0.00097009 | 1.3405e-10 | 0.00097009 | 1.3405e-10
[79 empty] | WLDFR | HFTD - Distribution - Tier 2 - 3QU CoRE ¦ 2QU LoRE | Non-Red Flag Warning - Destructive Fires | 2067 | 0 | 1.8325e-09 | 13246.6313 | 384.5316 | 12862.0997 | 0 | 0 | 0 | 2.1862e-06 | 0 | 0 | 0 | 2.4275e-05 | 0 | 2.4275e-05 | 0 | 0.00017087 | 0.00037455 | 0 | 0.00037455 | 0 | 0.00011354 | 0.00022709 | 0 | 0.00022709 | [12 empty] | 7.3.3.17.5 (Remote Grid) Updates to grid topology to minimize risk of ignition in HFTDs Remote GridWLDFRContaminationAggregated | WLDFR | HFTD - Distribution - Tier 2 - 1QU CoRE ¦ 3QU LoRE | Red Flag Warning - Small Fires | Contamination | Aggregated | 2067 | 1.3819e-07 | 1013.9529 | 0.00014011 | 2067 | Mitigation | 0.95 | 45 | 0 | esc | 0 | 0 | 0.00097009 | 1.3405e-10
[79 empty] | WLDFR | HFTD - Distribution - Tier 2 - 3QU CoRE ¦ 2QU LoRE | Non-Red Flag Warning - Large Fires | 2022 | 2.0793e-08 | 0 | 5.2406 | 0.69642 | 2.942 | 1.6022 | 0 | 0 | 2.4148e-05 | 1.0897e-07 | 0 | 1.0897e-07 | 0 | 0 | 0 | 0 | 0.00017087 | 0.00037455 | 0 | 0.00037455 | 0 | 0.00011354 | 0.00022709 | 0 | 0.00022709 | [12 empty] | 7.3.3.17.5 (Remote Grid) Updates to grid topology to minimize risk of ignition in HFTDs Remote GridWLDFREquipment / facility failureAggregated | WLDFR | HFTD - Distribution - Tier 2 - 1QU CoRE ¦ 3QU LoRE | Red Flag Warning - Small Fires | Equipment / facility failure | Aggregated | 2022 | 8.6039e-05 | 1013.9529 | 0.08724 | 2022 | Mitigation | 0.95 | 45 | 0 | esc | 0.00097009 | 8.3465e-08 | 0 | 0
[79 empty] | WLDFR | HFTD - Distribution - Tier 2 - 3QU CoRE ¦ 2QU LoRE | Non-Red Flag Warning - Large Fires | 2023 | 2.0793e-08 | 2.0793e-08 | 5.475 | 0.71896 | 3.0715 | 1.6846 | 0 | 0 | 2.4148e-05 | 1.1384e-07 | 0 | 1.1384e-07 | 1.1384e-07 | 0 | 1.1384e-07 | 0 | 0.00017087 | 0.00037455 | 0 | 0.00037455 | 0 | 0.00011354 | 0.00022709 | 0 | 0.00022709 | [12 empty] | 7.3.3.17.5 (Remote Grid) Updates to grid topology to minimize risk of ignition in HFTDs Remote GridWLDFREquipment / facility failureAggregated | WLDFR | HFTD - Distribution - Tier 2 - 1QU CoRE ¦ 3QU LoRE | Red Flag Warning - Small Fires | Equipment / facility failure | Aggregated | 2023 | 8.6039e-05 | 1013.9529 | 0.08724 | 2023 | Mitigation | 0.95 | 45 | 0 | esc | 0.00097009 | 8.3465e-08 | 0.00097009 | 8.3465e-08
[79 empty] | WLDFR | HFTD - Distribution - Tier 2 - 3QU CoRE ¦ 2QU LoRE | Non-Red Flag Warning - Large Fires | 2024 | 2.0793e-08 | 2.0793e-08 | 5.475 | 0.71896 | 3.0715 | 1.6846 | 0 | 0 | 2.4148e-05 | 1.1384e-07 | 0 | 1.1384e-07 | 1.1384e-07 | 0 | 1.1384e-07 | 0 | 0.00017087 | 0.00037455 | 0 | 0.00037455 | 0 | 0.00011354 | 0.00022709 | 0 | 0.00022709 | [12 empty] | 7.3.3.17.5 (Remote Grid) Updates to grid topology to minimize risk of ignition in HFTDs Remote GridWLDFREquipment / facility failureAggregated | WLDFR | HFTD - Distribution - Tier 2 - 1QU CoRE ¦ 3QU LoRE | Red Flag Warning - Small Fires | Equipment / facility failure | Aggregated | 2024 | 8.6039e-05 | 1013.9529 | 0.08724 | 2024 | Mitigation | 0.95 | 45 | 0 | esc | 0.00097009 | 8.3465e-08 | 0.00097009 | 8.3465e-08
[79 empty] | WLDFR | HFTD - Distribution - Tier 2 - 3QU CoRE ¦ 2QU LoRE | Non-Red Flag Warning - Large Fires | 2025 | 2.0793e-08 | 2.0793e-08 | 5.475 | 0.71896 | 3.0715 | 1.6846 | 0 | 0 | 2.4148e-05 | 1.1384e-07 | 0 | 1.1384e-07 | 1.1384e-07 | 0 | 1.1384e-07 | 0 | 0.00017893 | 0.00039223 | 0 | 0.00039223 | 0 | 0.00011909 | 0.00023819 | 0 | 0.00023819 | [12 empty] | 7.3.3.17.5 (Remote Grid) Updates to grid topology to minimize risk of ignition in HFTDs Remote GridWLDFREquipment / facility failureAggregated | WLDFR | HFTD - Distribution - Tier 2 - 1QU CoRE ¦ 3QU LoRE | Red Flag Warning - Small Fires | Equipment / facility failure | Aggregated | 2025 | 8.6039e-05 | 1013.9529 | 0.08724 | 2025 | Mitigation | 0.95 | 45 | 0 | esc | 0.00097009 | 8.3465e-08 | 0.00097009 | 8.3465e-08
[79 empty] | WLDFR | HFTD - Distribution - Tier 2 - 3QU CoRE ¦ 2QU LoRE | Non-Red Flag Warning - Large Fires | 2026 | 2.0793e-08 | 2.0793e-08 | 5.475 | 0.71896 | 3.0715 | 1.6846 | 0 | 0 | 2.4148e-05 | 1.1384e-07 | 0 | 1.1384e-07 | 1.1384e-07 | 0 | 1.1384e-07 | 0 | 0.00017893 | 0.00039223 | 0 | 0.00039223 | 0 | 0.00011909 | 0.00023819 | 0 | 0.00023819 | [12 empty] | 7.3.3.17.5 (Remote Grid) Updates to grid topology to minimize risk of ignition in HFTDs Remote GridWLDFREquipment / facility failureAggregated | WLDFR | HFTD - Distribution - Tier 2 - 1QU CoRE ¦ 3QU LoRE | Red Flag Warning - Small Fires | Equipment / facility failure | Aggregated | 2026 | 8.6039e-05 | 1013.9529 | 0.08724 | 2026 | Mitigation | 0.95 | 45 | 0 | esc | 0.00097009 | 8.3465e-08 | 0.00097009 | 8.3465e-08
[79 empty] | WLDFR | HFTD - Distribution - Tier 2 - 3QU CoRE ¦ 2QU LoRE | Non-Red Flag Warning - Large Fires | 2027 | 2.0793e-08 | 2.0793e-08 | 5.475 | 0.71896 | 3.0715 | 1.6846 | 0 | 0 | 2.4148e-05 | 1.1384e-07 | 0 | 1.1384e-07 | 1.1384e-07 | 0 | 1.1384e-07 | 0 | 0.00017893 | 0.00039223 | 0 | 0.00039223 | 0 | 0.00011909 | 0.00023819 | 0 | 0.00023819 | [12 empty] | 7.3.3.17.5 (Remote Grid) Updates to grid topology to minimize risk of ignition in HFTDs Remote GridWLDFREquipment / facility failureAggregated | WLDFR | HFTD - Distribution - Tier 2 - 1QU CoRE ¦ 3QU LoRE | Red Flag Warning - Small Fires | Equipment / facility failure | Aggregated | 2027 | 8.6039e-05 | 1013.9529 | 0.08724 | 2027 | Mitigation | 0.95 | 45 | 0 | esc | 0.00097009 | 8.3465e-08 | 0.00097009 | 8.3465e-08
[79 empty] | WLDFR | HFTD - Distribution - Tier 2 - 3QU CoRE ¦ 2QU LoRE | Non-Red Flag Warning - Large Fires | 2028 | 2.0793e-08 | 2.0793e-08 | 5.777 | 0.74734 | 3.238 | 1.7917 | 0 | 0 | 2.4148e-05 | 1.2012e-07 | 0 | 1.2012e-07 | 1.2012e-07 | 0 | 1.2012e-07 | 0 | 0.00017893 | 0.00039223 | 0 | 0.00039223 | 0 | 0.00011909 | 0.00023819 | 0 | 0.00023819 | [12 empty] | 7.3.3.17.5 (Remote Grid) Updates to grid topology to minimize risk of ignition in HFTDs Remote GridWLDFREquipment / facility failureAggregated | WLDFR | HFTD - Distribution - Tier 2 - 1QU CoRE ¦ 3QU LoRE | Red Flag Warning - Small Fires | Equipment / facility failure | Aggregated | 2028 | 8.6039e-05 | 1013.9529 | 0.08724 | 2028 | Mitigation | 0.95 | 45 | 0 | esc | 0.00097009 | 8.3465e-08 | 0.00097009 | 8.3465e-08
[79 empty] | WLDFR | HFTD - Distribution - Tier 2 - 3QU CoRE ¦ 2QU LoRE | Non-Red Flag Warning - Large Fires | 2029 | 2.0793e-08 | 2.0793e-08 | 5.777 | 0.74734 | 3.238 | 1.7917 | 0 | 0 | 2.4148e-05 | 1.2012e-07 | 0 | 1.2012e-07 | 1.2012e-07 | 0 | 1.2012e-07 | 0 | 0.00017893 | 0.00039223 | 0 | 0.00039223 | 0 | 0.00011909 | 0.00023819 | 0 | 0.00023819 | [12 empty] | 7.3.3.17.5 (Remote Grid) Updates to grid topology to minimize risk of ignition in HFTDs Remote GridWLDFREquipment / facility failureAggregated | WLDFR | HFTD - Distribution - Tier 2 - 1QU CoRE ¦ 3QU LoRE | Red Flag Warning - Small Fires | Equipment / facility failure | Aggregated | 2029 | 8.6039e-05 | 1013.9529 | 0.08724 | 2029 | Mitigation | 0.95 | 45 | 0 | esc | 0.00097009 | 8.3465e-08 | 0.00097009 | 8.3465e-08
[79 empty] | WLDFR | HFTD - Distribution - Tier 2 - 3QU CoRE ¦ 2QU LoRE | Non-Red Flag Warning - Large Fires | 2030 | 2.0793e-08 | 2.0793e-08 | 5.777 | 0.74734 | 3.238 | 1.7917 | 0 | 0 | 2.4148e-05 | 1.2012e-07 | 0 | 1.2012e-07 | 1.2012e-07 | 0 | 1.2012e-07 | 0 | 0.00018768 | 0.0004114 | 0 | 0.0004114 | 0 | 0.000125 | 0.00025 | 0 | 0.00025 | [12 empty] | 7.3.3.17.5 (Remote Grid) Updates to grid topology to minimize risk of ignition in HFTDs Remote GridWLDFREquipment / facility failureAggregated | WLDFR | HFTD - Distribution - Tier 2 - 1QU CoRE ¦ 3QU LoRE | Red Flag Warning - Small Fires | Equipment / facility failure | Aggregated | 2030 | 8.6039e-05 | 1013.9529 | 0.08724 | 2030 | Mitigation | 0.95 | 45 | 0 | esc | 0.00097009 | 8.3465e-08 | 0.00097009 | 8.3465e-08
[79 empty] | WLDFR | HFTD - Distribution - Tier 2 - 3QU CoRE ¦ 2QU LoRE | Non-Red Flag Warning - Large Fires | 2031 | 2.0793e-08 | 2.0793e-08 | 5.777 | 0.74734 | 3.238 | 1.7917 | 0 | 0 | 2.4148e-05 | 1.2012e-07 | 0 | 1.2012e-07 | 1.2012e-07 | 0 | 1.2012e-07 | 0 | 0.00018768 | 0.0004114 | 0 | 0.0004114 | 0 | 0.000125 | 0.00025 | 0 | 0.00025 | [12 empty] | 7.3.3.17.5 (Remote Grid) Updates to grid topology to minimize risk of ignition in HFTDs Remote GridWLDFREquipment / facility failureAggregated | WLDFR | HFTD - Distribution - Tier 2 - 1QU CoRE ¦ 3QU LoRE | Red Flag Warning - Small Fires | Equipment / facility failure | Aggregated | 2031 | 8.6039e-05 | 1013.9529 | 0.08724 | 2031 | Mitigation | 0.95 | 45 | 0 | esc | 0.00097009 | 8.3465e-08 | 0.00097009 | 8.3465e-08
[79 empty] | WLDFR | HFTD - Distribution - Tier 2 - 3QU CoRE ¦ 2QU LoRE | Non-Red Flag Warning - Large Fires | 2032 | 2.0793e-08 | 2.0793e-08 | 5.777 | 0.74734 | 3.238 | 1.7917 | 0 | 0 | 2.4148e-05 | 1.2012e-07 | 0 | 1.2012e-07 | 1.2012e-07 | 0 | 1.2012e-07 | 0 | 0.00018768 | 0.0004114 | 0 | 0.0004114 | 0 | 0.000125 | 0.00025 | 0 | 0.00025 | [12 empty] | 7.3.3.17.5 (Remote Grid) Updates to grid topology to minimize risk of ignition in HFTDs Remote GridWLDFREquipment / facility failureAggregated | WLDFR | HFTD - Distribution - Tier 2 - 1QU CoRE ¦ 3QU LoRE | Red Flag Warning - Small Fires | Equipment / facility failure | Aggregated | 2032 | 8.6039e-05 | 1013.9529 | 0.08724 | 2032 | Mitigation | 0.95 | 45 | 0 | esc | 0.00097009 | 8.3465e-08 | 0.00097009 | 8.3465e-08
[79 empty] | WLDFR | HFTD - Distribution - Tier 2 - 3QU CoRE ¦ 2QU LoRE | Non-Red Flag Warning - Large Fires | 2033 | 2.0793e-08 | 2.0793e-08 | 6.1205 | 0.77885 | 3.4265 | 1.9151 | 0 | 0 | 2.4148e-05 | 1.2726e-07 | 0 | 1.2726e-07 | 1.2726e-07 | 0 | 1.2726e-07 | 0 | 0.00018768 | 0.0004114 | 0 | 0.0004114 | 0 | 0.000125 | 0.00025 | 0 | 0.00025 | [12 empty] | 7.3.3.17.5 (Remote Grid) Updates to grid topology to minimize risk of ignition in HFTDs Remote GridWLDFREquipment / facility failureAggregated | WLDFR | HFTD - Distribution - Tier 2 - 1QU CoRE ¦ 3QU LoRE | Red Flag Warning - Small Fires | Equipment / facility failure | Aggregated | 2033 | 8.6039e-05 | 1013.9529 | 0.08724 | 2033 | Mitigation | 0.95 | 45 | 0 | esc | 0.00097009 | 8.3465e-08 | 0.00097009 | 8.3465e-08
[79 empty] | WLDFR | HFTD - Distribution - Tier 2 - 3QU CoRE ¦ 2QU LoRE | Non-Red Flag Warning - Large Fires | 2034 | 2.0793e-08 | 2.0793e-08 | 6.1205 | 0.77885 | 3.4265 | 1.9151 | 0 | 0 | 2.4148e-05 | 1.2726e-07 | 0 | 1.2726e-07 | 1.2726e-07 | 0 | 1.2726e-07 | 0 | 0.00018768 | 0.0004114 | 0 | 0.0004114 | 0 | 0.000125 | 0.00025 | 0 | 0.00025 | [12 empty] | 7.3.3.17.5 (Remote Grid) Updates to grid topology to minimize risk of ignition in HFTDs Remote GridWLDFREquipment / facility failureAggregated | WLDFR | HFTD - Distribution - Tier 2 - 1QU CoRE ¦ 3QU LoRE | Red Flag Warning - Small Fires | Equipment / facility failure | Aggregated | 2034 | 8.6039e-05 | 1013.9529 | 0.08724 | 2034 | Mitigation | 0.95 | 45 | 0 | esc | 0.00097009 | 8.3465e-08 | 0.00097009 | 8.3465e-08
[79 empty] | WLDFR | HFTD - Distribution - Tier 2 - 3QU CoRE ¦ 2QU LoRE | Non-Red Flag Warning - Large Fires | 2035 | 2.0793e-08 | 2.0793e-08 | 6.1205 | 0.77885 | 3.4265 | 1.9151 | 0 | 0 | 2.4148e-05 | 1.2726e-07 | 0 | 1.2726e-07 | 1.2726e-07 | 0 | 1.2726e-07 | 0 | 0.00019699 | 0.0004318 | 0 | 0.0004318 | 0 | 0.00013118 | 0.00026237 | 0 | 0.00026237 | [12 empty] | 7.3.3.17.5 (Remote Grid) Updates to grid topology to minimize risk of ignition in HFTDs Remote GridWLDFREquipment / facility failureAggregated | WLDFR | HFTD - Distribution - Tier 2 - 1QU CoRE ¦ 3QU LoRE | Red Flag Warning - Small Fires | Equipment / facility failure | Aggregated | 2035 | 8.6039e-05 | 1013.9529 | 0.08724 | 2035 | Mitigation | 0.95 | 45 | 0 | esc | 0.00097009 | 8.3465e-08 | 0.00097009 | 8.3465e-08
[79 empty] | WLDFR | HFTD - Distribution - Tier 2 - 3QU CoRE ¦ 2QU LoRE | Non-Red Flag Warning - Large Fires | 2036 | 2.0793e-08 | 2.0793e-08 | 6.1205 | 0.77885 | 3.4265 | 1.9151 | 0 | 0 | 2.4148e-05 | 1.2726e-07 | 0 | 1.2726e-07 | 1.2726e-07 | 0 | 1.2726e-07 | 0 | 0.00019699 | 0.0004318 | 0 | 0.0004318 | 0 | 0.00013118 | 0.00026237 | 0 | 0.00026237 | [12 empty] | 7.3.3.17.5 (Remote Grid) Updates to grid topology to minimize risk of ignition in HFTDs Remote GridWLDFREquipment / facility failureAggregated | WLDFR | HFTD - Distribution - Tier 2 - 1QU CoRE ¦ 3QU LoRE | Red Flag Warning - Small Fires | Equipment / facility failure | Aggregated | 2036 | 8.6039e-05 | 1013.9529 | 0.08724 | 2036 | Mitigation | 0.95 | 45 | 0 | esc | 0.00097009 | 8.3465e-08 | 0.00097009 | 8.3465e-08
[79 empty] | WLDFR | HFTD - Distribution - Tier 2 - 3QU CoRE ¦ 2QU LoRE | Non-Red Flag Warning - Large Fires | 2037 | 2.0793e-08 | 2.0793e-08 | 6.1205 | 0.77885 | 3.4265 | 1.9151 | 0 | 0 | 2.4148e-05 | 1.2726e-07 | 0 | 1.2726e-07 | 1.2726e-07 | 0 | 1.2726e-07 | 0 | 0.00019699 | 0.0004318 | 0 | 0.0004318 | 0 | 0.00013118 | 0.00026237 | 0 | 0.00026237 | [12 empty] | 7.3.3.17.5 (Remote Grid) Updates to grid topology to minimize risk of ignition in HFTDs Remote GridWLDFREquipment / facility failureAggregated | WLDFR | HFTD - Distribution - Tier 2 - 1QU CoRE ¦ 3QU LoRE | Red Flag Warning - Small Fires | Equipment / facility failure | Aggregated | 2037 | 8.6039e-05 | 1013.9529 | 0.08724 | 2037 | Mitigation | 0.95 | 45 | 0 | esc | 0.00097009 | 8.3465e-08 | 0.00097009 | 8.3465e-08
[79 empty] | WLDFR | HFTD - Distribution - Tier 2 - 3QU CoRE ¦ 2QU LoRE | Non-Red Flag Warning - Large Fires | 2038 | 2.0793e-08 | 2.0793e-08 | 6.5028 | 0.81304 | 3.6355 | 2.0543 | 0 | 0 | 2.4148e-05 | 1.3521e-07 | 0 | 1.3521e-07 | 1.3521e-07 | 0 | 1.3521e-07 | 0 | 0.00019699 | 0.0004318 | 0 | 0.0004318 | 0 | 0.00013118 | 0.00026237 | 0 | 0.00026237 | [12 empty] | 7.3.3.17.5 (Remote Grid) Updates to grid topology to minimize risk of ignition in HFTDs Remote GridWLDFREquipment / facility failureAggregated | WLDFR | HFTD - Distribution - Tier 2 - 1QU CoRE ¦ 3QU LoRE | Red Flag Warning - Small Fires | Equipment / facility failure | Aggregated | 2038 | 8.6039e-05 | 1013.9529 | 0.08724 | 2038 | Mitigation | 0.95 | 45 | 0 | esc | 0.00097009 | 8.3465e-08 | 0.00097009 | 8.3465e-08
[79 empty] | WLDFR | HFTD - Distribution - Tier 2 - 3QU CoRE ¦ 2QU LoRE | Non-Red Flag Warning - Large Fires | 2039 | 2.0793e-08 | 2.0793e-08 | 6.5028 | 0.81304 | 3.6355 | 2.0543 | 0 | 0 | 2.4148e-05 | 1.3521e-07 | 0 | 1.3521e-07 | 1.3521e-07 | 0 | 1.3521e-07 | 0 | 0.00019699 | 0.0004318 | 0 | 0.0004318 | 0 | 0 | 0.00026237 | 0 | 0.00026237 | [12 empty] | 7.3.3.17.5 (Remote Grid) Updates to grid topology to minimize risk of ignition in HFTDs Remote GridWLDFREquipment / facility failureAggregated | WLDFR | HFTD - Distribution - Tier 2 - 1QU CoRE ¦ 3QU LoRE | Red Flag Warning - Small Fires | Equipment / facility failure | Aggregated | 2039 | 8.6039e-05 | 1013.9529 | 0.08724 | 2039 | Mitigation | 0.95 | 45 | 0 | esc | 0.00097009 | 8.3465e-08 | 0.00097009 | 8.3465e-08
[79 empty] | WLDFR | HFTD - Distribution - Tier 2 - 3QU CoRE ¦ 2QU LoRE | Non-Red Flag Warning - Large Fires | 2040 | 2.0793e-08 | 2.0793e-08 | 6.5028 | 0.81304 | 3.6355 | 2.0543 | 0 | 0 | 2.4148e-05 | 1.3521e-07 | 0 | 1.3521e-07 | 1.3521e-07 | 0 | 1.3521e-07 | 0 | 0.00020673 | 0.00045316 | 0 | 0.00045316 | 0 | 0 | 0 | 0 | 0 | [12 empty] | 7.3.3.17.5 (Remote Grid) Updates to grid topology to minimize risk of ignition in HFTDs Remote GridWLDFREquipment / facility failureAggregated | WLDFR | HFTD - Distribution - Tier 2 - 1QU CoRE ¦ 3QU LoRE | Red Flag Warning - Small Fires | Equipment / facility failure | Aggregated | 2040 | 8.6039e-05 | 1013.9529 | 0.08724 | 2040 | Mitigation | 0.95 | 45 | 0 | esc | 0.00097009 | 8.3465e-08 | 0.00097009 | 8.3465e-08
[79 empty] | WLDFR | HFTD - Distribution - Tier 2 - 3QU CoRE ¦ 2QU LoRE | Non-Red Flag Warning - Large Fires | 2041 | 2.0793e-08 | 2.0793e-08 | 6.5028 | 0.81304 | 3.6355 | 2.0543 | 0 | 0 | 2.4148e-05 | 1.3521e-07 | 0 | 1.3521e-07 | 1.3521e-07 | 0 | 1.3521e-07 | 0 | 0.00020673 | 0.00045316 | 0 | 0.00045316 | 0 | 0 | 0 | 0 | 0 | [12 empty] | 7.3.3.17.5 (Remote Grid) Updates to grid topology to minimize risk of ignition in HFTDs Remote GridWLDFREquipment / facility failureAggregated | WLDFR | HFTD - Distribution - Tier 2 - 1QU CoRE ¦ 3QU LoRE | Red Flag Warning - Small Fires | Equipment / facility failure | Aggregated | 2041 | 8.6039e-05 | 1013.9529 | 0.08724 | 2041 | Mitigation | 0.95 | 45 | 0 | esc | 0.00097009 | 8.3465e-08 | 0.00097009 | 8.3465e-08
[79 empty] | WLDFR | HFTD - Distribution - Tier 2 - 3QU CoRE ¦ 2QU LoRE | Non-Red Flag Warning - Large Fires | 2042 | 2.0793e-08 | 2.0793e-08 | 6.5028 | 0.81304 | 3.6355 | 2.0543 | 0 | 0 | 2.4148e-05 | 1.3521e-07 | 0 | 1.3521e-07 | 1.3521e-07 | 0 | 1.3521e-07 | 0 | 0.00020673 | 0.00045316 | 0 | 0.00045316 | 0 | 7.7228e-07 | 0 | 0 | 0 | [12 empty] | 7.3.3.17.5 (Remote Grid) Updates to grid topology to minimize risk of ignition in HFTDs Remote GridWLDFREquipment / facility failureAggregated | WLDFR | HFTD - Distribution - Tier 2 - 1QU CoRE ¦ 3QU LoRE | Red Flag Warning - Small Fires | Equipment / facility failure | Aggregated | 2042 | 8.6039e-05 | 1013.9529 | 0.08724 | 2042 | Mitigation | 0.95 | 45 | 0 | esc | 0.00097009 | 8.3465e-08 | 0.00097009 | 8.3465e-08
[79 empty] | WLDFR | HFTD - Distribution - Tier 2 - 3QU CoRE ¦ 2QU LoRE | Non-Red Flag Warning - Large Fires | 2043 | 2.0793e-08 | 2.0793e-08 | 6.9209 | 0.84944 | 3.8632 | 2.2083 | 0 | 0 | 2.4148e-05 | 1.4391e-07 | 0 | 1.4391e-07 | 1.4391e-07 | 0 | 1.4391e-07 | 0 | 0.00020673 | 0.00045316 | 0 | 0.00045316 | 0 | 8.0683e-07 | 1.6137e-06 | 0 | 1.6137e-06 | [12 empty] | 7.3.3.17.5 (Remote Grid) Updates to grid topology to minimize risk of ignition in HFTDs Remote GridWLDFREquipment / facility failureAggregated | WLDFR | HFTD - Distribution - Tier 2 - 1QU CoRE ¦ 3QU LoRE | Red Flag Warning - Small Fires | Equipment / facility failure | Aggregated | 2043 | 8.6039e-05 | 1013.9529 | 0.08724 | 2043 | Mitigation | 0.95 | 45 | 0 | esc | 0.00097009 | 8.3465e-08 | 0.00097009 | 8.3465e-08
[79 empty] | WLDFR | HFTD - Distribution - Tier 2 - 3QU CoRE ¦ 2QU LoRE | Non-Red Flag Warning - Large Fires | 2044 | 2.0793e-08 | 2.0793e-08 | 6.9209 | 0.84944 | 3.8632 | 2.2083 | 0 | 0 | 2.4148e-05 | 1.4391e-07 | 0 | 1.4391e-07 | 1.4391e-07 | 0 | 1.4391e-07 | 0 | 0.00020673 | 0.00045316 | 0 | 0.00045316 | 0 | 8.0683e-07 | 1.6137e-06 | 0 | 1.6137e-06 | [12 empty] | 7.3.3.17.5 (Remote Grid) Updates to grid topology to minimize risk of ignition in HFTDs Remote GridWLDFREquipment / facility failureAggregated | WLDFR | HFTD - Distribution - Tier 2 - 1QU CoRE ¦ 3QU LoRE | Red Flag Warning - Small Fires | Equipment / facility failure | Aggregated | 2044 | 8.6039e-05 | 1013.9529 | 0.08724 | 2044 | Mitigation | 0.95 | 45 | 0 | esc | 0.00097009 | 8.3465e-08 | 0.00097009 | 8.3465e-08
[79 empty] | WLDFR | HFTD - Distribution - Tier 2 - 3QU CoRE ¦ 2QU LoRE | Non-Red Flag Warning - Large Fires | 2045 | 2.0793e-08 | 2.0793e-08 | 6.9209 | 0.84944 | 3.8632 | 2.2083 | 0 | 0 | 2.4148e-05 | 1.4391e-07 | 0 | 1.4391e-07 | 1.4391e-07 | 0 | 1.4391e-07 | 0 | 0.0002168 | 0.00047522 | 0 | 0.00047522 | 0 | 8.0683e-07 | 1.6137e-06 | 0 | 1.6137e-06 | [12 empty] | 7.3.3.17.5 (Remote Grid) Updates to grid topology to minimize risk of ignition in HFTDs Remote GridWLDFREquipment / facility failureAggregated | WLDFR | HFTD - Distribution - Tier 2 - 1QU CoRE ¦ 3QU LoRE | Red Flag Warning - Small Fires | Equipment / facility failure | Aggregated | 2045 | 8.6039e-05 | 1013.9529 | 0.08724 | 2045 | Mitigation | 0.95 | 45 | 0 | esc | 0.00097009 | 8.3465e-08 | 0.00097009 | 8.3465e-08
[79 empty] | WLDFR | HFTD - Distribution - Tier 2 - 3QU CoRE ¦ 2QU LoRE | Non-Red Flag Warning - Large Fires | 2046 | 2.0793e-08 | 2.0793e-08 | 6.9209 | 0.84944 | 3.8632 | 2.2083 | 0 | 0 | 2.4148e-05 | 1.4391e-07 | 0 | 1.4391e-07 | 1.4391e-07 | 0 | 1.4391e-07 | 0 | 0.0002168 | 0.00047522 | 0 | 0.00047522 | 0 | 8.0683e-07 | 1.6137e-06 | 0 | 1.6137e-06 | [12 empty] | 7.3.3.17.5 (Remote Grid) Updates to grid topology to minimize risk of ignition in HFTDs Remote GridWLDFREquipment / facility failureAggregated | WLDFR | HFTD - Distribution - Tier 2 - 1QU CoRE ¦ 3QU LoRE | Red Flag Warning - Small Fires | Equipment / facility failure | Aggregated | 2046 | 8.6039e-05 | 1013.9529 | 0.08724 | 2046 | Mitigation | 0.95 | 45 | 0 | esc | 0.00097009 | 8.3465e-08 | 0.00097009 | 8.3465e-08
[79 empty] | WLDFR | HFTD - Distribution - Tier 2 - 3QU CoRE ¦ 2QU LoRE | Non-Red Flag Warning - Large Fires | 2047 | 2.0793e-08 | 2.0793e-08 | 6.9209 | 0.84944 | 3.8632 | 2.2083 | 0 | 0 | 2.4148e-05 | 1.4391e-07 | 0 | 1.4391e-07 | 1.4391e-07 | 0 | 1.4391e-07 | 0 | 0.0002168 | 0.00047522 | 0 | 0.00047522 | 0 | 8.0683e-07 | 1.6137e-06 | 0 | 1.6137e-06 | [12 empty] | 7.3.3.17.5 (Remote Grid) Updates to grid topology to minimize risk of ignition in HFTDs Remote GridWLDFREquipment / facility failureAggregated | WLDFR | HFTD - Distribution - Tier 2 - 1QU CoRE ¦ 3QU LoRE | Red Flag Warning - Small Fires | Equipment / facility failure | Aggregated | 2047 | 8.6039e-05 | 1013.9529 | 0.08724 | 2047 | Mitigation | 0.95 | 45 | 0 | esc | 0.00097009 | 8.3465e-08 | 0.00097009 | 8.3465e-08
[79 empty] | WLDFR | HFTD - Distribution - Tier 2 - 3QU CoRE ¦ 2QU LoRE | Non-Red Flag Warning - Large Fires | 2048 | 2.0793e-08 | 2.0793e-08 | 7.3713 | 0.88759 | 4.1075 | 2.3763 | 0 | 0 | 2.4148e-05 | 1.5327e-07 | 0 | 1.5327e-07 | 1.5327e-07 | 0 | 1.5327e-07 | 0 | 0.0002168 | 0.00047522 | 0 | 0.00047522 | 0 | 8.5134e-07 | 1.7027e-06 | 0 | 1.7027e-06 | [12 empty] | 7.3.3.17.5 (Remote Grid) Updates to grid topology to minimize risk of ignition in HFTDs Remote GridWLDFREquipment / facility failureAggregated | WLDFR | HFTD - Distribution - Tier 2 - 1QU CoRE ¦ 3QU LoRE | Red Flag Warning - Small Fires | Equipment / facility failure | Aggregated | 2048 | 8.6039e-05 | 1013.9529 | 0.08724 | 2048 | Mitigation | 0.95 | 45 | 0 | esc | 0.00097009 | 8.3465e-08 | 0.00097009 | 8.3465e-08
[79 empty] | WLDFR | HFTD - Distribution - Tier 2 - 3QU CoRE ¦ 2QU LoRE | Non-Red Flag Warning - Large Fires | 2049 | 2.0793e-08 | 2.0793e-08 | 7.3713 | 0.88759 | 4.1075 | 2.3763 | 0 | 0 | 2.4148e-05 | 1.5327e-07 | 0 | 1.5327e-07 | 1.5327e-07 | 0 | 1.5327e-07 | 0 | 0.0002168 | 0.00047522 | 0 | 0.00047522 | 0 | 8.5134e-07 | 1.7027e-06 | 0 | 1.7027e-06 | [12 empty] | 7.3.3.17.5 (Remote Grid) Updates to grid topology to minimize risk of ignition in HFTDs Remote GridWLDFREquipment / facility failureAggregated | WLDFR | HFTD - Distribution - Tier 2 - 1QU CoRE ¦ 3QU LoRE | Red Flag Warning - Small Fires | Equipment / facility failure | Aggregated | 2049 | 8.6039e-05 | 1013.9529 | 0.08724 | 2049 | Mitigation | 0.95 | 45 | 0 | esc | 0.00097009 | 8.3465e-08 | 0.00097009 | 8.3465e-08
[79 empty] | WLDFR | HFTD - Distribution - Tier 2 - 3QU CoRE ¦ 2QU LoRE | Non-Red Flag Warning - Large Fires | 2050 | 2.0793e-08 | 2.0793e-08 | 7.3713 | 0.88759 | 4.1075 | 2.3763 | 0 | 0 | 2.4148e-05 | 1.5327e-07 | 0 | 1.5327e-07 | 1.5327e-07 | 0 | 1.5327e-07 | 0 | 0.00022706 | 0.00049771 | 0 | 0.00049771 | 0 | 8.5134e-07 | 1.7027e-06 | 0 | 1.7027e-06 | [12 empty] | 7.3.3.17.5 (Remote Grid) Updates to grid topology to minimize risk of ignition in HFTDs Remote GridWLDFREquipment / facility failureAggregated | WLDFR | HFTD - Distribution - Tier 2 - 1QU CoRE ¦ 3QU LoRE | Red Flag Warning - Small Fires | Equipment / facility failure | Aggregated | 2050 | 8.6039e-05 | 1013.9529 | 0.08724 | 2050 | Mitigation | 0.95 | 45 | 0 | esc | 0.00097009 | 8.3465e-08 | 0.00097009 | 8.3465e-08
[79 empty] | WLDFR | HFTD - Distribution - Tier 2 - 3QU CoRE ¦ 2QU LoRE | Non-Red Flag Warning - Large Fires | 2051 | 2.0793e-08 | 2.0793e-08 | 7.3713 | 0.88759 | 4.1075 | 2.3763 | 0 | 0 | 2.4148e-05 | 1.5327e-07 | 0 | 1.5327e-07 | 1.5327e-07 | 0 | 1.5327e-07 | 0 | 0.00022706 | 0.00049771 | 0 | 0.00049771 | 0 | 8.5134e-07 | 1.7027e-06 | 0 | 1.7027e-06 | [12 empty] | 7.3.3.17.5 (Remote Grid) Updates to grid topology to minimize risk of ignition in HFTDs Remote GridWLDFREquipment / facility failureAggregated | WLDFR | HFTD - Distribution - Tier 2 - 1QU CoRE ¦ 3QU LoRE | Red Flag Warning - Small Fires | Equipment / facility failure | Aggregated | 2051 | 8.6039e-05 | 1013.9529 | 0.08724 | 2051 | Mitigation | 0.95 | 45 | 0 | esc | 0.00097009 | 8.3465e-08 | 0.00097009 | 8.3465e-08
[79 empty] | WLDFR | HFTD - Distribution - Tier 2 - 3QU CoRE ¦ 2QU LoRE | Non-Red Flag Warning - Large Fires | 2052 | 2.0793e-08 | 2.0793e-08 | 7.3713 | 0.88759 | 4.1075 | 2.3763 | 0 | 0 | 2.4148e-05 | 1.5327e-07 | 0 | 1.5327e-07 | 1.5327e-07 | 0 | 1.5327e-07 | 0 | 0.00022706 | 0.00049771 | 0 | 0.00049771 | 0 | 8.5134e-07 | 1.7027e-06 | 0 | 1.7027e-06 | [12 empty] | 7.3.3.17.5 (Remote Grid) Updates to grid topology to minimize risk of ignition in HFTDs Remote GridWLDFREquipment / facility failureAggregated | WLDFR | HFTD - Distribution - Tier 2 - 1QU CoRE ¦ 3QU LoRE | Red Flag Warning - Small Fires | Equipment / facility failure | Aggregated | 2052 | 8.6039e-05 | 1013.9529 | 0.08724 | 2052 | Mitigation | 0.95 | 45 | 0 | esc | 0.00097009 | 8.3465e-08 | 0.00097009 | 8.3465e-08
[79 empty] | WLDFR | HFTD - Distribution - Tier 2 - 3QU CoRE ¦ 2QU LoRE | Non-Red Flag Warning - Large Fires | 2053 | 2.0793e-08 | 2.0793e-08 | 7.8503 | 0.92702 | 4.3664 | 2.5569 | 0 | 0 | 2.4148e-05 | 1.6323e-07 | 0 | 1.6323e-07 | 1.6323e-07 | 0 | 1.6323e-07 | 0 | 0.00022706 | 0.00049771 | 0 | 0.00049771 | 0 | 9.0195e-07 | 1.8039e-06 | 0 | 1.8039e-06 | [12 empty] | 7.3.3.17.5 (Remote Grid) Updates to grid topology to minimize risk of ignition in HFTDs Remote GridWLDFREquipment / facility failureAggregated | WLDFR | HFTD - Distribution - Tier 2 - 1QU CoRE ¦ 3QU LoRE | Red Flag Warning - Small Fires | Equipment / facility failure | Aggregated | 2053 | 8.6039e-05 | 1013.9529 | 0.08724 | 2053 | Mitigation | 0.95 | 45 | 0 | esc | 0.00097009 | 8.3465e-08 | 0.00097009 | 8.3465e-08
[79 empty] | WLDFR | HFTD - Distribution - Tier 2 - 3QU CoRE ¦ 2QU LoRE | Non-Red Flag Warning - Large Fires | 2054 | 2.0793e-08 | 2.0793e-08 | 7.8503 | 0.92702 | 4.3664 | 2.5569 | 0 | 0 | 2.4148e-05 | 1.6323e-07 | 0 | 1.6323e-07 | 1.6323e-07 | 0 | 1.6323e-07 | 0 | 0.00022706 | 0.00049771 | 0 | 0.00049771 | 0 | 9.0195e-07 | 1.8039e-06 | 0 | 1.8039e-06 | [12 empty] | 7.3.3.17.5 (Remote Grid) Updates to grid topology to minimize risk of ignition in HFTDs Remote GridWLDFREquipment / facility failureAggregated | WLDFR | HFTD - Distribution - Tier 2 - 1QU CoRE ¦ 3QU LoRE | Red Flag Warning - Small Fires | Equipment / facility failure | Aggregated | 2054 | 8.6039e-05 | 1013.9529 | 0.08724 | 2054 | Mitigation | 0.95 | 45 | 0 | esc | 0.00097009 | 8.3465e-08 | 0.00097009 | 8.3465e-08
[79 empty] | WLDFR | HFTD - Distribution - Tier 2 - 3QU CoRE ¦ 2QU LoRE | Non-Red Flag Warning - Large Fires | 2055 | 2.0793e-08 | 2.0793e-08 | 7.8503 | 0.92702 | 4.3664 | 2.5569 | 0 | 0 | 2.4148e-05 | 1.6323e-07 | 0 | 1.6323e-07 | 1.6323e-07 | 0 | 1.6323e-07 | 0 | 0.00023739 | 0.00052036 | 0 | 0.00052036 | 0 | 9.0195e-07 | 1.8039e-06 | 0 | 1.8039e-06 | [12 empty] | 7.3.3.17.5 (Remote Grid) Updates to grid topology to minimize risk of ignition in HFTDs Remote GridWLDFREquipment / facility failureAggregated | WLDFR | HFTD - Distribution - Tier 2 - 1QU CoRE ¦ 3QU LoRE | Red Flag Warning - Small Fires | Equipment / facility failure | Aggregated | 2055 | 8.6039e-05 | 1013.9529 | 0.08724 | 2055 | Mitigation | 0.95 | 45 | 0 | esc | 0.00097009 | 8.3465e-08 | 0.00097009 | 8.3465e-08
[79 empty] | WLDFR | HFTD - Distribution - Tier 2 - 3QU CoRE ¦ 2QU LoRE | Non-Red Flag Warning - Large Fires | 2056 | 2.0793e-08 | 2.0793e-08 | 7.8503 | 0.92702 | 4.3664 | 2.5569 | 0 | 0 | 2.4148e-05 | 1.6323e-07 | 0 | 1.6323e-07 | 1.6323e-07 | 0 | 1.6323e-07 | 0 | 0.00023739 | 0.00052036 | 0 | 0.00052036 | 0 | 9.0195e-07 | 1.8039e-06 | 0 | 1.8039e-06 | [12 empty] | 7.3.3.17.5 (Remote Grid) Updates to grid topology to minimize risk of ignition in HFTDs Remote GridWLDFREquipment / facility failureAggregated | WLDFR | HFTD - Distribution - Tier 2 - 1QU CoRE ¦ 3QU LoRE | Red Flag Warning - Small Fires | Equipment / facility failure | Aggregated | 2056 | 8.6039e-05 | 1013.9529 | 0.08724 | 2056 | Mitigation | 0.95 | 45 | 0 | esc | 0.00097009 | 8.3465e-08 | 0.00097009 | 8.3465e-08
[79 empty] | WLDFR | HFTD - Distribution - Tier 2 - 3QU CoRE ¦ 2QU LoRE | Non-Red Flag Warning - Large Fires | 2057 | 2.0793e-08 | 2.0793e-08 | 7.8503 | 0.92702 | 4.3664 | 2.5569 | 0 | 0 | 2.4148e-05 | 1.6323e-07 | 0 | 1.6323e-07 | 1.6323e-07 | 0 | 1.6323e-07 | 0 | 0.00023739 | 0.00052036 | 0 | 0.00052036 | 0 | 9.0195e-07 | 1.8039e-06 | 0 | 1.8039e-06 | [12 empty] | 7.3.3.17.5 (Remote Grid) Updates to grid topology to minimize risk of ignition in HFTDs Remote GridWLDFREquipment / facility failureAggregated | WLDFR | HFTD - Distribution - Tier 2 - 1QU CoRE ¦ 3QU LoRE | Red Flag Warning - Small Fires | Equipment / facility failure | Aggregated | 2057 | 8.6039e-05 | 1013.9529 | 0.08724 | 2057 | Mitigation | 0.95 | 45 | 0 | esc | 0.00097009 | 8.3465e-08 | 0.00097009 | 8.3465e-08
[79 empty] | WLDFR | HFTD - Distribution - Tier 2 - 3QU CoRE ¦ 2QU LoRE | Non-Red Flag Warning - Large Fires | 2058 | 2.0793e-08 | 2.0793e-08 | 8.3524 | 0.96727 | 4.6367 | 2.7484 | 0 | 0 | 2.4148e-05 | 1.7367e-07 | 0 | 1.7367e-07 | 1.7367e-07 | 0 | 1.7367e-07 | 0 | 0.00023739 | 0.00052036 | 0 | 0.00052036 | 0 | 9.5829e-07 | 1.9166e-06 | 0 | 1.9166e-06 | [12 empty] | 7.3.3.17.5 (Remote Grid) Updates to grid topology to minimize risk of ignition in HFTDs Remote GridWLDFREquipment / facility failureAggregated | WLDFR | HFTD - Distribution - Tier 2 - 1QU CoRE ¦ 3QU LoRE | Red Flag Warning - Small Fires | Equipment / facility failure | Aggregated | 2058 | 8.6039e-05 | 1013.9529 | 0.08724 | 2058 | Mitigation | 0.95 | 45 | 0 | esc | 0.00097009 | 8.3465e-08 | 0.00097009 | 8.3465e-08
[79 empty] | WLDFR | HFTD - Distribution - Tier 2 - 3QU CoRE ¦ 2QU LoRE | Non-Red Flag Warning - Large Fires | 2059 | 2.0793e-08 | 2.0793e-08 | 8.3524 | 0.96727 | 4.6367 | 2.7484 | 0 | 0 | 2.4148e-05 | 1.7367e-07 | 0 | 1.7367e-07 | 1.7367e-07 | 0 | 1.7367e-07 | 0 | 0.00023739 | 0.00052036 | 0 | 0.00052036 | 0 | 9.5829e-07 | 1.9166e-06 | 0 | 1.9166e-06 | [12 empty] | 7.3.3.17.5 (Remote Grid) Updates to grid topology to minimize risk of ignition in HFTDs Remote GridWLDFREquipment / facility failureAggregated | WLDFR | HFTD - Distribution - Tier 2 - 1QU CoRE ¦ 3QU LoRE | Red Flag Warning - Small Fires | Equipment / facility failure | Aggregated | 2059 | 8.6039e-05 | 1013.9529 | 0.08724 | 2059 | Mitigation | 0.95 | 45 | 0 | esc | 0.00097009 | 8.3465e-08 | 0.00097009 | 8.3465e-08
[79 empty] | WLDFR | HFTD - Distribution - Tier 2 - 3QU CoRE ¦ 2QU LoRE | Non-Red Flag Warning - Large Fires | 2060 | 2.0793e-08 | 2.0793e-08 | 8.3524 | 0.96727 | 4.6367 | 2.7484 | 0 | 0 | 2.4148e-05 | 1.7367e-07 | 0 | 1.7367e-07 | 1.7367e-07 | 0 | 1.7367e-07 | 0 | 0.00024766 | 0.00054289 | 0 | 0.00054289 | 0 | 9.5829e-07 | 1.9166e-06 | 0 | 1.9166e-06 | [12 empty] | 7.3.3.17.5 (Remote Grid) Updates to grid topology to minimize risk of ignition in HFTDs Remote GridWLDFREquipment / facility failureAggregated | WLDFR | HFTD - Distribution - Tier 2 - 1QU CoRE ¦ 3QU LoRE | Red Flag Warning - Small Fires | Equipment / facility failure | Aggregated | 2060 | 8.6039e-05 | 1013.9529 | 0.08724 | 2060 | Mitigation | 0.95 | 45 | 0 | esc | 0.00097009 | 8.3465e-08 | 0.00097009 | 8.3465e-08
[79 empty] | WLDFR | HFTD - Distribution - Tier 2 - 3QU CoRE ¦ 2QU LoRE | Non-Red Flag Warning - Large Fires | 2061 | 2.0793e-08 | 2.0793e-08 | 8.3524 | 0.96727 | 4.6367 | 2.7484 | 0 | 0 | 2.4148e-05 | 1.7367e-07 | 0 | 1.7367e-07 | 1.7367e-07 | 0 | 1.7367e-07 | 0 | 0.00024766 | 0.00054289 | 0 | 0.00054289 | 0 | 9.5829e-07 | 1.9166e-06 | 0 | 1.9166e-06 | [12 empty] | 7.3.3.17.5 (Remote Grid) Updates to grid topology to minimize risk of ignition in HFTDs Remote GridWLDFREquipment / facility failureAggregated | WLDFR | HFTD - Distribution - Tier 2 - 1QU CoRE ¦ 3QU LoRE | Red Flag Warning - Small Fires | Equipment / facility failure | Aggregated | 2061 | 8.6039e-05 | 1013.9529 | 0.08724 | 2061 | Mitigation | 0.95 | 45 | 0 | esc | 0.00097009 | 8.3465e-08 | 0.00097009 | 8.3465e-08
[79 empty] | WLDFR | HFTD - Distribution - Tier 2 - 3QU CoRE ¦ 2QU LoRE | Non-Red Flag Warning - Large Fires | 2062 | 2.0793e-08 | 2.0793e-08 | 8.3524 | 0.96727 | 4.6367 | 2.7484 | 0 | 0 | 2.4148e-05 | 1.7367e-07 | 0 | 1.7367e-07 | 1.7367e-07 | 0 | 1.7367e-07 | 0 | 0.00024766 | 0.00054289 | 0 | 0.00054289 | 0 | 9.5829e-07 | 1.9166e-06 | 0 | 1.9166e-06 | [12 empty] | 7.3.3.17.5 (Remote Grid) Updates to grid topology to minimize risk of ignition in HFTDs Remote GridWLDFREquipment / facility failureAggregated | WLDFR | HFTD - Distribution - Tier 2 - 1QU CoRE ¦ 3QU LoRE | Red Flag Warning - Small Fires | Equipment / facility failure | Aggregated | 2062 | 8.6039e-05 | 1013.9529 | 0.08724 | 2062 | Mitigation | 0.95 | 45 | 0 | esc | 0.00097009 | 8.3465e-08 | 0.00097009 | 8.3465e-08
[79 empty] | WLDFR | HFTD - Distribution - Tier 2 - 3QU CoRE ¦ 2QU LoRE | Non-Red Flag Warning - Large Fires | 2063 | 2.0793e-08 | 2.0793e-08 | 8.872 | 1.0079 | 4.9153 | 2.9488 | 0 | 0 | 2.4148e-05 | 1.8448e-07 | 0 | 1.8448e-07 | 1.8448e-07 | 0 | 1.8448e-07 | 0 | 0 | 0.00054289 | 0 | 0.00054289 | 0 | 1.0199e-06 | 2.0398e-06 | 0 | 2.0398e-06 | [12 empty] | 7.3.3.17.5 (Remote Grid) Updates to grid topology to minimize risk of ignition in HFTDs Remote GridWLDFREquipment / facility failureAggregated | WLDFR | HFTD - Distribution - Tier 2 - 1QU CoRE ¦ 3QU LoRE | Red Flag Warning - Small Fires | Equipment / facility failure | Aggregated | 2063 | 8.6039e-05 | 1013.9529 | 0.08724 | 2063 | Mitigation | 0.95 | 45 | 0 | esc | 0.00097009 | 8.3465e-08 | 0.00097009 | 8.3465e-08
[79 empty] | WLDFR | HFTD - Distribution - Tier 2 - 3QU CoRE ¦ 2QU LoRE | Non-Red Flag Warning - Large Fires | 2064 | 2.0793e-08 | 2.0793e-08 | 8.872 | 1.0079 | 4.9153 | 2.9488 | 0 | 0 | 2.4148e-05 | 1.8448e-07 | 0 | 1.8448e-07 | 1.8448e-07 | 0 | 1.8448e-07 | 0 | 0 | 0 | 0 | 0 | 0 | 1.0199e-06 | 2.0398e-06 | 0 | 2.0398e-06 | [12 empty] | 7.3.3.17.5 (Remote Grid) Updates to grid topology to minimize risk of ignition in HFTDs Remote GridWLDFREquipment / facility failureAggregated | WLDFR | HFTD - Distribution - Tier 2 - 1QU CoRE ¦ 3QU LoRE | Red Flag Warning - Small Fires | Equipment / facility failure | Aggregated | 2064 | 8.6039e-05 | 1013.9529 | 0.08724 | 2064 | Mitigation | 0.95 | 45 | 0 | esc | 0.00097009 | 8.3465e-08 | 0.00097009 | 8.3465e-08
[79 empty] | WLDFR | HFTD - Distribution - Tier 2 - 3QU CoRE ¦ 2QU LoRE | Non-Red Flag Warning - Large Fires | 2065 | 2.0793e-08 | 2.0793e-08 | 8.872 | 1.0079 | 4.9153 | 2.9488 | 0 | 0 | 2.4148e-05 | 1.8448e-07 | 0 | 1.8448e-07 | 1.8448e-07 | 0 | 1.8448e-07 | 0 | 7.8495e-07 | 0 | 0 | 0 | 0 | 1.0199e-06 | 2.0398e-06 | 0 | 2.0398e-06 | [12 empty] | 7.3.3.17.5 (Remote Grid) Updates to grid topology to minimize risk of ignition in HFTDs Remote GridWLDFREquipment / facility failureAggregated | WLDFR | HFTD - Distribution - Tier 2 - 1QU CoRE ¦ 3QU LoRE | Red Flag Warning - Small Fires | Equipment / facility failure | Aggregated | 2065 | 8.6039e-05 | 1013.9529 | 0.08724 | 2065 | Mitigation | 0.95 | 45 | 0 | esc | 0.00097009 | 8.3465e-08 | 0.00097009 | 8.3465e-08
[79 empty] | WLDFR | HFTD - Distribution - Tier 2 - 3QU CoRE ¦ 2QU LoRE | Non-Red Flag Warning - Large Fires | 2066 | 2.0793e-08 | 2.0793e-08 | 8.872 | 1.0079 | 4.9153 | 2.9488 | 0 | 0 | 2.4148e-05 | 1.8448e-07 | 0 | 1.8448e-07 | 1.8448e-07 | 0 | 1.8448e-07 | 0 | 8.2007e-07 | 1.7976e-06 | 0 | 1.7976e-06 | 0 | 1.0199e-06 | 2.0398e-06 | 0 | 2.0398e-06 | [12 empty] | 7.3.3.17.5 (Remote Grid) Updates to grid topology to minimize risk of ignition in HFTDs Remote GridWLDFREquipment / facility failureAggregated | WLDFR | HFTD - Distribution - Tier 2 - 1QU CoRE ¦ 3QU LoRE | Red Flag Warning - Small Fires | Equipment / facility failure | Aggregated | 2066 | 8.6039e-05 | 1013.9529 | 0.08724 | 2066 | Mitigation | 0.95 | 45 | 0 | esc | 0.00097009 | 8.3465e-08 | 0.00097009 | 8.3465e-08
[79 empty] | WLDFR | HFTD - Distribution - Tier 2 - 3QU CoRE ¦ 2QU LoRE | Non-Red Flag Warning - Large Fires | 2067 | 0 | 2.0793e-08 | 8.872 | 1.0079 | 4.9153 | 2.9488 | 0 | 0 | 2.4148e-05 | 0 | 0 | 0 | 1.8448e-07 | 0 | 1.8448e-07 | 0 | 8.2007e-07 | 1.7976e-06 | 0 | 1.7976e-06 | 0 | 1.0199e-06 | 2.0398e-06 | 0 | 2.0398e-06 | [12 empty] | 7.3.3.17.5 (Remote Grid) Updates to grid topology to minimize risk of ignition in HFTDs Remote GridWLDFREquipment / facility failureAggregated | WLDFR | HFTD - Distribution - Tier 2 - 1QU CoRE ¦ 3QU LoRE | Red Flag Warning - Small Fires | Equipment / facility failure | Aggregated | 2067 | 8.6039e-05 | 1013.9529 | 0.08724 | 2067 | Mitigation | 0.95 | 45 | 0 | esc | 0 | 0 | 0.00097009 | 8.3465e-08
[79 empty] | WLDFR | HFTD - Distribution - Tier 2 - 3QU CoRE ¦ 2QU LoRE | Non-Red Flag Warning - Small Fires | 2022 | 4.7652e-06 | 0 | 0.077901 | 0.036425 | 0.0015809 | 0.039895 | 0 | 0 | 0.0053379 | 3.7121e-07 | 0 | 3.7121e-07 | 0 | 0 | 0 | 0 | 8.2007e-07 | 1.7976e-06 | 0 | 1.7976e-06 | 0 | 1.0863e-06 | 2.1726e-06 | 0 | 2.1726e-06 | [12 empty] | 7.3.3.17.5 (Remote Grid) Updates to grid topology to minimize risk of ignition in HFTDs Remote GridWLDFRVegetation ContactAggregated | WLDFR | HFTD - Distribution - Tier 2 - 1QU CoRE ¦ 3QU LoRE | Red Flag Warning - Small Fires | Vegetation Contact | Aggregated | 2022 | 0.00035631 | 1013.9529 | 0.36128 | 2022 | Mitigation | 0.95 | 45 | 0 | esc | 0.00097009 | 3.4565e-07 | 0 | 0
[79 empty] | WLDFR | HFTD - Distribution - Tier 2 - 3QU CoRE ¦ 2QU LoRE | Non-Red Flag Warning - Small Fires | 2023 | 4.7652e-06 | 4.7652e-06 | 0.080408 | 0.03759 | 0.0016314 | 0.041187 | 0 | 0 | 0.0053379 | 3.8316e-07 | 0 | 3.8316e-07 | 3.8316e-07 | 0 | 3.8316e-07 | 0 | 8.2007e-07 | 1.7976e-06 | 0 | 1.7976e-06 | 0 | 1.0863e-06 | 2.1726e-06 | 0 | 2.1726e-06 | [12 empty] | 7.3.3.17.5 (Remote Grid) Updates to grid topology to minimize risk of ignition in HFTDs Remote GridWLDFRVegetation ContactAggregated | WLDFR | HFTD - Distribution - Tier 2 - 1QU CoRE ¦ 3QU LoRE | Red Flag Warning - Small Fires | Vegetation Contact | Aggregated | 2023 | 0.00035631 | 1013.9529 | 0.36128 | 2023 | Mitigation | 0.95 | 45 | 0 | esc | 0.00097009 | 3.4565e-07 | 0.00097009 | 3.4565e-07
[79 empty] | WLDFR | HFTD - Distribution - Tier 2 - 3QU CoRE ¦ 2QU LoRE | Non-Red Flag Warning - Small Fires | 2024 | 4.7652e-06 | 4.7652e-06 | 0.080408 | 0.03759 | 0.0016314 | 0.041187 | 0 | 0 | 0.0053379 | 3.8316e-07 | 0 | 3.8316e-07 | 3.8316e-07 | 0 | 3.8316e-07 | 0 | 8.2007e-07 | 1.7976e-06 | 0 | 1.7976e-06 | 0 | 1.0863e-06 | 2.1726e-06 | 0 | 2.1726e-06 | [12 empty] | 7.3.3.17.5 (Remote Grid) Updates to grid topology to minimize risk of ignition in HFTDs Remote GridWLDFRVegetation ContactAggregated | WLDFR | HFTD - Distribution - Tier 2 - 1QU CoRE ¦ 3QU LoRE | Red Flag Warning - Small Fires | Vegetation Contact | Aggregated | 2024 | 0.00035631 | 1013.9529 | 0.36128 | 2024 | Mitigation | 0.95 | 45 | 0 | esc | 0.00097009 | 3.4565e-07 | 0.00097009 | 3.4565e-07
[79 empty] | WLDFR | HFTD - Distribution - Tier 2 - 3QU CoRE ¦ 2QU LoRE | Non-Red Flag Warning - Small Fires | 2025 | 4.7652e-06 | 4.7652e-06 | 0.080408 | 0.03759 | 0.0016314 | 0.041187 | 0 | 0 | 0.0053379 | 3.8316e-07 | 0 | 3.8316e-07 | 3.8316e-07 | 0 | 3.8316e-07 | 0 | 8.6531e-07 | 1.8968e-06 | 0 | 1.8968e-06 | 0 | 1.0863e-06 | 2.1726e-06 | 0 | 2.1726e-06 | [12 empty] | 7.3.3.17.5 (Remote Grid) Updates to grid topology to minimize risk of ignition in HFTDs Remote GridWLDFRVegetation ContactAggregated | WLDFR | HFTD - Distribution - Tier 2 - 1QU CoRE ¦ 3QU LoRE | Red Flag Warning - Small Fires | Vegetation Contact | Aggregated | 2025 | 0.00035631 | 1013.9529 | 0.36128 | 2025 | Mitigation | 0.95 | 45 | 0 | esc | 0.00097009 | 3.4565e-07 | 0.00097009 | 3.4565e-07
[79 empty] | WLDFR | HFTD - Distribution - Tier 2 - 3QU CoRE ¦ 2QU LoRE | Non-Red Flag Warning - Small Fires | 2026 | 4.7652e-06 | 4.7652e-06 | 0.080408 | 0.03759 | 0.0016314 | 0.041187 | 0 | 0 | 0.0053379 | 3.8316e-07 | 0 | 3.8316e-07 | 3.8316e-07 | 0 | 3.8316e-07 | 0 | 8.6531e-07 | 1.8968e-06 | 0 | 1.8968e-06 | 0 | 0 | 2.1726e-06 | 0 | 2.1726e-06 | [12 empty] | 7.3.3.17.5 (Remote Grid) Updates to grid topology to minimize risk of ignition in HFTDs Remote GridWLDFRVegetation ContactAggregated | WLDFR | HFTD - Distribution - Tier 2 - 1QU CoRE ¦ 3QU LoRE | Red Flag Warning - Small Fires | Vegetation Contact | Aggregated | 2026 | 0.00035631 | 1013.9529 | 0.36128 | 2026 | Mitigation | 0.95 | 45 | 0 | esc | 0.00097009 | 3.4565e-07 | 0.00097009 | 3.4565e-07
[79 empty] | WLDFR | HFTD - Distribution - Tier 2 - 3QU CoRE ¦ 2QU LoRE | Non-Red Flag Warning - Small Fires | 2027 | 4.7652e-06 | 4.7652e-06 | 0.080408 | 0.03759 | 0.0016314 | 0.041187 | 0 | 0 | 0.0053379 | 3.8316e-07 | 0 | 3.8316e-07 | 3.8316e-07 | 0 | 3.8316e-07 | 0 | 8.6531e-07 | 1.8968e-06 | 0 | 1.8968e-06 | 0 | 0 | 0 | 0 | 0 | [12 empty] | 7.3.3.17.5 (Remote Grid) Updates to grid topology to minimize risk of ignition in HFTDs Remote GridWLDFRVegetation ContactAggregated | WLDFR | HFTD - Distribution - Tier 2 - 1QU CoRE ¦ 3QU LoRE | Red Flag Warning - Small Fires | Vegetation Contact | Aggregated | 2027 | 0.00035631 | 1013.9529 | 0.36128 | 2027 | Mitigation | 0.95 | 45 | 0 | esc | 0.00097009 | 3.4565e-07 | 0.00097009 | 3.4565e-07
[79 empty] | WLDFR | HFTD - Distribution - Tier 2 - 3QU CoRE ¦ 2QU LoRE | Non-Red Flag Warning - Small Fires | 2028 | 4.7652e-06 | 4.7652e-06 | 0.083606 | 0.039055 | 0.001695 | 0.042856 | 0 | 0 | 0.0053379 | 3.984e-07 | 0 | 3.984e-07 | 3.984e-07 | 0 | 3.984e-07 | 0 | 8.6531e-07 | 1.8968e-06 | 0 | 1.8968e-06 | 0 | 0 | 0 | 0 | 0 | [12 empty] | 7.3.3.17.5 (Remote Grid) Updates to grid topology to minimize risk of ignition in HFTDs Remote GridWLDFRVegetation ContactAggregated | WLDFR | HFTD - Distribution - Tier 2 - 1QU CoRE ¦ 3QU LoRE | Red Flag Warning - Small Fires | Vegetation Contact | Aggregated | 2028 | 0.00035631 | 1013.9529 | 0.36128 | 2028 | Mitigation | 0.95 | 45 | 0 | esc | 0.00097009 | 3.4565e-07 | 0.00097009 | 3.4565e-07
[79 empty] | WLDFR | HFTD - Distribution - Tier 2 - 3QU CoRE ¦ 2QU LoRE | Non-Red Flag Warning - Small Fires | 2029 | 4.7652e-06 | 4.7652e-06 | 0.083606 | 0.039055 | 0.001695 | 0.042856 | 0 | 0 | 0.0053379 | 3.984e-07 | 0 | 3.984e-07 | 3.984e-07 | 0 | 3.984e-07 | 0 | 8.6531e-07 | 1.8968e-06 | 0 | 1.8968e-06 | 0 | 1.2885e-07 | 0 | 0 | 0 | [12 empty] | 7.3.3.17.5 (Remote Grid) Updates to grid topology to minimize risk of ignition in HFTDs Remote GridWLDFRVegetation ContactAggregated | WLDFR | HFTD - Distribution - Tier 2 - 1QU CoRE ¦ 3QU LoRE | Red Flag Warning - Small Fires | Vegetation Contact | Aggregated | 2029 | 0.00035631 | 1013.9529 | 0.36128 | 2029 | Mitigation | 0.95 | 45 | 0 | esc | 0.00097009 | 3.4565e-07 | 0.00097009 | 3.4565e-07
[79 empty] | WLDFR | HFTD - Distribution - Tier 2 - 3QU CoRE ¦ 2QU LoRE | Non-Red Flag Warning - Small Fires | 2030 | 4.7652e-06 | 4.7652e-06 | 0.083606 | 0.039055 | 0.001695 | 0.042856 | 0 | 0 | 0.0053379 | 3.984e-07 | 0 | 3.984e-07 | 3.984e-07 | 0 | 3.984e-07 | 0 | 9.1675e-07 | 2.0095e-06 | 0 | 2.0095e-06 | 0 | 1.33e-07 | 2.66e-07 | 0 | 2.66e-07 | [12 empty] | 7.3.3.17.5 (Remote Grid) Updates to grid topology to minimize risk of ignition in HFTDs Remote GridWLDFRVegetation ContactAggregated | WLDFR | HFTD - Distribution - Tier 2 - 1QU CoRE ¦ 3QU LoRE | Red Flag Warning - Small Fires | Vegetation Contact | Aggregated | 2030 | 0.00035631 | 1013.9529 | 0.36128 | 2030 | Mitigation | 0.95 | 45 | 0 | esc | 0.00097009 | 3.4565e-07 | 0.00097009 | 3.4565e-07
[79 empty] | WLDFR | HFTD - Distribution - Tier 2 - 3QU CoRE ¦ 2QU LoRE | Non-Red Flag Warning - Small Fires | 2031 | 4.7652e-06 | 4.7652e-06 | 0.083606 | 0.039055 | 0.001695 | 0.042856 | 0 | 0 | 0.0053379 | 3.984e-07 | 0 | 3.984e-07 | 3.984e-07 | 0 | 3.984e-07 | 0 | 9.1675e-07 | 2.0095e-06 | 0 | 2.0095e-06 | 0 | 1.33e-07 | 2.66e-07 | 0 | 2.66e-07 | [12 empty] | 7.3.3.17.5 (Remote Grid) Updates to grid topology to minimize risk of ignition in HFTDs Remote GridWLDFRVegetation ContactAggregated | WLDFR | HFTD - Distribution - Tier 2 - 1QU CoRE ¦ 3QU LoRE | Red Flag Warning - Small Fires | Vegetation Contact | Aggregated | 2031 | 0.00035631 | 1013.9529 | 0.36128 | 2031 | Mitigation | 0.95 | 45 | 0 | esc | 0.00097009 | 3.4565e-07 | 0.00097009 | 3.4565e-07
[79 empty] | WLDFR | HFTD - Distribution - Tier 2 - 3QU CoRE ¦ 2QU LoRE | Non-Red Flag Warning - Small Fires | 2032 | 4.7652e-06 | 4.7652e-06 | 0.083606 | 0.039055 | 0.001695 | 0.042856 | 0 | 0 | 0.0053379 | 3.984e-07 | 0 | 3.984e-07 | 3.984e-07 | 0 | 3.984e-07 | 0 | 9.1675e-07 | 2.0095e-06 | 0 | 2.0095e-06 | 0 | 1.33e-07 | 2.66e-07 | 0 | 2.66e-07 | [12 empty] | 7.3.3.17.5 (Remote Grid) Updates to grid topology to minimize risk of ignition in HFTDs Remote GridWLDFRVegetation ContactAggregated | WLDFR | HFTD - Distribution - Tier 2 - 1QU CoRE ¦ 3QU LoRE | Red Flag Warning - Small Fires | Vegetation Contact | Aggregated | 2032 | 0.00035631 | 1013.9529 | 0.36128 | 2032 | Mitigation | 0.95 | 45 | 0 | esc | 0.00097009 | 3.4565e-07 | 0.00097009 | 3.4565e-07
[79 empty] | WLDFR | HFTD - Distribution - Tier 2 - 3QU CoRE ¦ 2QU LoRE | Non-Red Flag Warning - Small Fires | 2033 | 4.7652e-06 | 4.7652e-06 | 0.087211 | 0.040679 | 0.0017655 | 0.044766 | 0 | 0 | 0.0053379 | 4.1558e-07 | 0 | 4.1558e-07 | 4.1558e-07 | 0 | 4.1558e-07 | 0 | 9.1675e-07 | 2.0095e-06 | 0 | 2.0095e-06 | 0 | 1.33e-07 | 2.66e-07 | 0 | 2.66e-07 | [12 empty] | 7.3.3.17.5 (Remote Grid) Updates to grid topology to minimize risk of ignition in HFTDs Remote GridWLDFRVegetation ContactAggregated | WLDFR | HFTD - Distribution - Tier 2 - 1QU CoRE ¦ 3QU LoRE | Red Flag Warning - Small Fires | Vegetation Contact | Aggregated | 2033 | 0.00035631 | 1013.9529 | 0.36128 | 2033 | Mitigation | 0.95 | 45 | 0 | esc | 0.00097009 | 3.4565e-07 | 0.00097009 | 3.4565e-07
[79 empty] | WLDFR | HFTD - Distribution - Tier 2 - 3QU CoRE ¦ 2QU LoRE | Non-Red Flag Warning - Small Fires | 2034 | 4.7652e-06 | 4.7652e-06 | 0.087211 | 0.040679 | 0.0017655 | 0.044766 | 0 | 0 | 0.0053379 | 4.1558e-07 | 0 | 4.1558e-07 | 4.1558e-07 | 0 | 4.1558e-07 | 0 | 9.1675e-07 | 2.0095e-06 | 0 | 2.0095e-06 | 0 | 1.33e-07 | 2.66e-07 | 0 | 2.66e-07 | [12 empty] | 7.3.3.17.5 (Remote Grid) Updates to grid topology to minimize risk of ignition in HFTDs Remote GridWLDFRVegetation ContactAggregated | WLDFR | HFTD - Distribution - Tier 2 - 1QU CoRE ¦ 3QU LoRE | Red Flag Warning - Small Fires | Vegetation Contact | Aggregated | 2034 | 0.00035631 | 1013.9529 | 0.36128 | 2034 | Mitigation | 0.95 | 45 | 0 | esc | 0.00097009 | 3.4565e-07 | 0.00097009 | 3.4565e-07
[79 empty] | WLDFR | HFTD - Distribution - Tier 2 - 3QU CoRE ¦ 2QU LoRE | Non-Red Flag Warning - Small Fires | 2035 | 4.7652e-06 | 4.7652e-06 | 0.087211 | 0.040679 | 0.0017655 | 0.044766 | 0 | 0 | 0.0053379 | 4.1558e-07 | 0 | 4.1558e-07 | 4.1558e-07 | 0 | 4.1558e-07 | 0 | 9.7402e-07 | 2.1351e-06 | 0 | 2.1351e-06 | 0 | 1.3829e-07 | 2.7658e-07 | 0 | 2.7658e-07 | [12 empty] | 7.3.3.17.5 (Remote Grid) Updates to grid topology to minimize risk of ignition in HFTDs Remote GridWLDFRVegetation ContactAggregated | WLDFR | HFTD - Distribution - Tier 2 - 1QU CoRE ¦ 3QU LoRE | Red Flag Warning - Small Fires | Vegetation Contact | Aggregated | 2035 | 0.00035631 | 1013.9529 | 0.36128 | 2035 | Mitigation | 0.95 | 45 | 0 | esc | 0.00097009 | 3.4565e-07 | 0.00097009 | 3.4565e-07
[79 empty] | WLDFR | HFTD - Distribution - Tier 2 - 3QU CoRE ¦ 2QU LoRE | Non-Red Flag Warning - Small Fires | 2036 | 4.7652e-06 | 4.7652e-06 | 0.087211 | 0.040679 | 0.0017655 | 0.044766 | 0 | 0 | 0.0053379 | 4.1558e-07 | 0 | 4.1558e-07 | 4.1558e-07 | 0 | 4.1558e-07 | 0 | 9.7402e-07 | 2.1351e-06 | 0 | 2.1351e-06 | 0 | 1.3829e-07 | 2.7658e-07 | 0 | 2.7658e-07 | [12 empty] | 7.3.3.17.5 (Remote Grid) Updates to grid topology to minimize risk of ignition in HFTDs Remote GridWLDFRVegetation ContactAggregated | WLDFR | HFTD - Distribution - Tier 2 - 1QU CoRE ¦ 3QU LoRE | Red Flag Warning - Small Fires | Vegetation Contact | Aggregated | 2036 | 0.00035631 | 1013.9529 | 0.36128 | 2036 | Mitigation | 0.95 | 45 | 0 | esc | 0.00097009 | 3.4565e-07 | 0.00097009 | 3.4565e-07
[79 empty] | WLDFR | HFTD - Distribution - Tier 2 - 3QU CoRE ¦ 2QU LoRE | Non-Red Flag Warning - Small Fires | 2037 | 4.7652e-06 | 4.7652e-06 | 0.087211 | 0.040679 | 0.0017655 | 0.044766 | 0 | 0 | 0.0053379 | 4.1558e-07 | 0 | 4.1558e-07 | 4.1558e-07 | 0 | 4.1558e-07 | 0 | 9.7402e-07 | 2.1351e-06 | 0 | 2.1351e-06 | 0 | 1.3829e-07 | 2.7658e-07 | 0 | 2.7658e-07 | [12 empty] | 7.3.3.17.5 (Remote Grid) Updates to grid topology to minimize risk of ignition in HFTDs Remote GridWLDFRVegetation ContactAggregated | WLDFR | HFTD - Distribution - Tier 2 - 1QU CoRE ¦ 3QU LoRE | Red Flag Warning - Small Fires | Vegetation Contact | Aggregated | 2037 | 0.00035631 | 1013.9529 | 0.36128 | 2037 | Mitigation | 0.95 | 45 | 0 | esc | 0.00097009 | 3.4565e-07 | 0.00097009 | 3.4565e-07
[79 empty] | WLDFR | HFTD - Distribution - Tier 2 - 3QU CoRE ¦ 2QU LoRE | Non-Red Flag Warning - Small Fires | 2038 | 4.7652e-06 | 4.7652e-06 | 0.091184 | 0.042438 | 0.0018418 | 0.046905 | 0 | 0 | 0.0053379 | 4.3451e-07 | 0 | 4.3451e-07 | 4.3451e-07 | 0 | 4.3451e-07 | 0 | 9.7402e-07 | 2.1351e-06 | 0 | 2.1351e-06 | 0 | 1.3829e-07 | 2.7658e-07 | 0 | 2.7658e-07 | [12 empty] | 7.3.3.17.5 (Remote Grid) Updates to grid topology to minimize risk of ignition in HFTDs Remote GridWLDFRVegetation ContactAggregated | WLDFR | HFTD - Distribution - Tier 2 - 1QU CoRE ¦ 3QU LoRE | Red Flag Warning - Small Fires | Vegetation Contact | Aggregated | 2038 | 0.00035631 | 1013.9529 | 0.36128 | 2038 | Mitigation | 0.95 | 45 | 0 | esc | 0.00097009 | 3.4565e-07 | 0.00097009 | 3.4565e-07
[79 empty] | WLDFR | HFTD - Distribution - Tier 2 - 3QU CoRE ¦ 2QU LoRE | Non-Red Flag Warning - Small Fires | 2039 | 4.7652e-06 | 4.7652e-06 | 0.091184 | 0.042438 | 0.0018418 | 0.046905 | 0 | 0 | 0.0053379 | 4.3451e-07 | 0 | 4.3451e-07 | 4.3451e-07 | 0 | 4.3451e-07 | 0 | 9.7402e-07 | 2.1351e-06 | 0 | 2.1351e-06 | 0 | 1.3829e-07 | 2.7658e-07 | 0 | 2.7658e-07 | [12 empty] | 7.3.3.17.5 (Remote Grid) Updates to grid topology to minimize risk of ignition in HFTDs Remote GridWLDFRVegetation ContactAggregated | WLDFR | HFTD - Distribution - Tier 2 - 1QU CoRE ¦ 3QU LoRE | Red Flag Warning - Small Fires | Vegetation Contact | Aggregated | 2039 | 0.00035631 | 1013.9529 | 0.36128 | 2039 | Mitigation | 0.95 | 45 | 0 | esc | 0.00097009 | 3.4565e-07 | 0.00097009 | 3.4565e-07
[79 empty] | WLDFR | HFTD - Distribution - Tier 2 - 3QU CoRE ¦ 2QU LoRE | Non-Red Flag Warning - Small Fires | 2040 | 4.7652e-06 | 4.7652e-06 | 0.091184 | 0.042438 | 0.0018418 | 0.046905 | 0 | 0 | 0.0053379 | 4.3451e-07 | 0 | 4.3451e-07 | 4.3451e-07 | 0 | 4.3451e-07 | 0 | 1.0366e-06 | 2.2724e-06 | 0 | 2.2724e-06 | 0 | 1.4425e-07 | 2.8851e-07 | 0 | 2.8851e-07 | [12 empty] | 7.3.3.17.5 (Remote Grid) Updates to grid topology to minimize risk of ignition in HFTDs Remote GridWLDFRVegetation ContactAggregated | WLDFR | HFTD - Distribution - Tier 2 - 1QU CoRE ¦ 3QU LoRE | Red Flag Warning - Small Fires | Vegetation Contact | Aggregated | 2040 | 0.00035631 | 1013.9529 | 0.36128 | 2040 | Mitigation | 0.95 | 45 | 0 | esc | 0.00097009 | 3.4565e-07 | 0.00097009 | 3.4565e-07
[79 empty] | WLDFR | HFTD - Distribution - Tier 2 - 3QU CoRE ¦ 2QU LoRE | Non-Red Flag Warning - Small Fires | 2041 | 4.7652e-06 | 4.7652e-06 | 0.091184 | 0.042438 | 0.0018418 | 0.046905 | 0 | 0 | 0.0053379 | 4.3451e-07 | 0 | 4.3451e-07 | 4.3451e-07 | 0 | 4.3451e-07 | 0 | 1.0366e-06 | 2.2724e-06 | 0 | 2.2724e-06 | 0 | 1.4425e-07 | 2.8851e-07 | 0 | 2.8851e-07 | [12 empty] | 7.3.3.17.5 (Remote Grid) Updates to grid topology to minimize risk of ignition in HFTDs Remote GridWLDFRVegetation ContactAggregated | WLDFR | HFTD - Distribution - Tier 2 - 1QU CoRE ¦ 3QU LoRE | Red Flag Warning - Small Fires | Vegetation Contact | Aggregated | 2041 | 0.00035631 | 1013.9529 | 0.36128 | 2041 | Mitigation | 0.95 | 45 | 0 | esc | 0.00097009 | 3.4565e-07 | 0.00097009 | 3.4565e-07
[79 empty] | WLDFR | HFTD - Distribution - Tier 2 - 3QU CoRE ¦ 2QU LoRE | Non-Red Flag Warning - Small Fires | 2042 | 4.7652e-06 | 4.7652e-06 | 0.091184 | 0.042438 | 0.0018418 | 0.046905 | 0 | 0 | 0.0053379 | 4.3451e-07 | 0 | 4.3451e-07 | 4.3451e-07 | 0 | 4.3451e-07 | 0 | 1.0366e-06 | 2.2724e-06 | 0 | 2.2724e-06 | 0 | 1.4425e-07 | 2.8851e-07 | 0 | 2.8851e-07 | [12 empty] | 7.3.3.17.5 (Remote Grid) Updates to grid topology to minimize risk of ignition in HFTDs Remote GridWLDFRVegetation ContactAggregated | WLDFR | HFTD - Distribution - Tier 2 - 1QU CoRE ¦ 3QU LoRE | Red Flag Warning - Small Fires | Vegetation Contact | Aggregated | 2042 | 0.00035631 | 1013.9529 | 0.36128 | 2042 | Mitigation | 0.95 | 45 | 0 | esc | 0.00097009 | 3.4565e-07 | 0.00097009 | 3.4565e-07
[79 empty] | WLDFR | HFTD - Distribution - Tier 2 - 3QU CoRE ¦ 2QU LoRE | Non-Red Flag Warning - Small Fires | 2043 | 4.7652e-06 | 4.7652e-06 | 0.095486 | 0.044306 | 0.0019228 | 0.049257 | 0 | 0 | 0.0053379 | 4.5501e-07 | 0 | 4.5501e-07 | 4.5501e-07 | 0 | 4.5501e-07 | 0 | 1.0366e-06 | 2.2724e-06 | 0 | 2.2724e-06 | 0 | 1.4425e-07 | 2.8851e-07 | 0 | 2.8851e-07 | [12 empty] | 7.3.3.17.5 (Remote Grid) Updates to grid topology to minimize risk of ignition in HFTDs Remote GridWLDFRVegetation ContactAggregated | WLDFR | HFTD - Distribution - Tier 2 - 1QU CoRE ¦ 3QU LoRE | Red Flag Warning - Small Fires | Vegetation Contact | Aggregated | 2043 | 0.00035631 | 1013.9529 | 0.36128 | 2043 | Mitigation | 0.95 | 45 | 0 | esc | 0.00097009 | 3.4565e-07 | 0.00097009 | 3.4565e-07
[79 empty] | WLDFR | HFTD - Distribution - Tier 2 - 3QU CoRE ¦ 2QU LoRE | Non-Red Flag Warning - Small Fires | 2044 | 4.7652e-06 | 4.7652e-06 | 0.095486 | 0.044306 | 0.0019228 | 0.049257 | 0 | 0 | 0.0053379 | 4.5501e-07 | 0 | 4.5501e-07 | 4.5501e-07 | 0 | 4.5501e-07 | 0 | 1.0366e-06 | 2.2724e-06 | 0 | 2.2724e-06 | 0 | 1.4425e-07 | 2.8851e-07 | 0 | 2.8851e-07 | [12 empty] | 7.3.3.17.5 (Remote Grid) Updates to grid topology to minimize risk of ignition in HFTDs Remote GridWLDFRVegetation ContactAggregated | WLDFR | HFTD - Distribution - Tier 2 - 1QU CoRE ¦ 3QU LoRE | Red Flag Warning - Small Fires | Vegetation Contact | Aggregated | 2044 | 0.00035631 | 1013.9529 | 0.36128 | 2044 | Mitigation | 0.95 | 45 | 0 | esc | 0.00097009 | 3.4565e-07 | 0.00097009 | 3.4565e-07
[79 empty] | WLDFR | HFTD - Distribution - Tier 2 - 3QU CoRE ¦ 2QU LoRE | Non-Red Flag Warning - Small Fires | 2045 | 4.7652e-06 | 4.7652e-06 | 0.095486 | 0.044306 | 0.0019228 | 0.049257 | 0 | 0 | 0.0053379 | 4.5501e-07 | 0 | 4.5501e-07 | 4.5501e-07 | 0 | 4.5501e-07 | 0 | 1.1041e-06 | 2.4202e-06 | 0 | 2.4202e-06 | 0 | 1.5083e-07 | 3.0165e-07 | 0 | 3.0165e-07 | [12 empty] | 7.3.3.17.5 (Remote Grid) Updates to grid topology to minimize risk of ignition in HFTDs Remote GridWLDFRVegetation ContactAggregated | WLDFR | HFTD - Distribution - Tier 2 - 1QU CoRE ¦ 3QU LoRE | Red Flag Warning - Small Fires | Vegetation Contact | Aggregated | 2045 | 0.00035631 | 1013.9529 | 0.36128 | 2045 | Mitigation | 0.95 | 45 | 0 | esc | 0.00097009 | 3.4565e-07 | 0.00097009 | 3.4565e-07
[79 empty] | WLDFR | HFTD - Distribution - Tier 2 - 3QU CoRE ¦ 2QU LoRE | Non-Red Flag Warning - Small Fires | 2046 | 4.7652e-06 | 4.7652e-06 | 0.095486 | 0.044306 | 0.0019228 | 0.049257 | 0 | 0 | 0.0053379 | 4.5501e-07 | 0 | 4.5501e-07 | 4.5501e-07 | 0 | 4.5501e-07 | 0 | 1.1041e-06 | 2.4202e-06 | 0 | 2.4202e-06 | 0 | 1.5083e-07 | 3.0165e-07 | 0 | 3.0165e-07 | [12 empty] | 7.3.3.17.5 (Remote Grid) Updates to grid topology to minimize risk of ignition in HFTDs Remote GridWLDFRVegetation ContactAggregated | WLDFR | HFTD - Distribution - Tier 2 - 1QU CoRE ¦ 3QU LoRE | Red Flag Warning - Small Fires | Vegetation Contact | Aggregated | 2046 | 0.00035631 | 1013.9529 | 0.36128 | 2046 | Mitigation | 0.95 | 45 | 0 | esc | 0.00097009 | 3.4565e-07 | 0.00097009 | 3.4565e-07
[79 empty] | WLDFR | HFTD - Distribution - Tier 2 - 3QU CoRE ¦ 2QU LoRE | Non-Red Flag Warning - Small Fires | 2047 | 4.7652e-06 | 4.7652e-06 | 0.095486 | 0.044306 | 0.0019228 | 0.049257 | 0 | 0 | 0.0053379 | 4.5501e-07 | 0 | 4.5501e-07 | 4.5501e-07 | 0 | 4.5501e-07 | 0 | 1.1041e-06 | 2.4202e-06 | 0 | 2.4202e-06 | 0 | 1.5083e-07 | 3.0165e-07 | 0 | 3.0165e-07 | [12 empty] | 7.3.3.17.5 (Remote Grid) Updates to grid topology to minimize risk of ignition in HFTDs Remote GridWLDFRVegetation ContactAggregated | WLDFR | HFTD - Distribution - Tier 2 - 1QU CoRE ¦ 3QU LoRE | Red Flag Warning - Small Fires | Vegetation Contact | Aggregated | 2047 | 0.00035631 | 1013.9529 | 0.36128 | 2047 | Mitigation | 0.95 | 45 | 0 | esc | 0.00097009 | 3.4565e-07 | 0.00097009 | 3.4565e-07
[79 empty] | WLDFR | HFTD - Distribution - Tier 2 - 3QU CoRE ¦ 2QU LoRE | Non-Red Flag Warning - Small Fires | 2048 | 4.7652e-06 | 4.7652e-06 | 0.10007 | 0.04626 | 0.0020076 | 0.051804 | 0 | 0 | 0.0053379 | 4.7686e-07 | 0 | 4.7686e-07 | 4.7686e-07 | 0 | 4.7686e-07 | 0 | 1.1041e-06 | 2.4202e-06 | 0 | 2.4202e-06 | 0 | 1.5083e-07 | 3.0165e-07 | 0 | 3.0165e-07 | [12 empty] | 7.3.3.17.5 (Remote Grid) Updates to grid topology to minimize risk of ignition in HFTDs Remote GridWLDFRVegetation ContactAggregated | WLDFR | HFTD - Distribution - Tier 2 - 1QU CoRE ¦ 3QU LoRE | Red Flag Warning - Small Fires | Vegetation Contact | Aggregated | 2048 | 0.00035631 | 1013.9529 | 0.36128 | 2048 | Mitigation | 0.95 | 45 | 0 | esc | 0.00097009 | 3.4565e-07 | 0.00097009 | 3.4565e-07
[79 empty] | WLDFR | HFTD - Distribution - Tier 2 - 3QU CoRE ¦ 2QU LoRE | Non-Red Flag Warning - Small Fires | 2049 | 4.7652e-06 | 4.7652e-06 | 0.10007 | 0.04626 | 0.0020076 | 0.051804 | 0 | 0 | 0.0053379 | 4.7686e-07 | 0 | 4.7686e-07 | 4.7686e-07 | 0 | 4.7686e-07 | 0 | 1.1041e-06 | 2.4202e-06 | 0 | 2.4202e-06 | 0 | 1.5083e-07 | 3.0165e-07 | 0 | 3.0165e-07 | [12 empty] | 7.3.3.17.5 (Remote Grid) Updates to grid topology to minimize risk of ignition in HFTDs Remote GridWLDFRVegetation ContactAggregated | WLDFR | HFTD - Distribution - Tier 2 - 1QU CoRE ¦ 3QU LoRE | Red Flag Warning - Small Fires | Vegetation Contact | Aggregated | 2049 | 0.00035631 | 1013.9529 | 0.36128 | 2049 | Mitigation | 0.95 | 45 | 0 | esc | 0.00097009 | 3.4565e-07 | 0.00097009 | 3.4565e-07
[79 empty] | WLDFR | HFTD - Distribution - Tier 2 - 3QU CoRE ¦ 2QU LoRE | Non-Red Flag Warning - Small Fires | 2050 | 4.7652e-06 | 4.7652e-06 | 0.10007 | 0.04626 | 0.0020076 | 0.051804 | 0 | 0 | 0.0053379 | 4.7686e-07 | 0 | 4.7686e-07 | 4.7686e-07 | 0 | 4.7686e-07 | 0 | 1.1759e-06 | 2.5775e-06 | 0 | 2.5775e-06 | 0 | 1.5794e-07 | 3.1588e-07 | 0 | 3.1588e-07 | [12 empty] | 7.3.3.17.5 (Remote Grid) Updates to grid topology to minimize risk of ignition in HFTDs Remote GridWLDFRVegetation ContactAggregated | WLDFR | HFTD - Distribution - Tier 2 - 1QU CoRE ¦ 3QU LoRE | Red Flag Warning - Small Fires | Vegetation Contact | Aggregated | 2050 | 0.00035631 | 1013.9529 | 0.36128 | 2050 | Mitigation | 0.95 | 45 | 0 | esc | 0.00097009 | 3.4565e-07 | 0.00097009 | 3.4565e-07
[79 empty] | WLDFR | HFTD - Distribution - Tier 2 - 3QU CoRE ¦ 2QU LoRE | Non-Red Flag Warning - Small Fires | 2051 | 4.7652e-06 | 4.7652e-06 | 0.10007 | 0.04626 | 0.0020076 | 0.051804 | 0 | 0 | 0.0053379 | 4.7686e-07 | 0 | 4.7686e-07 | 4.7686e-07 | 0 | 4.7686e-07 | 0 | 1.1759e-06 | 2.5775e-06 | 0 | 2.5775e-06 | 0 | 1.5794e-07 | 3.1588e-07 | 0 | 3.1588e-07 | [12 empty] | 7.3.3.17.5 (Remote Grid) Updates to grid topology to minimize risk of ignition in HFTDs Remote GridWLDFRVegetation ContactAggregated | WLDFR | HFTD - Distribution - Tier 2 - 1QU CoRE ¦ 3QU LoRE | Red Flag Warning - Small Fires | Vegetation Contact | Aggregated | 2051 | 0.00035631 | 1013.9529 | 0.36128 | 2051 | Mitigation | 0.95 | 45 | 0 | esc | 0.00097009 | 3.4565e-07 | 0.00097009 | 3.4565e-07
[79 empty] | WLDFR | HFTD - Distribution - Tier 2 - 3QU CoRE ¦ 2QU LoRE | Non-Red Flag Warning - Small Fires | 2052 | 4.7652e-06 | 4.7652e-06 | 0.10007 | 0.04626 | 0.0020076 | 0.051804 | 0 | 0 | 0.0053379 | 4.7686e-07 | 0 | 4.7686e-07 | 4.7686e-07 | 0 | 4.7686e-07 | 0 | 1.1759e-06 | 2.5775e-06 | 0 | 2.5775e-06 | 0 | 1.5794e-07 | 3.1588e-07 | 0 | 3.1588e-07 | [12 empty] | 7.3.3.17.5 (Remote Grid) Updates to grid topology to minimize risk of ignition in HFTDs Remote GridWLDFRVegetation ContactAggregated | WLDFR | HFTD - Distribution - Tier 2 - 1QU CoRE ¦ 3QU LoRE | Red Flag Warning - Small Fires | Vegetation Contact | Aggregated | 2052 | 0.00035631 | 1013.9529 | 0.36128 | 2052 | Mitigation | 0.95 | 45 | 0 | esc | 0.00097009 | 3.4565e-07 | 0.00097009 | 3.4565e-07
[79 empty] | WLDFR | HFTD - Distribution - Tier 2 - 3QU CoRE ¦ 2QU LoRE | Non-Red Flag Warning - Small Fires | 2053 | 4.7652e-06 | 4.7652e-06 | 0.10489 | 0.048274 | 0.002095 | 0.054525 | 0 | 0 | 0.0053379 | 4.9984e-07 | 0 | 4.9984e-07 | 4.9984e-07 | 0 | 4.9984e-07 | 0 | 1.1759e-06 | 2.5775e-06 | 0 | 2.5775e-06 | 0 | 1.5794e-07 | 3.1588e-07 | 0 | 3.1588e-07 | [12 empty] | 7.3.3.17.5 (Remote Grid) Updates to grid topology to minimize risk of ignition in HFTDs Remote GridWLDFRVegetation ContactAggregated | WLDFR | HFTD - Distribution - Tier 2 - 1QU CoRE ¦ 3QU LoRE | Red Flag Warning - Small Fires | Vegetation Contact | Aggregated | 2053 | 0.00035631 | 1013.9529 | 0.36128 | 2053 | Mitigation | 0.95 | 45 | 0 | esc | 0.00097009 | 3.4565e-07 | 0.00097009 | 3.4565e-07
[79 empty] | WLDFR | HFTD - Distribution - Tier 2 - 3QU CoRE ¦ 2QU LoRE | Non-Red Flag Warning - Small Fires | 2054 | 4.7652e-06 | 4.7652e-06 | 0.10489 | 0.048274 | 0.002095 | 0.054525 | 0 | 0 | 0.0053379 | 4.9984e-07 | 0 | 4.9984e-07 | 4.9984e-07 | 0 | 4.9984e-07 | 0 | 1.1759e-06 | 2.5775e-06 | 0 | 2.5775e-06 | 0 | 1.5794e-07 | 3.1588e-07 | 0 | 3.1588e-07 | [12 empty] | 7.3.3.17.5 (Remote Grid) Updates to grid topology to minimize risk of ignition in HFTDs Remote GridWLDFRVegetation ContactAggregated | WLDFR | HFTD - Distribution - Tier 2 - 1QU CoRE ¦ 3QU LoRE | Red Flag Warning - Small Fires | Vegetation Contact | Aggregated | 2054 | 0.00035631 | 1013.9529 | 0.36128 | 2054 | Mitigation | 0.95 | 45 | 0 | esc | 0.00097009 | 3.4565e-07 | 0.00097009 | 3.4565e-07
[79 empty] | WLDFR | HFTD - Distribution - Tier 2 - 3QU CoRE ¦ 2QU LoRE | Non-Red Flag Warning - Small Fires | 2055 | 4.7652e-06 | 4.7652e-06 | 0.10489 | 0.048274 | 0.002095 | 0.054525 | 0 | 0 | 0.0053379 | 4.9984e-07 | 0 | 4.9984e-07 | 4.9984e-07 | 0 | 4.9984e-07 | 0 | 1.2511e-06 | 2.7423e-06 | 0 | 2.7423e-06 | 0 | 1.6553e-07 | 3.3105e-07 | 0 | 3.3105e-07 | [12 empty] | 7.3.3.17.5 (Remote Grid) Updates to grid topology to minimize risk of ignition in HFTDs Remote GridWLDFRVegetation ContactAggregated | WLDFR | HFTD - Distribution - Tier 2 - 1QU CoRE ¦ 3QU LoRE | Red Flag Warning - Small Fires | Vegetation Contact | Aggregated | 2055 | 0.00035631 | 1013.9529 | 0.36128 | 2055 | Mitigation | 0.95 | 45 | 0 | esc | 0.00097009 | 3.4565e-07 | 0.00097009 | 3.4565e-07
[79 empty] | WLDFR | HFTD - Distribution - Tier 2 - 3QU CoRE ¦ 2QU LoRE | Non-Red Flag Warning - Small Fires | 2056 | 4.7652e-06 | 4.7652e-06 | 0.10489 | 0.048274 | 0.002095 | 0.054525 | 0 | 0 | 0.0053379 | 4.9984e-07 | 0 | 4.9984e-07 | 4.9984e-07 | 0 | 4.9984e-07 | 0 | 1.2511e-06 | 2.7423e-06 | 0 | 2.7423e-06 | 0 | 1.6553e-07 | 3.3105e-07 | 0 | 3.3105e-07 | [12 empty] | 7.3.3.17.5 (Remote Grid) Updates to grid topology to minimize risk of ignition in HFTDs Remote GridWLDFRVegetation ContactAggregated | WLDFR | HFTD - Distribution - Tier 2 - 1QU CoRE ¦ 3QU LoRE | Red Flag Warning - Small Fires | Vegetation Contact | Aggregated | 2056 | 0.00035631 | 1013.9529 | 0.36128 | 2056 | Mitigation | 0.95 | 45 | 0 | esc | 0.00097009 | 3.4565e-07 | 0.00097009 | 3.4565e-07
[79 empty] | WLDFR | HFTD - Distribution - Tier 2 - 3QU CoRE ¦ 2QU LoRE | Non-Red Flag Warning - Small Fires | 2057 | 4.7652e-06 | 4.7652e-06 | 0.10489 | 0.048274 | 0.002095 | 0.054525 | 0 | 0 | 0.0053379 | 4.9984e-07 | 0 | 4.9984e-07 | 4.9984e-07 | 0 | 4.9984e-07 | 0 | 1.2511e-06 | 2.7423e-06 | 0 | 2.7423e-06 | 0 | 1.6553e-07 | 3.3105e-07 | 0 | 3.3105e-07 | [12 empty] | 7.3.3.17.5 (Remote Grid) Updates to grid topology to minimize risk of ignition in HFTDs Remote GridWLDFRVegetation ContactAggregated | WLDFR | HFTD - Distribution - Tier 2 - 1QU CoRE ¦ 3QU LoRE | Red Flag Warning - Small Fires | Vegetation Contact | Aggregated | 2057 | 0.00035631 | 1013.9529 | 0.36128 | 2057 | Mitigation | 0.95 | 45 | 0 | esc | 0.00097009 | 3.4565e-07 | 0.00097009 | 3.4565e-07
[79 empty] | WLDFR | HFTD - Distribution - Tier 2 - 3QU CoRE ¦ 2QU LoRE | Non-Red Flag Warning - Small Fires | 2058 | 4.7652e-06 | 4.7652e-06 | 0.1099 | 0.050325 | 0.0021839 | 0.057393 | 0 | 0 | 0.0053379 | 5.2371e-07 | 0 | 5.2371e-07 | 5.2371e-07 | 0 | 5.2371e-07 | 0 | 1.2511e-06 | 2.7423e-06 | 0 | 2.7423e-06 | 0 | 1.6553e-07 | 3.3105e-07 | 0 | 3.3105e-07 | [12 empty] | 7.3.3.17.5 (Remote Grid) Updates to grid topology to minimize risk of ignition in HFTDs Remote GridWLDFRVegetation ContactAggregated | WLDFR | HFTD - Distribution - Tier 2 - 1QU CoRE ¦ 3QU LoRE | Red Flag Warning - Small Fires | Vegetation Contact | Aggregated | 2058 | 0.00035631 | 1013.9529 | 0.36128 | 2058 | Mitigation | 0.95 | 45 | 0 | esc | 0.00097009 | 3.4565e-07 | 0.00097009 | 3.4565e-07
[79 empty] | WLDFR | HFTD - Distribution - Tier 2 - 3QU CoRE ¦ 2QU LoRE | Non-Red Flag Warning - Small Fires | 2059 | 4.7652e-06 | 4.7652e-06 | 0.1099 | 0.050325 | 0.0021839 | 0.057393 | 0 | 0 | 0.0053379 | 5.2371e-07 | 0 | 5.2371e-07 | 5.2371e-07 | 0 | 5.2371e-07 | 0 | 1.2511e-06 | 2.7423e-06 | 0 | 2.7423e-06 | 0 | 0 | 3.3105e-07 | 0 | 3.3105e-07 | [12 empty] | 7.3.3.17.5 (Remote Grid) Updates to grid topology to minimize risk of ignition in HFTDs Remote GridWLDFRVegetation ContactAggregated | WLDFR | HFTD - Distribution - Tier 2 - 1QU CoRE ¦ 3QU LoRE | Red Flag Warning - Small Fires | Vegetation Contact | Aggregated | 2059 | 0.00035631 | 1013.9529 | 0.36128 | 2059 | Mitigation | 0.95 | 45 | 0 | esc | 0.00097009 | 3.4565e-07 | 0.00097009 | 3.4565e-07
[79 empty] | WLDFR | HFTD - Distribution - Tier 2 - 3QU CoRE ¦ 2QU LoRE | Non-Red Flag Warning - Small Fires | 2060 | 4.7652e-06 | 4.7652e-06 | 0.1099 | 0.050325 | 0.0021839 | 0.057393 | 0 | 0 | 0.0053379 | 5.2371e-07 | 0 | 5.2371e-07 | 5.2371e-07 | 0 | 5.2371e-07 | 0 | 1.3289e-06 | 2.9129e-06 | 0 | 2.9129e-06 | 0 | 0 | 0 | 0 | 0 | [12 empty] | 7.3.3.17.5 (Remote Grid) Updates to grid topology to minimize risk of ignition in HFTDs Remote GridWLDFRVegetation ContactAggregated | WLDFR | HFTD - Distribution - Tier 2 - 1QU CoRE ¦ 3QU LoRE | Red Flag Warning - Small Fires | Vegetation Contact | Aggregated | 2060 | 0.00035631 | 1013.9529 | 0.36128 | 2060 | Mitigation | 0.95 | 45 | 0 | esc | 0.00097009 | 3.4565e-07 | 0.00097009 | 3.4565e-07
[79 empty] | WLDFR | HFTD - Distribution - Tier 2 - 3QU CoRE ¦ 2QU LoRE | Non-Red Flag Warning - Small Fires | 2061 | 4.7652e-06 | 4.7652e-06 | 0.1099 | 0.050325 | 0.0021839 | 0.057393 | 0 | 0 | 0.0053379 | 5.2371e-07 | 0 | 5.2371e-07 | 5.2371e-07 | 0 | 5.2371e-07 | 0 | 1.3289e-06 | 2.9129e-06 | 0 | 2.9129e-06 | 0 | 0 | 0 | 0 | 0 | [12 empty] | 7.3.3.17.5 (Remote Grid) Updates to grid topology to minimize risk of ignition in HFTDs Remote GridWLDFRVegetation ContactAggregated | WLDFR | HFTD - Distribution - Tier 2 - 1QU CoRE ¦ 3QU LoRE | Red Flag Warning - Small Fires | Vegetation Contact | Aggregated | 2061 | 0.00035631 | 1013.9529 | 0.36128 | 2061 | Mitigation | 0.95 | 45 | 0 | esc | 0.00097009 | 3.4565e-07 | 0.00097009 | 3.4565e-07
[79 empty] | WLDFR | HFTD - Distribution - Tier 2 - 3QU CoRE ¦ 2QU LoRE | Non-Red Flag Warning - Small Fires | 2062 | 4.7652e-06 | 4.7652e-06 | 0.1099 | 0.050325 | 0.0021839 | 0.057393 | 0 | 0 | 0.0053379 | 5.2371e-07 | 0 | 5.2371e-07 | 5.2371e-07 | 0 | 5.2371e-07 | 0 | 1.3289e-06 | 2.9129e-06 | 0 | 2.9129e-06 | 0 | 1.0504e-05 | 0 | 0 | 0 | [12 empty] | 7.3.3.17.5 (Remote Grid) Updates to grid topology to minimize risk of ignition in HFTDs Remote GridWLDFRVegetation ContactAggregated | WLDFR | HFTD - Distribution - Tier 2 - 1QU CoRE ¦ 3QU LoRE | Red Flag Warning - Small Fires | Vegetation Contact | Aggregated | 2062 | 0.00035631 | 1013.9529 | 0.36128 | 2062 | Mitigation | 0.95 | 45 | 0 | esc | 0.00097009 | 3.4565e-07 | 0.00097009 | 3.4565e-07
[79 empty] | WLDFR | HFTD - Distribution - Tier 2 - 3QU CoRE ¦ 2QU LoRE | Non-Red Flag Warning - Small Fires | 2063 | 4.7652e-06 | 4.7652e-06 | 0.11504 | 0.052388 | 0.0022734 | 0.060377 | 0 | 0 | 0.0053379 | 5.4818e-07 | 0 | 5.4818e-07 | 5.4818e-07 | 0 | 5.4818e-07 | 0 | 1.3289e-06 | 2.9129e-06 | 0 | 2.9129e-06 | 0 | 1.0889e-05 | 2.1779e-05 | 0 | 2.1779e-05 | [12 empty] | 7.3.3.17.5 (Remote Grid) Updates to grid topology to minimize risk of ignition in HFTDs Remote GridWLDFRVegetation ContactAggregated | WLDFR | HFTD - Distribution - Tier 2 - 1QU CoRE ¦ 3QU LoRE | Red Flag Warning - Small Fires | Vegetation Contact | Aggregated | 2063 | 0.00035631 | 1013.9529 | 0.36128 | 2063 | Mitigation | 0.95 | 45 | 0 | esc | 0.00097009 | 3.4565e-07 | 0.00097009 | 3.4565e-07
[79 empty] | WLDFR | HFTD - Distribution - Tier 2 - 3QU CoRE ¦ 2QU LoRE | Non-Red Flag Warning - Small Fires | 2064 | 4.7652e-06 | 4.7652e-06 | 0.11504 | 0.052388 | 0.0022734 | 0.060377 | 0 | 0 | 0.0053379 | 5.4818e-07 | 0 | 5.4818e-07 | 5.4818e-07 | 0 | 5.4818e-07 | 0 | 1.3289e-06 | 2.9129e-06 | 0 | 2.9129e-06 | 0 | 1.0889e-05 | 2.1779e-05 | 0 | 2.1779e-05 | [12 empty] | 7.3.3.17.5 (Remote Grid) Updates to grid topology to minimize risk of ignition in HFTDs Remote GridWLDFRVegetation ContactAggregated | WLDFR | HFTD - Distribution - Tier 2 - 1QU CoRE ¦ 3QU LoRE | Red Flag Warning - Small Fires | Vegetation Contact | Aggregated | 2064 | 0.00035631 | 1013.9529 | 0.36128 | 2064 | Mitigation | 0.95 | 45 | 0 | esc | 0.00097009 | 3.4565e-07 | 0.00097009 | 3.4565e-07
[79 empty] | WLDFR | HFTD - Distribution - Tier 2 - 3QU CoRE ¦ 2QU LoRE | Non-Red Flag Warning - Small Fires | 2065 | 4.7652e-06 | 4.7652e-06 | 0.11504 | 0.052388 | 0.0022734 | 0.060377 | 0 | 0 | 0.0053379 | 5.4818e-07 | 0 | 5.4818e-07 | 5.4818e-07 | 0 | 5.4818e-07 | 0 | 1.4085e-06 | 3.0874e-06 | 0 | 3.0874e-06 | 0 | 1.0889e-05 | 2.1779e-05 | 0 | 2.1779e-05 | [12 empty] | 7.3.3.17.5 (Remote Grid) Updates to grid topology to minimize risk of ignition in HFTDs Remote GridWLDFRVegetation ContactAggregated | WLDFR | HFTD - Distribution - Tier 2 - 1QU CoRE ¦ 3QU LoRE | Red Flag Warning - Small Fires | Vegetation Contact | Aggregated | 2065 | 0.00035631 | 1013.9529 | 0.36128 | 2065 | Mitigation | 0.95 | 45 | 0 | esc | 0.00097009 | 3.4565e-07 | 0.00097009 | 3.4565e-07
[79 empty] | WLDFR | HFTD - Distribution - Tier 2 - 3QU CoRE ¦ 2QU LoRE | Non-Red Flag Warning - Small Fires | 2066 | 4.7652e-06 | 4.7652e-06 | 0.11504 | 0.052388 | 0.0022734 | 0.060377 | 0 | 0 | 0.0053379 | 5.4818e-07 | 0 | 5.4818e-07 | 5.4818e-07 | 0 | 5.4818e-07 | 0 | 1.4085e-06 | 3.0874e-06 | 0 | 3.0874e-06 | 0 | 1.0889e-05 | 2.1779e-05 | 0 | 2.1779e-05 | [12 empty] | 7.3.3.17.5 (Remote Grid) Updates to grid topology to minimize risk of ignition in HFTDs Remote GridWLDFRVegetation ContactAggregated | WLDFR | HFTD - Distribution - Tier 2 - 1QU CoRE ¦ 3QU LoRE | Red Flag Warning - Small Fires | Vegetation Contact | Aggregated | 2066 | 0.00035631 | 1013.9529 | 0.36128 | 2066 | Mitigation | 0.95 | 45 | 0 | esc | 0.00097009 | 3.4565e-07 | 0.00097009 | 3.4565e-07
[79 empty] | WLDFR | HFTD - Distribution - Tier 2 - 3QU CoRE ¦ 2QU LoRE | Non-Red Flag Warning - Small Fires | 2067 | 0 | 4.7652e-06 | 0.11504 | 0.052388 | 0.0022734 | 0.060377 | 0 | 0 | 0.0053379 | 0 | 0 | 0 | 5.4818e-07 | 0 | 5.4818e-07 | 0 | 1.4085e-06 | 3.0874e-06 | 0 | 3.0874e-06 | 0 | 1.0889e-05 | 2.1779e-05 | 0 | 2.1779e-05 | [12 empty] | 7.3.3.17.5 (Remote Grid) Updates to grid topology to minimize risk of ignition in HFTDs Remote GridWLDFRVegetation ContactAggregated | WLDFR | HFTD - Distribution - Tier 2 - 1QU CoRE ¦ 3QU LoRE | Red Flag Warning - Small Fires | Vegetation Contact | Aggregated | 2067 | 0.00035631 | 1013.9529 | 0.36128 | 2067 | Mitigation | 0.95 | 45 | 0 | esc | 0 | 0 | 0.00097009 | 3.4565e-07
[79 empty] | WLDFR | HFTD - Distribution - Tier 2 - 3QU CoRE ¦ 2QU LoRE | Red Flag Warning - Catastrophic Fires | 2022 | 3.6238e-08 | 0 | 14146.1306 | 222.2294 | 8585.7228 | 5338.1784 | 0 | 0 | 3.7355e-05 | 0.00051262 | 0 | 0.00051262 | 0 | 0 | 0 | 0 | 0 | 3.0874e-06 | 0 | 3.0874e-06 | 0 | 1.1374e-05 | 2.2749e-05 | 0 | 2.2749e-05 | [12 empty] | 7.3.3.17.5 (Remote Grid) Updates to grid topology to minimize risk of ignition in HFTDs Remote GridWLDFRWire-to-wire contactAggregated | WLDFR | HFTD - Distribution - Tier 2 - 1QU CoRE ¦ 3QU LoRE | Red Flag Warning - Small Fires | Wire-to-wire contact | Aggregated | 2022 | 1.1577e-05 | 1013.9529 | 0.011739 | 2022 | Mitigation | 0.95 | 45 | 0 | esc | 0.00097009 | 1.1231e-08 | 0 | 0
[79 empty] | WLDFR | HFTD - Distribution - Tier 2 - 3QU CoRE ¦ 2QU LoRE | Red Flag Warning - Catastrophic Fires | 2023 | 3.6238e-08 | 3.6238e-08 | 14664.6376 | 233.2301 | 8896.516 | 5534.8915 | 0 | 0 | 3.7355e-05 | 0.00053141 | 0 | 0.00053141 | 0.00053141 | 0 | 0.00053141 | 0 | 0 | 0 | 0 | 0 | 0 | 1.1374e-05 | 2.2749e-05 | 0 | 2.2749e-05 | [12 empty] | 7.3.3.17.5 (Remote Grid) Updates to grid topology to minimize risk of ignition in HFTDs Remote GridWLDFRWire-to-wire contactAggregated | WLDFR | HFTD - Distribution - Tier 2 - 1QU CoRE ¦ 3QU LoRE | Red Flag Warning - Small Fires | Wire-to-wire contact | Aggregated | 2023 | 1.1577e-05 | 1013.9529 | 0.011739 | 2023 | Mitigation | 0.95 | 45 | 0 | esc | 0.00097009 | 1.1231e-08 | 0.00097009 | 1.1231e-08
[79 empty] | WLDFR | HFTD - Distribution - Tier 2 - 3QU CoRE ¦ 2QU LoRE | Red Flag Warning - Catastrophic Fires | 2024 | 3.6238e-08 | 3.6238e-08 | 14664.6376 | 233.2301 | 8896.516 | 5534.8915 | 0 | 0 | 3.7355e-05 | 0.00053141 | 0 | 0.00053141 | 0.00053141 | 0 | 0.00053141 | 0 | 2.8561e-06 | 0 | 0 | 0 | 0 | 1.1374e-05 | 2.2749e-05 | 0 | 2.2749e-05 | [12 empty] | 7.3.3.17.5 (Remote Grid) Updates to grid topology to minimize risk of ignition in HFTDs Remote GridWLDFRWire-to-wire contactAggregated | WLDFR | HFTD - Distribution - Tier 2 - 1QU CoRE ¦ 3QU LoRE | Red Flag Warning - Small Fires | Wire-to-wire contact | Aggregated | 2024 | 1.1577e-05 | 1013.9529 | 0.011739 | 2024 | Mitigation | 0.95 | 45 | 0 | esc | 0.00097009 | 1.1231e-08 | 0.00097009 | 1.1231e-08
[79 empty] | WLDFR | HFTD - Distribution - Tier 2 - 3QU CoRE ¦ 2QU LoRE | Red Flag Warning - Catastrophic Fires | 2025 | 3.6238e-08 | 3.6238e-08 | 14664.6376 | 233.2301 | 8896.516 | 5534.8915 | 0 | 0 | 3.7355e-05 | 0.00053141 | 0 | 0.00053141 | 0.00053141 | 0 | 0.00053141 | 0 | 2.9481e-06 | 6.4622e-06 | 0 | 6.4622e-06 | 0 | 1.1374e-05 | 2.2749e-05 | 0 | 2.2749e-05 | [12 empty] | 7.3.3.17.5 (Remote Grid) Updates to grid topology to minimize risk of ignition in HFTDs Remote GridWLDFRWire-to-wire contactAggregated | WLDFR | HFTD - Distribution - Tier 2 - 1QU CoRE ¦ 3QU LoRE | Red Flag Warning - Small Fires | Wire-to-wire contact | Aggregated | 2025 | 1.1577e-05 | 1013.9529 | 0.011739 | 2025 | Mitigation | 0.95 | 45 | 0 | esc | 0.00097009 | 1.1231e-08 | 0.00097009 | 1.1231e-08
[79 empty] | WLDFR | HFTD - Distribution - Tier 2 - 3QU CoRE ¦ 2QU LoRE | Red Flag Warning - Catastrophic Fires | 2026 | 3.6238e-08 | 3.6238e-08 | 14664.6376 | 233.2301 | 8896.516 | 5534.8915 | 0 | 0 | 3.7355e-05 | 0.00053141 | 0 | 0.00053141 | 0.00053141 | 0 | 0.00053141 | 0 | 2.9481e-06 | 6.4622e-06 | 0 | 6.4622e-06 | 0 | 1.1374e-05 | 2.2749e-05 | 0 | 2.2749e-05 | [12 empty] | 7.3.3.17.5 (Remote Grid) Updates to grid topology to minimize risk of ignition in HFTDs Remote GridWLDFRWire-to-wire contactAggregated | WLDFR | HFTD - Distribution - Tier 2 - 1QU CoRE ¦ 3QU LoRE | Red Flag Warning - Small Fires | Wire-to-wire contact | Aggregated | 2026 | 1.1577e-05 | 1013.9529 | 0.011739 | 2026 | Mitigation | 0.95 | 45 | 0 | esc | 0.00097009 | 1.1231e-08 | 0.00097009 | 1.1231e-08
[79 empty] | WLDFR | HFTD - Distribution - Tier 2 - 3QU CoRE ¦ 2QU LoRE | Red Flag Warning - Catastrophic Fires | 2027 | 3.6238e-08 | 3.6238e-08 | 14664.6376 | 233.2301 | 8896.516 | 5534.8915 | 0 | 0 | 3.7355e-05 | 0.00053141 | 0 | 0.00053141 | 0.00053141 | 0 | 0.00053141 | 0 | 2.9481e-06 | 6.4622e-06 | 0 | 6.4622e-06 | 0 | 1.1914e-05 | 2.3827e-05 | 0 | 2.3827e-05 | [12 empty] | 7.3.3.17.5 (Remote Grid) Updates to grid topology to minimize risk of ignition in HFTDs Remote GridWLDFRWire-to-wire contactAggregated | WLDFR | HFTD - Distribution - Tier 2 - 1QU CoRE ¦ 3QU LoRE | Red Flag Warning - Small Fires | Wire-to-wire contact | Aggregated | 2027 | 1.1577e-05 | 1013.9529 | 0.011739 | 2027 | Mitigation | 0.95 | 45 | 0 | esc | 0.00097009 | 1.1231e-08 | 0.00097009 | 1.1231e-08
[79 empty] | WLDFR | HFTD - Distribution - Tier 2 - 3QU CoRE ¦ 2QU LoRE | Red Flag Warning - Catastrophic Fires | 2028 | 3.6238e-08 | 3.6238e-08 | 15317.9909 | 247.273 | 9287.6491 | 5783.0689 | 0 | 0 | 3.7355e-05 | 0.00055509 | 0 | 0.00055509 | 0.00055509 | 0 | 0.00055509 | 0 | 2.9481e-06 | 6.4622e-06 | 0 | 6.4622e-06 | 0 | 1.1914e-05 | 2.3827e-05 | 0 | 2.3827e-05 | [12 empty] | 7.3.3.17.5 (Remote Grid) Updates to grid topology to minimize risk of ignition in HFTDs Remote GridWLDFRWire-to-wire contactAggregated | WLDFR | HFTD - Distribution - Tier 2 - 1QU CoRE ¦ 3QU LoRE | Red Flag Warning - Small Fires | Wire-to-wire contact | Aggregated | 2028 | 1.1577e-05 | 1013.9529 | 0.011739 | 2028 | Mitigation | 0.95 | 45 | 0 | esc | 0.00097009 | 1.1231e-08 | 0.00097009 | 1.1231e-08
[79 empty] | WLDFR | HFTD - Distribution - Tier 2 - 3QU CoRE ¦ 2QU LoRE | Red Flag Warning - Catastrophic Fires | 2029 | 3.6238e-08 | 3.6238e-08 | 15317.9909 | 247.273 | 9287.6491 | 5783.0689 | 0 | 0 | 3.7355e-05 | 0.00055509 | 0 | 0.00055509 | 0.00055509 | 0 | 0.00055509 | 0 | 2.9481e-06 | 6.4622e-06 | 0 | 6.4622e-06 | 0 | 1.1914e-05 | 2.3827e-05 | 0 | 2.3827e-05 | [12 empty] | 7.3.3.17.5 (Remote Grid) Updates to grid topology to minimize risk of ignition in HFTDs Remote GridWLDFRWire-to-wire contactAggregated | WLDFR | HFTD - Distribution - Tier 2 - 1QU CoRE ¦ 3QU LoRE | Red Flag Warning - Small Fires | Wire-to-wire contact | Aggregated | 2029 | 1.1577e-05 | 1013.9529 | 0.011739 | 2029 | Mitigation | 0.95 | 45 | 0 | esc | 0.00097009 | 1.1231e-08 | 0.00097009 | 1.1231e-08
[79 empty] | WLDFR | HFTD - Distribution - Tier 2 - 3QU CoRE ¦ 2QU LoRE | Red Flag Warning - Catastrophic Fires | 2030 | 3.6238e-08 | 3.6238e-08 | 15317.9909 | 247.273 | 9287.6491 | 5783.0689 | 0 | 0 | 3.7355e-05 | 0.00055509 | 0 | 0.00055509 | 0.00055509 | 0 | 0.00055509 | 0 | 3.0653e-06 | 6.7192e-06 | 0 | 6.7192e-06 | 0 | 1.1914e-05 | 2.3827e-05 | 0 | 2.3827e-05 | [12 empty] | 7.3.3.17.5 (Remote Grid) Updates to grid topology to minimize risk of ignition in HFTDs Remote GridWLDFRWire-to-wire contactAggregated | WLDFR | HFTD - Distribution - Tier 2 - 1QU CoRE ¦ 3QU LoRE | Red Flag Warning - Small Fires | Wire-to-wire contact | Aggregated | 2030 | 1.1577e-05 | 1013.9529 | 0.011739 | 2030 | Mitigation | 0.95 | 45 | 0 | esc | 0.00097009 | 1.1231e-08 | 0.00097009 | 1.1231e-08
[79 empty] | WLDFR | HFTD - Distribution - Tier 2 - 3QU CoRE ¦ 2QU LoRE | Red Flag Warning - Catastrophic Fires | 2031 | 3.6238e-08 | 3.6238e-08 | 15317.9909 | 247.273 | 9287.6491 | 5783.0689 | 0 | 0 | 3.7355e-05 | 0.00055509 | 0 | 0.00055509 | 0.00055509 | 0 | 0.00055509 | 0 | 3.0653e-06 | 6.7192e-06 | 0 | 6.7192e-06 | 0 | 1.1914e-05 | 2.3827e-05 | 0 | 2.3827e-05 | [12 empty] | 7.3.3.17.5 (Remote Grid) Updates to grid topology to minimize risk of ignition in HFTDs Remote GridWLDFRWire-to-wire contactAggregated | WLDFR | HFTD - Distribution - Tier 2 - 1QU CoRE ¦ 3QU LoRE | Red Flag Warning - Small Fires | Wire-to-wire contact | Aggregated | 2031 | 1.1577e-05 | 1013.9529 | 0.011739 | 2031 | Mitigation | 0.95 | 45 | 0 | esc | 0.00097009 | 1.1231e-08 | 0.00097009 | 1.1231e-08
[79 empty] | WLDFR | HFTD - Distribution - Tier 2 - 3QU CoRE ¦ 2QU LoRE | Red Flag Warning - Catastrophic Fires | 2032 | 3.6238e-08 | 3.6238e-08 | 15317.9909 | 247.273 | 9287.6491 | 5783.0689 | 0 | 0 | 3.7355e-05 | 0.00055509 | 0 | 0.00055509 | 0.00055509 | 0 | 0.00055509 | 0 | 3.0653e-06 | 6.7192e-06 | 0 | 6.7192e-06 | 0 | 1.2499e-05 | 2.4998e-05 | 0 | 2.4998e-05 | [12 empty] | 7.3.3.17.5 (Remote Grid) Updates to grid topology to minimize risk of ignition in HFTDs Remote GridWLDFRWire-to-wire contactAggregated | WLDFR | HFTD - Distribution - Tier 2 - 1QU CoRE ¦ 3QU LoRE | Red Flag Warning - Small Fires | Wire-to-wire contact | Aggregated | 2032 | 1.1577e-05 | 1013.9529 | 0.011739 | 2032 | Mitigation | 0.95 | 45 | 0 | esc | 0.00097009 | 1.1231e-08 | 0.00097009 | 1.1231e-08
[79 empty] | WLDFR | HFTD - Distribution - Tier 2 - 3QU CoRE ¦ 2QU LoRE | Red Flag Warning - Catastrophic Fires | 2033 | 3.6238e-08 | 3.6238e-08 | 16044.1264 | 263.1074 | 9721.74 | 6059.2791 | 0 | 0 | 3.7355e-05 | 0.0005814 | 0 | 0.0005814 | 0.0005814 | 0 | 0.0005814 | 0 | 3.0653e-06 | 6.7192e-06 | 0 | 6.7192e-06 | 0 | 1.2499e-05 | 2.4998e-05 | 0 | 2.4998e-05 | [12 empty] | 7.3.3.17.5 (Remote Grid) Updates to grid topology to minimize risk of ignition in HFTDs Remote GridWLDFRWire-to-wire contactAggregated | WLDFR | HFTD - Distribution - Tier 2 - 1QU CoRE ¦ 3QU LoRE | Red Flag Warning - Small Fires | Wire-to-wire contact | Aggregated | 2033 | 1.1577e-05 | 1013.9529 | 0.011739 | 2033 | Mitigation | 0.95 | 45 | 0 | esc | 0.00097009 | 1.1231e-08 | 0.00097009 | 1.1231e-08
[79 empty] | WLDFR | HFTD - Distribution - Tier 2 - 3QU CoRE ¦ 2QU LoRE | Red Flag Warning - Catastrophic Fires | 2034 | 3.6238e-08 | 3.6238e-08 | 16044.1264 | 263.1074 | 9721.74 | 6059.2791 | 0 | 0 | 3.7355e-05 | 0.0005814 | 0 | 0.0005814 | 0.0005814 | 0 | 0.0005814 | 0 | 3.0653e-06 | 6.7192e-06 | 0 | 6.7192e-06 | 0 | 1.2499e-05 | 2.4998e-05 | 0 | 2.4998e-05 | [12 empty] | 7.3.3.17.5 (Remote Grid) Updates to grid topology to minimize risk of ignition in HFTDs Remote GridWLDFRWire-to-wire contactAggregated | WLDFR | HFTD - Distribution - Tier 2 - 1QU CoRE ¦ 3QU LoRE | Red Flag Warning - Small Fires | Wire-to-wire contact | Aggregated | 2034 | 1.1577e-05 | 1013.9529 | 0.011739 | 2034 | Mitigation | 0.95 | 45 | 0 | esc | 0.00097009 | 1.1231e-08 | 0.00097009 | 1.1231e-08
[79 empty] | WLDFR | HFTD - Distribution - Tier 2 - 3QU CoRE ¦ 2QU LoRE | Red Flag Warning - Catastrophic Fires | 2035 | 3.6238e-08 | 3.6238e-08 | 16044.1264 | 263.1074 | 9721.74 | 6059.2791 | 0 | 0 | 3.7355e-05 | 0.0005814 | 0 | 0.0005814 | 0.0005814 | 0 | 0.0005814 | 0 | 3.1975e-06 | 7.0089e-06 | 0 | 7.0089e-06 | 0 | 1.2499e-05 | 2.4998e-05 | 0 | 2.4998e-05 | [12 empty] | 7.3.3.17.5 (Remote Grid) Updates to grid topology to minimize risk of ignition in HFTDs Remote GridWLDFRWire-to-wire contactAggregated | WLDFR | HFTD - Distribution - Tier 2 - 1QU CoRE ¦ 3QU LoRE | Red Flag Warning - Small Fires | Wire-to-wire contact | Aggregated | 2035 | 1.1577e-05 | 1013.9529 | 0.011739 | 2035 | Mitigation | 0.95 | 45 | 0 | esc | 0.00097009 | 1.1231e-08 | 0.00097009 | 1.1231e-08
[79 empty] | WLDFR | HFTD - Distribution - Tier 2 - 3QU CoRE ¦ 2QU LoRE | Red Flag Warning - Catastrophic Fires | 2036 | 3.6238e-08 | 3.6238e-08 | 16044.1264 | 263.1074 | 9721.74 | 6059.2791 | 0 | 0 | 3.7355e-05 | 0.0005814 | 0 | 0.0005814 | 0.0005814 | 0 | 0.0005814 | 0 | 3.1975e-06 | 7.0089e-06 | 0 | 7.0089e-06 | 0 | 1.2499e-05 | 2.4998e-05 | 0 | 2.4998e-05 | [12 empty] | 7.3.3.17.5 (Remote Grid) Updates to grid topology to minimize risk of ignition in HFTDs Remote GridWLDFRWire-to-wire contactAggregated | WLDFR | HFTD - Distribution - Tier 2 - 1QU CoRE ¦ 3QU LoRE | Red Flag Warning - Small Fires | Wire-to-wire contact | Aggregated | 2036 | 1.1577e-05 | 1013.9529 | 0.011739 | 2036 | Mitigation | 0.95 | 45 | 0 | esc | 0.00097009 | 1.1231e-08 | 0.00097009 | 1.1231e-08
[79 empty] | WLDFR | HFTD - Distribution - Tier 2 - 3QU CoRE ¦ 2QU LoRE | Red Flag Warning - Catastrophic Fires | 2037 | 3.6238e-08 | 3.6238e-08 | 16044.1264 | 263.1074 | 9721.74 | 6059.2791 | 0 | 0 | 3.7355e-05 | 0.0005814 | 0 | 0.0005814 | 0.0005814 | 0 | 0.0005814 | 0 | 3.1975e-06 | 7.0089e-06 | 0 | 7.0089e-06 | 0 | 1.3122e-05 | 2.6245e-05 | 0 | 2.6245e-05 | [12 empty] | 7.3.3.17.5 (Remote Grid) Updates to grid topology to minimize risk of ignition in HFTDs Remote GridWLDFRWire-to-wire contactAggregated | WLDFR | HFTD - Distribution - Tier 2 - 1QU CoRE ¦ 3QU LoRE | Red Flag Warning - Small Fires | Wire-to-wire contact | Aggregated | 2037 | 1.1577e-05 | 1013.9529 | 0.011739 | 2037 | Mitigation | 0.95 | 45 | 0 | esc | 0.00097009 | 1.1231e-08 | 0.00097009 | 1.1231e-08
[79 empty] | WLDFR | HFTD - Distribution - Tier 2 - 3QU CoRE ¦ 2QU LoRE | Red Flag Warning - Catastrophic Fires | 2038 | 3.6238e-08 | 3.6238e-08 | 16832.3912 | 280.5544 | 10192.2718 | 6359.5651 | 0 | 0 | 3.7355e-05 | 0.00060997 | 0 | 0.00060997 | 0.00060997 | 0 | 0.00060997 | 0 | 3.1975e-06 | 7.0089e-06 | 0 | 7.0089e-06 | 0 | 1.3122e-05 | 2.6245e-05 | 0 | 2.6245e-05 | [12 empty] | 7.3.3.17.5 (Remote Grid) Updates to grid topology to minimize risk of ignition in HFTDs Remote GridWLDFRWire-to-wire contactAggregated | WLDFR | HFTD - Distribution - Tier 2 - 1QU CoRE ¦ 3QU LoRE | Red Flag Warning - Small Fires | Wire-to-wire contact | Aggregated | 2038 | 1.1577e-05 | 1013.9529 | 0.011739 | 2038 | Mitigation | 0.95 | 45 | 0 | esc | 0.00097009 | 1.1231e-08 | 0.00097009 | 1.1231e-08
[79 empty] | WLDFR | HFTD - Distribution - Tier 2 - 3QU CoRE ¦ 2QU LoRE | Red Flag Warning - Catastrophic Fires | 2039 | 3.6238e-08 | 3.6238e-08 | 16832.3912 | 280.5544 | 10192.2718 | 6359.5651 | 0 | 0 | 3.7355e-05 | 0.00060997 | 0 | 0.00060997 | 0.00060997 | 0 | 0.00060997 | 0 | 3.1975e-06 | 7.0089e-06 | 0 | 7.0089e-06 | 0 | 1.3122e-05 | 2.6245e-05 | 0 | 2.6245e-05 | [12 empty] | 7.3.3.17.5 (Remote Grid) Updates to grid topology to minimize risk of ignition in HFTDs Remote GridWLDFRWire-to-wire contactAggregated | WLDFR | HFTD - Distribution - Tier 2 - 1QU CoRE ¦ 3QU LoRE | Red Flag Warning - Small Fires | Wire-to-wire contact | Aggregated | 2039 | 1.1577e-05 | 1013.9529 | 0.011739 | 2039 | Mitigation | 0.95 | 45 | 0 | esc | 0.00097009 | 1.1231e-08 | 0.00097009 | 1.1231e-08
[79 empty] | WLDFR | HFTD - Distribution - Tier 2 - 3QU CoRE ¦ 2QU LoRE | Red Flag Warning - Catastrophic Fires | 2040 | 3.6238e-08 | 3.6238e-08 | 16832.3912 | 280.5544 | 10192.2718 | 6359.5651 | 0 | 0 | 3.7355e-05 | 0.00060997 | 0 | 0.00060997 | 0.00060997 | 0 | 0.00060997 | 0 | 3.3431e-06 | 7.3282e-06 | 0 | 7.3282e-06 | 0 | 1.3122e-05 | 2.6245e-05 | 0 | 2.6245e-05 | [12 empty] | 7.3.3.17.5 (Remote Grid) Updates to grid topology to minimize risk of ignition in HFTDs Remote GridWLDFRWire-to-wire contactAggregated | WLDFR | HFTD - Distribution - Tier 2 - 1QU CoRE ¦ 3QU LoRE | Red Flag Warning - Small Fires | Wire-to-wire contact | Aggregated | 2040 | 1.1577e-05 | 1013.9529 | 0.011739 | 2040 | Mitigation | 0.95 | 45 | 0 | esc | 0.00097009 | 1.1231e-08 | 0.00097009 | 1.1231e-08
[79 empty] | WLDFR | HFTD - Distribution - Tier 2 - 3QU CoRE ¦ 2QU LoRE | Red Flag Warning - Catastrophic Fires | 2041 | 3.6238e-08 | 3.6238e-08 | 16832.3912 | 280.5544 | 10192.2718 | 6359.5651 | 0 | 0 | 3.7355e-05 | 0.00060997 | 0 | 0.00060997 | 0.00060997 | 0 | 0.00060997 | 0 | 3.3431e-06 | 7.3282e-06 | 0 | 7.3282e-06 | 0 | 1.3122e-05 | 2.6245e-05 | 0 | 2.6245e-05 | [12 empty] | 7.3.3.17.5 (Remote Grid) Updates to grid topology to minimize risk of ignition in HFTDs Remote GridWLDFRWire-to-wire contactAggregated | WLDFR | HFTD - Distribution - Tier 2 - 1QU CoRE ¦ 3QU LoRE | Red Flag Warning - Small Fires | Wire-to-wire contact | Aggregated | 2041 | 1.1577e-05 | 1013.9529 | 0.011739 | 2041 | Mitigation | 0.95 | 45 | 0 | esc | 0.00097009 | 1.1231e-08 | 0.00097009 | 1.1231e-08
[79 empty] | WLDFR | HFTD - Distribution - Tier 2 - 3QU CoRE ¦ 2QU LoRE | Red Flag Warning - Catastrophic Fires | 2042 | 3.6238e-08 | 3.6238e-08 | 16832.3912 | 280.5544 | 10192.2718 | 6359.5651 | 0 | 0 | 3.7355e-05 | 0.00060997 | 0 | 0.00060997 | 0.00060997 | 0 | 0.00060997 | 0 | 3.3431e-06 | 7.3282e-06 | 0 | 7.3282e-06 | 0 | 1.3776e-05 | 2.7552e-05 | 0 | 2.7552e-05 | [12 empty] | 7.3.3.17.5 (Remote Grid) Updates to grid topology to minimize risk of ignition in HFTDs Remote GridWLDFRWire-to-wire contactAggregated | WLDFR | HFTD - Distribution - Tier 2 - 1QU CoRE ¦ 3QU LoRE | Red Flag Warning - Small Fires | Wire-to-wire contact | Aggregated | 2042 | 1.1577e-05 | 1013.9529 | 0.011739 | 2042 | Mitigation | 0.95 | 45 | 0 | esc | 0.00097009 | 1.1231e-08 | 0.00097009 | 1.1231e-08
[79 empty] | WLDFR | HFTD - Distribution - Tier 2 - 3QU CoRE ¦ 2QU LoRE | Red Flag Warning - Catastrophic Fires | 2043 | 3.6238e-08 | 3.6238e-08 | 17672.0852 | 299.42 | 10692.7362 | 6679.929 | 0 | 0 | 3.7355e-05 | 0.0006404 | 0 | 0.0006404 | 0.0006404 | 0 | 0.0006404 | 0 | 3.3431e-06 | 7.3282e-06 | 0 | 7.3282e-06 | 0 | 1.3776e-05 | 2.7552e-05 | 0 | 2.7552e-05 | [12 empty] | 7.3.3.17.5 (Remote Grid) Updates to grid topology to minimize risk of ignition in HFTDs Remote GridWLDFRWire-to-wire contactAggregated | WLDFR | HFTD - Distribution - Tier 2 - 1QU CoRE ¦ 3QU LoRE | Red Flag Warning - Small Fires | Wire-to-wire contact | Aggregated | 2043 | 1.1577e-05 | 1013.9529 | 0.011739 | 2043 | Mitigation | 0.95 | 45 | 0 | esc | 0.00097009 | 1.1231e-08 | 0.00097009 | 1.1231e-08
[79 empty] | WLDFR | HFTD - Distribution - Tier 2 - 3QU CoRE ¦ 2QU LoRE | Red Flag Warning - Catastrophic Fires | 2044 | 3.6238e-08 | 3.6238e-08 | 17672.0852 | 299.42 | 10692.7362 | 6679.929 | 0 | 0 | 3.7355e-05 | 0.0006404 | 0 | 0.0006404 | 0.0006404 | 0 | 0.0006404 | 0 | 3.3431e-06 | 7.3282e-06 | 0 | 7.3282e-06 | 0 | 1.3776e-05 | 2.7552e-05 | 0 | 2.7552e-05 | [12 empty] | 7.3.3.17.5 (Remote Grid) Updates to grid topology to minimize risk of ignition in HFTDs Remote GridWLDFRWire-to-wire contactAggregated | WLDFR | HFTD - Distribution - Tier 2 - 1QU CoRE ¦ 3QU LoRE | Red Flag Warning - Small Fires | Wire-to-wire contact | Aggregated | 2044 | 1.1577e-05 | 1013.9529 | 0.011739 | 2044 | Mitigation | 0.95 | 45 | 0 | esc | 0.00097009 | 1.1231e-08 | 0.00097009 | 1.1231e-08
[79 empty] | WLDFR | HFTD - Distribution - Tier 2 - 3QU CoRE ¦ 2QU LoRE | Red Flag Warning - Catastrophic Fires | 2045 | 3.6238e-08 | 3.6238e-08 | 17672.0852 | 299.42 | 10692.7362 | 6679.929 | 0 | 0 | 3.7355e-05 | 0.0006404 | 0 | 0.0006404 | 0.0006404 | 0 | 0.0006404 | 0 | 3.5008e-06 | 7.6739e-06 | 0 | 7.6739e-06 | 0 | 1.3776e-05 | 2.7552e-05 | 0 | 2.7552e-05 | [12 empty] | 7.3.3.17.5 (Remote Grid) Updates to grid topology to minimize risk of ignition in HFTDs Remote GridWLDFRWire-to-wire contactAggregated | WLDFR | HFTD - Distribution - Tier 2 - 1QU CoRE ¦ 3QU LoRE | Red Flag Warning - Small Fires | Wire-to-wire contact | Aggregated | 2045 | 1.1577e-05 | 1013.9529 | 0.011739 | 2045 | Mitigation | 0.95 | 45 | 0 | esc | 0.00097009 | 1.1231e-08 | 0.00097009 | 1.1231e-08
[79 empty] | WLDFR | HFTD - Distribution - Tier 2 - 3QU CoRE ¦ 2QU LoRE | Red Flag Warning - Catastrophic Fires | 2046 | 3.6238e-08 | 3.6238e-08 | 17672.0852 | 299.42 | 10692.7362 | 6679.929 | 0 | 0 | 3.7355e-05 | 0.0006404 | 0 | 0.0006404 | 0.0006404 | 0 | 0.0006404 | 0 | 3.5008e-06 | 7.6739e-06 | 0 | 7.6739e-06 | 0 | 0 | 2.7552e-05 | 0 | 2.7552e-05 | [12 empty] | 7.3.3.17.5 (Remote Grid) Updates to grid topology to minimize risk of ignition in HFTDs Remote GridWLDFRWire-to-wire contactAggregated | WLDFR | HFTD - Distribution - Tier 2 - 1QU CoRE ¦ 3QU LoRE | Red Flag Warning - Small Fires | Wire-to-wire contact | Aggregated | 2046 | 1.1577e-05 | 1013.9529 | 0.011739 | 2046 | Mitigation | 0.95 | 45 | 0 | esc | 0.00097009 | 1.1231e-08 | 0.00097009 | 1.1231e-08
[79 empty] | WLDFR | HFTD - Distribution - Tier 2 - 3QU CoRE ¦ 2QU LoRE | Red Flag Warning - Catastrophic Fires | 2047 | 3.6238e-08 | 3.6238e-08 | 17672.0852 | 299.42 | 10692.7362 | 6679.929 | 0 | 0 | 3.7355e-05 | 0.0006404 | 0 | 0.0006404 | 0.0006404 | 0 | 0.0006404 | 0 | 3.5008e-06 | 7.6739e-06 | 0 | 7.6739e-06 | 0 | 0 | 0 | 0 | 0 | [12 empty] | 7.3.3.17.5 (Remote Grid) Updates to grid topology to minimize risk of ignition in HFTDs Remote GridWLDFRWire-to-wire contactAggregated | WLDFR | HFTD - Distribution - Tier 2 - 1QU CoRE ¦ 3QU LoRE | Red Flag Warning - Small Fires | Wire-to-wire contact | Aggregated | 2047 | 1.1577e-05 | 1013.9529 | 0.011739 | 2047 | Mitigation | 0.95 | 45 | 0 | esc | 0.00097009 | 1.1231e-08 | 0.00097009 | 1.1231e-08
[79 empty] | WLDFR | HFTD - Distribution - Tier 2 - 3QU CoRE ¦ 2QU LoRE | Red Flag Warning - Catastrophic Fires | 2048 | 3.6238e-08 | 3.6238e-08 | 18552.3348 | 319.4911 | 11216.5626 | 7016.281 | 0 | 0 | 3.7355e-05 | 0.00067229 | 0 | 0.00067229 | 0.00067229 | 0 | 0.00067229 | 0 | 3.5008e-06 | 7.6739e-06 | 0 | 7.6739e-06 | 0 | 0 | 0 | 0 | 0 | [12 empty] | 7.3.3.17.5 (Remote Grid) Updates to grid topology to minimize risk of ignition in HFTDs Remote GridWLDFRWire-to-wire contactAggregated | WLDFR | HFTD - Distribution - Tier 2 - 1QU CoRE ¦ 3QU LoRE | Red Flag Warning - Small Fires | Wire-to-wire contact | Aggregated | 2048 | 1.1577e-05 | 1013.9529 | 0.011739 | 2048 | Mitigation | 0.95 | 45 | 0 | esc | 0.00097009 | 1.1231e-08 | 0.00097009 | 1.1231e-08
[79 empty] | WLDFR | HFTD - Distribution - Tier 2 - 3QU CoRE ¦ 2QU LoRE | Red Flag Warning - Catastrophic Fires | 2049 | 3.6238e-08 | 3.6238e-08 | 18552.3348 | 319.4911 | 11216.5626 | 7016.281 | 0 | 0 | 3.7355e-05 | 0.00067229 | 0 | 0.00067229 | 0.00067229 | 0 | 0.00067229 | 0 | 3.5008e-06 | 7.6739e-06 | 0 | 7.6739e-06 | 0 | 2.4473e-05 | 0 | 0 | 0 | [12 empty] | 7.3.3.17.5 (Remote Grid) Updates to grid topology to minimize risk of ignition in HFTDs Remote GridWLDFRWire-to-wire contactAggregated | WLDFR | HFTD - Distribution - Tier 2 - 1QU CoRE ¦ 3QU LoRE | Red Flag Warning - Small Fires | Wire-to-wire contact | Aggregated | 2049 | 1.1577e-05 | 1013.9529 | 0.011739 | 2049 | Mitigation | 0.95 | 45 | 0 | esc | 0.00097009 | 1.1231e-08 | 0.00097009 | 1.1231e-08
[79 empty] | WLDFR | HFTD - Distribution - Tier 2 - 3QU CoRE ¦ 2QU LoRE | Red Flag Warning - Catastrophic Fires | 2050 | 3.6238e-08 | 3.6238e-08 | 18552.3348 | 319.4911 | 11216.5626 | 7016.281 | 0 | 0 | 3.7355e-05 | 0.00067229 | 0 | 0.00067229 | 0.00067229 | 0 | 0.00067229 | 0 | 3.669e-06 | 8.0425e-06 | 0 | 8.0425e-06 | 0 | 2.5367e-05 | 5.0734e-05 | 0 | 5.0734e-05 | [12 empty] | 7.3.3.17.5 (Remote Grid) Updates to grid topology to minimize risk of ignition in HFTDs Remote GridWLDFRWire-to-wire contactAggregated | WLDFR | HFTD - Distribution - Tier 2 - 1QU CoRE ¦ 3QU LoRE | Red Flag Warning - Small Fires | Wire-to-wire contact | Aggregated | 2050 | 1.1577e-05 | 1013.9529 | 0.011739 | 2050 | Mitigation | 0.95 | 45 | 0 | esc | 0.00097009 | 1.1231e-08 | 0.00097009 | 1.1231e-08
[79 empty] | WLDFR | HFTD - Distribution - Tier 2 - 3QU CoRE ¦ 2QU LoRE | Red Flag Warning - Catastrophic Fires | 2051 | 3.6238e-08 | 3.6238e-08 | 18552.3348 | 319.4911 | 11216.5626 | 7016.281 | 0 | 0 | 3.7355e-05 | 0.00067229 | 0 | 0.00067229 | 0.00067229 | 0 | 0.00067229 | 0 | 3.669e-06 | 8.0425e-06 | 0 | 8.0425e-06 | 0 | 2.5367e-05 | 5.0734e-05 | 0 | 5.0734e-05 | [12 empty] | 7.3.3.17.5 (Remote Grid) Updates to grid topology to minimize risk of ignition in HFTDs Remote GridWLDFRWire-to-wire contactAggregated | WLDFR | HFTD - Distribution - Tier 2 - 1QU CoRE ¦ 3QU LoRE | Red Flag Warning - Small Fires | Wire-to-wire contact | Aggregated | 2051 | 1.1577e-05 | 1013.9529 | 0.011739 | 2051 | Mitigation | 0.95 | 45 | 0 | esc | 0.00097009 | 1.1231e-08 | 0.00097009 | 1.1231e-08
[79 empty] | WLDFR | HFTD - Distribution - Tier 2 - 3QU CoRE ¦ 2QU LoRE | Red Flag Warning - Catastrophic Fires | 2052 | 3.6238e-08 | 3.6238e-08 | 18552.3348 | 319.4911 | 11216.5626 | 7016.281 | 0 | 0 | 3.7355e-05 | 0.00067229 | 0 | 0.00067229 | 0.00067229 | 0 | 0.00067229 | 0 | 3.669e-06 | 8.0425e-06 | 0 | 8.0425e-06 | 0 | 2.5367e-05 | 5.0734e-05 | 0 | 5.0734e-05 | [12 empty] | 7.3.3.17.5 (Remote Grid) Updates to grid topology to minimize risk of ignition in HFTDs Remote GridWLDFRWire-to-wire contactAggregated | WLDFR | HFTD - Distribution - Tier 2 - 1QU CoRE ¦ 3QU LoRE | Red Flag Warning - Small Fires | Wire-to-wire contact | Aggregated | 2052 | 1.1577e-05 | 1013.9529 | 0.011739 | 2052 | Mitigation | 0.95 | 45 | 0 | esc | 0.00097009 | 1.1231e-08 | 0.00097009 | 1.1231e-08
[79 empty] | WLDFR | HFTD - Distribution - Tier 2 - 3QU CoRE ¦ 2QU LoRE | Red Flag Warning - Catastrophic Fires | 2053 | 3.6238e-08 | 3.6238e-08 | 19462.1283 | 340.5356 | 11757.1413 | 7364.4514 | 0 | 0 | 3.7355e-05 | 0.00070526 | 0 | 0.00070526 | 0.00070526 | 0 | 0.00070526 | 0 | 3.669e-06 | 8.0425e-06 | 0 | 8.0425e-06 | 0 | 2.5367e-05 | 5.0734e-05 | 0 | 5.0734e-05 | [12 empty] | 7.3.3.17.5 (Remote Grid) Updates to grid topology to minimize risk of ignition in HFTDs Remote GridWLDFRWire-to-wire contactAggregated | WLDFR | HFTD - Distribution - Tier 2 - 1QU CoRE ¦ 3QU LoRE | Red Flag Warning - Small Fires | Wire-to-wire contact | Aggregated | 2053 | 1.1577e-05 | 1013.9529 | 0.011739 | 2053 | Mitigation | 0.95 | 45 | 0 | esc | 0.00097009 | 1.1231e-08 | 0.00097009 | 1.1231e-08
[79 empty] | WLDFR | HFTD - Distribution - Tier 2 - 3QU CoRE ¦ 2QU LoRE | Red Flag Warning - Catastrophic Fires | 2054 | 3.6238e-08 | 3.6238e-08 | 19462.1283 | 340.5356 | 11757.1413 | 7364.4514 | 0 | 0 | 3.7355e-05 | 0.00070526 | 0 | 0.00070526 | 0.00070526 | 0 | 0.00070526 | 0 | 3.669e-06 | 8.0425e-06 | 0 | 8.0425e-06 | 0 | 2.5367e-05 | 5.0734e-05 | 0 | 5.0734e-05 | [12 empty] | 7.3.3.17.5 (Remote Grid) Updates to grid topology to minimize risk of ignition in HFTDs Remote GridWLDFRWire-to-wire contactAggregated | WLDFR | HFTD - Distribution - Tier 2 - 1QU CoRE ¦ 3QU LoRE | Red Flag Warning - Small Fires | Wire-to-wire contact | Aggregated | 2054 | 1.1577e-05 | 1013.9529 | 0.011739 | 2054 | Mitigation | 0.95 | 45 | 0 | esc | 0.00097009 | 1.1231e-08 | 0.00097009 | 1.1231e-08
[79 empty] | WLDFR | HFTD - Distribution - Tier 2 - 3QU CoRE ¦ 2QU LoRE | Red Flag Warning - Catastrophic Fires | 2055 | 3.6238e-08 | 3.6238e-08 | 19462.1283 | 340.5356 | 11757.1413 | 7364.4514 | 0 | 0 | 3.7355e-05 | 0.00070526 | 0 | 0.00070526 | 0.00070526 | 0 | 0.00070526 | 0 | 3.8458e-06 | 8.4301e-06 | 0 | 8.4301e-06 | 0 | 2.6493e-05 | 5.2985e-05 | 0 | 5.2985e-05 | [12 empty] | 7.3.3.17.5 (Remote Grid) Updates to grid topology to minimize risk of ignition in HFTDs Remote GridWLDFRWire-to-wire contactAggregated | WLDFR | HFTD - Distribution - Tier 2 - 1QU CoRE ¦ 3QU LoRE | Red Flag Warning - Small Fires | Wire-to-wire contact | Aggregated | 2055 | 1.1577e-05 | 1013.9529 | 0.011739 | 2055 | Mitigation | 0.95 | 45 | 0 | esc | 0.00097009 | 1.1231e-08 | 0.00097009 | 1.1231e-08
[79 empty] | WLDFR | HFTD - Distribution - Tier 2 - 3QU CoRE ¦ 2QU LoRE | Red Flag Warning - Catastrophic Fires | 2056 | 3.6238e-08 | 3.6238e-08 | 19462.1283 | 340.5356 | 11757.1413 | 7364.4514 | 0 | 0 | 3.7355e-05 | 0.00070526 | 0 | 0.00070526 | 0.00070526 | 0 | 0.00070526 | 0 | 3.8458e-06 | 8.4301e-06 | 0 | 8.4301e-06 | 0 | 2.6493e-05 | 5.2985e-05 | 0 | 5.2985e-05 | [12 empty] | 7.3.3.17.5 (Remote Grid) Updates to grid topology to minimize risk of ignition in HFTDs Remote GridWLDFRWire-to-wire contactAggregated | WLDFR | HFTD - Distribution - Tier 2 - 1QU CoRE ¦ 3QU LoRE | Red Flag Warning - Small Fires | Wire-to-wire contact | Aggregated | 2056 | 1.1577e-05 | 1013.9529 | 0.011739 | 2056 | Mitigation | 0.95 | 45 | 0 | esc | 0.00097009 | 1.1231e-08 | 0.00097009 | 1.1231e-08
[79 empty] | WLDFR | HFTD - Distribution - Tier 2 - 3QU CoRE ¦ 2QU LoRE | Red Flag Warning - Catastrophic Fires | 2057 | 3.6238e-08 | 3.6238e-08 | 19462.1283 | 340.5356 | 11757.1413 | 7364.4514 | 0 | 0 | 3.7355e-05 | 0.00070526 | 0 | 0.00070526 | 0.00070526 | 0 | 0.00070526 | 0 | 3.8458e-06 | 8.4301e-06 | 0 | 8.4301e-06 | 0 | 2.6493e-05 | 5.2985e-05 | 0 | 5.2985e-05 | [12 empty] | 7.3.3.17.5 (Remote Grid) Updates to grid topology to minimize risk of ignition in HFTDs Remote GridWLDFRWire-to-wire contactAggregated | WLDFR | HFTD - Distribution - Tier 2 - 1QU CoRE ¦ 3QU LoRE | Red Flag Warning - Small Fires | Wire-to-wire contact | Aggregated | 2057 | 1.1577e-05 | 1013.9529 | 0.011739 | 2057 | Mitigation | 0.95 | 45 | 0 | esc | 0.00097009 | 1.1231e-08 | 0.00097009 | 1.1231e-08
[79 empty] | WLDFR | HFTD - Distribution - Tier 2 - 3QU CoRE ¦ 2QU LoRE | Red Flag Warning - Catastrophic Fires | 2058 | 3.6238e-08 | 3.6238e-08 | 20390.4035 | 362.3049 | 12307.8747 | 7720.2238 | 0 | 0 | 3.7355e-05 | 0.0007389 | 0 | 0.0007389 | 0.0007389 | 0 | 0.0007389 | 0 | 3.8458e-06 | 8.4301e-06 | 0 | 8.4301e-06 | 0 | 2.6493e-05 | 5.2985e-05 | 0 | 5.2985e-05 | [12 empty] | 7.3.3.17.5 (Remote Grid) Updates to grid topology to minimize risk of ignition in HFTDs Remote GridWLDFRWire-to-wire contactAggregated | WLDFR | HFTD - Distribution - Tier 2 - 1QU CoRE ¦ 3QU LoRE | Red Flag Warning - Small Fires | Wire-to-wire contact | Aggregated | 2058 | 1.1577e-05 | 1013.9529 | 0.011739 | 2058 | Mitigation | 0.95 | 45 | 0 | esc | 0.00097009 | 1.1231e-08 | 0.00097009 | 1.1231e-08
[79 empty] | WLDFR | HFTD - Distribution - Tier 2 - 3QU CoRE ¦ 2QU LoRE | Red Flag Warning - Catastrophic Fires | 2059 | 3.6238e-08 | 3.6238e-08 | 20390.4035 | 362.3049 | 12307.8747 | 7720.2238 | 0 | 0 | 3.7355e-05 | 0.0007389 | 0 | 0.0007389 | 0.0007389 | 0 | 0.0007389 | 0 | 3.8458e-06 | 8.4301e-06 | 0 | 8.4301e-06 | 0 | 2.6493e-05 | 5.2985e-05 | 0 | 5.2985e-05 | [12 empty] | 7.3.3.17.5 (Remote Grid) Updates to grid topology to minimize risk of ignition in HFTDs Remote GridWLDFRWire-to-wire contactAggregated | WLDFR | HFTD - Distribution - Tier 2 - 1QU CoRE ¦ 3QU LoRE | Red Flag Warning - Small Fires | Wire-to-wire contact | Aggregated | 2059 | 1.1577e-05 | 1013.9529 | 0.011739 | 2059 | Mitigation | 0.95 | 45 | 0 | esc | 0.00097009 | 1.1231e-08 | 0.00097009 | 1.1231e-08
[79 empty] | WLDFR | HFTD - Distribution - Tier 2 - 3QU CoRE ¦ 2QU LoRE | Red Flag Warning - Catastrophic Fires | 2060 | 3.6238e-08 | 3.6238e-08 | 20390.4035 | 362.3049 | 12307.8747 | 7720.2238 | 0 | 0 | 3.7355e-05 | 0.0007389 | 0 | 0.0007389 | 0.0007389 | 0 | 0.0007389 | 0 | 4.0294e-06 | 8.8326e-06 | 0 | 8.8326e-06 | 0 | 2.7743e-05 | 5.5486e-05 | 0 | 5.5486e-05 | [12 empty] | 7.3.3.17.5 (Remote Grid) Updates to grid topology to minimize risk of ignition in HFTDs Remote GridWLDFRWire-to-wire contactAggregated | WLDFR | HFTD - Distribution - Tier 2 - 1QU CoRE ¦ 3QU LoRE | Red Flag Warning - Small Fires | Wire-to-wire contact | Aggregated | 2060 | 1.1577e-05 | 1013.9529 | 0.011739 | 2060 | Mitigation | 0.95 | 45 | 0 | esc | 0.00097009 | 1.1231e-08 | 0.00097009 | 1.1231e-08
[79 empty] | WLDFR | HFTD - Distribution - Tier 2 - 3QU CoRE ¦ 2QU LoRE | Red Flag Warning - Catastrophic Fires | 2061 | 3.6238e-08 | 3.6238e-08 | 20390.4035 | 362.3049 | 12307.8747 | 7720.2238 | 0 | 0 | 3.7355e-05 | 0.0007389 | 0 | 0.0007389 | 0.0007389 | 0 | 0.0007389 | 0 | 4.0294e-06 | 8.8326e-06 | 0 | 8.8326e-06 | 0 | 2.7743e-05 | 5.5486e-05 | 0 | 5.5486e-05 | [12 empty] | 7.3.3.17.5 (Remote Grid) Updates to grid topology to minimize risk of ignition in HFTDs Remote GridWLDFRWire-to-wire contactAggregated | WLDFR | HFTD - Distribution - Tier 2 - 1QU CoRE ¦ 3QU LoRE | Red Flag Warning - Small Fires | Wire-to-wire contact | Aggregated | 2061 | 1.1577e-05 | 1013.9529 | 0.011739 | 2061 | Mitigation | 0.95 | 45 | 0 | esc | 0.00097009 | 1.1231e-08 | 0.00097009 | 1.1231e-08
[79 empty] | WLDFR | HFTD - Distribution - Tier 2 - 3QU CoRE ¦ 2QU LoRE | Red Flag Warning - Catastrophic Fires | 2062 | 3.6238e-08 | 3.6238e-08 | 20390.4035 | 362.3049 | 12307.8747 | 7720.2238 | 0 | 0 | 3.7355e-05 | 0.0007389 | 0 | 0.0007389 | 0.0007389 | 0 | 0.0007389 | 0 | 4.0294e-06 | 8.8326e-06 | 0 | 8.8326e-06 | 0 | 2.7743e-05 | 5.5486e-05 | 0 | 5.5486e-05 | [12 empty] | 7.3.3.17.5 (Remote Grid) Updates to grid topology to minimize risk of ignition in HFTDs Remote GridWLDFRWire-to-wire contactAggregated | WLDFR | HFTD - Distribution - Tier 2 - 1QU CoRE ¦ 3QU LoRE | Red Flag Warning - Small Fires | Wire-to-wire contact | Aggregated | 2062 | 1.1577e-05 | 1013.9529 | 0.011739 | 2062 | Mitigation | 0.95 | 45 | 0 | esc | 0.00097009 | 1.1231e-08 | 0.00097009 | 1.1231e-08
[79 empty] | WLDFR | HFTD - Distribution - Tier 2 - 3QU CoRE ¦ 2QU LoRE | Red Flag Warning - Catastrophic Fires | 2063 | 3.6238e-08 | 3.6238e-08 | 21325.9188 | 384.5316 | 12862.0997 | 8079.2876 | 0 | 0 | 3.7355e-05 | 0.0007728 | 0 | 0.0007728 | 0.0007728 | 0 | 0.0007728 | 0 | 4.0294e-06 | 8.8326e-06 | 0 | 8.8326e-06 | 0 | 2.7743e-05 | 5.5486e-05 | 0 | 5.5486e-05 | [12 empty] | 7.3.3.17.5 (Remote Grid) Updates to grid topology to minimize risk of ignition in HFTDs Remote GridWLDFRWire-to-wire contactAggregated | WLDFR | HFTD - Distribution - Tier 2 - 1QU CoRE ¦ 3QU LoRE | Red Flag Warning - Small Fires | Wire-to-wire contact | Aggregated | 2063 | 1.1577e-05 | 1013.9529 | 0.011739 | 2063 | Mitigation | 0.95 | 45 | 0 | esc | 0.00097009 | 1.1231e-08 | 0.00097009 | 1.1231e-08
[79 empty] | WLDFR | HFTD - Distribution - Tier 2 - 3QU CoRE ¦ 2QU LoRE | Red Flag Warning - Catastrophic Fires | 2064 | 3.6238e-08 | 3.6238e-08 | 21325.9188 | 384.5316 | 12862.0997 | 8079.2876 | 0 | 0 | 3.7355e-05 | 0.0007728 | 0 | 0.0007728 | 0.0007728 | 0 | 0.0007728 | 0 | 4.0294e-06 | 8.8326e-06 | 0 | 8.8326e-06 | 0 | 2.7743e-05 | 5.5486e-05 | 0 | 5.5486e-05 | [12 empty] | 7.3.3.17.5 (Remote Grid) Updates to grid topology to minimize risk of ignition in HFTDs Remote GridWLDFRWire-to-wire contactAggregated | WLDFR | HFTD - Distribution - Tier 2 - 1QU CoRE ¦ 3QU LoRE | Red Flag Warning - Small Fires | Wire-to-wire contact | Aggregated | 2064 | 1.1577e-05 | 1013.9529 | 0.011739 | 2064 | Mitigation | 0.95 | 45 | 0 | esc | 0.00097009 | 1.1231e-08 | 0.00097009 | 1.1231e-08
[79 empty] | WLDFR | HFTD - Distribution - Tier 2 - 3QU CoRE ¦ 2QU LoRE | Red Flag Warning - Catastrophic Fires | 2065 | 3.6238e-08 | 3.6238e-08 | 21325.9188 | 384.5316 | 12862.0997 | 8079.2876 | 0 | 0 | 3.7355e-05 | 0.0007728 | 0 | 0.0007728 | 0.0007728 | 0 | 0.0007728 | 0 | 4.2177e-06 | 9.2453e-06 | 0 | 9.2453e-06 | 0 | 2.9099e-05 | 5.8197e-05 | 0 | 5.8197e-05 | [12 empty] | 7.3.3.17.5 (Remote Grid) Updates to grid topology to minimize risk of ignition in HFTDs Remote GridWLDFRWire-to-wire contactAggregated | WLDFR | HFTD - Distribution - Tier 2 - 1QU CoRE ¦ 3QU LoRE | Red Flag Warning - Small Fires | Wire-to-wire contact | Aggregated | 2065 | 1.1577e-05 | 1013.9529 | 0.011739 | 2065 | Mitigation | 0.95 | 45 | 0 | esc | 0.00097009 | 1.1231e-08 | 0.00097009 | 1.1231e-08
[79 empty] | WLDFR | HFTD - Distribution - Tier 2 - 3QU CoRE ¦ 2QU LoRE | Red Flag Warning - Catastrophic Fires | 2066 | 3.6238e-08 | 3.6238e-08 | 21325.9188 | 384.5316 | 12862.0997 | 8079.2876 | 0 | 0 | 3.7355e-05 | 0.0007728 | 0 | 0.0007728 | 0.0007728 | 0 | 0.0007728 | 0 | 4.2177e-06 | 9.2453e-06 | 0 | 9.2453e-06 | 0 | 2.9099e-05 | 5.8197e-05 | 0 | 5.8197e-05 | [12 empty] | 7.3.3.17.5 (Remote Grid) Updates to grid topology to minimize risk of ignition in HFTDs Remote GridWLDFRWire-to-wire contactAggregated | WLDFR | HFTD - Distribution - Tier 2 - 1QU CoRE ¦ 3QU LoRE | Red Flag Warning - Small Fires | Wire-to-wire contact | Aggregated | 2066 | 1.1577e-05 | 1013.9529 | 0.011739 | 2066 | Mitigation | 0.95 | 45 | 0 | esc | 0.00097009 | 1.1231e-08 | 0.00097009 | 1.1231e-08
[79 empty] | WLDFR | HFTD - Distribution - Tier 2 - 3QU CoRE ¦ 2QU LoRE | Red Flag Warning - Catastrophic Fires | 2067 | 0 | 3.6238e-08 | 21325.9188 | 384.5316 | 12862.0997 | 8079.2876 | 0 | 0 | 3.7355e-05 | 0 | 0 | 0 | 0.0007728 | 0 | 0.0007728 | 0 | 4.2177e-06 | 9.2453e-06 | 0 | 9.2453e-06 | 0 | 2.9099e-05 | 5.8197e-05 | 0 | 5.8197e-05 | [12 empty] | 7.3.3.17.5 (Remote Grid) Updates to grid topology to minimize risk of ignition in HFTDs Remote GridWLDFRWire-to-wire contactAggregated | WLDFR | HFTD - Distribution - Tier 2 - 1QU CoRE ¦ 3QU LoRE | Red Flag Warning - Small Fires | Wire-to-wire contact | Aggregated | 2067 | 1.1577e-05 | 1013.9529 | 0.011739 | 2067 | Mitigation | 0.95 | 45 | 0 | esc | 0 | 0 | 0.00097009 | 1.1231e-08
[79 empty] | WLDFR | HFTD - Distribution - Tier 2 - 3QU CoRE ¦ 2QU LoRE | Red Flag Warning - Destructive Fires | 2022 | 5.3029e-09 | 0 | 8807.9522 | 222.2294 | 8585.7228 | 0 | 0 | 0 | 5.4664e-06 | 4.6708e-05 | 0 | 4.6708e-05 | 0 | 0 | 0 | 0 | 4.2177e-06 | 9.2453e-06 | 0 | 9.2453e-06 | 0 | 2.9099e-05 | 5.8197e-05 | 0 | 5.8197e-05 | [12 empty] | 7.3.3.17.5 (Remote Grid) Updates to grid topology to minimize risk of ignition in HFTDs Remote GridWLDFRContact from objectAggregated | WLDFR | HFTD - Distribution - Tier 2 - 1QU CoRE ¦ 4QU LoRE | Non-Red Flag Warning - Catastrophic Fires | Contact from object | Aggregated | 2022 | 3.8159e-06 | 1483.0022 | 0.0056589 | 2022 | Mitigation | 0.95 | 45 | 0 | esc | 0.00097009 | 3.7017e-09 | 0 | 0
[79 empty] | WLDFR | HFTD - Distribution - Tier 2 - 3QU CoRE ¦ 2QU LoRE | Red Flag Warning - Destructive Fires | 2023 | 5.3029e-09 | 5.3029e-09 | 9129.7461 | 233.2301 | 8896.516 | 0 | 0 | 0 | 5.4664e-06 | 4.8414e-05 | 0 | 4.8414e-05 | 4.8414e-05 | 0 | 4.8414e-05 | 0 | 4.2177e-06 | 9.2453e-06 | 0 | 9.2453e-06 | 0 | 2.9099e-05 | 5.8197e-05 | 0 | 5.8197e-05 | [12 empty] | 7.3.3.17.5 (Remote Grid) Updates to grid topology to minimize risk of ignition in HFTDs Remote GridWLDFRContact from objectAggregated | WLDFR | HFTD - Distribution - Tier 2 - 1QU CoRE ¦ 4QU LoRE | Non-Red Flag Warning - Catastrophic Fires | Contact from object | Aggregated | 2023 | 3.8159e-06 | 1483.0022 | 0.0056589 | 2023 | Mitigation | 0.95 | 45 | 0 | esc | 0.00097009 | 3.7017e-09 | 0.00097009 | 3.7017e-09
[79 empty] | WLDFR | HFTD - Distribution - Tier 2 - 3QU CoRE ¦ 2QU LoRE | Red Flag Warning - Destructive Fires | 2024 | 5.3029e-09 | 5.3029e-09 | 9129.7461 | 233.2301 | 8896.516 | 0 | 0 | 0 | 5.4664e-06 | 4.8414e-05 | 0 | 4.8414e-05 | 4.8414e-05 | 0 | 4.8414e-05 | 0 | 4.4085e-06 | 9.6635e-06 | 0 | 9.6635e-06 | 0 | 3.0542e-05 | 6.1083e-05 | 0 | 6.1083e-05 | [12 empty] | 7.3.3.17.5 (Remote Grid) Updates to grid topology to minimize risk of ignition in HFTDs Remote GridWLDFRContact from objectAggregated | WLDFR | HFTD - Distribution - Tier 2 - 1QU CoRE ¦ 4QU LoRE | Non-Red Flag Warning - Catastrophic Fires | Contact from object | Aggregated | 2024 | 3.8159e-06 | 1483.0022 | 0.0056589 | 2024 | Mitigation | 0.95 | 45 | 0 | esc | 0.00097009 | 3.7017e-09 | 0.00097009 | 3.7017e-09
[79 empty] | WLDFR | HFTD - Distribution - Tier 2 - 3QU CoRE ¦ 2QU LoRE | Red Flag Warning - Destructive Fires | 2025 | 5.3029e-09 | 5.3029e-09 | 9129.7461 | 233.2301 | 8896.516 | 0 | 0 | 0 | 5.4664e-06 | 4.8414e-05 | 0 | 4.8414e-05 | 4.8414e-05 | 0 | 4.8414e-05 | 0 | 4.4085e-06 | 9.6635e-06 | 0 | 9.6635e-06 | 0 | 3.0542e-05 | 6.1083e-05 | 0 | 6.1083e-05 | [12 empty] | 7.3.3.17.5 (Remote Grid) Updates to grid topology to minimize risk of ignition in HFTDs Remote GridWLDFRContact from objectAggregated | WLDFR | HFTD - Distribution - Tier 2 - 1QU CoRE ¦ 4QU LoRE | Non-Red Flag Warning - Catastrophic Fires | Contact from object | Aggregated | 2025 | 3.8159e-06 | 1483.0022 | 0.0056589 | 2025 | Mitigation | 0.95 | 45 | 0 | esc | 0.00097009 | 3.7017e-09 | 0.00097009 | 3.7017e-09
[79 empty] | WLDFR | HFTD - Distribution - Tier 2 - 3QU CoRE ¦ 2QU LoRE | Red Flag Warning - Destructive Fires | 2026 | 5.3029e-09 | 5.3029e-09 | 9129.7461 | 233.2301 | 8896.516 | 0 | 0 | 0 | 5.4664e-06 | 4.8414e-05 | 0 | 4.8414e-05 | 4.8414e-05 | 0 | 4.8414e-05 | 0 | 4.4085e-06 | 9.6635e-06 | 0 | 9.6635e-06 | 0 | 3.0542e-05 | 6.1083e-05 | 0 | 6.1083e-05 | [12 empty] | 7.3.3.17.5 (Remote Grid) Updates to grid topology to minimize risk of ignition in HFTDs Remote GridWLDFRContact from objectAggregated | WLDFR | HFTD - Distribution - Tier 2 - 1QU CoRE ¦ 4QU LoRE | Non-Red Flag Warning - Catastrophic Fires | Contact from object | Aggregated | 2026 | 3.8159e-06 | 1483.0022 | 0.0056589 | 2026 | Mitigation | 0.95 | 45 | 0 | esc | 0.00097009 | 3.7017e-09 | 0.00097009 | 3.7017e-09
[79 empty] | WLDFR | HFTD - Distribution - Tier 2 - 3QU CoRE ¦ 2QU LoRE | Red Flag Warning - Destructive Fires | 2027 | 5.3029e-09 | 5.3029e-09 | 9129.7461 | 233.2301 | 8896.516 | 0 | 0 | 0 | 5.4664e-06 | 4.8414e-05 | 0 | 4.8414e-05 | 4.8414e-05 | 0 | 4.8414e-05 | 0 | 0 | 9.6635e-06 | 0 | 9.6635e-06 | 0 | 3.0542e-05 | 6.1083e-05 | 0 | 6.1083e-05 | [12 empty] | 7.3.3.17.5 (Remote Grid) Updates to grid topology to minimize risk of ignition in HFTDs Remote GridWLDFRContact from objectAggregated | WLDFR | HFTD - Distribution - Tier 2 - 1QU CoRE ¦ 4QU LoRE | Non-Red Flag Warning - Catastrophic Fires | Contact from object | Aggregated | 2027 | 3.8159e-06 | 1483.0022 | 0.0056589 | 2027 | Mitigation | 0.95 | 45 | 0 | esc | 0.00097009 | 3.7017e-09 | 0.00097009 | 3.7017e-09
[79 empty] | WLDFR | HFTD - Distribution - Tier 2 - 3QU CoRE ¦ 2QU LoRE | Red Flag Warning - Destructive Fires | 2028 | 5.3029e-09 | 5.3029e-09 | 9534.9221 | 247.273 | 9287.6491 | 0 | 0 | 0 | 5.4664e-06 | 5.0563e-05 | 0 | 5.0563e-05 | 5.0563e-05 | 0 | 5.0563e-05 | 0 | 0 | 0 | 0 | 0 | 0 | 3.0542e-05 | 6.1083e-05 | 0 | 6.1083e-05 | [12 empty] | 7.3.3.17.5 (Remote Grid) Updates to grid topology to minimize risk of ignition in HFTDs Remote GridWLDFRContact from objectAggregated | WLDFR | HFTD - Distribution - Tier 2 - 1QU CoRE ¦ 4QU LoRE | Non-Red Flag Warning - Catastrophic Fires | Contact from object | Aggregated | 2028 | 3.8159e-06 | 1483.0022 | 0.0056589 | 2028 | Mitigation | 0.95 | 45 | 0 | esc | 0.00097009 | 3.7017e-09 | 0.00097009 | 3.7017e-09
[79 empty] | WLDFR | HFTD - Distribution - Tier 2 - 3QU CoRE ¦ 2QU LoRE | Red Flag Warning - Destructive Fires | 2029 | 5.3029e-09 | 5.3029e-09 | 9534.9221 | 247.273 | 9287.6491 | 0 | 0 | 0 | 5.4664e-06 | 5.0563e-05 | 0 | 5.0563e-05 | 5.0563e-05 | 0 | 5.0563e-05 | 0 | 0.0029507 | 0 | 0 | 0 | 0 | 3.2053e-05 | 6.4106e-05 | 0 | 6.4106e-05 | [12 empty] | 7.3.3.17.5 (Remote Grid) Updates to grid topology to minimize risk of ignition in HFTDs Remote GridWLDFRContact from objectAggregated | WLDFR | HFTD - Distribution - Tier 2 - 1QU CoRE ¦ 4QU LoRE | Non-Red Flag Warning - Catastrophic Fires | Contact from object | Aggregated | 2029 | 3.8159e-06 | 1483.0022 | 0.0056589 | 2029 | Mitigation | 0.95 | 45 | 0 | esc | 0.00097009 | 3.7017e-09 | 0.00097009 | 3.7017e-09
[79 empty] | WLDFR | HFTD - Distribution - Tier 2 - 3QU CoRE ¦ 2QU LoRE | Red Flag Warning - Destructive Fires | 2030 | 5.3029e-09 | 5.3029e-09 | 9534.9221 | 247.273 | 9287.6491 | 0 | 0 | 0 | 5.4664e-06 | 5.0563e-05 | 0 | 5.0563e-05 | 5.0563e-05 | 0 | 5.0563e-05 | 0 | 0.0030588 | 0.006705 | 0 | 0.006705 | 0 | 3.2053e-05 | 6.4106e-05 | 0 | 6.4106e-05 | [12 empty] | 7.3.3.17.5 (Remote Grid) Updates to grid topology to minimize risk of ignition in HFTDs Remote GridWLDFRContact from objectAggregated | WLDFR | HFTD - Distribution - Tier 2 - 1QU CoRE ¦ 4QU LoRE | Non-Red Flag Warning - Catastrophic Fires | Contact from object | Aggregated | 2030 | 3.8159e-06 | 1483.0022 | 0.0056589 | 2030 | Mitigation | 0.95 | 45 | 0 | esc | 0.00097009 | 3.7017e-09 | 0.00097009 | 3.7017e-09
[79 empty] | WLDFR | HFTD - Distribution - Tier 2 - 3QU CoRE ¦ 2QU LoRE | Red Flag Warning - Destructive Fires | 2031 | 5.3029e-09 | 5.3029e-09 | 9534.9221 | 247.273 | 9287.6491 | 0 | 0 | 0 | 5.4664e-06 | 5.0563e-05 | 0 | 5.0563e-05 | 5.0563e-05 | 0 | 5.0563e-05 | 0 | 0.0030588 | 0.006705 | 0 | 0.006705 | 0 | 3.2053e-05 | 6.4106e-05 | 0 | 6.4106e-05 | [12 empty] | 7.3.3.17.5 (Remote Grid) Updates to grid topology to minimize risk of ignition in HFTDs Remote GridWLDFRContact from objectAggregated | WLDFR | HFTD - Distribution - Tier 2 - 1QU CoRE ¦ 4QU LoRE | Non-Red Flag Warning - Catastrophic Fires | Contact from object | Aggregated | 2031 | 3.8159e-06 | 1483.0022 | 0.0056589 | 2031 | Mitigation | 0.95 | 45 | 0 | esc | 0.00097009 | 3.7017e-09 | 0.00097009 | 3.7017e-09
[79 empty] | WLDFR | HFTD - Distribution - Tier 2 - 3QU CoRE ¦ 2QU LoRE | Red Flag Warning - Destructive Fires | 2032 | 5.3029e-09 | 5.3029e-09 | 9534.9221 | 247.273 | 9287.6491 | 0 | 0 | 0 | 5.4664e-06 | 5.0563e-05 | 0 | 5.0563e-05 | 5.0563e-05 | 0 | 5.0563e-05 | 0 | 0.0030588 | 0.006705 | 0 | 0.006705 | 0 | 3.2053e-05 | 6.4106e-05 | 0 | 6.4106e-05 | [12 empty] | 7.3.3.17.5 (Remote Grid) Updates to grid topology to minimize risk of ignition in HFTDs Remote GridWLDFRContact from objectAggregated | WLDFR | HFTD - Distribution - Tier 2 - 1QU CoRE ¦ 4QU LoRE | Non-Red Flag Warning - Catastrophic Fires | Contact from object | Aggregated | 2032 | 3.8159e-06 | 1483.0022 | 0.0056589 | 2032 | Mitigation | 0.95 | 45 | 0 | esc | 0.00097009 | 3.7017e-09 | 0.00097009 | 3.7017e-09
[79 empty] | WLDFR | HFTD - Distribution - Tier 2 - 3QU CoRE ¦ 2QU LoRE | Red Flag Warning - Destructive Fires | 2033 | 5.3029e-09 | 5.3029e-09 | 9984.8474 | 263.1074 | 9721.74 | 0 | 0 | 0 | 5.4664e-06 | 5.2948e-05 | 0 | 5.2948e-05 | 5.2948e-05 | 0 | 5.2948e-05 | 0 | 0.0030588 | 0.006705 | 0 | 0.006705 | 0 | 0 | 6.4106e-05 | 0 | 6.4106e-05 | [12 empty] | 7.3.3.17.5 (Remote Grid) Updates to grid topology to minimize risk of ignition in HFTDs Remote GridWLDFRContact from objectAggregated | WLDFR | HFTD - Distribution - Tier 2 - 1QU CoRE ¦ 4QU LoRE | Non-Red Flag Warning - Catastrophic Fires | Contact from object | Aggregated | 2033 | 3.8159e-06 | 1483.0022 | 0.0056589 | 2033 | Mitigation | 0.95 | 45 | 0 | esc | 0.00097009 | 3.7017e-09 | 0.00097009 | 3.7017e-09
[79 empty] | WLDFR | HFTD - Distribution - Tier 2 - 3QU CoRE ¦ 2QU LoRE | Red Flag Warning - Destructive Fires | 2034 | 5.3029e-09 | 5.3029e-09 | 9984.8474 | 263.1074 | 9721.74 | 0 | 0 | 0 | 5.4664e-06 | 5.2948e-05 | 0 | 5.2948e-05 | 5.2948e-05 | 0 | 5.2948e-05 | 0 | 0.0030588 | 0.006705 | 0 | 0.006705 | 0 | 0 | 0 | 0 | 0 | [12 empty] | 7.3.3.17.5 (Remote Grid) Updates to grid topology to minimize risk of ignition in HFTDs Remote GridWLDFRContact from objectAggregated | WLDFR | HFTD - Distribution - Tier 2 - 1QU CoRE ¦ 4QU LoRE | Non-Red Flag Warning - Catastrophic Fires | Contact from object | Aggregated | 2034 | 3.8159e-06 | 1483.0022 | 0.0056589 | 2034 | Mitigation | 0.95 | 45 | 0 | esc | 0.00097009 | 3.7017e-09 | 0.00097009 | 3.7017e-09
[79 empty] | WLDFR | HFTD - Distribution - Tier 2 - 3QU CoRE ¦ 2QU LoRE | Red Flag Warning - Destructive Fires | 2035 | 5.3029e-09 | 5.3029e-09 | 9984.8474 | 263.1074 | 9721.74 | 0 | 0 | 0 | 5.4664e-06 | 5.2948e-05 | 0 | 5.2948e-05 | 5.2948e-05 | 0 | 5.2948e-05 | 0 | 0.0031951 | 0.0070038 | 0 | 0.0070038 | 0 | 0 | 0 | 0 | 0 | [12 empty] | 7.3.3.17.5 (Remote Grid) Updates to grid topology to minimize risk of ignition in HFTDs Remote GridWLDFRContact from objectAggregated | WLDFR | HFTD - Distribution - Tier 2 - 1QU CoRE ¦ 4QU LoRE | Non-Red Flag Warning - Catastrophic Fires | Contact from object | Aggregated | 2035 | 3.8159e-06 | 1483.0022 | 0.0056589 | 2035 | Mitigation | 0.95 | 45 | 0 | esc | 0.00097009 | 3.7017e-09 | 0.00097009 | 3.7017e-09
[79 empty] | WLDFR | HFTD - Distribution - Tier 2 - 3QU CoRE ¦ 2QU LoRE | Red Flag Warning - Destructive Fires | 2036 | 5.3029e-09 | 5.3029e-09 | 9984.8474 | 263.1074 | 9721.74 | 0 | 0 | 0 | 5.4664e-06 | 5.2948e-05 | 0 | 5.2948e-05 | 5.2948e-05 | 0 | 5.2948e-05 | 0 | 0.0031951 | 0.0070038 | 0 | 0.0070038 | 0 | 3.9566e-07 | 0 | 0 | 0 | [12 empty] | 7.3.3.17.5 (Remote Grid) Updates to grid topology to minimize risk of ignition in HFTDs Remote GridWLDFRContact from objectAggregated | WLDFR | HFTD - Distribution - Tier 2 - 1QU CoRE ¦ 4QU LoRE | Non-Red Flag Warning - Catastrophic Fires | Contact from object | Aggregated | 2036 | 3.8159e-06 | 1483.0022 | 0.0056589 | 2036 | Mitigation | 0.95 | 45 | 0 | esc | 0.00097009 | 3.7017e-09 | 0.00097009 | 3.7017e-09
[79 empty] | WLDFR | HFTD - Distribution - Tier 2 - 3QU CoRE ¦ 2QU LoRE | Red Flag Warning - Destructive Fires | 2037 | 5.3029e-09 | 5.3029e-09 | 9984.8474 | 263.1074 | 9721.74 | 0 | 0 | 0 | 5.4664e-06 | 5.2948e-05 | 0 | 5.2948e-05 | 5.2948e-05 | 0 | 5.2948e-05 | 0 | 0.0031951 | 0.0070038 | 0 | 0.0070038 | 0 | 4.1336e-07 | 8.2672e-07 | 0 | 8.2672e-07 | [12 empty] | 7.3.3.17.5 (Remote Grid) Updates to grid topology to minimize risk of ignition in HFTDs Remote GridWLDFRContact from objectAggregated | WLDFR | HFTD - Distribution - Tier 2 - 1QU CoRE ¦ 4QU LoRE | Non-Red Flag Warning - Catastrophic Fires | Contact from object | Aggregated | 2037 | 3.8159e-06 | 1483.0022 | 0.0056589 | 2037 | Mitigation | 0.95 | 45 | 0 | esc | 0.00097009 | 3.7017e-09 | 0.00097009 | 3.7017e-09
[79 empty] | WLDFR | HFTD - Distribution - Tier 2 - 3QU CoRE ¦ 2QU LoRE | Red Flag Warning - Destructive Fires | 2038 | 5.3029e-09 | 5.3029e-09 | 10472.8261 | 280.5544 | 10192.2718 | 0 | 0 | 0 | 5.4664e-06 | 5.5536e-05 | 0 | 5.5536e-05 | 5.5536e-05 | 0 | 5.5536e-05 | 0 | 0.0031951 | 0.0070038 | 0 | 0.0070038 | 0 | 4.1336e-07 | 8.2672e-07 | 0 | 8.2672e-07 | [12 empty] | 7.3.3.17.5 (Remote Grid) Updates to grid topology to minimize risk of ignition in HFTDs Remote GridWLDFRContact from objectAggregated | WLDFR | HFTD - Distribution - Tier 2 - 1QU CoRE ¦ 4QU LoRE | Non-Red Flag Warning - Catastrophic Fires | Contact from object | Aggregated | 2038 | 3.8159e-06 | 1483.0022 | 0.0056589 | 2038 | Mitigation | 0.95 | 45 | 0 | esc | 0.00097009 | 3.7017e-09 | 0.00097009 | 3.7017e-09
[79 empty] | WLDFR | HFTD - Distribution - Tier 2 - 3QU CoRE ¦ 2QU LoRE | Red Flag Warning - Destructive Fires | 2039 | 5.3029e-09 | 5.3029e-09 | 10472.8261 | 280.5544 | 10192.2718 | 0 | 0 | 0 | 5.4664e-06 | 5.5536e-05 | 0 | 5.5536e-05 | 5.5536e-05 | 0 | 5.5536e-05 | 0 | 0.0031951 | 0.0070038 | 0 | 0.0070038 | 0 | 4.1336e-07 | 8.2672e-07 | 0 | 8.2672e-07 | [12 empty] | 7.3.3.17.5 (Remote Grid) Updates to grid topology to minimize risk of ignition in HFTDs Remote GridWLDFRContact from objectAggregated | WLDFR | HFTD - Distribution - Tier 2 - 1QU CoRE ¦ 4QU LoRE | Non-Red Flag Warning - Catastrophic Fires | Contact from object | Aggregated | 2039 | 3.8159e-06 | 1483.0022 | 0.0056589 | 2039 | Mitigation | 0.95 | 45 | 0 | esc | 0.00097009 | 3.7017e-09 | 0.00097009 | 3.7017e-09
[79 empty] | WLDFR | HFTD - Distribution - Tier 2 - 3QU CoRE ¦ 2QU LoRE | Red Flag Warning - Destructive Fires | 2040 | 5.3029e-09 | 5.3029e-09 | 10472.8261 | 280.5544 | 10192.2718 | 0 | 0 | 0 | 5.4664e-06 | 5.5536e-05 | 0 | 5.5536e-05 | 5.5536e-05 | 0 | 5.5536e-05 | 0 | 0.0033466 | 0.0073358 | 0 | 0.0073358 | 0 | 4.1336e-07 | 8.2672e-07 | 0 | 8.2672e-07 | [12 empty] | 7.3.3.17.5 (Remote Grid) Updates to grid topology to minimize risk of ignition in HFTDs Remote GridWLDFRContact from objectAggregated | WLDFR | HFTD - Distribution - Tier 2 - 1QU CoRE ¦ 4QU LoRE | Non-Red Flag Warning - Catastrophic Fires | Contact from object | Aggregated | 2040 | 3.8159e-06 | 1483.0022 | 0.0056589 | 2040 | Mitigation | 0.95 | 45 | 0 | esc | 0.00097009 | 3.7017e-09 | 0.00097009 | 3.7017e-09
[79 empty] | WLDFR | HFTD - Distribution - Tier 2 - 3QU CoRE ¦ 2QU LoRE | Red Flag Warning - Destructive Fires | 2041 | 5.3029e-09 | 5.3029e-09 | 10472.8261 | 280.5544 | 10192.2718 | 0 | 0 | 0 | 5.4664e-06 | 5.5536e-05 | 0 | 5.5536e-05 | 5.5536e-05 | 0 | 5.5536e-05 | 0 | 0.0033466 | 0.0073358 | 0 | 0.0073358 | 0 | 4.1336e-07 | 8.2672e-07 | 0 | 8.2672e-07 | [12 empty] | 7.3.3.17.5 (Remote Grid) Updates to grid topology to minimize risk of ignition in HFTDs Remote GridWLDFRContact from objectAggregated | WLDFR | HFTD - Distribution - Tier 2 - 1QU CoRE ¦ 4QU LoRE | Non-Red Flag Warning - Catastrophic Fires | Contact from object | Aggregated | 2041 | 3.8159e-06 | 1483.0022 | 0.0056589 | 2041 | Mitigation | 0.95 | 45 | 0 | esc | 0.00097009 | 3.7017e-09 | 0.00097009 | 3.7017e-09
[79 empty] | WLDFR | HFTD - Distribution - Tier 2 - 3QU CoRE ¦ 2QU LoRE | Red Flag Warning - Destructive Fires | 2042 | 5.3029e-09 | 5.3029e-09 | 10472.8261 | 280.5544 | 10192.2718 | 0 | 0 | 0 | 5.4664e-06 | 5.5536e-05 | 0 | 5.5536e-05 | 5.5536e-05 | 0 | 5.5536e-05 | 0 | 0.0033466 | 0.0073358 | 0 | 0.0073358 | 0 | 4.3616e-07 | 8.7231e-07 | 0 | 8.7231e-07 | [12 empty] | 7.3.3.17.5 (Remote Grid) Updates to grid topology to minimize risk of ignition in HFTDs Remote GridWLDFRContact from objectAggregated | WLDFR | HFTD - Distribution - Tier 2 - 1QU CoRE ¦ 4QU LoRE | Non-Red Flag Warning - Catastrophic Fires | Contact from object | Aggregated | 2042 | 3.8159e-06 | 1483.0022 | 0.0056589 | 2042 | Mitigation | 0.95 | 45 | 0 | esc | 0.00097009 | 3.7017e-09 | 0.00097009 | 3.7017e-09
[79 empty] | WLDFR | HFTD - Distribution - Tier 2 - 3QU CoRE ¦ 2QU LoRE | Red Flag Warning - Destructive Fires | 2043 | 5.3029e-09 | 5.3029e-09 | 10992.1562 | 299.42 | 10692.7362 | 0 | 0 | 0 | 5.4664e-06 | 5.829e-05 | 0 | 5.829e-05 | 5.829e-05 | 0 | 5.829e-05 | 0 | 0.0033466 | 0.0073358 | 0 | 0.0073358 | 0 | 4.3616e-07 | 8.7231e-07 | 0 | 8.7231e-07 | [12 empty] | 7.3.3.17.5 (Remote Grid) Updates to grid topology to minimize risk of ignition in HFTDs Remote GridWLDFRContact from objectAggregated | WLDFR | HFTD - Distribution - Tier 2 - 1QU CoRE ¦ 4QU LoRE | Non-Red Flag Warning - Catastrophic Fires | Contact from object | Aggregated | 2043 | 3.8159e-06 | 1483.0022 | 0.0056589 | 2043 | Mitigation | 0.95 | 45 | 0 | esc | 0.00097009 | 3.7017e-09 | 0.00097009 | 3.7017e-09
[79 empty] | WLDFR | HFTD - Distribution - Tier 2 - 3QU CoRE ¦ 2QU LoRE | Red Flag Warning - Destructive Fires | 2044 | 5.3029e-09 | 5.3029e-09 | 10992.1562 | 299.42 | 10692.7362 | 0 | 0 | 0 | 5.4664e-06 | 5.829e-05 | 0 | 5.829e-05 | 5.829e-05 | 0 | 5.829e-05 | 0 | 0.0033466 | 0.0073358 | 0 | 0.0073358 | 0 | 4.3616e-07 | 8.7231e-07 | 0 | 8.7231e-07 | [12 empty] | 7.3.3.17.5 (Remote Grid) Updates to grid topology to minimize risk of ignition in HFTDs Remote GridWLDFRContact from objectAggregated | WLDFR | HFTD - Distribution - Tier 2 - 1QU CoRE ¦ 4QU LoRE | Non-Red Flag Warning - Catastrophic Fires | Contact from object | Aggregated | 2044 | 3.8159e-06 | 1483.0022 | 0.0056589 | 2044 | Mitigation | 0.95 | 45 | 0 | esc | 0.00097009 | 3.7017e-09 | 0.00097009 | 3.7017e-09
[79 empty] | WLDFR | HFTD - Distribution - Tier 2 - 3QU CoRE ¦ 2QU LoRE | Red Flag Warning - Destructive Fires | 2045 | 5.3029e-09 | 5.3029e-09 | 10992.1562 | 299.42 | 10692.7362 | 0 | 0 | 0 | 5.4664e-06 | 5.829e-05 | 0 | 5.829e-05 | 5.829e-05 | 0 | 5.829e-05 | 0 | 0.003511 | 0.0076962 | 0 | 0.0076962 | 0 | 4.3616e-07 | 8.7231e-07 | 0 | 8.7231e-07 | [12 empty] | 7.3.3.17.5 (Remote Grid) Updates to grid topology to minimize risk of ignition in HFTDs Remote GridWLDFRContact from objectAggregated | WLDFR | HFTD - Distribution - Tier 2 - 1QU CoRE ¦ 4QU LoRE | Non-Red Flag Warning - Catastrophic Fires | Contact from object | Aggregated | 2045 | 3.8159e-06 | 1483.0022 | 0.0056589 | 2045 | Mitigation | 0.95 | 45 | 0 | esc | 0.00097009 | 3.7017e-09 | 0.00097009 | 3.7017e-09
[79 empty] | WLDFR | HFTD - Distribution - Tier 2 - 3QU CoRE ¦ 2QU LoRE | Red Flag Warning - Destructive Fires | 2046 | 5.3029e-09 | 5.3029e-09 | 10992.1562 | 299.42 | 10692.7362 | 0 | 0 | 0 | 5.4664e-06 | 5.829e-05 | 0 | 5.829e-05 | 5.829e-05 | 0 | 5.829e-05 | 0 | 0.003511 | 0.0076962 | 0 | 0.0076962 | 0 | 4.3616e-07 | 8.7231e-07 | 0 | 8.7231e-07 | [12 empty] | 7.3.3.17.5 (Remote Grid) Updates to grid topology to minimize risk of ignition in HFTDs Remote GridWLDFRContact from objectAggregated | WLDFR | HFTD - Distribution - Tier 2 - 1QU CoRE ¦ 4QU LoRE | Non-Red Flag Warning - Catastrophic Fires | Contact from object | Aggregated | 2046 | 3.8159e-06 | 1483.0022 | 0.0056589 | 2046 | Mitigation | 0.95 | 45 | 0 | esc | 0.00097009 | 3.7017e-09 | 0.00097009 | 3.7017e-09
[79 empty] | WLDFR | HFTD - Distribution - Tier 2 - 3QU CoRE ¦ 2QU LoRE | Red Flag Warning - Destructive Fires | 2047 | 5.3029e-09 | 5.3029e-09 | 10992.1562 | 299.42 | 10692.7362 | 0 | 0 | 0 | 5.4664e-06 | 5.829e-05 | 0 | 5.829e-05 | 5.829e-05 | 0 | 5.829e-05 | 0 | 0.003511 | 0.0076962 | 0 | 0.0076962 | 0 | 4.6209e-07 | 9.2418e-07 | 0 | 9.2418e-07 | [12 empty] | 7.3.3.17.5 (Remote Grid) Updates to grid topology to minimize risk of ignition in HFTDs Remote GridWLDFRContact from objectAggregated | WLDFR | HFTD - Distribution - Tier 2 - 1QU CoRE ¦ 4QU LoRE | Non-Red Flag Warning - Catastrophic Fires | Contact from object | Aggregated | 2047 | 3.8159e-06 | 1483.0022 | 0.0056589 | 2047 | Mitigation | 0.95 | 45 | 0 | esc | 0.00097009 | 3.7017e-09 | 0.00097009 | 3.7017e-09
[79 empty] | WLDFR | HFTD - Distribution - Tier 2 - 3QU CoRE ¦ 2QU LoRE | Red Flag Warning - Destructive Fires | 2048 | 5.3029e-09 | 5.3029e-09 | 11536.0538 | 319.4911 | 11216.5626 | 0 | 0 | 0 | 5.4664e-06 | 6.1174e-05 | 0 | 6.1174e-05 | 6.1174e-05 | 0 | 6.1174e-05 | 0 | 0.003511 | 0.0076962 | 0 | 0.0076962 | 0 | 4.6209e-07 | 9.2418e-07 | 0 | 9.2418e-07 | [12 empty] | 7.3.3.17.5 (Remote Grid) Updates to grid topology to minimize risk of ignition in HFTDs Remote GridWLDFRContact from objectAggregated | WLDFR | HFTD - Distribution - Tier 2 - 1QU CoRE ¦ 4QU LoRE | Non-Red Flag Warning - Catastrophic Fires | Contact from object | Aggregated | 2048 | 3.8159e-06 | 1483.0022 | 0.0056589 | 2048 | Mitigation | 0.95 | 45 | 0 | esc | 0.00097009 | 3.7017e-09 | 0.00097009 | 3.7017e-09
[79 empty] | WLDFR | HFTD - Distribution - Tier 2 - 3QU CoRE ¦ 2QU LoRE | Red Flag Warning - Destructive Fires | 2049 | 5.3029e-09 | 5.3029e-09 | 11536.0538 | 319.4911 | 11216.5626 | 0 | 0 | 0 | 5.4664e-06 | 6.1174e-05 | 0 | 6.1174e-05 | 6.1174e-05 | 0 | 6.1174e-05 | 0 | 0.003511 | 0.0076962 | 0 | 0.0076962 | 0 | 4.6209e-07 | 9.2418e-07 | 0 | 9.2418e-07 | [12 empty] | 7.3.3.17.5 (Remote Grid) Updates to grid topology to minimize risk of ignition in HFTDs Remote GridWLDFRContact from objectAggregated | WLDFR | HFTD - Distribution - Tier 2 - 1QU CoRE ¦ 4QU LoRE | Non-Red Flag Warning - Catastrophic Fires | Contact from object | Aggregated | 2049 | 3.8159e-06 | 1483.0022 | 0.0056589 | 2049 | Mitigation | 0.95 | 45 | 0 | esc | 0.00097009 | 3.7017e-09 | 0.00097009 | 3.7017e-09
[79 empty] | WLDFR | HFTD - Distribution - Tier 2 - 3QU CoRE ¦ 2QU LoRE | Red Flag Warning - Destructive Fires | 2050 | 5.3029e-09 | 5.3029e-09 | 11536.0538 | 319.4911 | 11216.5626 | 0 | 0 | 0 | 5.4664e-06 | 6.1174e-05 | 0 | 6.1174e-05 | 6.1174e-05 | 0 | 6.1174e-05 | 0 | 0.0036861 | 0.0080801 | 0 | 0.0080801 | 0 | 4.6209e-07 | 9.2418e-07 | 0 | 9.2418e-07 | [12 empty] | 7.3.3.17.5 (Remote Grid) Updates to grid topology to minimize risk of ignition in HFTDs Remote GridWLDFRContact from objectAggregated | WLDFR | HFTD - Distribution - Tier 2 - 1QU CoRE ¦ 4QU LoRE | Non-Red Flag Warning - Catastrophic Fires | Contact from object | Aggregated | 2050 | 3.8159e-06 | 1483.0022 | 0.0056589 | 2050 | Mitigation | 0.95 | 45 | 0 | esc | 0.00097009 | 3.7017e-09 | 0.00097009 | 3.7017e-09
[79 empty] | WLDFR | HFTD - Distribution - Tier 2 - 3QU CoRE ¦ 2QU LoRE | Red Flag Warning - Destructive Fires | 2051 | 5.3029e-09 | 5.3029e-09 | 11536.0538 | 319.4911 | 11216.5626 | 0 | 0 | 0 | 5.4664e-06 | 6.1174e-05 | 0 | 6.1174e-05 | 6.1174e-05 | 0 | 6.1174e-05 | 0 | 0.0036861 | 0.0080801 | 0 | 0.0080801 | 0 | 4.6209e-07 | 9.2418e-07 | 0 | 9.2418e-07 | [12 empty] | 7.3.3.17.5 (Remote Grid) Updates to grid topology to minimize risk of ignition in HFTDs Remote GridWLDFRContact from objectAggregated | WLDFR | HFTD - Distribution - Tier 2 - 1QU CoRE ¦ 4QU LoRE | Non-Red Flag Warning - Catastrophic Fires | Contact from object | Aggregated | 2051 | 3.8159e-06 | 1483.0022 | 0.0056589 | 2051 | Mitigation | 0.95 | 45 | 0 | esc | 0.00097009 | 3.7017e-09 | 0.00097009 | 3.7017e-09
[79 empty] | WLDFR | HFTD - Distribution - Tier 2 - 3QU CoRE ¦ 2QU LoRE | Red Flag Warning - Destructive Fires | 2052 | 5.3029e-09 | 5.3029e-09 | 11536.0538 | 319.4911 | 11216.5626 | 0 | 0 | 0 | 5.4664e-06 | 6.1174e-05 | 0 | 6.1174e-05 | 6.1174e-05 | 0 | 6.1174e-05 | 0 | 0.0036861 | 0.0080801 | 0 | 0.0080801 | 0 | 4.9095e-07 | 9.8191e-07 | 0 | 9.8191e-07 | [12 empty] | 7.3.3.17.5 (Remote Grid) Updates to grid topology to minimize risk of ignition in HFTDs Remote GridWLDFRContact from objectAggregated | WLDFR | HFTD - Distribution - Tier 2 - 1QU CoRE ¦ 4QU LoRE | Non-Red Flag Warning - Catastrophic Fires | Contact from object | Aggregated | 2052 | 3.8159e-06 | 1483.0022 | 0.0056589 | 2052 | Mitigation | 0.95 | 45 | 0 | esc | 0.00097009 | 3.7017e-09 | 0.00097009 | 3.7017e-09
[79 empty] | WLDFR | HFTD - Distribution - Tier 2 - 3QU CoRE ¦ 2QU LoRE | Red Flag Warning - Destructive Fires | 2053 | 5.3029e-09 | 5.3029e-09 | 12097.6769 | 340.5356 | 11757.1413 | 0 | 0 | 0 | 5.4664e-06 | 6.4153e-05 | 0 | 6.4153e-05 | 6.4153e-05 | 0 | 6.4153e-05 | 0 | 0.0036861 | 0.0080801 | 0 | 0.0080801 | 0 | 4.9095e-07 | 9.8191e-07 | 0 | 9.8191e-07 | [12 empty] | 7.3.3.17.5 (Remote Grid) Updates to grid topology to minimize risk of ignition in HFTDs Remote GridWLDFRContact from objectAggregated | WLDFR | HFTD - Distribution - Tier 2 - 1QU CoRE ¦ 4QU LoRE | Non-Red Flag Warning - Catastrophic Fires | Contact from object | Aggregated | 2053 | 3.8159e-06 | 1483.0022 | 0.0056589 | 2053 | Mitigation | 0.95 | 45 | 0 | esc | 0.00097009 | 3.7017e-09 | 0.00097009 | 3.7017e-09
[79 empty] | WLDFR | HFTD - Distribution - Tier 2 - 3QU CoRE ¦ 2QU LoRE | Red Flag Warning - Destructive Fires | 2054 | 5.3029e-09 | 5.3029e-09 | 12097.6769 | 340.5356 | 11757.1413 | 0 | 0 | 0 | 5.4664e-06 | 6.4153e-05 | 0 | 6.4153e-05 | 6.4153e-05 | 0 | 6.4153e-05 | 0 | 0.0036861 | 0.0080801 | 0 | 0.0080801 | 0 | 4.9095e-07 | 9.8191e-07 | 0 | 9.8191e-07 | [12 empty] | 7.3.3.17.5 (Remote Grid) Updates to grid topology to minimize risk of ignition in HFTDs Remote GridWLDFRContact from objectAggregated | WLDFR | HFTD - Distribution - Tier 2 - 1QU CoRE ¦ 4QU LoRE | Non-Red Flag Warning - Catastrophic Fires | Contact from object | Aggregated | 2054 | 3.8159e-06 | 1483.0022 | 0.0056589 | 2054 | Mitigation | 0.95 | 45 | 0 | esc | 0.00097009 | 3.7017e-09 | 0.00097009 | 3.7017e-09
[79 empty] | WLDFR | HFTD - Distribution - Tier 2 - 3QU CoRE ¦ 2QU LoRE | Red Flag Warning - Destructive Fires | 2055 | 5.3029e-09 | 5.3029e-09 | 12097.6769 | 340.5356 | 11757.1413 | 0 | 0 | 0 | 5.4664e-06 | 6.4153e-05 | 0 | 6.4153e-05 | 6.4153e-05 | 0 | 6.4153e-05 | 0 | 0.0038698 | 0.0084826 | 0 | 0.0084826 | 0 | 4.9095e-07 | 9.8191e-07 | 0 | 9.8191e-07 | [12 empty] | 7.3.3.17.5 (Remote Grid) Updates to grid topology to minimize risk of ignition in HFTDs Remote GridWLDFRContact from objectAggregated | WLDFR | HFTD - Distribution - Tier 2 - 1QU CoRE ¦ 4QU LoRE | Non-Red Flag Warning - Catastrophic Fires | Contact from object | Aggregated | 2055 | 3.8159e-06 | 1483.0022 | 0.0056589 | 2055 | Mitigation | 0.95 | 45 | 0 | esc | 0.00097009 | 3.7017e-09 | 0.00097009 | 3.7017e-09
[79 empty] | WLDFR | HFTD - Distribution - Tier 2 - 3QU CoRE ¦ 2QU LoRE | Red Flag Warning - Destructive Fires | 2056 | 5.3029e-09 | 5.3029e-09 | 12097.6769 | 340.5356 | 11757.1413 | 0 | 0 | 0 | 5.4664e-06 | 6.4153e-05 | 0 | 6.4153e-05 | 6.4153e-05 | 0 | 6.4153e-05 | 0 | 0.0038698 | 0.0084826 | 0 | 0.0084826 | 0 | 4.9095e-07 | 9.8191e-07 | 0 | 9.8191e-07 | [12 empty] | 7.3.3.17.5 (Remote Grid) Updates to grid topology to minimize risk of ignition in HFTDs Remote GridWLDFRContact from objectAggregated | WLDFR | HFTD - Distribution - Tier 2 - 1QU CoRE ¦ 4QU LoRE | Non-Red Flag Warning - Catastrophic Fires | Contact from object | Aggregated | 2056 | 3.8159e-06 | 1483.0022 | 0.0056589 | 2056 | Mitigation | 0.95 | 45 | 0 | esc | 0.00097009 | 3.7017e-09 | 0.00097009 | 3.7017e-09
[79 empty] | WLDFR | HFTD - Distribution - Tier 2 - 3QU CoRE ¦ 2QU LoRE | Red Flag Warning - Destructive Fires | 2057 | 5.3029e-09 | 5.3029e-09 | 12097.6769 | 340.5356 | 11757.1413 | 0 | 0 | 0 | 5.4664e-06 | 6.4153e-05 | 0 | 6.4153e-05 | 6.4153e-05 | 0 | 6.4153e-05 | 0 | 0.0038698 | 0.0084826 | 0 | 0.0084826 | 0 | 5.2252e-07 | 1.045e-06 | 0 | 1.045e-06 | [12 empty] | 7.3.3.17.5 (Remote Grid) Updates to grid topology to minimize risk of ignition in HFTDs Remote GridWLDFRContact from objectAggregated | WLDFR | HFTD - Distribution - Tier 2 - 1QU CoRE ¦ 4QU LoRE | Non-Red Flag Warning - Catastrophic Fires | Contact from object | Aggregated | 2057 | 3.8159e-06 | 1483.0022 | 0.0056589 | 2057 | Mitigation | 0.95 | 45 | 0 | esc | 0.00097009 | 3.7017e-09 | 0.00097009 | 3.7017e-09
[79 empty] | WLDFR | HFTD - Distribution - Tier 2 - 3QU CoRE ¦ 2QU LoRE | Red Flag Warning - Destructive Fires | 2058 | 5.3029e-09 | 5.3029e-09 | 12670.1796 | 362.3049 | 12307.8747 | 0 | 0 | 0 | 5.4664e-06 | 6.7188e-05 | 0 | 6.7188e-05 | 6.7188e-05 | 0 | 6.7188e-05 | 0 | 0.0038698 | 0.0084826 | 0 | 0.0084826 | 0 | 5.2252e-07 | 1.045e-06 | 0 | 1.045e-06 | [12 empty] | 7.3.3.17.5 (Remote Grid) Updates to grid topology to minimize risk of ignition in HFTDs Remote GridWLDFRContact from objectAggregated | WLDFR | HFTD - Distribution - Tier 2 - 1QU CoRE ¦ 4QU LoRE | Non-Red Flag Warning - Catastrophic Fires | Contact from object | Aggregated | 2058 | 3.8159e-06 | 1483.0022 | 0.0056589 | 2058 | Mitigation | 0.95 | 45 | 0 | esc | 0.00097009 | 3.7017e-09 | 0.00097009 | 3.7017e-09
[79 empty] | WLDFR | HFTD - Distribution - Tier 2 - 3QU CoRE ¦ 2QU LoRE | Red Flag Warning - Destructive Fires | 2059 | 5.3029e-09 | 5.3029e-09 | 12670.1796 | 362.3049 | 12307.8747 | 0 | 0 | 0 | 5.4664e-06 | 6.7188e-05 | 0 | 6.7188e-05 | 6.7188e-05 | 0 | 6.7188e-05 | 0 | 0.0038698 | 0.0084826 | 0 | 0.0084826 | 0 | 5.2252e-07 | 1.045e-06 | 0 | 1.045e-06 | [12 empty] | 7.3.3.17.5 (Remote Grid) Updates to grid topology to minimize risk of ignition in HFTDs Remote GridWLDFRContact from objectAggregated | WLDFR | HFTD - Distribution - Tier 2 - 1QU CoRE ¦ 4QU LoRE | Non-Red Flag Warning - Catastrophic Fires | Contact from object | Aggregated | 2059 | 3.8159e-06 | 1483.0022 | 0.0056589 | 2059 | Mitigation | 0.95 | 45 | 0 | esc | 0.00097009 | 3.7017e-09 | 0.00097009 | 3.7017e-09
[79 empty] | WLDFR | HFTD - Distribution - Tier 2 - 3QU CoRE ¦ 2QU LoRE | Red Flag Warning - Destructive Fires | 2060 | 5.3029e-09 | 5.3029e-09 | 12670.1796 | 362.3049 | 12307.8747 | 0 | 0 | 0 | 5.4664e-06 | 6.7188e-05 | 0 | 6.7188e-05 | 6.7188e-05 | 0 | 6.7188e-05 | 0 | 0.0040595 | 0.0088986 | 0 | 0.0088986 | 0 | 5.2252e-07 | 1.045e-06 | 0 | 1.045e-06 | [12 empty] | 7.3.3.17.5 (Remote Grid) Updates to grid topology to minimize risk of ignition in HFTDs Remote GridWLDFRContact from objectAggregated | WLDFR | HFTD - Distribution - Tier 2 - 1QU CoRE ¦ 4QU LoRE | Non-Red Flag Warning - Catastrophic Fires | Contact from object | Aggregated | 2060 | 3.8159e-06 | 1483.0022 | 0.0056589 | 2060 | Mitigation | 0.95 | 45 | 0 | esc | 0.00097009 | 3.7017e-09 | 0.00097009 | 3.7017e-09
[79 empty] | WLDFR | HFTD - Distribution - Tier 2 - 3QU CoRE ¦ 2QU LoRE | Red Flag Warning - Destructive Fires | 2061 | 5.3029e-09 | 5.3029e-09 | 12670.1796 | 362.3049 | 12307.8747 | 0 | 0 | 0 | 5.4664e-06 | 6.7188e-05 | 0 | 6.7188e-05 | 6.7188e-05 | 0 | 6.7188e-05 | 0 | 0.0040595 | 0.0088986 | 0 | 0.0088986 | 0 | 5.2252e-07 | 1.045e-06 | 0 | 1.045e-06 | [12 empty] | 7.3.3.17.5 (Remote Grid) Updates to grid topology to minimize risk of ignition in HFTDs Remote GridWLDFRContact from objectAggregated | WLDFR | HFTD - Distribution - Tier 2 - 1QU CoRE ¦ 4QU LoRE | Non-Red Flag Warning - Catastrophic Fires | Contact from object | Aggregated | 2061 | 3.8159e-06 | 1483.0022 | 0.0056589 | 2061 | Mitigation | 0.95 | 45 | 0 | esc | 0.00097009 | 3.7017e-09 | 0.00097009 | 3.7017e-09
[79 empty] | WLDFR | HFTD - Distribution - Tier 2 - 3QU CoRE ¦ 2QU LoRE | Red Flag Warning - Destructive Fires | 2062 | 5.3029e-09 | 5.3029e-09 | 12670.1796 | 362.3049 | 12307.8747 | 0 | 0 | 0 | 5.4664e-06 | 6.7188e-05 | 0 | 6.7188e-05 | 6.7188e-05 | 0 | 6.7188e-05 | 0 | 0.0040595 | 0.0088986 | 0 | 0.0088986 | 0 | 5.5653e-07 | 1.1131e-06 | 0 | 1.1131e-06 | [12 empty] | 7.3.3.17.5 (Remote Grid) Updates to grid topology to minimize risk of ignition in HFTDs Remote GridWLDFRContact from objectAggregated | WLDFR | HFTD - Distribution - Tier 2 - 1QU CoRE ¦ 4QU LoRE | Non-Red Flag Warning - Catastrophic Fires | Contact from object | Aggregated | 2062 | 3.8159e-06 | 1483.0022 | 0.0056589 | 2062 | Mitigation | 0.95 | 45 | 0 | esc | 0.00097009 | 3.7017e-09 | 0.00097009 | 3.7017e-09
[79 empty] | WLDFR | HFTD - Distribution - Tier 2 - 3QU CoRE ¦ 2QU LoRE | Red Flag Warning - Destructive Fires | 2063 | 5.3029e-09 | 5.3029e-09 | 13246.6313 | 384.5316 | 12862.0997 | 0 | 0 | 0 | 5.4664e-06 | 7.0245e-05 | 0 | 7.0245e-05 | 7.0245e-05 | 0 | 7.0245e-05 | 0 | 0.0040595 | 0.0088986 | 0 | 0.0088986 | 0 | 5.5653e-07 | 1.1131e-06 | 0 | 1.1131e-06 | [12 empty] | 7.3.3.17.5 (Remote Grid) Updates to grid topology to minimize risk of ignition in HFTDs Remote GridWLDFRContact from objectAggregated | WLDFR | HFTD - Distribution - Tier 2 - 1QU CoRE ¦ 4QU LoRE | Non-Red Flag Warning - Catastrophic Fires | Contact from object | Aggregated | 2063 | 3.8159e-06 | 1483.0022 | 0.0056589 | 2063 | Mitigation | 0.95 | 45 | 0 | esc | 0.00097009 | 3.7017e-09 | 0.00097009 | 3.7017e-09
[79 empty] | WLDFR | HFTD - Distribution - Tier 2 - 3QU CoRE ¦ 2QU LoRE | Red Flag Warning - Destructive Fires | 2064 | 5.3029e-09 | 5.3029e-09 | 13246.6313 | 384.5316 | 12862.0997 | 0 | 0 | 0 | 5.4664e-06 | 7.0245e-05 | 0 | 7.0245e-05 | 7.0245e-05 | 0 | 7.0245e-05 | 0 | 0.0040595 | 0.0088986 | 0 | 0.0088986 | 0 | 5.5653e-07 | 1.1131e-06 | 0 | 1.1131e-06 | [12 empty] | 7.3.3.17.5 (Remote Grid) Updates to grid topology to minimize risk of ignition in HFTDs Remote GridWLDFRContact from objectAggregated | WLDFR | HFTD - Distribution - Tier 2 - 1QU CoRE ¦ 4QU LoRE | Non-Red Flag Warning - Catastrophic Fires | Contact from object | Aggregated | 2064 | 3.8159e-06 | 1483.0022 | 0.0056589 | 2064 | Mitigation | 0.95 | 45 | 0 | esc | 0.00097009 | 3.7017e-09 | 0.00097009 | 3.7017e-09
[79 empty] | WLDFR | HFTD - Distribution - Tier 2 - 3QU CoRE ¦ 2QU LoRE | Red Flag Warning - Destructive Fires | 2065 | 5.3029e-09 | 5.3029e-09 | 13246.6313 | 384.5316 | 12862.0997 | 0 | 0 | 0 | 5.4664e-06 | 7.0245e-05 | 0 | 7.0245e-05 | 7.0245e-05 | 0 | 7.0245e-05 | 0 | 0.0042532 | 0.009323 | 0 | 0.009323 | 0 | 5.5653e-07 | 1.1131e-06 | 0 | 1.1131e-06 | [12 empty] | 7.3.3.17.5 (Remote Grid) Updates to grid topology to minimize risk of ignition in HFTDs Remote GridWLDFRContact from objectAggregated | WLDFR | HFTD - Distribution - Tier 2 - 1QU CoRE ¦ 4QU LoRE | Non-Red Flag Warning - Catastrophic Fires | Contact from object | Aggregated | 2065 | 3.8159e-06 | 1483.0022 | 0.0056589 | 2065 | Mitigation | 0.95 | 45 | 0 | esc | 0.00097009 | 3.7017e-09 | 0.00097009 | 3.7017e-09
[79 empty] | WLDFR | HFTD - Distribution - Tier 2 - 3QU CoRE ¦ 2QU LoRE | Red Flag Warning - Destructive Fires | 2066 | 5.3029e-09 | 5.3029e-09 | 13246.6313 | 384.5316 | 12862.0997 | 0 | 0 | 0 | 5.4664e-06 | 7.0245e-05 | 0 | 7.0245e-05 | 7.0245e-05 | 0 | 7.0245e-05 | 0 | 0.0042532 | 0.009323 | 0 | 0.009323 | 0 | 0 | 1.1131e-06 | 0 | 1.1131e-06 | [12 empty] | 7.3.3.17.5 (Remote Grid) Updates to grid topology to minimize risk of ignition in HFTDs Remote GridWLDFRContact from objectAggregated | WLDFR | HFTD - Distribution - Tier 2 - 1QU CoRE ¦ 4QU LoRE | Non-Red Flag Warning - Catastrophic Fires | Contact from object | Aggregated | 2066 | 3.8159e-06 | 1483.0022 | 0.0056589 | 2066 | Mitigation | 0.95 | 45 | 0 | esc | 0.00097009 | 3.7017e-09 | 0.00097009 | 3.7017e-09
[79 empty] | WLDFR | HFTD - Distribution - Tier 2 - 3QU CoRE ¦ 2QU LoRE | Red Flag Warning - Destructive Fires | 2067 | 0 | 5.3029e-09 | 13246.6313 | 384.5316 | 12862.0997 | 0 | 0 | 0 | 5.4664e-06 | 0 | 0 | 0 | 7.0245e-05 | 0 | 7.0245e-05 | 0 | 0.0042532 | 0.009323 | 0 | 0.009323 | 0 | 0 | 0 | 0 | 0 | [12 empty] | 7.3.3.17.5 (Remote Grid) Updates to grid topology to minimize risk of ignition in HFTDs Remote GridWLDFRContact from objectAggregated | WLDFR | HFTD - Distribution - Tier 2 - 1QU CoRE ¦ 4QU LoRE | Non-Red Flag Warning - Catastrophic Fires | Contact from object | Aggregated | 2067 | 3.8159e-06 | 1483.0022 | 0.0056589 | 2067 | Mitigation | 0.95 | 45 | 0 | esc | 0 | 0 | 0.00097009 | 3.7017e-09
[79 empty] | WLDFR | HFTD - Distribution - Tier 2 - 3QU CoRE ¦ 2QU LoRE | Red Flag Warning - Large Fires | 2022 | 3.8798e-08 | 0 | 5.2406 | 0.69642 | 2.942 | 1.6022 | 0 | 0 | 3.9994e-05 | 2.0332e-07 | 0 | 2.0332e-07 | 0 | 0 | 0 | 0 | 0.0042532 | 0.009323 | 0 | 0.009323 | 0 | 0 | 0 | 0 | 0 | [12 empty] | 7.3.3.17.5 (Remote Grid) Updates to grid topology to minimize risk of ignition in HFTDs Remote GridWLDFRContaminationAggregated | WLDFR | HFTD - Distribution - Tier 2 - 1QU CoRE ¦ 4QU LoRE | Non-Red Flag Warning - Catastrophic Fires | Contamination | Aggregated | 2022 | 7.8511e-08 | 1483.0022 | 0.00011643 | 2022 | Mitigation | 0.95 | 45 | 0 | esc | 0.00097009 | 7.6162e-11 | 0 | 0
[79 empty] | WLDFR | HFTD - Distribution - Tier 2 - 3QU CoRE ¦ 2QU LoRE | Red Flag Warning - Large Fires | 2023 | 3.8798e-08 | 3.8798e-08 | 5.475 | 0.71896 | 3.0715 | 1.6846 | 0 | 0 | 3.9994e-05 | 2.1242e-07 | 0 | 2.1242e-07 | 2.1242e-07 | 0 | 2.1242e-07 | 0 | 0.0042532 | 0.009323 | 0 | 0.009323 | 0 | 3.9389e-06 | 0 | 0 | 0 | [12 empty] | 7.3.3.17.5 (Remote Grid) Updates to grid topology to minimize risk of ignition in HFTDs Remote GridWLDFRContaminationAggregated | WLDFR | HFTD - Distribution - Tier 2 - 1QU CoRE ¦ 4QU LoRE | Non-Red Flag Warning - Catastrophic Fires | Contamination | Aggregated | 2023 | 7.8511e-08 | 1483.0022 | 0.00011643 | 2023 | Mitigation | 0.95 | 45 | 0 | esc | 0.00097009 | 7.6162e-11 | 0.00097009 | 7.6162e-11
[79 empty] | WLDFR | HFTD - Distribution - Tier 2 - 3QU CoRE ¦ 2QU LoRE | Red Flag Warning - Large Fires | 2024 | 3.8798e-08 | 3.8798e-08 | 5.475 | 0.71896 | 3.0715 | 1.6846 | 0 | 0 | 3.9994e-05 | 2.1242e-07 | 0 | 2.1242e-07 | 2.1242e-07 | 0 | 2.1242e-07 | 0 | 0.0044483 | 0.0097508 | 0 | 0.0097508 | 0 | 4.0657e-06 | 8.1314e-06 | 0 | 8.1314e-06 | [12 empty] | 7.3.3.17.5 (Remote Grid) Updates to grid topology to minimize risk of ignition in HFTDs Remote GridWLDFRContaminationAggregated | WLDFR | HFTD - Distribution - Tier 2 - 1QU CoRE ¦ 4QU LoRE | Non-Red Flag Warning - Catastrophic Fires | Contamination | Aggregated | 2024 | 7.8511e-08 | 1483.0022 | 0.00011643 | 2024 | Mitigation | 0.95 | 45 | 0 | esc | 0.00097009 | 7.6162e-11 | 0.00097009 | 7.6162e-11
[79 empty] | WLDFR | HFTD - Distribution - Tier 2 - 3QU CoRE ¦ 2QU LoRE | Red Flag Warning - Large Fires | 2025 | 3.8798e-08 | 3.8798e-08 | 5.475 | 0.71896 | 3.0715 | 1.6846 | 0 | 0 | 3.9994e-05 | 2.1242e-07 | 0 | 2.1242e-07 | 2.1242e-07 | 0 | 2.1242e-07 | 0 | 0.0044483 | 0.0097508 | 0 | 0.0097508 | 0 | 4.0657e-06 | 8.1314e-06 | 0 | 8.1314e-06 | [12 empty] | 7.3.3.17.5 (Remote Grid) Updates to grid topology to minimize risk of ignition in HFTDs Remote GridWLDFRContaminationAggregated | WLDFR | HFTD - Distribution - Tier 2 - 1QU CoRE ¦ 4QU LoRE | Non-Red Flag Warning - Catastrophic Fires | Contamination | Aggregated | 2025 | 7.8511e-08 | 1483.0022 | 0.00011643 | 2025 | Mitigation | 0.95 | 45 | 0 | esc | 0.00097009 | 7.6162e-11 | 0.00097009 | 7.6162e-11
[79 empty] | WLDFR | HFTD - Distribution - Tier 2 - 3QU CoRE ¦ 2QU LoRE | Red Flag Warning - Large Fires | 2026 | 3.8798e-08 | 3.8798e-08 | 5.475 | 0.71896 | 3.0715 | 1.6846 | 0 | 0 | 3.9994e-05 | 2.1242e-07 | 0 | 2.1242e-07 | 2.1242e-07 | 0 | 2.1242e-07 | 0 | 0.0044483 | 0.0097508 | 0 | 0.0097508 | 0 | 4.0657e-06 | 8.1314e-06 | 0 | 8.1314e-06 | [12 empty] | 7.3.3.17.5 (Remote Grid) Updates to grid topology to minimize risk of ignition in HFTDs Remote GridWLDFRContaminationAggregated | WLDFR | HFTD - Distribution - Tier 2 - 1QU CoRE ¦ 4QU LoRE | Non-Red Flag Warning - Catastrophic Fires | Contamination | Aggregated | 2026 | 7.8511e-08 | 1483.0022 | 0.00011643 | 2026 | Mitigation | 0.95 | 45 | 0 | esc | 0.00097009 | 7.6162e-11 | 0.00097009 | 7.6162e-11
[79 empty] | WLDFR | HFTD - Distribution - Tier 2 - 3QU CoRE ¦ 2QU LoRE | Red Flag Warning - Large Fires | 2027 | 3.8798e-08 | 3.8798e-08 | 5.475 | 0.71896 | 3.0715 | 1.6846 | 0 | 0 | 3.9994e-05 | 2.1242e-07 | 0 | 2.1242e-07 | 2.1242e-07 | 0 | 2.1242e-07 | 0 | 0.0044483 | 0.0097508 | 0 | 0.0097508 | 0 | 4.0657e-06 | 8.1314e-06 | 0 | 8.1314e-06 | [12 empty] | 7.3.3.17.5 (Remote Grid) Updates to grid topology to minimize risk of ignition in HFTDs Remote GridWLDFRContaminationAggregated | WLDFR | HFTD - Distribution - Tier 2 - 1QU CoRE ¦ 4QU LoRE | Non-Red Flag Warning - Catastrophic Fires | Contamination | Aggregated | 2027 | 7.8511e-08 | 1483.0022 | 0.00011643 | 2027 | Mitigation | 0.95 | 45 | 0 | esc | 0.00097009 | 7.6162e-11 | 0.00097009 | 7.6162e-11
[79 empty] | WLDFR | HFTD - Distribution - Tier 2 - 3QU CoRE ¦ 2QU LoRE | Red Flag Warning - Large Fires | 2028 | 3.8798e-08 | 3.8798e-08 | 5.777 | 0.74734 | 3.238 | 1.7917 | 0 | 0 | 3.9994e-05 | 2.2414e-07 | 0 | 2.2414e-07 | 2.2414e-07 | 0 | 2.2414e-07 | 0 | 0.0044483 | 0.0097508 | 0 | 0.0097508 | 0 | 4.0657e-06 | 8.1314e-06 | 0 | 8.1314e-06 | [12 empty] | 7.3.3.17.5 (Remote Grid) Updates to grid topology to minimize risk of ignition in HFTDs Remote GridWLDFRContaminationAggregated | WLDFR | HFTD - Distribution - Tier 2 - 1QU CoRE ¦ 4QU LoRE | Non-Red Flag Warning - Catastrophic Fires | Contamination | Aggregated | 2028 | 7.8511e-08 | 1483.0022 | 0.00011643 | 2028 | Mitigation | 0.95 | 45 | 0 | esc | 0.00097009 | 7.6162e-11 | 0.00097009 | 7.6162e-11
[79 empty] | WLDFR | HFTD - Distribution - Tier 2 - 3QU CoRE ¦ 2QU LoRE | Red Flag Warning - Large Fires | 2029 | 3.8798e-08 | 3.8798e-08 | 5.777 | 0.74734 | 3.238 | 1.7917 | 0 | 0 | 3.9994e-05 | 2.2414e-07 | 0 | 2.2414e-07 | 2.2414e-07 | 0 | 2.2414e-07 | 0 | 0.0046426 | 0.010177 | 0 | 0.010177 | 0 | 4.2274e-06 | 8.4548e-06 | 0 | 8.4548e-06 | [12 empty] | 7.3.3.17.5 (Remote Grid) Updates to grid topology to minimize risk of ignition in HFTDs Remote GridWLDFRContaminationAggregated | WLDFR | HFTD - Distribution - Tier 2 - 1QU CoRE ¦ 4QU LoRE | Non-Red Flag Warning - Catastrophic Fires | Contamination | Aggregated | 2029 | 7.8511e-08 | 1483.0022 | 0.00011643 | 2029 | Mitigation | 0.95 | 45 | 0 | esc | 0.00097009 | 7.6162e-11 | 0.00097009 | 7.6162e-11
[79 empty] | WLDFR | HFTD - Distribution - Tier 2 - 3QU CoRE ¦ 2QU LoRE | Red Flag Warning - Large Fires | 2030 | 3.8798e-08 | 3.8798e-08 | 5.777 | 0.74734 | 3.238 | 1.7917 | 0 | 0 | 3.9994e-05 | 2.2414e-07 | 0 | 2.2414e-07 | 2.2414e-07 | 0 | 2.2414e-07 | 0 | 0.0046426 | 0.010177 | 0 | 0.010177 | 0 | 4.2274e-06 | 8.4548e-06 | 0 | 8.4548e-06 | [12 empty] | 7.3.3.17.5 (Remote Grid) Updates to grid topology to minimize risk of ignition in HFTDs Remote GridWLDFRContaminationAggregated | WLDFR | HFTD - Distribution - Tier 2 - 1QU CoRE ¦ 4QU LoRE | Non-Red Flag Warning - Catastrophic Fires | Contamination | Aggregated | 2030 | 7.8511e-08 | 1483.0022 | 0.00011643 | 2030 | Mitigation | 0.95 | 45 | 0 | esc | 0.00097009 | 7.6162e-11 | 0.00097009 | 7.6162e-11
[79 empty] | WLDFR | HFTD - Distribution - Tier 2 - 3QU CoRE ¦ 2QU LoRE | Red Flag Warning - Large Fires | 2031 | 3.8798e-08 | 3.8798e-08 | 5.777 | 0.74734 | 3.238 | 1.7917 | 0 | 0 | 3.9994e-05 | 2.2414e-07 | 0 | 2.2414e-07 | 2.2414e-07 | 0 | 2.2414e-07 | 0 | 0.0046426 | 0.010177 | 0 | 0.010177 | 0 | 4.2274e-06 | 8.4548e-06 | 0 | 8.4548e-06 | [12 empty] | 7.3.3.17.5 (Remote Grid) Updates to grid topology to minimize risk of ignition in HFTDs Remote GridWLDFRContaminationAggregated | WLDFR | HFTD - Distribution - Tier 2 - 1QU CoRE ¦ 4QU LoRE | Non-Red Flag Warning - Catastrophic Fires | Contamination | Aggregated | 2031 | 7.8511e-08 | 1483.0022 | 0.00011643 | 2031 | Mitigation | 0.95 | 45 | 0 | esc | 0.00097009 | 7.6162e-11 | 0.00097009 | 7.6162e-11
[79 empty] | WLDFR | HFTD - Distribution - Tier 2 - 3QU CoRE ¦ 2QU LoRE | Red Flag Warning - Large Fires | 2032 | 3.8798e-08 | 3.8798e-08 | 5.777 | 0.74734 | 3.238 | 1.7917 | 0 | 0 | 3.9994e-05 | 2.2414e-07 | 0 | 2.2414e-07 | 2.2414e-07 | 0 | 2.2414e-07 | 0 | 0 | 0.010177 | 0 | 0.010177 | 0 | 4.2274e-06 | 8.4548e-06 | 0 | 8.4548e-06 | [12 empty] | 7.3.3.17.5 (Remote Grid) Updates to grid topology to minimize risk of ignition in HFTDs Remote GridWLDFRContaminationAggregated | WLDFR | HFTD - Distribution - Tier 2 - 1QU CoRE ¦ 4QU LoRE | Non-Red Flag Warning - Catastrophic Fires | Contamination | Aggregated | 2032 | 7.8511e-08 | 1483.0022 | 0.00011643 | 2032 | Mitigation | 0.95 | 45 | 0 | esc | 0.00097009 | 7.6162e-11 | 0.00097009 | 7.6162e-11
[79 empty] | WLDFR | HFTD - Distribution - Tier 2 - 3QU CoRE ¦ 2QU LoRE | Red Flag Warning - Large Fires | 2033 | 3.8798e-08 | 3.8798e-08 | 6.1205 | 0.77885 | 3.4265 | 1.9151 | 0 | 0 | 3.9994e-05 | 2.3746e-07 | 0 | 2.3746e-07 | 2.3746e-07 | 0 | 2.3746e-07 | 0 | 0 | 0 | 0 | 0 | 0 | 4.2274e-06 | 8.4548e-06 | 0 | 8.4548e-06 | [12 empty] | 7.3.3.17.5 (Remote Grid) Updates to grid topology to minimize risk of ignition in HFTDs Remote GridWLDFRContaminationAggregated | WLDFR | HFTD - Distribution - Tier 2 - 1QU CoRE ¦ 4QU LoRE | Non-Red Flag Warning - Catastrophic Fires | Contamination | Aggregated | 2033 | 7.8511e-08 | 1483.0022 | 0.00011643 | 2033 | Mitigation | 0.95 | 45 | 0 | esc | 0.00097009 | 7.6162e-11 | 0.00097009 | 7.6162e-11
[79 empty] | WLDFR | HFTD - Distribution - Tier 2 - 3QU CoRE ¦ 2QU LoRE | Red Flag Warning - Large Fires | 2034 | 3.8798e-08 | 3.8798e-08 | 6.1205 | 0.77885 | 3.4265 | 1.9151 | 0 | 0 | 3.9994e-05 | 2.3746e-07 | 0 | 2.3746e-07 | 2.3746e-07 | 0 | 2.3746e-07 | 0 | 0.00031127 | 0 | 0 | 0 | 0 | 4.4097e-06 | 8.8194e-06 | 0 | 8.8194e-06 | [12 empty] | 7.3.3.17.5 (Remote Grid) Updates to grid topology to minimize risk of ignition in HFTDs Remote GridWLDFRContaminationAggregated | WLDFR | HFTD - Distribution - Tier 2 - 1QU CoRE ¦ 4QU LoRE | Non-Red Flag Warning - Catastrophic Fires | Contamination | Aggregated | 2034 | 7.8511e-08 | 1483.0022 | 0.00011643 | 2034 | Mitigation | 0.95 | 45 | 0 | esc | 0.00097009 | 7.6162e-11 | 0.00097009 | 7.6162e-11
[79 empty] | WLDFR | HFTD - Distribution - Tier 2 - 3QU CoRE ¦ 2QU LoRE | Red Flag Warning - Large Fires | 2035 | 3.8798e-08 | 3.8798e-08 | 6.1205 | 0.77885 | 3.4265 | 1.9151 | 0 | 0 | 3.9994e-05 | 2.3746e-07 | 0 | 2.3746e-07 | 2.3746e-07 | 0 | 2.3746e-07 | 0 | 0.00032264 | 0.00070724 | 0 | 0.00070724 | 0 | 4.4097e-06 | 8.8194e-06 | 0 | 8.8194e-06 | [12 empty] | 7.3.3.17.5 (Remote Grid) Updates to grid topology to minimize risk of ignition in HFTDs Remote GridWLDFRContaminationAggregated | WLDFR | HFTD - Distribution - Tier 2 - 1QU CoRE ¦ 4QU LoRE | Non-Red Flag Warning - Catastrophic Fires | Contamination | Aggregated | 2035 | 7.8511e-08 | 1483.0022 | 0.00011643 | 2035 | Mitigation | 0.95 | 45 | 0 | esc | 0.00097009 | 7.6162e-11 | 0.00097009 | 7.6162e-11
[79 empty] | WLDFR | HFTD - Distribution - Tier 2 - 3QU CoRE ¦ 2QU LoRE | Red Flag Warning - Large Fires | 2036 | 3.8798e-08 | 3.8798e-08 | 6.1205 | 0.77885 | 3.4265 | 1.9151 | 0 | 0 | 3.9994e-05 | 2.3746e-07 | 0 | 2.3746e-07 | 2.3746e-07 | 0 | 2.3746e-07 | 0 | 0.00032264 | 0.00070724 | 0 | 0.00070724 | 0 | 4.4097e-06 | 8.8194e-06 | 0 | 8.8194e-06 | [12 empty] | 7.3.3.17.5 (Remote Grid) Updates to grid topology to minimize risk of ignition in HFTDs Remote GridWLDFRContaminationAggregated | WLDFR | HFTD - Distribution - Tier 2 - 1QU CoRE ¦ 4QU LoRE | Non-Red Flag Warning - Catastrophic Fires | Contamination | Aggregated | 2036 | 7.8511e-08 | 1483.0022 | 0.00011643 | 2036 | Mitigation | 0.95 | 45 | 0 | esc | 0.00097009 | 7.6162e-11 | 0.00097009 | 7.6162e-11
[79 empty] | WLDFR | HFTD - Distribution - Tier 2 - 3QU CoRE ¦ 2QU LoRE | Red Flag Warning - Large Fires | 2037 | 3.8798e-08 | 3.8798e-08 | 6.1205 | 0.77885 | 3.4265 | 1.9151 | 0 | 0 | 3.9994e-05 | 2.3746e-07 | 0 | 2.3746e-07 | 2.3746e-07 | 0 | 2.3746e-07 | 0 | 0.00032264 | 0.00070724 | 0 | 0.00070724 | 0 | 4.4097e-06 | 8.8194e-06 | 0 | 8.8194e-06 | [12 empty] | 7.3.3.17.5 (Remote Grid) Updates to grid topology to minimize risk of ignition in HFTDs Remote GridWLDFRContaminationAggregated | WLDFR | HFTD - Distribution - Tier 2 - 1QU CoRE ¦ 4QU LoRE | Non-Red Flag Warning - Catastrophic Fires | Contamination | Aggregated | 2037 | 7.8511e-08 | 1483.0022 | 0.00011643 | 2037 | Mitigation | 0.95 | 45 | 0 | esc | 0.00097009 | 7.6162e-11 | 0.00097009 | 7.6162e-11
[79 empty] | WLDFR | HFTD - Distribution - Tier 2 - 3QU CoRE ¦ 2QU LoRE | Red Flag Warning - Large Fires | 2038 | 3.8798e-08 | 3.8798e-08 | 6.5028 | 0.81304 | 3.6355 | 2.0543 | 0 | 0 | 3.9994e-05 | 2.523e-07 | 0 | 2.523e-07 | 2.523e-07 | 0 | 2.523e-07 | 0 | 0.00032264 | 0.00070724 | 0 | 0.00070724 | 0 | 4.4097e-06 | 8.8194e-06 | 0 | 8.8194e-06 | [12 empty] | 7.3.3.17.5 (Remote Grid) Updates to grid topology to minimize risk of ignition in HFTDs Remote GridWLDFRContaminationAggregated | WLDFR | HFTD - Distribution - Tier 2 - 1QU CoRE ¦ 4QU LoRE | Non-Red Flag Warning - Catastrophic Fires | Contamination | Aggregated | 2038 | 7.8511e-08 | 1483.0022 | 0.00011643 | 2038 | Mitigation | 0.95 | 45 | 0 | esc | 0.00097009 | 7.6162e-11 | 0.00097009 | 7.6162e-11
[79 empty] | WLDFR | HFTD - Distribution - Tier 2 - 3QU CoRE ¦ 2QU LoRE | Red Flag Warning - Large Fires | 2039 | 3.8798e-08 | 3.8798e-08 | 6.5028 | 0.81304 | 3.6355 | 2.0543 | 0 | 0 | 3.9994e-05 | 2.523e-07 | 0 | 2.523e-07 | 2.523e-07 | 0 | 2.523e-07 | 0 | 0.00032264 | 0.00070724 | 0 | 0.00070724 | 0 | 4.6106e-06 | 9.2212e-06 | 0 | 9.2212e-06 | [12 empty] | 7.3.3.17.5 (Remote Grid) Updates to grid topology to minimize risk of ignition in HFTDs Remote GridWLDFRContaminationAggregated | WLDFR | HFTD - Distribution - Tier 2 - 1QU CoRE ¦ 4QU LoRE | Non-Red Flag Warning - Catastrophic Fires | Contamination | Aggregated | 2039 | 7.8511e-08 | 1483.0022 | 0.00011643 | 2039 | Mitigation | 0.95 | 45 | 0 | esc | 0.00097009 | 7.6162e-11 | 0.00097009 | 7.6162e-11
[79 empty] | WLDFR | HFTD - Distribution - Tier 2 - 3QU CoRE ¦ 2QU LoRE | Red Flag Warning - Large Fires | 2040 | 3.8798e-08 | 3.8798e-08 | 6.5028 | 0.81304 | 3.6355 | 2.0543 | 0 | 0 | 3.9994e-05 | 2.523e-07 | 0 | 2.523e-07 | 2.523e-07 | 0 | 2.523e-07 | 0 | 0.00033696 | 0.00073863 | 0 | 0.00073863 | 0 | 4.6106e-06 | 9.2212e-06 | 0 | 9.2212e-06 | [12 empty] | 7.3.3.17.5 (Remote Grid) Updates to grid topology to minimize risk of ignition in HFTDs Remote GridWLDFRContaminationAggregated | WLDFR | HFTD - Distribution - Tier 2 - 1QU CoRE ¦ 4QU LoRE | Non-Red Flag Warning - Catastrophic Fires | Contamination | Aggregated | 2040 | 7.8511e-08 | 1483.0022 | 0.00011643 | 2040 | Mitigation | 0.95 | 45 | 0 | esc | 0.00097009 | 7.6162e-11 | 0.00097009 | 7.6162e-11
[79 empty] | WLDFR | HFTD - Distribution - Tier 2 - 3QU CoRE ¦ 2QU LoRE | Red Flag Warning - Large Fires | 2041 | 3.8798e-08 | 3.8798e-08 | 6.5028 | 0.81304 | 3.6355 | 2.0543 | 0 | 0 | 3.9994e-05 | 2.523e-07 | 0 | 2.523e-07 | 2.523e-07 | 0 | 2.523e-07 | 0 | 0.00033696 | 0.00073863 | 0 | 0.00073863 | 0 | 4.6106e-06 | 9.2212e-06 | 0 | 9.2212e-06 | [12 empty] | 7.3.3.17.5 (Remote Grid) Updates to grid topology to minimize risk of ignition in HFTDs Remote GridWLDFRContaminationAggregated | WLDFR | HFTD - Distribution - Tier 2 - 1QU CoRE ¦ 4QU LoRE | Non-Red Flag Warning - Catastrophic Fires | Contamination | Aggregated | 2041 | 7.8511e-08 | 1483.0022 | 0.00011643 | 2041 | Mitigation | 0.95 | 45 | 0 | esc | 0.00097009 | 7.6162e-11 | 0.00097009 | 7.6162e-11
[79 empty] | WLDFR | HFTD - Distribution - Tier 2 - 3QU CoRE ¦ 2QU LoRE | Red Flag Warning - Large Fires | 2042 | 3.8798e-08 | 3.8798e-08 | 6.5028 | 0.81304 | 3.6355 | 2.0543 | 0 | 0 | 3.9994e-05 | 2.523e-07 | 0 | 2.523e-07 | 2.523e-07 | 0 | 2.523e-07 | 0 | 0.00033696 | 0.00073863 | 0 | 0.00073863 | 0 | 4.6106e-06 | 9.2212e-06 | 0 | 9.2212e-06 | [12 empty] | 7.3.3.17.5 (Remote Grid) Updates to grid topology to minimize risk of ignition in HFTDs Remote GridWLDFRContaminationAggregated | WLDFR | HFTD - Distribution - Tier 2 - 1QU CoRE ¦ 4QU LoRE | Non-Red Flag Warning - Catastrophic Fires | Contamination | Aggregated | 2042 | 7.8511e-08 | 1483.0022 | 0.00011643 | 2042 | Mitigation | 0.95 | 45 | 0 | esc | 0.00097009 | 7.6162e-11 | 0.00097009 | 7.6162e-11
[79 empty] | WLDFR | HFTD - Distribution - Tier 2 - 3QU CoRE ¦ 2QU LoRE | Red Flag Warning - Large Fires | 2043 | 3.8798e-08 | 3.8798e-08 | 6.9209 | 0.84944 | 3.8632 | 2.2083 | 0 | 0 | 3.9994e-05 | 2.6852e-07 | 0 | 2.6852e-07 | 2.6852e-07 | 0 | 2.6852e-07 | 0 | 0.00033696 | 0.00073863 | 0 | 0.00073863 | 0 | 4.6106e-06 | 9.2212e-06 | 0 | 9.2212e-06 | [12 empty] | 7.3.3.17.5 (Remote Grid) Updates to grid topology to minimize risk of ignition in HFTDs Remote GridWLDFRContaminationAggregated | WLDFR | HFTD - Distribution - Tier 2 - 1QU CoRE ¦ 4QU LoRE | Non-Red Flag Warning - Catastrophic Fires | Contamination | Aggregated | 2043 | 7.8511e-08 | 1483.0022 | 0.00011643 | 2043 | Mitigation | 0.95 | 45 | 0 | esc | 0.00097009 | 7.6162e-11 | 0.00097009 | 7.6162e-11
[79 empty] | WLDFR | HFTD - Distribution - Tier 2 - 3QU CoRE ¦ 2QU LoRE | Red Flag Warning - Large Fires | 2044 | 3.8798e-08 | 3.8798e-08 | 6.9209 | 0.84944 | 3.8632 | 2.2083 | 0 | 0 | 3.9994e-05 | 2.6852e-07 | 0 | 2.6852e-07 | 2.6852e-07 | 0 | 2.6852e-07 | 0 | 0.00033696 | 0.00073863 | 0 | 0.00073863 | 0 | 4.8281e-06 | 9.6562e-06 | 0 | 9.6562e-06 | [12 empty] | 7.3.3.17.5 (Remote Grid) Updates to grid topology to minimize risk of ignition in HFTDs Remote GridWLDFRContaminationAggregated | WLDFR | HFTD - Distribution - Tier 2 - 1QU CoRE ¦ 4QU LoRE | Non-Red Flag Warning - Catastrophic Fires | Contamination | Aggregated | 2044 | 7.8511e-08 | 1483.0022 | 0.00011643 | 2044 | Mitigation | 0.95 | 45 | 0 | esc | 0.00097009 | 7.6162e-11 | 0.00097009 | 7.6162e-11
[79 empty] | WLDFR | HFTD - Distribution - Tier 2 - 3QU CoRE ¦ 2QU LoRE | Red Flag Warning - Large Fires | 2045 | 3.8798e-08 | 3.8798e-08 | 6.9209 | 0.84944 | 3.8632 | 2.2083 | 0 | 0 | 3.9994e-05 | 2.6852e-07 | 0 | 2.6852e-07 | 2.6852e-07 | 0 | 2.6852e-07 | 0 | 0.00035286 | 0.00077348 | 0 | 0.00077348 | 0 | 4.8281e-06 | 9.6562e-06 | 0 | 9.6562e-06 | [12 empty] | 7.3.3.17.5 (Remote Grid) Updates to grid topology to minimize risk of ignition in HFTDs Remote GridWLDFRContaminationAggregated | WLDFR | HFTD - Distribution - Tier 2 - 1QU CoRE ¦ 4QU LoRE | Non-Red Flag Warning - Catastrophic Fires | Contamination | Aggregated | 2045 | 7.8511e-08 | 1483.0022 | 0.00011643 | 2045 | Mitigation | 0.95 | 45 | 0 | esc | 0.00097009 | 7.6162e-11 | 0.00097009 | 7.6162e-11
[79 empty] | WLDFR | HFTD - Distribution - Tier 2 - 3QU CoRE ¦ 2QU LoRE | Red Flag Warning - Large Fires | 2046 | 3.8798e-08 | 3.8798e-08 | 6.9209 | 0.84944 | 3.8632 | 2.2083 | 0 | 0 | 3.9994e-05 | 2.6852e-07 | 0 | 2.6852e-07 | 2.6852e-07 | 0 | 2.6852e-07 | 0 | 0.00035286 | 0.00077348 | 0 | 0.00077348 | 0 | 4.8281e-06 | 9.6562e-06 | 0 | 9.6562e-06 | [12 empty] | 7.3.3.17.5 (Remote Grid) Updates to grid topology to minimize risk of ignition in HFTDs Remote GridWLDFRContaminationAggregated | WLDFR | HFTD - Distribution - Tier 2 - 1QU CoRE ¦ 4QU LoRE | Non-Red Flag Warning - Catastrophic Fires | Contamination | Aggregated | 2046 | 7.8511e-08 | 1483.0022 | 0.00011643 | 2046 | Mitigation | 0.95 | 45 | 0 | esc | 0.00097009 | 7.6162e-11 | 0.00097009 | 7.6162e-11
[79 empty] | WLDFR | HFTD - Distribution - Tier 2 - 3QU CoRE ¦ 2QU LoRE | Red Flag Warning - Large Fires | 2047 | 3.8798e-08 | 3.8798e-08 | 6.9209 | 0.84944 | 3.8632 | 2.2083 | 0 | 0 | 3.9994e-05 | 2.6852e-07 | 0 | 2.6852e-07 | 2.6852e-07 | 0 | 2.6852e-07 | 0 | 0.00035286 | 0.00077348 | 0 | 0.00077348 | 0 | 4.8281e-06 | 9.6562e-06 | 0 | 9.6562e-06 | [12 empty] | 7.3.3.17.5 (Remote Grid) Updates to grid topology to minimize risk of ignition in HFTDs Remote GridWLDFRContaminationAggregated | WLDFR | HFTD - Distribution - Tier 2 - 1QU CoRE ¦ 4QU LoRE | Non-Red Flag Warning - Catastrophic Fires | Contamination | Aggregated | 2047 | 7.8511e-08 | 1483.0022 | 0.00011643 | 2047 | Mitigation | 0.95 | 45 | 0 | esc | 0.00097009 | 7.6162e-11 | 0.00097009 | 7.6162e-11
[79 empty] | WLDFR | HFTD - Distribution - Tier 2 - 3QU CoRE ¦ 2QU LoRE | Red Flag Warning - Large Fires | 2048 | 3.8798e-08 | 3.8798e-08 | 7.3713 | 0.88759 | 4.1075 | 2.3763 | 0 | 0 | 3.9994e-05 | 2.8599e-07 | 0 | 2.8599e-07 | 2.8599e-07 | 0 | 2.8599e-07 | 0 | 0.00035286 | 0.00077348 | 0 | 0.00077348 | 0 | 4.8281e-06 | 9.6562e-06 | 0 | 9.6562e-06 | [12 empty] | 7.3.3.17.5 (Remote Grid) Updates to grid topology to minimize risk of ignition in HFTDs Remote GridWLDFRContaminationAggregated | WLDFR | HFTD - Distribution - Tier 2 - 1QU CoRE ¦ 4QU LoRE | Non-Red Flag Warning - Catastrophic Fires | Contamination | Aggregated | 2048 | 7.8511e-08 | 1483.0022 | 0.00011643 | 2048 | Mitigation | 0.95 | 45 | 0 | esc | 0.00097009 | 7.6162e-11 | 0.00097009 | 7.6162e-11
[79 empty] | WLDFR | HFTD - Distribution - Tier 2 - 3QU CoRE ¦ 2QU LoRE | Red Flag Warning - Large Fires | 2049 | 3.8798e-08 | 3.8798e-08 | 7.3713 | 0.88759 | 4.1075 | 2.3763 | 0 | 0 | 3.9994e-05 | 2.8599e-07 | 0 | 2.8599e-07 | 2.8599e-07 | 0 | 2.8599e-07 | 0 | 0.00035286 | 0.00077348 | 0 | 0.00077348 | 0 | 5.06e-06 | 1.012e-05 | 0 | 1.012e-05 | [12 empty] | 7.3.3.17.5 (Remote Grid) Updates to grid topology to minimize risk of ignition in HFTDs Remote GridWLDFRContaminationAggregated | WLDFR | HFTD - Distribution - Tier 2 - 1QU CoRE ¦ 4QU LoRE | Non-Red Flag Warning - Catastrophic Fires | Contamination | Aggregated | 2049 | 7.8511e-08 | 1483.0022 | 0.00011643 | 2049 | Mitigation | 0.95 | 45 | 0 | esc | 0.00097009 | 7.6162e-11 | 0.00097009 | 7.6162e-11
[79 empty] | WLDFR | HFTD - Distribution - Tier 2 - 3QU CoRE ¦ 2QU LoRE | Red Flag Warning - Large Fires | 2050 | 3.8798e-08 | 3.8798e-08 | 7.3713 | 0.88759 | 4.1075 | 2.3763 | 0 | 0 | 3.9994e-05 | 2.8599e-07 | 0 | 2.8599e-07 | 2.8599e-07 | 0 | 2.8599e-07 | 0 | 0.00037011 | 0.00081129 | 0 | 0.00081129 | 0 | 5.06e-06 | 1.012e-05 | 0 | 1.012e-05 | [12 empty] | 7.3.3.17.5 (Remote Grid) Updates to grid topology to minimize risk of ignition in HFTDs Remote GridWLDFRContaminationAggregated | WLDFR | HFTD - Distribution - Tier 2 - 1QU CoRE ¦ 4QU LoRE | Non-Red Flag Warning - Catastrophic Fires | Contamination | Aggregated | 2050 | 7.8511e-08 | 1483.0022 | 0.00011643 | 2050 | Mitigation | 0.95 | 45 | 0 | esc | 0.00097009 | 7.6162e-11 | 0.00097009 | 7.6162e-11
[79 empty] | WLDFR | HFTD - Distribution - Tier 2 - 3QU CoRE ¦ 2QU LoRE | Red Flag Warning - Large Fires | 2051 | 3.8798e-08 | 3.8798e-08 | 7.3713 | 0.88759 | 4.1075 | 2.3763 | 0 | 0 | 3.9994e-05 | 2.8599e-07 | 0 | 2.8599e-07 | 2.8599e-07 | 0 | 2.8599e-07 | 0 | 0.00037011 | 0.00081129 | 0 | 0.00081129 | 0 | 5.06e-06 | 1.012e-05 | 0 | 1.012e-05 | [12 empty] | 7.3.3.17.5 (Remote Grid) Updates to grid topology to minimize risk of ignition in HFTDs Remote GridWLDFRContaminationAggregated | WLDFR | HFTD - Distribution - Tier 2 - 1QU CoRE ¦ 4QU LoRE | Non-Red Flag Warning - Catastrophic Fires | Contamination | Aggregated | 2051 | 7.8511e-08 | 1483.0022 | 0.00011643 | 2051 | Mitigation | 0.95 | 45 | 0 | esc | 0.00097009 | 7.6162e-11 | 0.00097009 | 7.6162e-11
[79 empty] | WLDFR | HFTD - Distribution - Tier 2 - 3QU CoRE ¦ 2QU LoRE | Red Flag Warning - Large Fires | 2052 | 3.8798e-08 | 3.8798e-08 | 7.3713 | 0.88759 | 4.1075 | 2.3763 | 0 | 0 | 3.9994e-05 | 2.8599e-07 | 0 | 2.8599e-07 | 2.8599e-07 | 0 | 2.8599e-07 | 0 | 0.00037011 | 0.00081129 | 0 | 0.00081129 | 0 | 5.06e-06 | 1.012e-05 | 0 | 1.012e-05 | [12 empty] | 7.3.3.17.5 (Remote Grid) Updates to grid topology to minimize risk of ignition in HFTDs Remote GridWLDFRContaminationAggregated | WLDFR | HFTD - Distribution - Tier 2 - 1QU CoRE ¦ 4QU LoRE | Non-Red Flag Warning - Catastrophic Fires | Contamination | Aggregated | 2052 | 7.8511e-08 | 1483.0022 | 0.00011643 | 2052 | Mitigation | 0.95 | 45 | 0 | esc | 0.00097009 | 7.6162e-11 | 0.00097009 | 7.6162e-11
[79 empty] | WLDFR | HFTD - Distribution - Tier 2 - 3QU CoRE ¦ 2QU LoRE | Red Flag Warning - Large Fires | 2053 | 3.8798e-08 | 3.8798e-08 | 7.8503 | 0.92702 | 4.3664 | 2.5569 | 0 | 0 | 3.9994e-05 | 3.0458e-07 | 0 | 3.0458e-07 | 3.0458e-07 | 0 | 3.0458e-07 | 0 | 0.00037011 | 0.00081129 | 0 | 0.00081129 | 0 | 0 | 1.012e-05 | 0 | 1.012e-05 | [12 empty] | 7.3.3.17.5 (Remote Grid) Updates to grid topology to minimize risk of ignition in HFTDs Remote GridWLDFRContaminationAggregated | WLDFR | HFTD - Distribution - Tier 2 - 1QU CoRE ¦ 4QU LoRE | Non-Red Flag Warning - Catastrophic Fires | Contamination | Aggregated | 2053 | 7.8511e-08 | 1483.0022 | 0.00011643 | 2053 | Mitigation | 0.95 | 45 | 0 | esc | 0.00097009 | 7.6162e-11 | 0.00097009 | 7.6162e-11
[79 empty] | WLDFR | HFTD - Distribution - Tier 2 - 3QU CoRE ¦ 2QU LoRE | Red Flag Warning - Large Fires | 2054 | 3.8798e-08 | 3.8798e-08 | 7.8503 | 0.92702 | 4.3664 | 2.5569 | 0 | 0 | 3.9994e-05 | 3.0458e-07 | 0 | 3.0458e-07 | 3.0458e-07 | 0 | 3.0458e-07 | 0 | 0.00037011 | 0.00081129 | 0 | 0.00081129 | 0 | 0 | 0 | 0 | 0 | [12 empty] | 7.3.3.17.5 (Remote Grid) Updates to grid topology to minimize risk of ignition in HFTDs Remote GridWLDFRContaminationAggregated | WLDFR | HFTD - Distribution - Tier 2 - 1QU CoRE ¦ 4QU LoRE | Non-Red Flag Warning - Catastrophic Fires | Contamination | Aggregated | 2054 | 7.8511e-08 | 1483.0022 | 0.00011643 | 2054 | Mitigation | 0.95 | 45 | 0 | esc | 0.00097009 | 7.6162e-11 | 0.00097009 | 7.6162e-11
[79 empty] | WLDFR | HFTD - Distribution - Tier 2 - 3QU CoRE ¦ 2QU LoRE | Red Flag Warning - Large Fires | 2055 | 3.8798e-08 | 3.8798e-08 | 7.8503 | 0.92702 | 4.3664 | 2.5569 | 0 | 0 | 3.9994e-05 | 3.0458e-07 | 0 | 3.0458e-07 | 3.0458e-07 | 0 | 3.0458e-07 | 0 | 0.00038846 | 0.00085152 | 0 | 0.00085152 | 0 | 0 | 0 | 0 | 0 | [12 empty] | 7.3.3.17.5 (Remote Grid) Updates to grid topology to minimize risk of ignition in HFTDs Remote GridWLDFRContaminationAggregated | WLDFR | HFTD - Distribution - Tier 2 - 1QU CoRE ¦ 4QU LoRE | Non-Red Flag Warning - Catastrophic Fires | Contamination | Aggregated | 2055 | 7.8511e-08 | 1483.0022 | 0.00011643 | 2055 | Mitigation | 0.95 | 45 | 0 | esc | 0.00097009 | 7.6162e-11 | 0.00097009 | 7.6162e-11
[79 empty] | WLDFR | HFTD - Distribution - Tier 2 - 3QU CoRE ¦ 2QU LoRE | Red Flag Warning - Large Fires | 2056 | 3.8798e-08 | 3.8798e-08 | 7.8503 | 0.92702 | 4.3664 | 2.5569 | 0 | 0 | 3.9994e-05 | 3.0458e-07 | 0 | 3.0458e-07 | 3.0458e-07 | 0 | 3.0458e-07 | 0 | 0.00038846 | 0.00085152 | 0 | 0.00085152 | 0 | 0.00095012 | 0 | 0 | 0 | [12 empty] | 7.3.3.17.5 (Remote Grid) Updates to grid topology to minimize risk of ignition in HFTDs Remote GridWLDFRContaminationAggregated | WLDFR | HFTD - Distribution - Tier 2 - 1QU CoRE ¦ 4QU LoRE | Non-Red Flag Warning - Catastrophic Fires | Contamination | Aggregated | 2056 | 7.8511e-08 | 1483.0022 | 0.00011643 | 2056 | Mitigation | 0.95 | 45 | 0 | esc | 0.00097009 | 7.6162e-11 | 0.00097009 | 7.6162e-11
[79 empty] | WLDFR | HFTD - Distribution - Tier 2 - 3QU CoRE ¦ 2QU LoRE | Red Flag Warning - Large Fires | 2057 | 3.8798e-08 | 3.8798e-08 | 7.8503 | 0.92702 | 4.3664 | 2.5569 | 0 | 0 | 3.9994e-05 | 3.0458e-07 | 0 | 3.0458e-07 | 3.0458e-07 | 0 | 3.0458e-07 | 0 | 0.00038846 | 0.00085152 | 0 | 0.00085152 | 0 | 0.00098495 | 0.0019699 | 0 | 0.0019699 | [12 empty] | 7.3.3.17.5 (Remote Grid) Updates to grid topology to minimize risk of ignition in HFTDs Remote GridWLDFRContaminationAggregated | WLDFR | HFTD - Distribution - Tier 2 - 1QU CoRE ¦ 4QU LoRE | Non-Red Flag Warning - Catastrophic Fires | Contamination | Aggregated | 2057 | 7.8511e-08 | 1483.0022 | 0.00011643 | 2057 | Mitigation | 0.95 | 45 | 0 | esc | 0.00097009 | 7.6162e-11 | 0.00097009 | 7.6162e-11
[79 empty] | WLDFR | HFTD - Distribution - Tier 2 - 3QU CoRE ¦ 2QU LoRE | Red Flag Warning - Large Fires | 2058 | 3.8798e-08 | 3.8798e-08 | 8.3524 | 0.96727 | 4.6367 | 2.7484 | 0 | 0 | 3.9994e-05 | 3.2405e-07 | 0 | 3.2405e-07 | 3.2405e-07 | 0 | 3.2405e-07 | 0 | 0.00038846 | 0.00085152 | 0 | 0.00085152 | 0 | 0.00098495 | 0.0019699 | 0 | 0.0019699 | [12 empty] | 7.3.3.17.5 (Remote Grid) Updates to grid topology to minimize risk of ignition in HFTDs Remote GridWLDFRContaminationAggregated | WLDFR | HFTD - Distribution - Tier 2 - 1QU CoRE ¦ 4QU LoRE | Non-Red Flag Warning - Catastrophic Fires | Contamination | Aggregated | 2058 | 7.8511e-08 | 1483.0022 | 0.00011643 | 2058 | Mitigation | 0.95 | 45 | 0 | esc | 0.00097009 | 7.6162e-11 | 0.00097009 | 7.6162e-11
[79 empty] | WLDFR | HFTD - Distribution - Tier 2 - 3QU CoRE ¦ 2QU LoRE | Red Flag Warning - Large Fires | 2059 | 3.8798e-08 | 3.8798e-08 | 8.3524 | 0.96727 | 4.6367 | 2.7484 | 0 | 0 | 3.9994e-05 | 3.2405e-07 | 0 | 3.2405e-07 | 3.2405e-07 | 0 | 3.2405e-07 | 0 | 0.00038846 | 0.00085152 | 0 | 0.00085152 | 0 | 0.00098495 | 0.0019699 | 0 | 0.0019699 | [12 empty] | 7.3.3.17.5 (Remote Grid) Updates to grid topology to minimize risk of ignition in HFTDs Remote GridWLDFRContaminationAggregated | WLDFR | HFTD - Distribution - Tier 2 - 1QU CoRE ¦ 4QU LoRE | Non-Red Flag Warning - Catastrophic Fires | Contamination | Aggregated | 2059 | 7.8511e-08 | 1483.0022 | 0.00011643 | 2059 | Mitigation | 0.95 | 45 | 0 | esc | 0.00097009 | 7.6162e-11 | 0.00097009 | 7.6162e-11
[79 empty] | WLDFR | HFTD - Distribution - Tier 2 - 3QU CoRE ¦ 2QU LoRE | Red Flag Warning - Large Fires | 2060 | 3.8798e-08 | 3.8798e-08 | 8.3524 | 0.96727 | 4.6367 | 2.7484 | 0 | 0 | 3.9994e-05 | 3.2405e-07 | 0 | 3.2405e-07 | 3.2405e-07 | 0 | 3.2405e-07 | 0 | 0.00040768 | 0.00089365 | 0 | 0.00089365 | 0 | 0.00098495 | 0.0019699 | 0 | 0.0019699 | [12 empty] | 7.3.3.17.5 (Remote Grid) Updates to grid topology to minimize risk of ignition in HFTDs Remote GridWLDFRContaminationAggregated | WLDFR | HFTD - Distribution - Tier 2 - 1QU CoRE ¦ 4QU LoRE | Non-Red Flag Warning - Catastrophic Fires | Contamination | Aggregated | 2060 | 7.8511e-08 | 1483.0022 | 0.00011643 | 2060 | Mitigation | 0.95 | 45 | 0 | esc | 0.00097009 | 7.6162e-11 | 0.00097009 | 7.6162e-11
[79 empty] | WLDFR | HFTD - Distribution - Tier 2 - 3QU CoRE ¦ 2QU LoRE | Red Flag Warning - Large Fires | 2061 | 3.8798e-08 | 3.8798e-08 | 8.3524 | 0.96727 | 4.6367 | 2.7484 | 0 | 0 | 3.9994e-05 | 3.2405e-07 | 0 | 3.2405e-07 | 3.2405e-07 | 0 | 3.2405e-07 | 0 | 0.00040768 | 0.00089365 | 0 | 0.00089365 | 0 | 0.00098495 | 0.0019699 | 0 | 0.0019699 | [12 empty] | 7.3.3.17.5 (Remote Grid) Updates to grid topology to minimize risk of ignition in HFTDs Remote GridWLDFRContaminationAggregated | WLDFR | HFTD - Distribution - Tier 2 - 1QU CoRE ¦ 4QU LoRE | Non-Red Flag Warning - Catastrophic Fires | Contamination | Aggregated | 2061 | 7.8511e-08 | 1483.0022 | 0.00011643 | 2061 | Mitigation | 0.95 | 45 | 0 | esc | 0.00097009 | 7.6162e-11 | 0.00097009 | 7.6162e-11
[79 empty] | WLDFR | HFTD - Distribution - Tier 2 - 3QU CoRE ¦ 2QU LoRE | Red Flag Warning - Large Fires | 2062 | 3.8798e-08 | 3.8798e-08 | 8.3524 | 0.96727 | 4.6367 | 2.7484 | 0 | 0 | 3.9994e-05 | 3.2405e-07 | 0 | 3.2405e-07 | 3.2405e-07 | 0 | 3.2405e-07 | 0 | 0.00040768 | 0.00089365 | 0 | 0.00089365 | 0 | 0.0010288 | 0.0020577 | 0 | 0.0020577 | [12 empty] | 7.3.3.17.5 (Remote Grid) Updates to grid topology to minimize risk of ignition in HFTDs Remote GridWLDFRContaminationAggregated | WLDFR | HFTD - Distribution - Tier 2 - 1QU CoRE ¦ 4QU LoRE | Non-Red Flag Warning - Catastrophic Fires | Contamination | Aggregated | 2062 | 7.8511e-08 | 1483.0022 | 0.00011643 | 2062 | Mitigation | 0.95 | 45 | 0 | esc | 0.00097009 | 7.6162e-11 | 0.00097009 | 7.6162e-11
[79 empty] | WLDFR | HFTD - Distribution - Tier 2 - 3QU CoRE ¦ 2QU LoRE | Red Flag Warning - Large Fires | 2063 | 3.8798e-08 | 3.8798e-08 | 8.872 | 1.0079 | 4.9153 | 2.9488 | 0 | 0 | 3.9994e-05 | 3.4422e-07 | 0 | 3.4422e-07 | 3.4422e-07 | 0 | 3.4422e-07 | 0 | 0.00040768 | 0.00089365 | 0 | 0.00089365 | 0 | 0.0010288 | 0.0020577 | 0 | 0.0020577 | [12 empty] | 7.3.3.17.5 (Remote Grid) Updates to grid topology to minimize risk of ignition in HFTDs Remote GridWLDFRContaminationAggregated | WLDFR | HFTD - Distribution - Tier 2 - 1QU CoRE ¦ 4QU LoRE | Non-Red Flag Warning - Catastrophic Fires | Contamination | Aggregated | 2063 | 7.8511e-08 | 1483.0022 | 0.00011643 | 2063 | Mitigation | 0.95 | 45 | 0 | esc | 0.00097009 | 7.6162e-11 | 0.00097009 | 7.6162e-11
[79 empty] | WLDFR | HFTD - Distribution - Tier 2 - 3QU CoRE ¦ 2QU LoRE | Red Flag Warning - Large Fires | 2064 | 3.8798e-08 | 3.8798e-08 | 8.872 | 1.0079 | 4.9153 | 2.9488 | 0 | 0 | 3.9994e-05 | 3.4422e-07 | 0 | 3.4422e-07 | 3.4422e-07 | 0 | 3.4422e-07 | 0 | 0.00040768 | 0.00089365 | 0 | 0.00089365 | 0 | 0.0010288 | 0.0020577 | 0 | 0.0020577 | [12 empty] | 7.3.3.17.5 (Remote Grid) Updates to grid topology to minimize risk of ignition in HFTDs Remote GridWLDFRContaminationAggregated | WLDFR | HFTD - Distribution - Tier 2 - 1QU CoRE ¦ 4QU LoRE | Non-Red Flag Warning - Catastrophic Fires | Contamination | Aggregated | 2064 | 7.8511e-08 | 1483.0022 | 0.00011643 | 2064 | Mitigation | 0.95 | 45 | 0 | esc | 0.00097009 | 7.6162e-11 | 0.00097009 | 7.6162e-11
[79 empty] | WLDFR | HFTD - Distribution - Tier 2 - 3QU CoRE ¦ 2QU LoRE | Red Flag Warning - Large Fires | 2065 | 3.8798e-08 | 3.8798e-08 | 8.872 | 1.0079 | 4.9153 | 2.9488 | 0 | 0 | 3.9994e-05 | 3.4422e-07 | 0 | 3.4422e-07 | 3.4422e-07 | 0 | 3.4422e-07 | 0 | 0.00042753 | 0.00093716 | 0 | 0.00093716 | 0 | 0.0010288 | 0.0020577 | 0 | 0.0020577 | [12 empty] | 7.3.3.17.5 (Remote Grid) Updates to grid topology to minimize risk of ignition in HFTDs Remote GridWLDFRContaminationAggregated | WLDFR | HFTD - Distribution - Tier 2 - 1QU CoRE ¦ 4QU LoRE | Non-Red Flag Warning - Catastrophic Fires | Contamination | Aggregated | 2065 | 7.8511e-08 | 1483.0022 | 0.00011643 | 2065 | Mitigation | 0.95 | 45 | 0 | esc | 0.00097009 | 7.6162e-11 | 0.00097009 | 7.6162e-11
[79 empty] | WLDFR | HFTD - Distribution - Tier 2 - 3QU CoRE ¦ 2QU LoRE | Red Flag Warning - Large Fires | 2066 | 3.8798e-08 | 3.8798e-08 | 8.872 | 1.0079 | 4.9153 | 2.9488 | 0 | 0 | 3.9994e-05 | 3.4422e-07 | 0 | 3.4422e-07 | 3.4422e-07 | 0 | 3.4422e-07 | 0 | 0.00042753 | 0.00093716 | 0 | 0.00093716 | 0 | 0.0010288 | 0.0020577 | 0 | 0.0020577 | [12 empty] | 7.3.3.17.5 (Remote Grid) Updates to grid topology to minimize risk of ignition in HFTDs Remote GridWLDFRContaminationAggregated | WLDFR | HFTD - Distribution - Tier 2 - 1QU CoRE ¦ 4QU LoRE | Non-Red Flag Warning - Catastrophic Fires | Contamination | Aggregated | 2066 | 7.8511e-08 | 1483.0022 | 0.00011643 | 2066 | Mitigation | 0.95 | 45 | 0 | esc | 0.00097009 | 7.6162e-11 | 0.00097009 | 7.6162e-11
[79 empty] | WLDFR | HFTD - Distribution - Tier 2 - 3QU CoRE ¦ 2QU LoRE | Red Flag Warning - Large Fires | 2067 | 0 | 3.8798e-08 | 8.872 | 1.0079 | 4.9153 | 2.9488 | 0 | 0 | 3.9994e-05 | 0 | 0 | 0 | 3.4422e-07 | 0 | 3.4422e-07 | 0 | 0.00042753 | 0.00093716 | 0 | 0.00093716 | 0 | 0.0010776 | 0.0021552 | 0 | 0.0021552 | [12 empty] | 7.3.3.17.5 (Remote Grid) Updates to grid topology to minimize risk of ignition in HFTDs Remote GridWLDFRContaminationAggregated | WLDFR | HFTD - Distribution - Tier 2 - 1QU CoRE ¦ 4QU LoRE | Non-Red Flag Warning - Catastrophic Fires | Contamination | Aggregated | 2067 | 7.8511e-08 | 1483.0022 | 0.00011643 | 2067 | Mitigation | 0.95 | 45 | 0 | esc | 0 | 0 | 0.00097009 | 7.6162e-11
[79 empty] | WLDFR | HFTD - Distribution - Tier 2 - 3QU CoRE ¦ 2QU LoRE | Red Flag Warning - Small Fires | 2022 | 6.7248e-07 | 0 | 0.077901 | 0.036425 | 0.0015809 | 0.039895 | 0 | 0 | 0.00070927 | 5.2387e-08 | 0 | 5.2387e-08 | 0 | 0 | 0 | 0 | 0.00042753 | 0.00093716 | 0 | 0.00093716 | 0 | 0.0010776 | 0.0021552 | 0 | 0.0021552 | [12 empty] | 7.3.3.17.5 (Remote Grid) Updates to grid topology to minimize risk of ignition in HFTDs Remote GridWLDFREquipment / facility failureAggregated | WLDFR | HFTD - Distribution - Tier 2 - 1QU CoRE ¦ 4QU LoRE | Non-Red Flag Warning - Catastrophic Fires | Equipment / facility failure | Aggregated | 2022 | 2.0163e-07 | 1483.0022 | 0.00029903 | 2022 | Mitigation | 0.95 | 45 | 0 | esc | 0.00097009 | 1.956e-10 | 0 | 0
[79 empty] | WLDFR | HFTD - Distribution - Tier 2 - 3QU CoRE ¦ 2QU LoRE | Red Flag Warning - Small Fires | 2023 | 6.7248e-07 | 6.7248e-07 | 0.080408 | 0.03759 | 0.0016314 | 0.041187 | 0 | 0 | 0.00070927 | 5.4073e-08 | 0 | 5.4073e-08 | 5.4073e-08 | 0 | 5.4073e-08 | 0 | 0.00042753 | 0.00093716 | 0 | 0.00093716 | 0 | 0.0010776 | 0.0021552 | 0 | 0.0021552 | [12 empty] | 7.3.3.17.5 (Remote Grid) Updates to grid topology to minimize risk of ignition in HFTDs Remote GridWLDFREquipment / facility failureAggregated | WLDFR | HFTD - Distribution - Tier 2 - 1QU CoRE ¦ 4QU LoRE | Non-Red Flag Warning - Catastrophic Fires | Equipment / facility failure | Aggregated | 2023 | 2.0163e-07 | 1483.0022 | 0.00029903 | 2023 | Mitigation | 0.95 | 45 | 0 | esc | 0.00097009 | 1.956e-10 | 0.00097009 | 1.956e-10
[79 empty] | WLDFR | HFTD - Distribution - Tier 2 - 3QU CoRE ¦ 2QU LoRE | Red Flag Warning - Small Fires | 2024 | 6.7248e-07 | 6.7248e-07 | 0.080408 | 0.03759 | 0.0016314 | 0.041187 | 0 | 0 | 0.00070927 | 5.4073e-08 | 0 | 5.4073e-08 | 5.4073e-08 | 0 | 5.4073e-08 | 0 | 0.00044776 | 0.00098151 | 0 | 0.00098151 | 0 | 0.0010776 | 0.0021552 | 0 | 0.0021552 | [12 empty] | 7.3.3.17.5 (Remote Grid) Updates to grid topology to minimize risk of ignition in HFTDs Remote GridWLDFREquipment / facility failureAggregated | WLDFR | HFTD - Distribution - Tier 2 - 1QU CoRE ¦ 4QU LoRE | Non-Red Flag Warning - Catastrophic Fires | Equipment / facility failure | Aggregated | 2024 | 2.0163e-07 | 1483.0022 | 0.00029903 | 2024 | Mitigation | 0.95 | 45 | 0 | esc | 0.00097009 | 1.956e-10 | 0.00097009 | 1.956e-10
[79 empty] | WLDFR | HFTD - Distribution - Tier 2 - 3QU CoRE ¦ 2QU LoRE | Red Flag Warning - Small Fires | 2025 | 6.7248e-07 | 6.7248e-07 | 0.080408 | 0.03759 | 0.0016314 | 0.041187 | 0 | 0 | 0.00070927 | 5.4073e-08 | 0 | 5.4073e-08 | 5.4073e-08 | 0 | 5.4073e-08 | 0 | 0.00044776 | 0.00098151 | 0 | 0.00098151 | 0 | 0.0010776 | 0.0021552 | 0 | 0.0021552 | [12 empty] | 7.3.3.17.5 (Remote Grid) Updates to grid topology to minimize risk of ignition in HFTDs Remote GridWLDFREquipment / facility failureAggregated | WLDFR | HFTD - Distribution - Tier 2 - 1QU CoRE ¦ 4QU LoRE | Non-Red Flag Warning - Catastrophic Fires | Equipment / facility failure | Aggregated | 2025 | 2.0163e-07 | 1483.0022 | 0.00029903 | 2025 | Mitigation | 0.95 | 45 | 0 | esc | 0.00097009 | 1.956e-10 | 0.00097009 | 1.956e-10
[79 empty] | WLDFR | HFTD - Distribution - Tier 2 - 3QU CoRE ¦ 2QU LoRE | Red Flag Warning - Small Fires | 2026 | 6.7248e-07 | 6.7248e-07 | 0.080408 | 0.03759 | 0.0016314 | 0.041187 | 0 | 0 | 0.00070927 | 5.4073e-08 | 0 | 5.4073e-08 | 5.4073e-08 | 0 | 5.4073e-08 | 0 | 0.00044776 | 0.00098151 | 0 | 0.00098151 | 0 | 0.0011305 | 0.0022611 | 0 | 0.0022611 | [12 empty] | 7.3.3.17.5 (Remote Grid) Updates to grid topology to minimize risk of ignition in HFTDs Remote GridWLDFREquipment / facility failureAggregated | WLDFR | HFTD - Distribution - Tier 2 - 1QU CoRE ¦ 4QU LoRE | Non-Red Flag Warning - Catastrophic Fires | Equipment / facility failure | Aggregated | 2026 | 2.0163e-07 | 1483.0022 | 0.00029903 | 2026 | Mitigation | 0.95 | 45 | 0 | esc | 0.00097009 | 1.956e-10 | 0.00097009 | 1.956e-10
[79 empty] | WLDFR | HFTD - Distribution - Tier 2 - 3QU CoRE ¦ 2QU LoRE | Red Flag Warning - Small Fires | 2027 | 6.7248e-07 | 6.7248e-07 | 0.080408 | 0.03759 | 0.0016314 | 0.041187 | 0 | 0 | 0.00070927 | 5.4073e-08 | 0 | 5.4073e-08 | 5.4073e-08 | 0 | 5.4073e-08 | 0 | 0.00044776 | 0.00098151 | 0 | 0.00098151 | 0 | 0.0011305 | 0.0022611 | 0 | 0.0022611 | [12 empty] | 7.3.3.17.5 (Remote Grid) Updates to grid topology to minimize risk of ignition in HFTDs Remote GridWLDFREquipment / facility failureAggregated | WLDFR | HFTD - Distribution - Tier 2 - 1QU CoRE ¦ 4QU LoRE | Non-Red Flag Warning - Catastrophic Fires | Equipment / facility failure | Aggregated | 2027 | 2.0163e-07 | 1483.0022 | 0.00029903 | 2027 | Mitigation | 0.95 | 45 | 0 | esc | 0.00097009 | 1.956e-10 | 0.00097009 | 1.956e-10
[79 empty] | WLDFR | HFTD - Distribution - Tier 2 - 3QU CoRE ¦ 2QU LoRE | Red Flag Warning - Small Fires | 2028 | 6.7248e-07 | 6.7248e-07 | 0.083606 | 0.039055 | 0.001695 | 0.042856 | 0 | 0 | 0.00070927 | 5.6224e-08 | 0 | 5.6224e-08 | 5.6224e-08 | 0 | 5.6224e-08 | 0 | 0.00044776 | 0.00098151 | 0 | 0.00098151 | 0 | 0.0011305 | 0.0022611 | 0 | 0.0022611 | [12 empty] | 7.3.3.17.5 (Remote Grid) Updates to grid topology to minimize risk of ignition in HFTDs Remote GridWLDFREquipment / facility failureAggregated | WLDFR | HFTD - Distribution - Tier 2 - 1QU CoRE ¦ 4QU LoRE | Non-Red Flag Warning - Catastrophic Fires | Equipment / facility failure | Aggregated | 2028 | 2.0163e-07 | 1483.0022 | 0.00029903 | 2028 | Mitigation | 0.95 | 45 | 0 | esc | 0.00097009 | 1.956e-10 | 0.00097009 | 1.956e-10
[79 empty] | WLDFR | HFTD - Distribution - Tier 2 - 3QU CoRE ¦ 2QU LoRE | Red Flag Warning - Small Fires | 2029 | 6.7248e-07 | 6.7248e-07 | 0.083606 | 0.039055 | 0.001695 | 0.042856 | 0 | 0 | 0.00070927 | 5.6224e-08 | 0 | 5.6224e-08 | 5.6224e-08 | 0 | 5.6224e-08 | 0 | 0.00046813 | 0.0010262 | 0 | 0.0010262 | 0 | 0.0011305 | 0.0022611 | 0 | 0.0022611 | [12 empty] | 7.3.3.17.5 (Remote Grid) Updates to grid topology to minimize risk of ignition in HFTDs Remote GridWLDFREquipment / facility failureAggregated | WLDFR | HFTD - Distribution - Tier 2 - 1QU CoRE ¦ 4QU LoRE | Non-Red Flag Warning - Catastrophic Fires | Equipment / facility failure | Aggregated | 2029 | 2.0163e-07 | 1483.0022 | 0.00029903 | 2029 | Mitigation | 0.95 | 45 | 0 | esc | 0.00097009 | 1.956e-10 | 0.00097009 | 1.956e-10
[79 empty] | WLDFR | HFTD - Distribution - Tier 2 - 3QU CoRE ¦ 2QU LoRE | Red Flag Warning - Small Fires | 2030 | 6.7248e-07 | 6.7248e-07 | 0.083606 | 0.039055 | 0.001695 | 0.042856 | 0 | 0 | 0.00070927 | 5.6224e-08 | 0 | 5.6224e-08 | 5.6224e-08 | 0 | 5.6224e-08 | 0 | 0.00046813 | 0.0010262 | 0 | 0.0010262 | 0 | 0.0011305 | 0.0022611 | 0 | 0.0022611 | [12 empty] | 7.3.3.17.5 (Remote Grid) Updates to grid topology to minimize risk of ignition in HFTDs Remote GridWLDFREquipment / facility failureAggregated | WLDFR | HFTD - Distribution - Tier 2 - 1QU CoRE ¦ 4QU LoRE | Non-Red Flag Warning - Catastrophic Fires | Equipment / facility failure | Aggregated | 2030 | 2.0163e-07 | 1483.0022 | 0.00029903 | 2030 | Mitigation | 0.95 | 45 | 0 | esc | 0.00097009 | 1.956e-10 | 0.00097009 | 1.956e-10
[79 empty] | WLDFR | HFTD - Distribution - Tier 2 - 3QU CoRE ¦ 2QU LoRE | Red Flag Warning - Small Fires | 2031 | 6.7248e-07 | 6.7248e-07 | 0.083606 | 0.039055 | 0.001695 | 0.042856 | 0 | 0 | 0.00070927 | 5.6224e-08 | 0 | 5.6224e-08 | 5.6224e-08 | 0 | 5.6224e-08 | 0 | 0.00046813 | 0.0010262 | 0 | 0.0010262 | 0 | 0.0011869 | 0.0023739 | 0 | 0.0023739 | [12 empty] | 7.3.3.17.5 (Remote Grid) Updates to grid topology to minimize risk of ignition in HFTDs Remote GridWLDFREquipment / facility failureAggregated | WLDFR | HFTD - Distribution - Tier 2 - 1QU CoRE ¦ 4QU LoRE | Non-Red Flag Warning - Catastrophic Fires | Equipment / facility failure | Aggregated | 2031 | 2.0163e-07 | 1483.0022 | 0.00029903 | 2031 | Mitigation | 0.95 | 45 | 0 | esc | 0.00097009 | 1.956e-10 | 0.00097009 | 1.956e-10
[79 empty] | WLDFR | HFTD - Distribution - Tier 2 - 3QU CoRE ¦ 2QU LoRE | Red Flag Warning - Small Fires | 2032 | 6.7248e-07 | 6.7248e-07 | 0.083606 | 0.039055 | 0.001695 | 0.042856 | 0 | 0 | 0.00070927 | 5.6224e-08 | 0 | 5.6224e-08 | 5.6224e-08 | 0 | 5.6224e-08 | 0 | 0.00046813 | 0.0010262 | 0 | 0.0010262 | 0 | 0.0011869 | 0.0023739 | 0 | 0.0023739 | [12 empty] | 7.3.3.17.5 (Remote Grid) Updates to grid topology to minimize risk of ignition in HFTDs Remote GridWLDFREquipment / facility failureAggregated | WLDFR | HFTD - Distribution - Tier 2 - 1QU CoRE ¦ 4QU LoRE | Non-Red Flag Warning - Catastrophic Fires | Equipment / facility failure | Aggregated | 2032 | 2.0163e-07 | 1483.0022 | 0.00029903 | 2032 | Mitigation | 0.95 | 45 | 0 | esc | 0.00097009 | 1.956e-10 | 0.00097009 | 1.956e-10
[79 empty] | WLDFR | HFTD - Distribution - Tier 2 - 3QU CoRE ¦ 2QU LoRE | Red Flag Warning - Small Fires | 2033 | 6.7248e-07 | 6.7248e-07 | 0.087211 | 0.040679 | 0.0017655 | 0.044766 | 0 | 0 | 0.00070927 | 5.8648e-08 | 0 | 5.8648e-08 | 5.8648e-08 | 0 | 5.8648e-08 | 0 | 0.00046813 | 0.0010262 | 0 | 0.0010262 | 0 | 0.0011869 | 0.0023739 | 0 | 0.0023739 | [12 empty] | 7.3.3.17.5 (Remote Grid) Updates to grid topology to minimize risk of ignition in HFTDs Remote GridWLDFREquipment / facility failureAggregated | WLDFR | HFTD - Distribution - Tier 2 - 1QU CoRE ¦ 4QU LoRE | Non-Red Flag Warning - Catastrophic Fires | Equipment / facility failure | Aggregated | 2033 | 2.0163e-07 | 1483.0022 | 0.00029903 | 2033 | Mitigation | 0.95 | 45 | 0 | esc | 0.00097009 | 1.956e-10 | 0.00097009 | 1.956e-10
[79 empty] | WLDFR | HFTD - Distribution - Tier 2 - 3QU CoRE ¦ 2QU LoRE | Red Flag Warning - Small Fires | 2034 | 6.7248e-07 | 6.7248e-07 | 0.087211 | 0.040679 | 0.0017655 | 0.044766 | 0 | 0 | 0.00070927 | 5.8648e-08 | 0 | 5.8648e-08 | 5.8648e-08 | 0 | 5.8648e-08 | 0 | 0.0004884 | 0.0010706 | 0 | 0.0010706 | 0 | 0.0011869 | 0.0023739 | 0 | 0.0023739 | [12 empty] | 7.3.3.17.5 (Remote Grid) Updates to grid topology to minimize risk of ignition in HFTDs Remote GridWLDFREquipment / facility failureAggregated | WLDFR | HFTD - Distribution - Tier 2 - 1QU CoRE ¦ 4QU LoRE | Non-Red Flag Warning - Catastrophic Fires | Equipment / facility failure | Aggregated | 2034 | 2.0163e-07 | 1483.0022 | 0.00029903 | 2034 | Mitigation | 0.95 | 45 | 0 | esc | 0.00097009 | 1.956e-10 | 0.00097009 | 1.956e-10
[79 empty] | WLDFR | HFTD - Distribution - Tier 2 - 3QU CoRE ¦ 2QU LoRE | Red Flag Warning - Small Fires | 2035 | 6.7248e-07 | 6.7248e-07 | 0.087211 | 0.040679 | 0.0017655 | 0.044766 | 0 | 0 | 0.00070927 | 5.8648e-08 | 0 | 5.8648e-08 | 5.8648e-08 | 0 | 5.8648e-08 | 0 | 0.0004884 | 0.0010706 | 0 | 0.0010706 | 0 | 0.0011869 | 0.0023739 | 0 | 0.0023739 | [12 empty] | 7.3.3.17.5 (Remote Grid) Updates to grid topology to minimize risk of ignition in HFTDs Remote GridWLDFREquipment / facility failureAggregated | WLDFR | HFTD - Distribution - Tier 2 - 1QU CoRE ¦ 4QU LoRE | Non-Red Flag Warning - Catastrophic Fires | Equipment / facility failure | Aggregated | 2035 | 2.0163e-07 | 1483.0022 | 0.00029903 | 2035 | Mitigation | 0.95 | 45 | 0 | esc | 0.00097009 | 1.956e-10 | 0.00097009 | 1.956e-10
[79 empty] | WLDFR | HFTD - Distribution - Tier 2 - 3QU CoRE ¦ 2QU LoRE | Red Flag Warning - Small Fires | 2036 | 6.7248e-07 | 6.7248e-07 | 0.087211 | 0.040679 | 0.0017655 | 0.044766 | 0 | 0 | 0.00070927 | 5.8648e-08 | 0 | 5.8648e-08 | 5.8648e-08 | 0 | 5.8648e-08 | 0 | 0.0004884 | 0.0010706 | 0 | 0.0010706 | 0 | 0.0012461 | 0.0024921 | 0 | 0.0024921 | [12 empty] | 7.3.3.17.5 (Remote Grid) Updates to grid topology to minimize risk of ignition in HFTDs Remote GridWLDFREquipment / facility failureAggregated | WLDFR | HFTD - Distribution - Tier 2 - 1QU CoRE ¦ 4QU LoRE | Non-Red Flag Warning - Catastrophic Fires | Equipment / facility failure | Aggregated | 2036 | 2.0163e-07 | 1483.0022 | 0.00029903 | 2036 | Mitigation | 0.95 | 45 | 0 | esc | 0.00097009 | 1.956e-10 | 0.00097009 | 1.956e-10
[79 empty] | WLDFR | HFTD - Distribution - Tier 2 - 3QU CoRE ¦ 2QU LoRE | Red Flag Warning - Small Fires | 2037 | 6.7248e-07 | 6.7248e-07 | 0.087211 | 0.040679 | 0.0017655 | 0.044766 | 0 | 0 | 0.00070927 | 5.8648e-08 | 0 | 5.8648e-08 | 5.8648e-08 | 0 | 5.8648e-08 | 0 | 0 | 0.0010706 | 0 | 0.0010706 | 0 | 0.0012461 | 0.0024921 | 0 | 0.0024921 | [12 empty] | 7.3.3.17.5 (Remote Grid) Updates to grid topology to minimize risk of ignition in HFTDs Remote GridWLDFREquipment / facility failureAggregated | WLDFR | HFTD - Distribution - Tier 2 - 1QU CoRE ¦ 4QU LoRE | Non-Red Flag Warning - Catastrophic Fires | Equipment / facility failure | Aggregated | 2037 | 2.0163e-07 | 1483.0022 | 0.00029903 | 2037 | Mitigation | 0.95 | 45 | 0 | esc | 0.00097009 | 1.956e-10 | 0.00097009 | 1.956e-10
[79 empty] | WLDFR | HFTD - Distribution - Tier 2 - 3QU CoRE ¦ 2QU LoRE | Red Flag Warning - Small Fires | 2038 | 6.7248e-07 | 6.7248e-07 | 0.091184 | 0.042438 | 0.0018418 | 0.046905 | 0 | 0 | 0.00070927 | 6.132e-08 | 0 | 6.132e-08 | 6.132e-08 | 0 | 6.132e-08 | 0 | 0 | 0 | 0 | 0 | 0 | 0.0012461 | 0.0024921 | 0 | 0.0024921 | [12 empty] | 7.3.3.17.5 (Remote Grid) Updates to grid topology to minimize risk of ignition in HFTDs Remote GridWLDFREquipment / facility failureAggregated | WLDFR | HFTD - Distribution - Tier 2 - 1QU CoRE ¦ 4QU LoRE | Non-Red Flag Warning - Catastrophic Fires | Equipment / facility failure | Aggregated | 2038 | 2.0163e-07 | 1483.0022 | 0.00029903 | 2038 | Mitigation | 0.95 | 45 | 0 | esc | 0.00097009 | 1.956e-10 | 0.00097009 | 1.956e-10
[79 empty] | WLDFR | HFTD - Distribution - Tier 2 - 3QU CoRE ¦ 2QU LoRE | Red Flag Warning - Small Fires | 2039 | 6.7248e-07 | 6.7248e-07 | 0.091184 | 0.042438 | 0.0018418 | 0.046905 | 0 | 0 | 0.00070927 | 6.132e-08 | 0 | 6.132e-08 | 6.132e-08 | 0 | 6.132e-08 | 0 | 1.1574e-06 | 0 | 0 | 0 | 0 | 0.0012461 | 0.0024921 | 0 | 0.0024921 | [12 empty] | 7.3.3.17.5 (Remote Grid) Updates to grid topology to minimize risk of ignition in HFTDs Remote GridWLDFREquipment / facility failureAggregated | WLDFR | HFTD - Distribution - Tier 2 - 1QU CoRE ¦ 4QU LoRE | Non-Red Flag Warning - Catastrophic Fires | Equipment / facility failure | Aggregated | 2039 | 2.0163e-07 | 1483.0022 | 0.00029903 | 2039 | Mitigation | 0.95 | 45 | 0 | esc | 0.00097009 | 1.956e-10 | 0.00097009 | 1.956e-10
[79 empty] | WLDFR | HFTD - Distribution - Tier 2 - 3QU CoRE ¦ 2QU LoRE | Red Flag Warning - Small Fires | 2040 | 6.7248e-07 | 6.7248e-07 | 0.091184 | 0.042438 | 0.0018418 | 0.046905 | 0 | 0 | 0.00070927 | 6.132e-08 | 0 | 6.132e-08 | 6.132e-08 | 0 | 6.132e-08 | 0 | 1.2092e-06 | 2.6506e-06 | 0 | 2.6506e-06 | 0 | 0 | 0.0024921 | 0 | 0.0024921 | [12 empty] | 7.3.3.17.5 (Remote Grid) Updates to grid topology to minimize risk of ignition in HFTDs Remote GridWLDFREquipment / facility failureAggregated | WLDFR | HFTD - Distribution - Tier 2 - 1QU CoRE ¦ 4QU LoRE | Non-Red Flag Warning - Catastrophic Fires | Equipment / facility failure | Aggregated | 2040 | 2.0163e-07 | 1483.0022 | 0.00029903 | 2040 | Mitigation | 0.95 | 45 | 0 | esc | 0.00097009 | 1.956e-10 | 0.00097009 | 1.956e-10
[79 empty] | WLDFR | HFTD - Distribution - Tier 2 - 3QU CoRE ¦ 2QU LoRE | Red Flag Warning - Small Fires | 2041 | 6.7248e-07 | 6.7248e-07 | 0.091184 | 0.042438 | 0.0018418 | 0.046905 | 0 | 0 | 0.00070927 | 6.132e-08 | 0 | 6.132e-08 | 6.132e-08 | 0 | 6.132e-08 | 0 | 1.2092e-06 | 2.6506e-06 | 0 | 2.6506e-06 | 0 | 0 | 0 | 0 | 0 | [12 empty] | 7.3.3.17.5 (Remote Grid) Updates to grid topology to minimize risk of ignition in HFTDs Remote GridWLDFREquipment / facility failureAggregated | WLDFR | HFTD - Distribution - Tier 2 - 1QU CoRE ¦ 4QU LoRE | Non-Red Flag Warning - Catastrophic Fires | Equipment / facility failure | Aggregated | 2041 | 2.0163e-07 | 1483.0022 | 0.00029903 | 2041 | Mitigation | 0.95 | 45 | 0 | esc | 0.00097009 | 1.956e-10 | 0.00097009 | 1.956e-10
[79 empty] | WLDFR | HFTD - Distribution - Tier 2 - 3QU CoRE ¦ 2QU LoRE | Red Flag Warning - Small Fires | 2042 | 6.7248e-07 | 6.7248e-07 | 0.091184 | 0.042438 | 0.0018418 | 0.046905 | 0 | 0 | 0.00070927 | 6.132e-08 | 0 | 6.132e-08 | 6.132e-08 | 0 | 6.132e-08 | 0 | 1.2092e-06 | 2.6506e-06 | 0 | 2.6506e-06 | 0 | 0 | 0 | 0 | 0 | [12 empty] | 7.3.3.17.5 (Remote Grid) Updates to grid topology to minimize risk of ignition in HFTDs Remote GridWLDFREquipment / facility failureAggregated | WLDFR | HFTD - Distribution - Tier 2 - 1QU CoRE ¦ 4QU LoRE | Non-Red Flag Warning - Catastrophic Fires | Equipment / facility failure | Aggregated | 2042 | 2.0163e-07 | 1483.0022 | 0.00029903 | 2042 | Mitigation | 0.95 | 45 | 0 | esc | 0.00097009 | 1.956e-10 | 0.00097009 | 1.956e-10
[79 empty] | WLDFR | HFTD - Distribution - Tier 2 - 3QU CoRE ¦ 2QU LoRE | Red Flag Warning - Small Fires | 2043 | 6.7248e-07 | 6.7248e-07 | 0.095486 | 0.044306 | 0.0019228 | 0.049257 | 0 | 0 | 0.00070927 | 6.4212e-08 | 0 | 6.4212e-08 | 6.4212e-08 | 0 | 6.4212e-08 | 0 | 1.2092e-06 | 2.6506e-06 | 0 | 2.6506e-06 | 0 | 0.0001114 | 0 | 0 | 0 | [12 empty] | 7.3.3.17.5 (Remote Grid) Updates to grid topology to minimize risk of ignition in HFTDs Remote GridWLDFREquipment / facility failureAggregated | WLDFR | HFTD - Distribution - Tier 2 - 1QU CoRE ¦ 4QU LoRE | Non-Red Flag Warning - Catastrophic Fires | Equipment / facility failure | Aggregated | 2043 | 2.0163e-07 | 1483.0022 | 0.00029903 | 2043 | Mitigation | 0.95 | 45 | 0 | esc | 0.00097009 | 1.956e-10 | 0.00097009 | 1.956e-10
[79 empty] | WLDFR | HFTD - Distribution - Tier 2 - 3QU CoRE ¦ 2QU LoRE | Red Flag Warning - Small Fires | 2044 | 6.7248e-07 | 6.7248e-07 | 0.095486 | 0.044306 | 0.0019228 | 0.049257 | 0 | 0 | 0.00070927 | 6.4212e-08 | 0 | 6.4212e-08 | 6.4212e-08 | 0 | 6.4212e-08 | 0 | 1.2092e-06 | 2.6506e-06 | 0 | 2.6506e-06 | 0 | 0.00011547 | 0.00023095 | 0 | 0.00023095 | [12 empty] | 7.3.3.17.5 (Remote Grid) Updates to grid topology to minimize risk of ignition in HFTDs Remote GridWLDFREquipment / facility failureAggregated | WLDFR | HFTD - Distribution - Tier 2 - 1QU CoRE ¦ 4QU LoRE | Non-Red Flag Warning - Catastrophic Fires | Equipment / facility failure | Aggregated | 2044 | 2.0163e-07 | 1483.0022 | 0.00029903 | 2044 | Mitigation | 0.95 | 45 | 0 | esc | 0.00097009 | 1.956e-10 | 0.00097009 | 1.956e-10
[79 empty] | WLDFR | HFTD - Distribution - Tier 2 - 3QU CoRE ¦ 2QU LoRE | Red Flag Warning - Small Fires | 2045 | 6.7248e-07 | 6.7248e-07 | 0.095486 | 0.044306 | 0.0019228 | 0.049257 | 0 | 0 | 0.00070927 | 6.4212e-08 | 0 | 6.4212e-08 | 6.4212e-08 | 0 | 6.4212e-08 | 0 | 1.2759e-06 | 2.7968e-06 | 0 | 2.7968e-06 | 0 | 0.00011547 | 0.00023095 | 0 | 0.00023095 | [12 empty] | 7.3.3.17.5 (Remote Grid) Updates to grid topology to minimize risk of ignition in HFTDs Remote GridWLDFREquipment / facility failureAggregated | WLDFR | HFTD - Distribution - Tier 2 - 1QU CoRE ¦ 4QU LoRE | Non-Red Flag Warning - Catastrophic Fires | Equipment / facility failure | Aggregated | 2045 | 2.0163e-07 | 1483.0022 | 0.00029903 | 2045 | Mitigation | 0.95 | 45 | 0 | esc | 0.00097009 | 1.956e-10 | 0.00097009 | 1.956e-10
[79 empty] | WLDFR | HFTD - Distribution - Tier 2 - 3QU CoRE ¦ 2QU LoRE | Red Flag Warning - Small Fires | 2046 | 6.7248e-07 | 6.7248e-07 | 0.095486 | 0.044306 | 0.0019228 | 0.049257 | 0 | 0 | 0.00070927 | 6.4212e-08 | 0 | 6.4212e-08 | 6.4212e-08 | 0 | 6.4212e-08 | 0 | 1.2759e-06 | 2.7968e-06 | 0 | 2.7968e-06 | 0 | 0.00011547 | 0.00023095 | 0 | 0.00023095 | [12 empty] | 7.3.3.17.5 (Remote Grid) Updates to grid topology to minimize risk of ignition in HFTDs Remote GridWLDFREquipment / facility failureAggregated | WLDFR | HFTD - Distribution - Tier 2 - 1QU CoRE ¦ 4QU LoRE | Non-Red Flag Warning - Catastrophic Fires | Equipment / facility failure | Aggregated | 2046 | 2.0163e-07 | 1483.0022 | 0.00029903 | 2046 | Mitigation | 0.95 | 45 | 0 | esc | 0.00097009 | 1.956e-10 | 0.00097009 | 1.956e-10
[79 empty] | WLDFR | HFTD - Distribution - Tier 2 - 3QU CoRE ¦ 2QU LoRE | Red Flag Warning - Small Fires | 2047 | 6.7248e-07 | 6.7248e-07 | 0.095486 | 0.044306 | 0.0019228 | 0.049257 | 0 | 0 | 0.00070927 | 6.4212e-08 | 0 | 6.4212e-08 | 6.4212e-08 | 0 | 6.4212e-08 | 0 | 1.2759e-06 | 2.7968e-06 | 0 | 2.7968e-06 | 0 | 0.00011547 | 0.00023095 | 0 | 0.00023095 | [12 empty] | 7.3.3.17.5 (Remote Grid) Updates to grid topology to minimize risk of ignition in HFTDs Remote GridWLDFREquipment / facility failureAggregated | WLDFR | HFTD - Distribution - Tier 2 - 1QU CoRE ¦ 4QU LoRE | Non-Red Flag Warning - Catastrophic Fires | Equipment / facility failure | Aggregated | 2047 | 2.0163e-07 | 1483.0022 | 0.00029903 | 2047 | Mitigation | 0.95 | 45 | 0 | esc | 0.00097009 | 1.956e-10 | 0.00097009 | 1.956e-10
[79 empty] | WLDFR | HFTD - Distribution - Tier 2 - 3QU CoRE ¦ 2QU LoRE | Red Flag Warning - Small Fires | 2048 | 6.7248e-07 | 6.7248e-07 | 0.10007 | 0.04626 | 0.0020076 | 0.051804 | 0 | 0 | 0.00070927 | 6.7297e-08 | 0 | 6.7297e-08 | 6.7297e-08 | 0 | 6.7297e-08 | 0 | 1.2759e-06 | 2.7968e-06 | 0 | 2.7968e-06 | 0 | 0.00011547 | 0.00023095 | 0 | 0.00023095 | [12 empty] | 7.3.3.17.5 (Remote Grid) Updates to grid topology to minimize risk of ignition in HFTDs Remote GridWLDFREquipment / facility failureAggregated | WLDFR | HFTD - Distribution - Tier 2 - 1QU CoRE ¦ 4QU LoRE | Non-Red Flag Warning - Catastrophic Fires | Equipment / facility failure | Aggregated | 2048 | 2.0163e-07 | 1483.0022 | 0.00029903 | 2048 | Mitigation | 0.95 | 45 | 0 | esc | 0.00097009 | 1.956e-10 | 0.00097009 | 1.956e-10
[79 empty] | WLDFR | HFTD - Distribution - Tier 2 - 3QU CoRE ¦ 2QU LoRE | Red Flag Warning - Small Fires | 2049 | 6.7248e-07 | 6.7248e-07 | 0.10007 | 0.04626 | 0.0020076 | 0.051804 | 0 | 0 | 0.00070927 | 6.7297e-08 | 0 | 6.7297e-08 | 6.7297e-08 | 0 | 6.7297e-08 | 0 | 1.2759e-06 | 2.7968e-06 | 0 | 2.7968e-06 | 0 | 0.0001206 | 0.0002412 | 0 | 0.0002412 | [12 empty] | 7.3.3.17.5 (Remote Grid) Updates to grid topology to minimize risk of ignition in HFTDs Remote GridWLDFREquipment / facility failureAggregated | WLDFR | HFTD - Distribution - Tier 2 - 1QU CoRE ¦ 4QU LoRE | Non-Red Flag Warning - Catastrophic Fires | Equipment / facility failure | Aggregated | 2049 | 2.0163e-07 | 1483.0022 | 0.00029903 | 2049 | Mitigation | 0.95 | 45 | 0 | esc | 0.00097009 | 1.956e-10 | 0.00097009 | 1.956e-10
[79 empty] | WLDFR | HFTD - Distribution - Tier 2 - 3QU CoRE ¦ 2QU LoRE | Red Flag Warning - Small Fires | 2050 | 6.7248e-07 | 6.7248e-07 | 0.10007 | 0.04626 | 0.0020076 | 0.051804 | 0 | 0 | 0.00070927 | 6.7297e-08 | 0 | 6.7297e-08 | 6.7297e-08 | 0 | 6.7297e-08 | 0 | 1.3517e-06 | 2.963e-06 | 0 | 2.963e-06 | 0 | 0.0001206 | 0.0002412 | 0 | 0.0002412 | [12 empty] | 7.3.3.17.5 (Remote Grid) Updates to grid topology to minimize risk of ignition in HFTDs Remote GridWLDFREquipment / facility failureAggregated | WLDFR | HFTD - Distribution - Tier 2 - 1QU CoRE ¦ 4QU LoRE | Non-Red Flag Warning - Catastrophic Fires | Equipment / facility failure | Aggregated | 2050 | 2.0163e-07 | 1483.0022 | 0.00029903 | 2050 | Mitigation | 0.95 | 45 | 0 | esc | 0.00097009 | 1.956e-10 | 0.00097009 | 1.956e-10
[79 empty] | WLDFR | HFTD - Distribution - Tier 2 - 3QU CoRE ¦ 2QU LoRE | Red Flag Warning - Small Fires | 2051 | 6.7248e-07 | 6.7248e-07 | 0.10007 | 0.04626 | 0.0020076 | 0.051804 | 0 | 0 | 0.00070927 | 6.7297e-08 | 0 | 6.7297e-08 | 6.7297e-08 | 0 | 6.7297e-08 | 0 | 1.3517e-06 | 2.963e-06 | 0 | 2.963e-06 | 0 | 0.0001206 | 0.0002412 | 0 | 0.0002412 | [12 empty] | 7.3.3.17.5 (Remote Grid) Updates to grid topology to minimize risk of ignition in HFTDs Remote GridWLDFREquipment / facility failureAggregated | WLDFR | HFTD - Distribution - Tier 2 - 1QU CoRE ¦ 4QU LoRE | Non-Red Flag Warning - Catastrophic Fires | Equipment / facility failure | Aggregated | 2051 | 2.0163e-07 | 1483.0022 | 0.00029903 | 2051 | Mitigation | 0.95 | 45 | 0 | esc | 0.00097009 | 1.956e-10 | 0.00097009 | 1.956e-10
[79 empty] | WLDFR | HFTD - Distribution - Tier 2 - 3QU CoRE ¦ 2QU LoRE | Red Flag Warning - Small Fires | 2052 | 6.7248e-07 | 6.7248e-07 | 0.10007 | 0.04626 | 0.0020076 | 0.051804 | 0 | 0 | 0.00070927 | 6.7297e-08 | 0 | 6.7297e-08 | 6.7297e-08 | 0 | 6.7297e-08 | 0 | 1.3517e-06 | 2.963e-06 | 0 | 2.963e-06 | 0 | 0.0001206 | 0.0002412 | 0 | 0.0002412 | [12 empty] | 7.3.3.17.5 (Remote Grid) Updates to grid topology to minimize risk of ignition in HFTDs Remote GridWLDFREquipment / facility failureAggregated | WLDFR | HFTD - Distribution - Tier 2 - 1QU CoRE ¦ 4QU LoRE | Non-Red Flag Warning - Catastrophic Fires | Equipment / facility failure | Aggregated | 2052 | 2.0163e-07 | 1483.0022 | 0.00029903 | 2052 | Mitigation | 0.95 | 45 | 0 | esc | 0.00097009 | 1.956e-10 | 0.00097009 | 1.956e-10
[79 empty] | WLDFR | HFTD - Distribution - Tier 2 - 3QU CoRE ¦ 2QU LoRE | Red Flag Warning - Small Fires | 2053 | 6.7248e-07 | 6.7248e-07 | 0.10489 | 0.048274 | 0.002095 | 0.054525 | 0 | 0 | 0.00070927 | 7.054e-08 | 0 | 7.054e-08 | 7.054e-08 | 0 | 7.054e-08 | 0 | 1.3517e-06 | 2.963e-06 | 0 | 2.963e-06 | 0 | 0.0001206 | 0.0002412 | 0 | 0.0002412 | [12 empty] | 7.3.3.17.5 (Remote Grid) Updates to grid topology to minimize risk of ignition in HFTDs Remote GridWLDFREquipment / facility failureAggregated | WLDFR | HFTD - Distribution - Tier 2 - 1QU CoRE ¦ 4QU LoRE | Non-Red Flag Warning - Catastrophic Fires | Equipment / facility failure | Aggregated | 2053 | 2.0163e-07 | 1483.0022 | 0.00029903 | 2053 | Mitigation | 0.95 | 45 | 0 | esc | 0.00097009 | 1.956e-10 | 0.00097009 | 1.956e-10
[79 empty] | WLDFR | HFTD - Distribution - Tier 2 - 3QU CoRE ¦ 2QU LoRE | Red Flag Warning - Small Fires | 2054 | 6.7248e-07 | 6.7248e-07 | 0.10489 | 0.048274 | 0.002095 | 0.054525 | 0 | 0 | 0.00070927 | 7.054e-08 | 0 | 7.054e-08 | 7.054e-08 | 0 | 7.054e-08 | 0 | 1.3517e-06 | 2.963e-06 | 0 | 2.963e-06 | 0 | 0.00012629 | 0.00025258 | 0 | 0.00025258 | [12 empty] | 7.3.3.17.5 (Remote Grid) Updates to grid topology to minimize risk of ignition in HFTDs Remote GridWLDFREquipment / facility failureAggregated | WLDFR | HFTD - Distribution - Tier 2 - 1QU CoRE ¦ 4QU LoRE | Non-Red Flag Warning - Catastrophic Fires | Equipment / facility failure | Aggregated | 2054 | 2.0163e-07 | 1483.0022 | 0.00029903 | 2054 | Mitigation | 0.95 | 45 | 0 | esc | 0.00097009 | 1.956e-10 | 0.00097009 | 1.956e-10
[79 empty] | WLDFR | HFTD - Distribution - Tier 2 - 3QU CoRE ¦ 2QU LoRE | Red Flag Warning - Small Fires | 2055 | 6.7248e-07 | 6.7248e-07 | 0.10489 | 0.048274 | 0.002095 | 0.054525 | 0 | 0 | 0.00070927 | 7.054e-08 | 0 | 7.054e-08 | 7.054e-08 | 0 | 7.054e-08 | 0 | 1.4362e-06 | 3.1481e-06 | 0 | 3.1481e-06 | 0 | 0.00012629 | 0.00025258 | 0 | 0.00025258 | [12 empty] | 7.3.3.17.5 (Remote Grid) Updates to grid topology to minimize risk of ignition in HFTDs Remote GridWLDFREquipment / facility failureAggregated | WLDFR | HFTD - Distribution - Tier 2 - 1QU CoRE ¦ 4QU LoRE | Non-Red Flag Warning - Catastrophic Fires | Equipment / facility failure | Aggregated | 2055 | 2.0163e-07 | 1483.0022 | 0.00029903 | 2055 | Mitigation | 0.95 | 45 | 0 | esc | 0.00097009 | 1.956e-10 | 0.00097009 | 1.956e-10
[79 empty] | WLDFR | HFTD - Distribution - Tier 2 - 3QU CoRE ¦ 2QU LoRE | Red Flag Warning - Small Fires | 2056 | 6.7248e-07 | 6.7248e-07 | 0.10489 | 0.048274 | 0.002095 | 0.054525 | 0 | 0 | 0.00070927 | 7.054e-08 | 0 | 7.054e-08 | 7.054e-08 | 0 | 7.054e-08 | 0 | 1.4362e-06 | 3.1481e-06 | 0 | 3.1481e-06 | 0 | 0.00012629 | 0.00025258 | 0 | 0.00025258 | [12 empty] | 7.3.3.17.5 (Remote Grid) Updates to grid topology to minimize risk of ignition in HFTDs Remote GridWLDFREquipment / facility failureAggregated | WLDFR | HFTD - Distribution - Tier 2 - 1QU CoRE ¦ 4QU LoRE | Non-Red Flag Warning - Catastrophic Fires | Equipment / facility failure | Aggregated | 2056 | 2.0163e-07 | 1483.0022 | 0.00029903 | 2056 | Mitigation | 0.95 | 45 | 0 | esc | 0.00097009 | 1.956e-10 | 0.00097009 | 1.956e-10
[79 empty] | WLDFR | HFTD - Distribution - Tier 2 - 3QU CoRE ¦ 2QU LoRE | Red Flag Warning - Small Fires | 2057 | 6.7248e-07 | 6.7248e-07 | 0.10489 | 0.048274 | 0.002095 | 0.054525 | 0 | 0 | 0.00070927 | 7.054e-08 | 0 | 7.054e-08 | 7.054e-08 | 0 | 7.054e-08 | 0 | 1.4362e-06 | 3.1481e-06 | 0 | 3.1481e-06 | 0 | 0.00012629 | 0.00025258 | 0 | 0.00025258 | [12 empty] | 7.3.3.17.5 (Remote Grid) Updates to grid topology to minimize risk of ignition in HFTDs Remote GridWLDFREquipment / facility failureAggregated | WLDFR | HFTD - Distribution - Tier 2 - 1QU CoRE ¦ 4QU LoRE | Non-Red Flag Warning - Catastrophic Fires | Equipment / facility failure | Aggregated | 2057 | 2.0163e-07 | 1483.0022 | 0.00029903 | 2057 | Mitigation | 0.95 | 45 | 0 | esc | 0.00097009 | 1.956e-10 | 0.00097009 | 1.956e-10
[79 empty] | WLDFR | HFTD - Distribution - Tier 2 - 3QU CoRE ¦ 2QU LoRE | Red Flag Warning - Small Fires | 2058 | 6.7248e-07 | 6.7248e-07 | 0.1099 | 0.050325 | 0.0021839 | 0.057393 | 0 | 0 | 0.00070927 | 7.3907e-08 | 0 | 7.3907e-08 | 7.3907e-08 | 0 | 7.3907e-08 | 0 | 1.4362e-06 | 3.1481e-06 | 0 | 3.1481e-06 | 0 | 0.00012629 | 0.00025258 | 0 | 0.00025258 | [12 empty] | 7.3.3.17.5 (Remote Grid) Updates to grid topology to minimize risk of ignition in HFTDs Remote GridWLDFREquipment / facility failureAggregated | WLDFR | HFTD - Distribution - Tier 2 - 1QU CoRE ¦ 4QU LoRE | Non-Red Flag Warning - Catastrophic Fires | Equipment / facility failure | Aggregated | 2058 | 2.0163e-07 | 1483.0022 | 0.00029903 | 2058 | Mitigation | 0.95 | 45 | 0 | esc | 0.00097009 | 1.956e-10 | 0.00097009 | 1.956e-10
[79 empty] | WLDFR | HFTD - Distribution - Tier 2 - 3QU CoRE ¦ 2QU LoRE | Red Flag Warning - Small Fires | 2059 | 6.7248e-07 | 6.7248e-07 | 0.1099 | 0.050325 | 0.0021839 | 0.057393 | 0 | 0 | 0.00070927 | 7.3907e-08 | 0 | 7.3907e-08 | 7.3907e-08 | 0 | 7.3907e-08 | 0 | 1.4362e-06 | 3.1481e-06 | 0 | 3.1481e-06 | 0 | 0.00013246 | 0.00026492 | 0 | 0.00026492 | [12 empty] | 7.3.3.17.5 (Remote Grid) Updates to grid topology to minimize risk of ignition in HFTDs Remote GridWLDFREquipment / facility failureAggregated | WLDFR | HFTD - Distribution - Tier 2 - 1QU CoRE ¦ 4QU LoRE | Non-Red Flag Warning - Catastrophic Fires | Equipment / facility failure | Aggregated | 2059 | 2.0163e-07 | 1483.0022 | 0.00029903 | 2059 | Mitigation | 0.95 | 45 | 0 | esc | 0.00097009 | 1.956e-10 | 0.00097009 | 1.956e-10
[79 empty] | WLDFR | HFTD - Distribution - Tier 2 - 3QU CoRE ¦ 2QU LoRE | Red Flag Warning - Small Fires | 2060 | 6.7248e-07 | 6.7248e-07 | 0.1099 | 0.050325 | 0.0021839 | 0.057393 | 0 | 0 | 0.00070927 | 7.3907e-08 | 0 | 7.3907e-08 | 7.3907e-08 | 0 | 7.3907e-08 | 0 | 1.5285e-06 | 3.3505e-06 | 0 | 3.3505e-06 | 0 | 0.00013246 | 0.00026492 | 0 | 0.00026492 | [12 empty] | 7.3.3.17.5 (Remote Grid) Updates to grid topology to minimize risk of ignition in HFTDs Remote GridWLDFREquipment / facility failureAggregated | WLDFR | HFTD - Distribution - Tier 2 - 1QU CoRE ¦ 4QU LoRE | Non-Red Flag Warning - Catastrophic Fires | Equipment / facility failure | Aggregated | 2060 | 2.0163e-07 | 1483.0022 | 0.00029903 | 2060 | Mitigation | 0.95 | 45 | 0 | esc | 0.00097009 | 1.956e-10 | 0.00097009 | 1.956e-10
[79 empty] | WLDFR | HFTD - Distribution - Tier 2 - 3QU CoRE ¦ 2QU LoRE | Red Flag Warning - Small Fires | 2061 | 6.7248e-07 | 6.7248e-07 | 0.1099 | 0.050325 | 0.0021839 | 0.057393 | 0 | 0 | 0.00070927 | 7.3907e-08 | 0 | 7.3907e-08 | 7.3907e-08 | 0 | 7.3907e-08 | 0 | 1.5285e-06 | 3.3505e-06 | 0 | 3.3505e-06 | 0 | 0.00013246 | 0.00026492 | 0 | 0.00026492 | [12 empty] | 7.3.3.17.5 (Remote Grid) Updates to grid topology to minimize risk of ignition in HFTDs Remote GridWLDFREquipment / facility failureAggregated | WLDFR | HFTD - Distribution - Tier 2 - 1QU CoRE ¦ 4QU LoRE | Non-Red Flag Warning - Catastrophic Fires | Equipment / facility failure | Aggregated | 2061 | 2.0163e-07 | 1483.0022 | 0.00029903 | 2061 | Mitigation | 0.95 | 45 | 0 | esc | 0.00097009 | 1.956e-10 | 0.00097009 | 1.956e-10
[79 empty] | WLDFR | HFTD - Distribution - Tier 2 - 3QU CoRE ¦ 2QU LoRE | Red Flag Warning - Small Fires | 2062 | 6.7248e-07 | 6.7248e-07 | 0.1099 | 0.050325 | 0.0021839 | 0.057393 | 0 | 0 | 0.00070927 | 7.3907e-08 | 0 | 7.3907e-08 | 7.3907e-08 | 0 | 7.3907e-08 | 0 | 1.5285e-06 | 3.3505e-06 | 0 | 3.3505e-06 | 0 | 0.00013246 | 0.00026492 | 0 | 0.00026492 | [12 empty] | 7.3.3.17.5 (Remote Grid) Updates to grid topology to minimize risk of ignition in HFTDs Remote GridWLDFREquipment / facility failureAggregated | WLDFR | HFTD - Distribution - Tier 2 - 1QU CoRE ¦ 4QU LoRE | Non-Red Flag Warning - Catastrophic Fires | Equipment / facility failure | Aggregated | 2062 | 2.0163e-07 | 1483.0022 | 0.00029903 | 2062 | Mitigation | 0.95 | 45 | 0 | esc | 0.00097009 | 1.956e-10 | 0.00097009 | 1.956e-10
[79 empty] | WLDFR | HFTD - Distribution - Tier 2 - 3QU CoRE ¦ 2QU LoRE | Red Flag Warning - Small Fires | 2063 | 6.7248e-07 | 6.7248e-07 | 0.11504 | 0.052388 | 0.0022734 | 0.060377 | 0 | 0 | 0.00070927 | 7.7361e-08 | 0 | 7.7361e-08 | 7.7361e-08 | 0 | 7.7361e-08 | 0 | 1.5285e-06 | 3.3505e-06 | 0 | 3.3505e-06 | 0 | 0.00013246 | 0.00026492 | 0 | 0.00026492 | [12 empty] | 7.3.3.17.5 (Remote Grid) Updates to grid topology to minimize risk of ignition in HFTDs Remote GridWLDFREquipment / facility failureAggregated | WLDFR | HFTD - Distribution - Tier 2 - 1QU CoRE ¦ 4QU LoRE | Non-Red Flag Warning - Catastrophic Fires | Equipment / facility failure | Aggregated | 2063 | 2.0163e-07 | 1483.0022 | 0.00029903 | 2063 | Mitigation | 0.95 | 45 | 0 | esc | 0.00097009 | 1.956e-10 | 0.00097009 | 1.956e-10
[79 empty] | WLDFR | HFTD - Distribution - Tier 2 - 3QU CoRE ¦ 2QU LoRE | Red Flag Warning - Small Fires | 2064 | 6.7248e-07 | 6.7248e-07 | 0.11504 | 0.052388 | 0.0022734 | 0.060377 | 0 | 0 | 0.00070927 | 7.7361e-08 | 0 | 7.7361e-08 | 7.7361e-08 | 0 | 7.7361e-08 | 0 | 1.5285e-06 | 3.3505e-06 | 0 | 3.3505e-06 | 0 | 0.00013903 | 0.00027806 | 0 | 0.00027806 | [12 empty] | 7.3.3.17.5 (Remote Grid) Updates to grid topology to minimize risk of ignition in HFTDs Remote GridWLDFREquipment / facility failureAggregated | WLDFR | HFTD - Distribution - Tier 2 - 1QU CoRE ¦ 4QU LoRE | Non-Red Flag Warning - Catastrophic Fires | Equipment / facility failure | Aggregated | 2064 | 2.0163e-07 | 1483.0022 | 0.00029903 | 2064 | Mitigation | 0.95 | 45 | 0 | esc | 0.00097009 | 1.956e-10 | 0.00097009 | 1.956e-10
[79 empty] | WLDFR | HFTD - Distribution - Tier 2 - 3QU CoRE ¦ 2QU LoRE | Red Flag Warning - Small Fires | 2065 | 6.7248e-07 | 6.7248e-07 | 0.11504 | 0.052388 | 0.0022734 | 0.060377 | 0 | 0 | 0.00070927 | 7.7361e-08 | 0 | 7.7361e-08 | 7.7361e-08 | 0 | 7.7361e-08 | 0 | 1.628e-06 | 3.5686e-06 | 0 | 3.5686e-06 | 0 | 0.00013903 | 0.00027806 | 0 | 0.00027806 | [12 empty] | 7.3.3.17.5 (Remote Grid) Updates to grid topology to minimize risk of ignition in HFTDs Remote GridWLDFREquipment / facility failureAggregated | WLDFR | HFTD - Distribution - Tier 2 - 1QU CoRE ¦ 4QU LoRE | Non-Red Flag Warning - Catastrophic Fires | Equipment / facility failure | Aggregated | 2065 | 2.0163e-07 | 1483.0022 | 0.00029903 | 2065 | Mitigation | 0.95 | 45 | 0 | esc | 0.00097009 | 1.956e-10 | 0.00097009 | 1.956e-10
[79 empty] | WLDFR | HFTD - Distribution - Tier 2 - 3QU CoRE ¦ 2QU LoRE | Red Flag Warning - Small Fires | 2066 | 6.7248e-07 | 6.7248e-07 | 0.11504 | 0.052388 | 0.0022734 | 0.060377 | 0 | 0 | 0.00070927 | 7.7361e-08 | 0 | 7.7361e-08 | 7.7361e-08 | 0 | 7.7361e-08 | 0 | 1.628e-06 | 3.5686e-06 | 0 | 3.5686e-06 | 0 | 0.00013903 | 0.00027806 | 0 | 0.00027806 | [12 empty] | 7.3.3.17.5 (Remote Grid) Updates to grid topology to minimize risk of ignition in HFTDs Remote GridWLDFREquipment / facility failureAggregated | WLDFR | HFTD - Distribution - Tier 2 - 1QU CoRE ¦ 4QU LoRE | Non-Red Flag Warning - Catastrophic Fires | Equipment / facility failure | Aggregated | 2066 | 2.0163e-07 | 1483.0022 | 0.00029903 | 2066 | Mitigation | 0.95 | 45 | 0 | esc | 0.00097009 | 1.956e-10 | 0.00097009 | 1.956e-10
[79 empty] | WLDFR | HFTD - Distribution - Tier 2 - 3QU CoRE ¦ 2QU LoRE | Red Flag Warning - Small Fires | 2067 | 0 | 6.7248e-07 | 0.11504 | 0.052388 | 0.0022734 | 0.060377 | 0 | 0 | 0.00070927 | 0 | 0 | 0 | 7.7361e-08 | 0 | 7.7361e-08 | 0 | 1.628e-06 | 3.5686e-06 | 0 | 3.5686e-06 | 0 | 0.00013903 | 0.00027806 | 0 | 0.00027806 | [12 empty] | 7.3.3.17.5 (Remote Grid) Updates to grid topology to minimize risk of ignition in HFTDs Remote GridWLDFREquipment / facility failureAggregated | WLDFR | HFTD - Distribution - Tier 2 - 1QU CoRE ¦ 4QU LoRE | Non-Red Flag Warning - Catastrophic Fires | Equipment / facility failure | Aggregated | 2067 | 2.0163e-07 | 1483.0022 | 0.00029903 | 2067 | Mitigation | 0.95 | 45 | 0 | esc | 0 | 0 | 0.00097009 | 1.956e-10
[79 empty] | WLDFR | HFTD - Distribution - Tier 2 - 3QU CoRE ¦ 3QU LoRE | Non-Red Flag Warning - Catastrophic Fires | 2022 | 1.2854e-09 | 0 | 14146.1306 | 222.2294 | 8585.7228 | 5338.1784 | 0 | 0 | 1.7372e-06 | 1.8184e-05 | 0 | 1.8184e-05 | 0 | 0 | 0 | 0 | 1.628e-06 | 3.5686e-06 | 0 | 3.5686e-06 | 0 | 0.00013903 | 0.00027806 | 0 | 0.00027806 | [12 empty] | 7.3.3.17.5 (Remote Grid) Updates to grid topology to minimize risk of ignition in HFTDs Remote GridWLDFRVegetation ContactAggregated | WLDFR | HFTD - Distribution - Tier 2 - 1QU CoRE ¦ 4QU LoRE | Non-Red Flag Warning - Catastrophic Fires | Vegetation Contact | Aggregated | 2022 | 1.321e-06 | 1483.0022 | 0.0019591 | 2022 | Mitigation | 0.95 | 45 | 0 | esc | 0.00097009 | 1.2815e-09 | 0 | 0
[79 empty] | WLDFR | HFTD - Distribution - Tier 2 - 3QU CoRE ¦ 3QU LoRE | Non-Red Flag Warning - Catastrophic Fires | 2023 | 1.2854e-09 | 1.2854e-09 | 14664.6376 | 233.2301 | 8896.516 | 5534.8915 | 0 | 0 | 1.7372e-06 | 1.885e-05 | 0 | 1.885e-05 | 1.885e-05 | 0 | 1.885e-05 | 0 | 1.628e-06 | 3.5686e-06 | 0 | 3.5686e-06 | 0 | 0.00014591 | 0.00029182 | 0 | 0.00029182 | [12 empty] | 7.3.3.17.5 (Remote Grid) Updates to grid topology to minimize risk of ignition in HFTDs Remote GridWLDFRVegetation ContactAggregated | WLDFR | HFTD - Distribution - Tier 2 - 1QU CoRE ¦ 4QU LoRE | Non-Red Flag Warning - Catastrophic Fires | Vegetation Contact | Aggregated | 2023 | 1.321e-06 | 1483.0022 | 0.0019591 | 2023 | Mitigation | 0.95 | 45 | 0 | esc | 0.00097009 | 1.2815e-09 | 0.00097009 | 1.2815e-09
[79 empty] | WLDFR | HFTD - Distribution - Tier 2 - 3QU CoRE ¦ 3QU LoRE | Non-Red Flag Warning - Catastrophic Fires | 2024 | 1.2854e-09 | 1.2854e-09 | 14664.6376 | 233.2301 | 8896.516 | 5534.8915 | 0 | 0 | 1.7372e-06 | 1.885e-05 | 0 | 1.885e-05 | 1.885e-05 | 0 | 1.885e-05 | 0 | 1.7338e-06 | 3.8005e-06 | 0 | 3.8005e-06 | 0 | 0.00014591 | 0.00029182 | 0 | 0.00029182 | [12 empty] | 7.3.3.17.5 (Remote Grid) Updates to grid topology to minimize risk of ignition in HFTDs Remote GridWLDFRVegetation ContactAggregated | WLDFR | HFTD - Distribution - Tier 2 - 1QU CoRE ¦ 4QU LoRE | Non-Red Flag Warning - Catastrophic Fires | Vegetation Contact | Aggregated | 2024 | 1.321e-06 | 1483.0022 | 0.0019591 | 2024 | Mitigation | 0.95 | 45 | 0 | esc | 0.00097009 | 1.2815e-09 | 0.00097009 | 1.2815e-09
[79 empty] | WLDFR | HFTD - Distribution - Tier 2 - 3QU CoRE ¦ 3QU LoRE | Non-Red Flag Warning - Catastrophic Fires | 2025 | 1.2854e-09 | 1.2854e-09 | 14664.6376 | 233.2301 | 8896.516 | 5534.8915 | 0 | 0 | 1.7372e-06 | 1.885e-05 | 0 | 1.885e-05 | 1.885e-05 | 0 | 1.885e-05 | 0 | 1.7338e-06 | 3.8005e-06 | 0 | 3.8005e-06 | 0 | 0.00014591 | 0.00029182 | 0 | 0.00029182 | [12 empty] | 7.3.3.17.5 (Remote Grid) Updates to grid topology to minimize risk of ignition in HFTDs Remote GridWLDFRVegetation ContactAggregated | WLDFR | HFTD - Distribution - Tier 2 - 1QU CoRE ¦ 4QU LoRE | Non-Red Flag Warning - Catastrophic Fires | Vegetation Contact | Aggregated | 2025 | 1.321e-06 | 1483.0022 | 0.0019591 | 2025 | Mitigation | 0.95 | 45 | 0 | esc | 0.00097009 | 1.2815e-09 | 0.00097009 | 1.2815e-09
[79 empty] | WLDFR | HFTD - Distribution - Tier 2 - 3QU CoRE ¦ 3QU LoRE | Non-Red Flag Warning - Catastrophic Fires | 2026 | 1.2854e-09 | 1.2854e-09 | 14664.6376 | 233.2301 | 8896.516 | 5534.8915 | 0 | 0 | 1.7372e-06 | 1.885e-05 | 0 | 1.885e-05 | 1.885e-05 | 0 | 1.885e-05 | 0 | 1.7338e-06 | 3.8005e-06 | 0 | 3.8005e-06 | 0 | 0.00014591 | 0.00029182 | 0 | 0.00029182 | [12 empty] | 7.3.3.17.5 (Remote Grid) Updates to grid topology to minimize risk of ignition in HFTDs Remote GridWLDFRVegetation ContactAggregated | WLDFR | HFTD - Distribution - Tier 2 - 1QU CoRE ¦ 4QU LoRE | Non-Red Flag Warning - Catastrophic Fires | Vegetation Contact | Aggregated | 2026 | 1.321e-06 | 1483.0022 | 0.0019591 | 2026 | Mitigation | 0.95 | 45 | 0 | esc | 0.00097009 | 1.2815e-09 | 0.00097009 | 1.2815e-09
[79 empty] | WLDFR | HFTD - Distribution - Tier 2 - 3QU CoRE ¦ 3QU LoRE | Non-Red Flag Warning - Catastrophic Fires | 2027 | 1.2854e-09 | 1.2854e-09 | 14664.6376 | 233.2301 | 8896.516 | 5534.8915 | 0 | 0 | 1.7372e-06 | 1.885e-05 | 0 | 1.885e-05 | 1.885e-05 | 0 | 1.885e-05 | 0 | 1.7338e-06 | 3.8005e-06 | 0 | 3.8005e-06 | 0 | 0 | 0.00029182 | 0 | 0.00029182 | [12 empty] | 7.3.3.17.5 (Remote Grid) Updates to grid topology to minimize risk of ignition in HFTDs Remote GridWLDFRVegetation ContactAggregated | WLDFR | HFTD - Distribution - Tier 2 - 1QU CoRE ¦ 4QU LoRE | Non-Red Flag Warning - Catastrophic Fires | Vegetation Contact | Aggregated | 2027 | 1.321e-06 | 1483.0022 | 0.0019591 | 2027 | Mitigation | 0.95 | 45 | 0 | esc | 0.00097009 | 1.2815e-09 | 0.00097009 | 1.2815e-09
[79 empty] | WLDFR | HFTD - Distribution - Tier 2 - 3QU CoRE ¦ 3QU LoRE | Non-Red Flag Warning - Catastrophic Fires | 2028 | 1.2854e-09 | 1.2854e-09 | 15317.9909 | 247.273 | 9287.6491 | 5783.0689 | 0 | 0 | 1.7372e-06 | 1.969e-05 | 0 | 1.969e-05 | 1.969e-05 | 0 | 1.969e-05 | 0 | 1.7338e-06 | 3.8005e-06 | 0 | 3.8005e-06 | 0 | 0 | 0 | 0 | 0 | [12 empty] | 7.3.3.17.5 (Remote Grid) Updates to grid topology to minimize risk of ignition in HFTDs Remote GridWLDFRVegetation ContactAggregated | WLDFR | HFTD - Distribution - Tier 2 - 1QU CoRE ¦ 4QU LoRE | Non-Red Flag Warning - Catastrophic Fires | Vegetation Contact | Aggregated | 2028 | 1.321e-06 | 1483.0022 | 0.0019591 | 2028 | Mitigation | 0.95 | 45 | 0 | esc | 0.00097009 | 1.2815e-09 | 0.00097009 | 1.2815e-09
[79 empty] | WLDFR | HFTD - Distribution - Tier 2 - 3QU CoRE ¦ 3QU LoRE | Non-Red Flag Warning - Catastrophic Fires | 2029 | 1.2854e-09 | 1.2854e-09 | 15317.9909 | 247.273 | 9287.6491 | 5783.0689 | 0 | 0 | 1.7372e-06 | 1.969e-05 | 0 | 1.969e-05 | 1.969e-05 | 0 | 1.969e-05 | 0 | 1.8446e-06 | 4.0435e-06 | 0 | 4.0435e-06 | 0 | 0 | 0 | 0 | 0 | [12 empty] | 7.3.3.17.5 (Remote Grid) Updates to grid topology to minimize risk of ignition in HFTDs Remote GridWLDFRVegetation ContactAggregated | WLDFR | HFTD - Distribution - Tier 2 - 1QU CoRE ¦ 4QU LoRE | Non-Red Flag Warning - Catastrophic Fires | Vegetation Contact | Aggregated | 2029 | 1.321e-06 | 1483.0022 | 0.0019591 | 2029 | Mitigation | 0.95 | 45 | 0 | esc | 0.00097009 | 1.2815e-09 | 0.00097009 | 1.2815e-09
[79 empty] | WLDFR | HFTD - Distribution - Tier 2 - 3QU CoRE ¦ 3QU LoRE | Non-Red Flag Warning - Catastrophic Fires | 2030 | 1.2854e-09 | 1.2854e-09 | 15317.9909 | 247.273 | 9287.6491 | 5783.0689 | 0 | 0 | 1.7372e-06 | 1.969e-05 | 0 | 1.969e-05 | 1.969e-05 | 0 | 1.969e-05 | 0 | 1.8446e-06 | 4.0435e-06 | 0 | 4.0435e-06 | 0 | 9.8614e-07 | 0 | 0 | 0 | [12 empty] | 7.3.3.17.5 (Remote Grid) Updates to grid topology to minimize risk of ignition in HFTDs Remote GridWLDFRVegetation ContactAggregated | WLDFR | HFTD - Distribution - Tier 2 - 1QU CoRE ¦ 4QU LoRE | Non-Red Flag Warning - Catastrophic Fires | Vegetation Contact | Aggregated | 2030 | 1.321e-06 | 1483.0022 | 0.0019591 | 2030 | Mitigation | 0.95 | 45 | 0 | esc | 0.00097009 | 1.2815e-09 | 0.00097009 | 1.2815e-09
[79 empty] | WLDFR | HFTD - Distribution - Tier 2 - 3QU CoRE ¦ 3QU LoRE | Non-Red Flag Warning - Catastrophic Fires | 2031 | 1.2854e-09 | 1.2854e-09 | 15317.9909 | 247.273 | 9287.6491 | 5783.0689 | 0 | 0 | 1.7372e-06 | 1.969e-05 | 0 | 1.969e-05 | 1.969e-05 | 0 | 1.969e-05 | 0 | 1.8446e-06 | 4.0435e-06 | 0 | 4.0435e-06 | 0 | 1.0303e-06 | 2.0605e-06 | 0 | 2.0605e-06 | [12 empty] | 7.3.3.17.5 (Remote Grid) Updates to grid topology to minimize risk of ignition in HFTDs Remote GridWLDFRVegetation ContactAggregated | WLDFR | HFTD - Distribution - Tier 2 - 1QU CoRE ¦ 4QU LoRE | Non-Red Flag Warning - Catastrophic Fires | Vegetation Contact | Aggregated | 2031 | 1.321e-06 | 1483.0022 | 0.0019591 | 2031 | Mitigation | 0.95 | 45 | 0 | esc | 0.00097009 | 1.2815e-09 | 0.00097009 | 1.2815e-09
[79 empty] | WLDFR | HFTD - Distribution - Tier 2 - 3QU CoRE ¦ 3QU LoRE | Non-Red Flag Warning - Catastrophic Fires | 2032 | 1.2854e-09 | 1.2854e-09 | 15317.9909 | 247.273 | 9287.6491 | 5783.0689 | 0 | 0 | 1.7372e-06 | 1.969e-05 | 0 | 1.969e-05 | 1.969e-05 | 0 | 1.969e-05 | 0 | 1.8446e-06 | 4.0435e-06 | 0 | 4.0435e-06 | 0 | 1.0303e-06 | 2.0605e-06 | 0 | 2.0605e-06 | [12 empty] | 7.3.3.17.5 (Remote Grid) Updates to grid topology to minimize risk of ignition in HFTDs Remote GridWLDFRVegetation ContactAggregated | WLDFR | HFTD - Distribution - Tier 2 - 1QU CoRE ¦ 4QU LoRE | Non-Red Flag Warning - Catastrophic Fires | Vegetation Contact | Aggregated | 2032 | 1.321e-06 | 1483.0022 | 0.0019591 | 2032 | Mitigation | 0.95 | 45 | 0 | esc | 0.00097009 | 1.2815e-09 | 0.00097009 | 1.2815e-09
[79 empty] | WLDFR | HFTD - Distribution - Tier 2 - 3QU CoRE ¦ 3QU LoRE | Non-Red Flag Warning - Catastrophic Fires | 2033 | 1.2854e-09 | 1.2854e-09 | 16044.1264 | 263.1074 | 9721.74 | 6059.2791 | 0 | 0 | 1.7372e-06 | 2.0624e-05 | 0 | 2.0624e-05 | 2.0624e-05 | 0 | 2.0624e-05 | 0 | 1.8446e-06 | 4.0435e-06 | 0 | 4.0435e-06 | 0 | 1.0303e-06 | 2.0605e-06 | 0 | 2.0605e-06 | [12 empty] | 7.3.3.17.5 (Remote Grid) Updates to grid topology to minimize risk of ignition in HFTDs Remote GridWLDFRVegetation ContactAggregated | WLDFR | HFTD - Distribution - Tier 2 - 1QU CoRE ¦ 4QU LoRE | Non-Red Flag Warning - Catastrophic Fires | Vegetation Contact | Aggregated | 2033 | 1.321e-06 | 1483.0022 | 0.0019591 | 2033 | Mitigation | 0.95 | 45 | 0 | esc | 0.00097009 | 1.2815e-09 | 0.00097009 | 1.2815e-09
[79 empty] | WLDFR | HFTD - Distribution - Tier 2 - 3QU CoRE ¦ 3QU LoRE | Non-Red Flag Warning - Catastrophic Fires | 2034 | 1.2854e-09 | 1.2854e-09 | 16044.1264 | 263.1074 | 9721.74 | 6059.2791 | 0 | 0 | 1.7372e-06 | 2.0624e-05 | 0 | 2.0624e-05 | 2.0624e-05 | 0 | 2.0624e-05 | 0 | 1.9594e-06 | 4.2951e-06 | 0 | 4.2951e-06 | 0 | 1.0303e-06 | 2.0605e-06 | 0 | 2.0605e-06 | [12 empty] | 7.3.3.17.5 (Remote Grid) Updates to grid topology to minimize risk of ignition in HFTDs Remote GridWLDFRVegetation ContactAggregated | WLDFR | HFTD - Distribution - Tier 2 - 1QU CoRE ¦ 4QU LoRE | Non-Red Flag Warning - Catastrophic Fires | Vegetation Contact | Aggregated | 2034 | 1.321e-06 | 1483.0022 | 0.0019591 | 2034 | Mitigation | 0.95 | 45 | 0 | esc | 0.00097009 | 1.2815e-09 | 0.00097009 | 1.2815e-09
[79 empty] | WLDFR | HFTD - Distribution - Tier 2 - 3QU CoRE ¦ 3QU LoRE | Non-Red Flag Warning - Catastrophic Fires | 2035 | 1.2854e-09 | 1.2854e-09 | 16044.1264 | 263.1074 | 9721.74 | 6059.2791 | 0 | 0 | 1.7372e-06 | 2.0624e-05 | 0 | 2.0624e-05 | 2.0624e-05 | 0 | 2.0624e-05 | 0 | 1.9594e-06 | 4.2951e-06 | 0 | 4.2951e-06 | 0 | 1.0303e-06 | 2.0605e-06 | 0 | 2.0605e-06 | [12 empty] | 7.3.3.17.5 (Remote Grid) Updates to grid topology to minimize risk of ignition in HFTDs Remote GridWLDFRVegetation ContactAggregated | WLDFR | HFTD - Distribution - Tier 2 - 1QU CoRE ¦ 4QU LoRE | Non-Red Flag Warning - Catastrophic Fires | Vegetation Contact | Aggregated | 2035 | 1.321e-06 | 1483.0022 | 0.0019591 | 2035 | Mitigation | 0.95 | 45 | 0 | esc | 0.00097009 | 1.2815e-09 | 0.00097009 | 1.2815e-09
[79 empty] | WLDFR | HFTD - Distribution - Tier 2 - 3QU CoRE ¦ 3QU LoRE | Non-Red Flag Warning - Catastrophic Fires | 2036 | 1.2854e-09 | 1.2854e-09 | 16044.1264 | 263.1074 | 9721.74 | 6059.2791 | 0 | 0 | 1.7372e-06 | 2.0624e-05 | 0 | 2.0624e-05 | 2.0624e-05 | 0 | 2.0624e-05 | 0 | 1.9594e-06 | 4.2951e-06 | 0 | 4.2951e-06 | 0 | 1.0871e-06 | 2.1742e-06 | 0 | 2.1742e-06 | [12 empty] | 7.3.3.17.5 (Remote Grid) Updates to grid topology to minimize risk of ignition in HFTDs Remote GridWLDFRVegetation ContactAggregated | WLDFR | HFTD - Distribution - Tier 2 - 1QU CoRE ¦ 4QU LoRE | Non-Red Flag Warning - Catastrophic Fires | Vegetation Contact | Aggregated | 2036 | 1.321e-06 | 1483.0022 | 0.0019591 | 2036 | Mitigation | 0.95 | 45 | 0 | esc | 0.00097009 | 1.2815e-09 | 0.00097009 | 1.2815e-09
[79 empty] | WLDFR | HFTD - Distribution - Tier 2 - 3QU CoRE ¦ 3QU LoRE | Non-Red Flag Warning - Catastrophic Fires | 2037 | 1.2854e-09 | 1.2854e-09 | 16044.1264 | 263.1074 | 9721.74 | 6059.2791 | 0 | 0 | 1.7372e-06 | 2.0624e-05 | 0 | 2.0624e-05 | 2.0624e-05 | 0 | 2.0624e-05 | 0 | 1.9594e-06 | 4.2951e-06 | 0 | 4.2951e-06 | 0 | 1.0871e-06 | 2.1742e-06 | 0 | 2.1742e-06 | [12 empty] | 7.3.3.17.5 (Remote Grid) Updates to grid topology to minimize risk of ignition in HFTDs Remote GridWLDFRVegetation ContactAggregated | WLDFR | HFTD - Distribution - Tier 2 - 1QU CoRE ¦ 4QU LoRE | Non-Red Flag Warning - Catastrophic Fires | Vegetation Contact | Aggregated | 2037 | 1.321e-06 | 1483.0022 | 0.0019591 | 2037 | Mitigation | 0.95 | 45 | 0 | esc | 0.00097009 | 1.2815e-09 | 0.00097009 | 1.2815e-09
[79 empty] | WLDFR | HFTD - Distribution - Tier 2 - 3QU CoRE ¦ 3QU LoRE | Non-Red Flag Warning - Catastrophic Fires | 2038 | 1.2854e-09 | 1.2854e-09 | 16832.3912 | 280.5544 | 10192.2718 | 6359.5651 | 0 | 0 | 1.7372e-06 | 2.1637e-05 | 0 | 2.1637e-05 | 2.1637e-05 | 0 | 2.1637e-05 | 0 | 1.9594e-06 | 4.2951e-06 | 0 | 4.2951e-06 | 0 | 1.0871e-06 | 2.1742e-06 | 0 | 2.1742e-06 | [12 empty] | 7.3.3.17.5 (Remote Grid) Updates to grid topology to minimize risk of ignition in HFTDs Remote GridWLDFRVegetation ContactAggregated | WLDFR | HFTD - Distribution - Tier 2 - 1QU CoRE ¦ 4QU LoRE | Non-Red Flag Warning - Catastrophic Fires | Vegetation Contact | Aggregated | 2038 | 1.321e-06 | 1483.0022 | 0.0019591 | 2038 | Mitigation | 0.95 | 45 | 0 | esc | 0.00097009 | 1.2815e-09 | 0.00097009 | 1.2815e-09
[79 empty] | WLDFR | HFTD - Distribution - Tier 2 - 3QU CoRE ¦ 3QU LoRE | Non-Red Flag Warning - Catastrophic Fires | 2039 | 1.2854e-09 | 1.2854e-09 | 16832.3912 | 280.5544 | 10192.2718 | 6359.5651 | 0 | 0 | 1.7372e-06 | 2.1637e-05 | 0 | 2.1637e-05 | 2.1637e-05 | 0 | 2.1637e-05 | 0 | 2.0767e-06 | 4.5523e-06 | 0 | 4.5523e-06 | 0 | 1.0871e-06 | 2.1742e-06 | 0 | 2.1742e-06 | [12 empty] | 7.3.3.17.5 (Remote Grid) Updates to grid topology to minimize risk of ignition in HFTDs Remote GridWLDFRVegetation ContactAggregated | WLDFR | HFTD - Distribution - Tier 2 - 1QU CoRE ¦ 4QU LoRE | Non-Red Flag Warning - Catastrophic Fires | Vegetation Contact | Aggregated | 2039 | 1.321e-06 | 1483.0022 | 0.0019591 | 2039 | Mitigation | 0.95 | 45 | 0 | esc | 0.00097009 | 1.2815e-09 | 0.00097009 | 1.2815e-09
[79 empty] | WLDFR | HFTD - Distribution - Tier 2 - 3QU CoRE ¦ 3QU LoRE | Non-Red Flag Warning - Catastrophic Fires | 2040 | 1.2854e-09 | 1.2854e-09 | 16832.3912 | 280.5544 | 10192.2718 | 6359.5651 | 0 | 0 | 1.7372e-06 | 2.1637e-05 | 0 | 2.1637e-05 | 2.1637e-05 | 0 | 2.1637e-05 | 0 | 2.0767e-06 | 4.5523e-06 | 0 | 4.5523e-06 | 0 | 1.0871e-06 | 2.1742e-06 | 0 | 2.1742e-06 | [12 empty] | 7.3.3.17.5 (Remote Grid) Updates to grid topology to minimize risk of ignition in HFTDs Remote GridWLDFRVegetation ContactAggregated | WLDFR | HFTD - Distribution - Tier 2 - 1QU CoRE ¦ 4QU LoRE | Non-Red Flag Warning - Catastrophic Fires | Vegetation Contact | Aggregated | 2040 | 1.321e-06 | 1483.0022 | 0.0019591 | 2040 | Mitigation | 0.95 | 45 | 0 | esc | 0.00097009 | 1.2815e-09 | 0.00097009 | 1.2815e-09
[79 empty] | WLDFR | HFTD - Distribution - Tier 2 - 3QU CoRE ¦ 3QU LoRE | Non-Red Flag Warning - Catastrophic Fires | 2041 | 1.2854e-09 | 1.2854e-09 | 16832.3912 | 280.5544 | 10192.2718 | 6359.5651 | 0 | 0 | 1.7372e-06 | 2.1637e-05 | 0 | 2.1637e-05 | 2.1637e-05 | 0 | 2.1637e-05 | 0 | 2.0767e-06 | 4.5523e-06 | 0 | 4.5523e-06 | 0 | 1.1517e-06 | 2.3034e-06 | 0 | 2.3034e-06 | [12 empty] | 7.3.3.17.5 (Remote Grid) Updates to grid topology to minimize risk of ignition in HFTDs Remote GridWLDFRVegetation ContactAggregated | WLDFR | HFTD - Distribution - Tier 2 - 1QU CoRE ¦ 4QU LoRE | Non-Red Flag Warning - Catastrophic Fires | Vegetation Contact | Aggregated | 2041 | 1.321e-06 | 1483.0022 | 0.0019591 | 2041 | Mitigation | 0.95 | 45 | 0 | esc | 0.00097009 | 1.2815e-09 | 0.00097009 | 1.2815e-09
[79 empty] | WLDFR | HFTD - Distribution - Tier 2 - 3QU CoRE ¦ 3QU LoRE | Non-Red Flag Warning - Catastrophic Fires | 2042 | 1.2854e-09 | 1.2854e-09 | 16832.3912 | 280.5544 | 10192.2718 | 6359.5651 | 0 | 0 | 1.7372e-06 | 2.1637e-05 | 0 | 2.1637e-05 | 2.1637e-05 | 0 | 2.1637e-05 | 0 | 0 | 4.5523e-06 | 0 | 4.5523e-06 | 0 | 1.1517e-06 | 2.3034e-06 | 0 | 2.3034e-06 | [12 empty] | 7.3.3.17.5 (Remote Grid) Updates to grid topology to minimize risk of ignition in HFTDs Remote GridWLDFRVegetation ContactAggregated | WLDFR | HFTD - Distribution - Tier 2 - 1QU CoRE ¦ 4QU LoRE | Non-Red Flag Warning - Catastrophic Fires | Vegetation Contact | Aggregated | 2042 | 1.321e-06 | 1483.0022 | 0.0019591 | 2042 | Mitigation | 0.95 | 45 | 0 | esc | 0.00097009 | 1.2815e-09 | 0.00097009 | 1.2815e-09
[79 empty] | WLDFR | HFTD - Distribution - Tier 2 - 3QU CoRE ¦ 3QU LoRE | Non-Red Flag Warning - Catastrophic Fires | 2043 | 1.2854e-09 | 1.2854e-09 | 17672.0852 | 299.42 | 10692.7362 | 6679.929 | 0 | 0 | 1.7372e-06 | 2.2716e-05 | 0 | 2.2716e-05 | 2.2716e-05 | 0 | 2.2716e-05 | 0 | 0 | 0 | 0 | 0 | 0 | 1.1517e-06 | 2.3034e-06 | 0 | 2.3034e-06 | [12 empty] | 7.3.3.17.5 (Remote Grid) Updates to grid topology to minimize risk of ignition in HFTDs Remote GridWLDFRVegetation ContactAggregated | WLDFR | HFTD - Distribution - Tier 2 - 1QU CoRE ¦ 4QU LoRE | Non-Red Flag Warning - Catastrophic Fires | Vegetation Contact | Aggregated | 2043 | 1.321e-06 | 1483.0022 | 0.0019591 | 2043 | Mitigation | 0.95 | 45 | 0 | esc | 0.00097009 | 1.2815e-09 | 0.00097009 | 1.2815e-09
[79 empty] | WLDFR | HFTD - Distribution - Tier 2 - 3QU CoRE ¦ 3QU LoRE | Non-Red Flag Warning - Catastrophic Fires | 2044 | 1.2854e-09 | 1.2854e-09 | 17672.0852 | 299.42 | 10692.7362 | 6679.929 | 0 | 0 | 1.7372e-06 | 2.2716e-05 | 0 | 2.2716e-05 | 2.2716e-05 | 0 | 2.2716e-05 | 0 | 3.6504e-07 | 0 | 0 | 0 | 0 | 1.1517e-06 | 2.3034e-06 | 0 | 2.3034e-06 | [12 empty] | 7.3.3.17.5 (Remote Grid) Updates to grid topology to minimize risk of ignition in HFTDs Remote GridWLDFRVegetation ContactAggregated | WLDFR | HFTD - Distribution - Tier 2 - 1QU CoRE ¦ 4QU LoRE | Non-Red Flag Warning - Catastrophic Fires | Vegetation Contact | Aggregated | 2044 | 1.321e-06 | 1483.0022 | 0.0019591 | 2044 | Mitigation | 0.95 | 45 | 0 | esc | 0.00097009 | 1.2815e-09 | 0.00097009 | 1.2815e-09
[79 empty] | WLDFR | HFTD - Distribution - Tier 2 - 3QU CoRE ¦ 3QU LoRE | Non-Red Flag Warning - Catastrophic Fires | 2045 | 1.2854e-09 | 1.2854e-09 | 17672.0852 | 299.42 | 10692.7362 | 6679.929 | 0 | 0 | 1.7372e-06 | 2.2716e-05 | 0 | 2.2716e-05 | 2.2716e-05 | 0 | 2.2716e-05 | 0 | 3.768e-07 | 8.2595e-07 | 0 | 8.2595e-07 | 0 | 1.1517e-06 | 2.3034e-06 | 0 | 2.3034e-06 | [12 empty] | 7.3.3.17.5 (Remote Grid) Updates to grid topology to minimize risk of ignition in HFTDs Remote GridWLDFRVegetation ContactAggregated | WLDFR | HFTD - Distribution - Tier 2 - 1QU CoRE ¦ 4QU LoRE | Non-Red Flag Warning - Catastrophic Fires | Vegetation Contact | Aggregated | 2045 | 1.321e-06 | 1483.0022 | 0.0019591 | 2045 | Mitigation | 0.95 | 45 | 0 | esc | 0.00097009 | 1.2815e-09 | 0.00097009 | 1.2815e-09
[79 empty] | WLDFR | HFTD - Distribution - Tier 2 - 3QU CoRE ¦ 3QU LoRE | Non-Red Flag Warning - Catastrophic Fires | 2046 | 1.2854e-09 | 1.2854e-09 | 17672.0852 | 299.42 | 10692.7362 | 6679.929 | 0 | 0 | 1.7372e-06 | 2.2716e-05 | 0 | 2.2716e-05 | 2.2716e-05 | 0 | 2.2716e-05 | 0 | 3.768e-07 | 8.2595e-07 | 0 | 8.2595e-07 | 0 | 1.2237e-06 | 2.4473e-06 | 0 | 2.4473e-06 | [12 empty] | 7.3.3.17.5 (Remote Grid) Updates to grid topology to minimize risk of ignition in HFTDs Remote GridWLDFRVegetation ContactAggregated | WLDFR | HFTD - Distribution - Tier 2 - 1QU CoRE ¦ 4QU LoRE | Non-Red Flag Warning - Catastrophic Fires | Vegetation Contact | Aggregated | 2046 | 1.321e-06 | 1483.0022 | 0.0019591 | 2046 | Mitigation | 0.95 | 45 | 0 | esc | 0.00097009 | 1.2815e-09 | 0.00097009 | 1.2815e-09
[79 empty] | WLDFR | HFTD - Distribution - Tier 2 - 3QU CoRE ¦ 3QU LoRE | Non-Red Flag Warning - Catastrophic Fires | 2047 | 1.2854e-09 | 1.2854e-09 | 17672.0852 | 299.42 | 10692.7362 | 6679.929 | 0 | 0 | 1.7372e-06 | 2.2716e-05 | 0 | 2.2716e-05 | 2.2716e-05 | 0 | 2.2716e-05 | 0 | 3.768e-07 | 8.2595e-07 | 0 | 8.2595e-07 | 0 | 1.2237e-06 | 2.4473e-06 | 0 | 2.4473e-06 | [12 empty] | 7.3.3.17.5 (Remote Grid) Updates to grid topology to minimize risk of ignition in HFTDs Remote GridWLDFRVegetation ContactAggregated | WLDFR | HFTD - Distribution - Tier 2 - 1QU CoRE ¦ 4QU LoRE | Non-Red Flag Warning - Catastrophic Fires | Vegetation Contact | Aggregated | 2047 | 1.321e-06 | 1483.0022 | 0.0019591 | 2047 | Mitigation | 0.95 | 45 | 0 | esc | 0.00097009 | 1.2815e-09 | 0.00097009 | 1.2815e-09
[79 empty] | WLDFR | HFTD - Distribution - Tier 2 - 3QU CoRE ¦ 3QU LoRE | Non-Red Flag Warning - Catastrophic Fires | 2048 | 1.2854e-09 | 1.2854e-09 | 18552.3348 | 319.4911 | 11216.5626 | 7016.281 | 0 | 0 | 1.7372e-06 | 2.3848e-05 | 0 | 2.3848e-05 | 2.3848e-05 | 0 | 2.3848e-05 | 0 | 3.768e-07 | 8.2595e-07 | 0 | 8.2595e-07 | 0 | 1.2237e-06 | 2.4473e-06 | 0 | 2.4473e-06 | [12 empty] | 7.3.3.17.5 (Remote Grid) Updates to grid topology to minimize risk of ignition in HFTDs Remote GridWLDFRVegetation ContactAggregated | WLDFR | HFTD - Distribution - Tier 2 - 1QU CoRE ¦ 4QU LoRE | Non-Red Flag Warning - Catastrophic Fires | Vegetation Contact | Aggregated | 2048 | 1.321e-06 | 1483.0022 | 0.0019591 | 2048 | Mitigation | 0.95 | 45 | 0 | esc | 0.00097009 | 1.2815e-09 | 0.00097009 | 1.2815e-09
[79 empty] | WLDFR | HFTD - Distribution - Tier 2 - 3QU CoRE ¦ 3QU LoRE | Non-Red Flag Warning - Catastrophic Fires | 2049 | 1.2854e-09 | 1.2854e-09 | 18552.3348 | 319.4911 | 11216.5626 | 7016.281 | 0 | 0 | 1.7372e-06 | 2.3848e-05 | 0 | 2.3848e-05 | 2.3848e-05 | 0 | 2.3848e-05 | 0 | 3.768e-07 | 8.2595e-07 | 0 | 8.2595e-07 | 0 | 1.2237e-06 | 2.4473e-06 | 0 | 2.4473e-06 | [12 empty] | 7.3.3.17.5 (Remote Grid) Updates to grid topology to minimize risk of ignition in HFTDs Remote GridWLDFRVegetation ContactAggregated | WLDFR | HFTD - Distribution - Tier 2 - 1QU CoRE ¦ 4QU LoRE | Non-Red Flag Warning - Catastrophic Fires | Vegetation Contact | Aggregated | 2049 | 1.321e-06 | 1483.0022 | 0.0019591 | 2049 | Mitigation | 0.95 | 45 | 0 | esc | 0.00097009 | 1.2815e-09 | 0.00097009 | 1.2815e-09
[79 empty] | WLDFR | HFTD - Distribution - Tier 2 - 3QU CoRE ¦ 3QU LoRE | Non-Red Flag Warning - Catastrophic Fires | 2050 | 1.2854e-09 | 1.2854e-09 | 18552.3348 | 319.4911 | 11216.5626 | 7016.281 | 0 | 0 | 1.7372e-06 | 2.3848e-05 | 0 | 2.3848e-05 | 2.3848e-05 | 0 | 2.3848e-05 | 0 | 3.9178e-07 | 8.588e-07 | 0 | 8.588e-07 | 0 | 1.2237e-06 | 2.4473e-06 | 0 | 2.4473e-06 | [12 empty] | 7.3.3.17.5 (Remote Grid) Updates to grid topology to minimize risk of ignition in HFTDs Remote GridWLDFRVegetation ContactAggregated | WLDFR | HFTD - Distribution - Tier 2 - 1QU CoRE ¦ 4QU LoRE | Non-Red Flag Warning - Catastrophic Fires | Vegetation Contact | Aggregated | 2050 | 1.321e-06 | 1483.0022 | 0.0019591 | 2050 | Mitigation | 0.95 | 45 | 0 | esc | 0.00097009 | 1.2815e-09 | 0.00097009 | 1.2815e-09
[79 empty] | WLDFR | HFTD - Distribution - Tier 2 - 3QU CoRE ¦ 3QU LoRE | Non-Red Flag Warning - Catastrophic Fires | 2051 | 1.2854e-09 | 1.2854e-09 | 18552.3348 | 319.4911 | 11216.5626 | 7016.281 | 0 | 0 | 1.7372e-06 | 2.3848e-05 | 0 | 2.3848e-05 | 2.3848e-05 | 0 | 2.3848e-05 | 0 | 3.9178e-07 | 8.588e-07 | 0 | 8.588e-07 | 0 | 1.3023e-06 | 2.6047e-06 | 0 | 2.6047e-06 | [12 empty] | 7.3.3.17.5 (Remote Grid) Updates to grid topology to minimize risk of ignition in HFTDs Remote GridWLDFRVegetation ContactAggregated | WLDFR | HFTD - Distribution - Tier 2 - 1QU CoRE ¦ 4QU LoRE | Non-Red Flag Warning - Catastrophic Fires | Vegetation Contact | Aggregated | 2051 | 1.321e-06 | 1483.0022 | 0.0019591 | 2051 | Mitigation | 0.95 | 45 | 0 | esc | 0.00097009 | 1.2815e-09 | 0.00097009 | 1.2815e-09
[79 empty] | WLDFR | HFTD - Distribution - Tier 2 - 3QU CoRE ¦ 3QU LoRE | Non-Red Flag Warning - Catastrophic Fires | 2052 | 1.2854e-09 | 1.2854e-09 | 18552.3348 | 319.4911 | 11216.5626 | 7016.281 | 0 | 0 | 1.7372e-06 | 2.3848e-05 | 0 | 2.3848e-05 | 2.3848e-05 | 0 | 2.3848e-05 | 0 | 3.9178e-07 | 8.588e-07 | 0 | 8.588e-07 | 0 | 1.3023e-06 | 2.6047e-06 | 0 | 2.6047e-06 | [12 empty] | 7.3.3.17.5 (Remote Grid) Updates to grid topology to minimize risk of ignition in HFTDs Remote GridWLDFRVegetation ContactAggregated | WLDFR | HFTD - Distribution - Tier 2 - 1QU CoRE ¦ 4QU LoRE | Non-Red Flag Warning - Catastrophic Fires | Vegetation Contact | Aggregated | 2052 | 1.321e-06 | 1483.0022 | 0.0019591 | 2052 | Mitigation | 0.95 | 45 | 0 | esc | 0.00097009 | 1.2815e-09 | 0.00097009 | 1.2815e-09
[79 empty] | WLDFR | HFTD - Distribution - Tier 2 - 3QU CoRE ¦ 3QU LoRE | Non-Red Flag Warning - Catastrophic Fires | 2053 | 1.2854e-09 | 1.2854e-09 | 19462.1283 | 340.5356 | 11757.1413 | 7364.4514 | 0 | 0 | 1.7372e-06 | 2.5017e-05 | 0 | 2.5017e-05 | 2.5017e-05 | 0 | 2.5017e-05 | 0 | 3.9178e-07 | 8.588e-07 | 0 | 8.588e-07 | 0 | 1.3023e-06 | 2.6047e-06 | 0 | 2.6047e-06 | [12 empty] | 7.3.3.17.5 (Remote Grid) Updates to grid topology to minimize risk of ignition in HFTDs Remote GridWLDFRVegetation ContactAggregated | WLDFR | HFTD - Distribution - Tier 2 - 1QU CoRE ¦ 4QU LoRE | Non-Red Flag Warning - Catastrophic Fires | Vegetation Contact | Aggregated | 2053 | 1.321e-06 | 1483.0022 | 0.0019591 | 2053 | Mitigation | 0.95 | 45 | 0 | esc | 0.00097009 | 1.2815e-09 | 0.00097009 | 1.2815e-09
[79 empty] | WLDFR | HFTD - Distribution - Tier 2 - 3QU CoRE ¦ 3QU LoRE | Non-Red Flag Warning - Catastrophic Fires | 2054 | 1.2854e-09 | 1.2854e-09 | 19462.1283 | 340.5356 | 11757.1413 | 7364.4514 | 0 | 0 | 1.7372e-06 | 2.5017e-05 | 0 | 2.5017e-05 | 2.5017e-05 | 0 | 2.5017e-05 | 0 | 3.9178e-07 | 8.588e-07 | 0 | 8.588e-07 | 0 | 1.3023e-06 | 2.6047e-06 | 0 | 2.6047e-06 | [12 empty] | 7.3.3.17.5 (Remote Grid) Updates to grid topology to minimize risk of ignition in HFTDs Remote GridWLDFRVegetation ContactAggregated | WLDFR | HFTD - Distribution - Tier 2 - 1QU CoRE ¦ 4QU LoRE | Non-Red Flag Warning - Catastrophic Fires | Vegetation Contact | Aggregated | 2054 | 1.321e-06 | 1483.0022 | 0.0019591 | 2054 | Mitigation | 0.95 | 45 | 0 | esc | 0.00097009 | 1.2815e-09 | 0.00097009 | 1.2815e-09
[79 empty] | WLDFR | HFTD - Distribution - Tier 2 - 3QU CoRE ¦ 3QU LoRE | Non-Red Flag Warning - Catastrophic Fires | 2055 | 1.2854e-09 | 1.2854e-09 | 19462.1283 | 340.5356 | 11757.1413 | 7364.4514 | 0 | 0 | 1.7372e-06 | 2.5017e-05 | 0 | 2.5017e-05 | 2.5017e-05 | 0 | 2.5017e-05 | 0 | 4.0867e-07 | 8.9582e-07 | 0 | 8.9582e-07 | 0 | 1.3023e-06 | 2.6047e-06 | 0 | 2.6047e-06 | [12 empty] | 7.3.3.17.5 (Remote Grid) Updates to grid topology to minimize risk of ignition in HFTDs Remote GridWLDFRVegetation ContactAggregated | WLDFR | HFTD - Distribution - Tier 2 - 1QU CoRE ¦ 4QU LoRE | Non-Red Flag Warning - Catastrophic Fires | Vegetation Contact | Aggregated | 2055 | 1.321e-06 | 1483.0022 | 0.0019591 | 2055 | Mitigation | 0.95 | 45 | 0 | esc | 0.00097009 | 1.2815e-09 | 0.00097009 | 1.2815e-09
[79 empty] | WLDFR | HFTD - Distribution - Tier 2 - 3QU CoRE ¦ 3QU LoRE | Non-Red Flag Warning - Catastrophic Fires | 2056 | 1.2854e-09 | 1.2854e-09 | 19462.1283 | 340.5356 | 11757.1413 | 7364.4514 | 0 | 0 | 1.7372e-06 | 2.5017e-05 | 0 | 2.5017e-05 | 2.5017e-05 | 0 | 2.5017e-05 | 0 | 4.0867e-07 | 8.9582e-07 | 0 | 8.9582e-07 | 0 | 1.3871e-06 | 2.7742e-06 | 0 | 2.7742e-06 | [12 empty] | 7.3.3.17.5 (Remote Grid) Updates to grid topology to minimize risk of ignition in HFTDs Remote GridWLDFRVegetation ContactAggregated | WLDFR | HFTD - Distribution - Tier 2 - 1QU CoRE ¦ 4QU LoRE | Non-Red Flag Warning - Catastrophic Fires | Vegetation Contact | Aggregated | 2056 | 1.321e-06 | 1483.0022 | 0.0019591 | 2056 | Mitigation | 0.95 | 45 | 0 | esc | 0.00097009 | 1.2815e-09 | 0.00097009 | 1.2815e-09
[79 empty] | WLDFR | HFTD - Distribution - Tier 2 - 3QU CoRE ¦ 3QU LoRE | Non-Red Flag Warning - Catastrophic Fires | 2057 | 1.2854e-09 | 1.2854e-09 | 19462.1283 | 340.5356 | 11757.1413 | 7364.4514 | 0 | 0 | 1.7372e-06 | 2.5017e-05 | 0 | 2.5017e-05 | 2.5017e-05 | 0 | 2.5017e-05 | 0 | 4.0867e-07 | 8.9582e-07 | 0 | 8.9582e-07 | 0 | 1.3871e-06 | 2.7742e-06 | 0 | 2.7742e-06 | [12 empty] | 7.3.3.17.5 (Remote Grid) Updates to grid topology to minimize risk of ignition in HFTDs Remote GridWLDFRVegetation ContactAggregated | WLDFR | HFTD - Distribution - Tier 2 - 1QU CoRE ¦ 4QU LoRE | Non-Red Flag Warning - Catastrophic Fires | Vegetation Contact | Aggregated | 2057 | 1.321e-06 | 1483.0022 | 0.0019591 | 2057 | Mitigation | 0.95 | 45 | 0 | esc | 0.00097009 | 1.2815e-09 | 0.00097009 | 1.2815e-09
[79 empty] | WLDFR | HFTD - Distribution - Tier 2 - 3QU CoRE ¦ 3QU LoRE | Non-Red Flag Warning - Catastrophic Fires | 2058 | 1.2854e-09 | 1.2854e-09 | 20390.4035 | 362.3049 | 12307.8747 | 7720.2238 | 0 | 0 | 1.7372e-06 | 2.6211e-05 | 0 | 2.6211e-05 | 2.6211e-05 | 0 | 2.6211e-05 | 0 | 4.0867e-07 | 8.9582e-07 | 0 | 8.9582e-07 | 0 | 1.3871e-06 | 2.7742e-06 | 0 | 2.7742e-06 | [12 empty] | 7.3.3.17.5 (Remote Grid) Updates to grid topology to minimize risk of ignition in HFTDs Remote GridWLDFRVegetation ContactAggregated | WLDFR | HFTD - Distribution - Tier 2 - 1QU CoRE ¦ 4QU LoRE | Non-Red Flag Warning - Catastrophic Fires | Vegetation Contact | Aggregated | 2058 | 1.321e-06 | 1483.0022 | 0.0019591 | 2058 | Mitigation | 0.95 | 45 | 0 | esc | 0.00097009 | 1.2815e-09 | 0.00097009 | 1.2815e-09
[79 empty] | WLDFR | HFTD - Distribution - Tier 2 - 3QU CoRE ¦ 3QU LoRE | Non-Red Flag Warning - Catastrophic Fires | 2059 | 1.2854e-09 | 1.2854e-09 | 20390.4035 | 362.3049 | 12307.8747 | 7720.2238 | 0 | 0 | 1.7372e-06 | 2.6211e-05 | 0 | 2.6211e-05 | 2.6211e-05 | 0 | 2.6211e-05 | 0 | 4.0867e-07 | 8.9582e-07 | 0 | 8.9582e-07 | 0 | 1.3871e-06 | 2.7742e-06 | 0 | 2.7742e-06 | [12 empty] | 7.3.3.17.5 (Remote Grid) Updates to grid topology to minimize risk of ignition in HFTDs Remote GridWLDFRVegetation ContactAggregated | WLDFR | HFTD - Distribution - Tier 2 - 1QU CoRE ¦ 4QU LoRE | Non-Red Flag Warning - Catastrophic Fires | Vegetation Contact | Aggregated | 2059 | 1.321e-06 | 1483.0022 | 0.0019591 | 2059 | Mitigation | 0.95 | 45 | 0 | esc | 0.00097009 | 1.2815e-09 | 0.00097009 | 1.2815e-09
[79 empty] | WLDFR | HFTD - Distribution - Tier 2 - 3QU CoRE ¦ 3QU LoRE | Non-Red Flag Warning - Catastrophic Fires | 2060 | 1.2854e-09 | 1.2854e-09 | 20390.4035 | 362.3049 | 12307.8747 | 7720.2238 | 0 | 0 | 1.7372e-06 | 2.6211e-05 | 0 | 2.6211e-05 | 2.6211e-05 | 0 | 2.6211e-05 | 0 | 4.2729e-07 | 9.3663e-07 | 0 | 9.3663e-07 | 0 | 0 | 2.7742e-06 | 0 | 2.7742e-06 | [12 empty] | 7.3.3.17.5 (Remote Grid) Updates to grid topology to minimize risk of ignition in HFTDs Remote GridWLDFRVegetation ContactAggregated | WLDFR | HFTD - Distribution - Tier 2 - 1QU CoRE ¦ 4QU LoRE | Non-Red Flag Warning - Catastrophic Fires | Vegetation Contact | Aggregated | 2060 | 1.321e-06 | 1483.0022 | 0.0019591 | 2060 | Mitigation | 0.95 | 45 | 0 | esc | 0.00097009 | 1.2815e-09 | 0.00097009 | 1.2815e-09
[79 empty] | WLDFR | HFTD - Distribution - Tier 2 - 3QU CoRE ¦ 3QU LoRE | Non-Red Flag Warning - Catastrophic Fires | 2061 | 1.2854e-09 | 1.2854e-09 | 20390.4035 | 362.3049 | 12307.8747 | 7720.2238 | 0 | 0 | 1.7372e-06 | 2.6211e-05 | 0 | 2.6211e-05 | 2.6211e-05 | 0 | 2.6211e-05 | 0 | 4.2729e-07 | 9.3663e-07 | 0 | 9.3663e-07 | 0 | 0 | 0 | 0 | 0 | [12 empty] | 7.3.3.17.5 (Remote Grid) Updates to grid topology to minimize risk of ignition in HFTDs Remote GridWLDFRVegetation ContactAggregated | WLDFR | HFTD - Distribution - Tier 2 - 1QU CoRE ¦ 4QU LoRE | Non-Red Flag Warning - Catastrophic Fires | Vegetation Contact | Aggregated | 2061 | 1.321e-06 | 1483.0022 | 0.0019591 | 2061 | Mitigation | 0.95 | 45 | 0 | esc | 0.00097009 | 1.2815e-09 | 0.00097009 | 1.2815e-09
[79 empty] | WLDFR | HFTD - Distribution - Tier 2 - 3QU CoRE ¦ 3QU LoRE | Non-Red Flag Warning - Catastrophic Fires | 2062 | 1.2854e-09 | 1.2854e-09 | 20390.4035 | 362.3049 | 12307.8747 | 7720.2238 | 0 | 0 | 1.7372e-06 | 2.6211e-05 | 0 | 2.6211e-05 | 2.6211e-05 | 0 | 2.6211e-05 | 0 | 4.2729e-07 | 9.3663e-07 | 0 | 9.3663e-07 | 0 | 0 | 0 | 0 | 0 | [12 empty] | 7.3.3.17.5 (Remote Grid) Updates to grid topology to minimize risk of ignition in HFTDs Remote GridWLDFRVegetation ContactAggregated | WLDFR | HFTD - Distribution - Tier 2 - 1QU CoRE ¦ 4QU LoRE | Non-Red Flag Warning - Catastrophic Fires | Vegetation Contact | Aggregated | 2062 | 1.321e-06 | 1483.0022 | 0.0019591 | 2062 | Mitigation | 0.95 | 45 | 0 | esc | 0.00097009 | 1.2815e-09 | 0.00097009 | 1.2815e-09
[79 empty] | WLDFR | HFTD - Distribution - Tier 2 - 3QU CoRE ¦ 3QU LoRE | Non-Red Flag Warning - Catastrophic Fires | 2063 | 1.2854e-09 | 1.2854e-09 | 21325.9188 | 384.5316 | 12862.0997 | 8079.2876 | 0 | 0 | 1.7372e-06 | 2.7413e-05 | 0 | 2.7413e-05 | 2.7413e-05 | 0 | 2.7413e-05 | 0 | 4.2729e-07 | 9.3663e-07 | 0 | 9.3663e-07 | 0 | 1.5361e-07 | 0 | 0 | 0 | [12 empty] | 7.3.3.17.5 (Remote Grid) Updates to grid topology to minimize risk of ignition in HFTDs Remote GridWLDFRVegetation ContactAggregated | WLDFR | HFTD - Distribution - Tier 2 - 1QU CoRE ¦ 4QU LoRE | Non-Red Flag Warning - Catastrophic Fires | Vegetation Contact | Aggregated | 2063 | 1.321e-06 | 1483.0022 | 0.0019591 | 2063 | Mitigation | 0.95 | 45 | 0 | esc | 0.00097009 | 1.2815e-09 | 0.00097009 | 1.2815e-09
[79 empty] | WLDFR | HFTD - Distribution - Tier 2 - 3QU CoRE ¦ 3QU LoRE | Non-Red Flag Warning - Catastrophic Fires | 2064 | 1.2854e-09 | 1.2854e-09 | 21325.9188 | 384.5316 | 12862.0997 | 8079.2876 | 0 | 0 | 1.7372e-06 | 2.7413e-05 | 0 | 2.7413e-05 | 2.7413e-05 | 0 | 2.7413e-05 | 0 | 4.2729e-07 | 9.3663e-07 | 0 | 9.3663e-07 | 0 | 1.5856e-07 | 3.1712e-07 | 0 | 3.1712e-07 | [12 empty] | 7.3.3.17.5 (Remote Grid) Updates to grid topology to minimize risk of ignition in HFTDs Remote GridWLDFRVegetation ContactAggregated | WLDFR | HFTD - Distribution - Tier 2 - 1QU CoRE ¦ 4QU LoRE | Non-Red Flag Warning - Catastrophic Fires | Vegetation Contact | Aggregated | 2064 | 1.321e-06 | 1483.0022 | 0.0019591 | 2064 | Mitigation | 0.95 | 45 | 0 | esc | 0.00097009 | 1.2815e-09 | 0.00097009 | 1.2815e-09
[79 empty] | WLDFR | HFTD - Distribution - Tier 2 - 3QU CoRE ¦ 3QU LoRE | Non-Red Flag Warning - Catastrophic Fires | 2065 | 1.2854e-09 | 1.2854e-09 | 21325.9188 | 384.5316 | 12862.0997 | 8079.2876 | 0 | 0 | 1.7372e-06 | 2.7413e-05 | 0 | 2.7413e-05 | 2.7413e-05 | 0 | 2.7413e-05 | 0 | 4.4745e-07 | 9.8082e-07 | 0 | 9.8082e-07 | 0 | 1.5856e-07 | 3.1712e-07 | 0 | 3.1712e-07 | [12 empty] | 7.3.3.17.5 (Remote Grid) Updates to grid topology to minimize risk of ignition in HFTDs Remote GridWLDFRVegetation ContactAggregated | WLDFR | HFTD - Distribution - Tier 2 - 1QU CoRE ¦ 4QU LoRE | Non-Red Flag Warning - Catastrophic Fires | Vegetation Contact | Aggregated | 2065 | 1.321e-06 | 1483.0022 | 0.0019591 | 2065 | Mitigation | 0.95 | 45 | 0 | esc | 0.00097009 | 1.2815e-09 | 0.00097009 | 1.2815e-09
[79 empty] | WLDFR | HFTD - Distribution - Tier 2 - 3QU CoRE ¦ 3QU LoRE | Non-Red Flag Warning - Catastrophic Fires | 2066 | 1.2854e-09 | 1.2854e-09 | 21325.9188 | 384.5316 | 12862.0997 | 8079.2876 | 0 | 0 | 1.7372e-06 | 2.7413e-05 | 0 | 2.7413e-05 | 2.7413e-05 | 0 | 2.7413e-05 | 0 | 4.4745e-07 | 9.8082e-07 | 0 | 9.8082e-07 | 0 | 1.5856e-07 | 3.1712e-07 | 0 | 3.1712e-07 | [12 empty] | 7.3.3.17.5 (Remote Grid) Updates to grid topology to minimize risk of ignition in HFTDs Remote GridWLDFRVegetation ContactAggregated | WLDFR | HFTD - Distribution - Tier 2 - 1QU CoRE ¦ 4QU LoRE | Non-Red Flag Warning - Catastrophic Fires | Vegetation Contact | Aggregated | 2066 | 1.321e-06 | 1483.0022 | 0.0019591 | 2066 | Mitigation | 0.95 | 45 | 0 | esc | 0.00097009 | 1.2815e-09 | 0.00097009 | 1.2815e-09
[79 empty] | WLDFR | HFTD - Distribution - Tier 2 - 3QU CoRE ¦ 3QU LoRE | Non-Red Flag Warning - Catastrophic Fires | 2067 | 0 | 1.2854e-09 | 21325.9188 | 384.5316 | 12862.0997 | 8079.2876 | 0 | 0 | 1.7372e-06 | 0 | 0 | 0 | 2.7413e-05 | 0 | 2.7413e-05 | 0 | 4.4745e-07 | 9.8082e-07 | 0 | 9.8082e-07 | 0 | 1.5856e-07 | 3.1712e-07 | 0 | 3.1712e-07 | [12 empty] | 7.3.3.17.5 (Remote Grid) Updates to grid topology to minimize risk of ignition in HFTDs Remote GridWLDFRVegetation ContactAggregated | WLDFR | HFTD - Distribution - Tier 2 - 1QU CoRE ¦ 4QU LoRE | Non-Red Flag Warning - Catastrophic Fires | Vegetation Contact | Aggregated | 2067 | 1.321e-06 | 1483.0022 | 0.0019591 | 2067 | Mitigation | 0.95 | 45 | 0 | esc | 0 | 0 | 0.00097009 | 1.2815e-09
[79 empty] | WLDFR | HFTD - Distribution - Tier 2 - 3QU CoRE ¦ 3QU LoRE | Non-Red Flag Warning - Destructive Fires | 2022 | 1.4295e-09 | 0 | 8807.9522 | 222.2294 | 8585.7228 | 0 | 0 | 0 | 1.7719e-06 | 1.2591e-05 | 0 | 1.2591e-05 | 0 | 0 | 0 | 0 | 4.4745e-07 | 9.8082e-07 | 0 | 9.8082e-07 | 0 | 1.5856e-07 | 3.1712e-07 | 0 | 3.1712e-07 | [12 empty] | 7.3.3.17.5 (Remote Grid) Updates to grid topology to minimize risk of ignition in HFTDs Remote GridWLDFRWire-to-wire contactAggregated | WLDFR | HFTD - Distribution - Tier 2 - 1QU CoRE ¦ 4QU LoRE | Non-Red Flag Warning - Catastrophic Fires | Wire-to-wire contact | Aggregated | 2022 | 1.554e-06 | 1483.0022 | 0.0023045 | 2022 | Mitigation | 0.95 | 45 | 0 | esc | 0.00097009 | 1.5075e-09 | 0 | 0
[79 empty] | WLDFR | HFTD - Distribution - Tier 2 - 3QU CoRE ¦ 3QU LoRE | Non-Red Flag Warning - Destructive Fires | 2023 | 1.4295e-09 | 1.4295e-09 | 9129.7461 | 233.2301 | 8896.516 | 0 | 0 | 0 | 1.7719e-06 | 1.3051e-05 | 0 | 1.3051e-05 | 1.3051e-05 | 0 | 1.3051e-05 | 0 | 4.4745e-07 | 9.8082e-07 | 0 | 9.8082e-07 | 0 | 1.6487e-07 | 3.2973e-07 | 0 | 3.2973e-07 | [12 empty] | 7.3.3.17.5 (Remote Grid) Updates to grid topology to minimize risk of ignition in HFTDs Remote GridWLDFRWire-to-wire contactAggregated | WLDFR | HFTD - Distribution - Tier 2 - 1QU CoRE ¦ 4QU LoRE | Non-Red Flag Warning - Catastrophic Fires | Wire-to-wire contact | Aggregated | 2023 | 1.554e-06 | 1483.0022 | 0.0023045 | 2023 | Mitigation | 0.95 | 45 | 0 | esc | 0.00097009 | 1.5075e-09 | 0.00097009 | 1.5075e-09