[149 empty] | All EPR in 2020WLDFRFinancial | WLDFR | HFTD - Distribution - Tier 2 - 5QU CoRE ¦ 1QU LoRE | Red Flag Warning - Large Fires | 2020 | Financial | 2.942 | 700.8825 | 2020 | Control | 0.053 | 3 | 0 | esc | 0.055966 | 0.16465 | 0 | 0 | 0 | 0 | 0 | 0
[149 empty] | All EPR in 2020WLDFRSafety | WLDFR | HFTD - Distribution - Tier 2 - 5QU CoRE ¦ 1QU LoRE | Red Flag Warning - Large Fires | 2020 | Safety | 1.6022 | 700.8825 | 2020 | Control | 0.053 | 3 | 0 | esc | 0.055966 | 0.089668 | 0 | 0 | 0 | 0 | 0 | 0
[149 empty] | All EPR in 2020WLDFRElectric Reliability | WLDFR | HFTD - Distribution - Tier 2 - 5QU CoRE ¦ 1QU LoRE | Red Flag Warning - Small Fires | 2020 | Electric Reliability | 0.036425 | 700.8825 | 2020 | Control | 0.1325 | 3 | 0 | esc | 0.15274 | 0.0055635 | 0 | 0 | 0 | 0 | 0 | 0
[149 empty] | All EPR in 2020WLDFRFinancial | WLDFR | HFTD - Distribution - Tier 2 - 5QU CoRE ¦ 1QU LoRE | Red Flag Warning - Small Fires | 2020 | Financial | 0.0015809 | 700.8825 | 2020 | Control | 0.053 | 3 | 0 | esc | 0.055966 | 8.8475e-05 | 0 | 0 | 0 | 0 | 0 | 0
[149 empty] | All EPR in 2020WLDFRSafety | WLDFR | HFTD - Distribution - Tier 2 - 5QU CoRE ¦ 1QU LoRE | Red Flag Warning - Small Fires | 2020 | Safety | 0.039895 | 700.8825 | 2020 | Control | 0.053 | 3 | 0 | esc | 0.055966 | 0.0022328 | 0 | 0 | 0 | 0 | 0 | 0
[149 empty] | All EPR in 2020WLDFRElectric Reliability | WLDFR | HFTD - Distribution - Tier 2 - 5QU CoRE ¦ 1QU LoRE | Seismic - Non-Red Flag Warning - Catastrophic Fires | 2020 | Electric Reliability | 409.2237 | 700.8825 | 2020 | Control | 0.1325 | 3 | 0 | esc | 0.15274 | 62.5039 | 0 | 0 | 0 | 0 | 0 | 0
[149 empty] | All EPR in 2020WLDFRFinancial | WLDFR | HFTD - Distribution - Tier 2 - 5QU CoRE ¦ 1QU LoRE | Seismic - Non-Red Flag Warning - Catastrophic Fires | 2020 | Financial | 13469.0878 | 700.8825 | 2020 | Control | 0.053 | 3 | 0 | esc | 0.055966 | 753.8138 | 0 | 0 | 0 | 0 | 0 | 0
[149 empty] | All EPR in 2020WLDFRSafety | WLDFR | HFTD - Distribution - Tier 2 - 5QU CoRE ¦ 1QU LoRE | Seismic - Non-Red Flag Warning - Catastrophic Fires | 2020 | Safety | 7205.5313 | 700.8825 | 2020 | Control | 0.053 | 3 | 0 | esc | 0.055966 | 403.2663 | 0 | 0 | 0 | 0 | 0 | 0
[149 empty] | All EPR in 2020WLDFRElectric Reliability | WLDFR | HFTD - Distribution - Tier 2 - 5QU CoRE ¦ 1QU LoRE | Seismic - Red Flag Warning - Catastrophic Fires | 2020 | Electric Reliability | 409.2237 | 700.8825 | 2020 | Control | 0.1325 | 3 | 0 | esc | 0.15274 | 62.5039 | 0 | 0 | 0 | 0 | 0 | 0
[149 empty] | All EPR in 2020WLDFRFinancial | WLDFR | HFTD - Distribution - Tier 2 - 5QU CoRE ¦ 1QU LoRE | Seismic - Red Flag Warning - Catastrophic Fires | 2020 | Financial | 13469.0878 | 700.8825 | 2020 | Control | 0.053 | 3 | 0 | esc | 0.055966 | 753.8138 | 0 | 0 | 0 | 0 | 0 | 0
[149 empty] | All EPR in 2020WLDFRSafety | WLDFR | HFTD - Distribution - Tier 2 - 5QU CoRE ¦ 1QU LoRE | Seismic - Red Flag Warning - Catastrophic Fires | 2020 | Safety | 7205.5313 | 700.8825 | 2020 | Control | 0.053 | 3 | 0 | esc | 0.055966 | 403.2663 | 0 | 0 | 0 | 0 | 0 | 0
[149 empty] | All EPR in 2020WLDFRElectric Reliability | WLDFR | HFTD - Distribution - Tier 2 - 5QU CoRE ¦ 2QU LoRE | Non-Red Flag Warning - Catastrophic Fires | 2020 | Electric Reliability | 222.2294 | 774.3498 | 2020 | Control | 0.1325 | 3 | 0 | esc | 0.15274 | 33.9428 | 0 | 0 | 0 | 0 | 0 | 0
[149 empty] | All EPR in 2020WLDFRFinancial | WLDFR | HFTD - Distribution - Tier 2 - 5QU CoRE ¦ 2QU LoRE | Non-Red Flag Warning - Catastrophic Fires | 2020 | Financial | 8585.7228 | 774.3498 | 2020 | Control | 0.053 | 3 | 0 | esc | 0.055966 | 480.5104 | 0 | 0 | 0 | 0 | 0 | 0
[149 empty] | All EPR in 2020WLDFRSafety | WLDFR | HFTD - Distribution - Tier 2 - 5QU CoRE ¦ 2QU LoRE | Non-Red Flag Warning - Catastrophic Fires | 2020 | Safety | 5338.1784 | 774.3498 | 2020 | Control | 0.053 | 3 | 0 | esc | 0.055966 | 298.7576 | 0 | 0 | 0 | 0 | 0 | 0
[149 empty] | All EPR in 2020WLDFRElectric Reliability | WLDFR | HFTD - Distribution - Tier 2 - 5QU CoRE ¦ 2QU LoRE | Non-Red Flag Warning - Destructive Fires | 2020 | Electric Reliability | 222.2294 | 774.3498 | 2020 | Control | 0.1325 | 3 | 0 | esc | 0.15274 | 33.9428 | 0 | 0 | 0 | 0 | 0 | 0
[149 empty] | All EPR in 2020WLDFRFinancial | WLDFR | HFTD - Distribution - Tier 2 - 5QU CoRE ¦ 2QU LoRE | Non-Red Flag Warning - Destructive Fires | 2020 | Financial | 8585.7228 | 774.3498 | 2020 | Control | 0.053 | 3 | 0 | esc | 0.055966 | 480.5104 | 0 | 0 | 0 | 0 | 0 | 0
[149 empty] | All EPR in 2020WLDFRElectric Reliability | WLDFR | HFTD - Distribution - Tier 2 - 5QU CoRE ¦ 2QU LoRE | Non-Red Flag Warning - Large Fires | 2020 | Electric Reliability | 0.69642 | 774.3498 | 2020 | Control | 0.1325 | 3 | 0 | esc | 0.15274 | 0.10637 | 0 | 0 | 0 | 0 | 0 | 0
[149 empty] | All EPR in 2020WLDFRFinancial | WLDFR | HFTD - Distribution - Tier 2 - 5QU CoRE ¦ 2QU LoRE | Non-Red Flag Warning - Large Fires | 2020 | Financial | 2.942 | 774.3498 | 2020 | Control | 0.053 | 3 | 0 | esc | 0.055966 | 0.16465 | 0 | 0 | 0 | 0 | 0 | 0
[149 empty] | All EPR in 2020WLDFRSafety | WLDFR | HFTD - Distribution - Tier 2 - 5QU CoRE ¦ 2QU LoRE | Non-Red Flag Warning - Large Fires | 2020 | Safety | 1.6022 | 774.3498 | 2020 | Control | 0.053 | 3 | 0 | esc | 0.055966 | 0.089668 | 0 | 0 | 0 | 0 | 0 | 0
[149 empty] | All EPR in 2020WLDFRElectric Reliability | WLDFR | HFTD - Distribution - Tier 2 - 5QU CoRE ¦ 2QU LoRE | Non-Red Flag Warning - Small Fires | 2020 | Electric Reliability | 0.036425 | 774.3498 | 2020 | Control | 0.1325 | 3 | 0 | esc | 0.15274 | 0.0055635 | 0 | 0 | 0 | 0 | 0 | 0
[149 empty] | All EPR in 2020WLDFRFinancial | WLDFR | HFTD - Distribution - Tier 2 - 5QU CoRE ¦ 2QU LoRE | Non-Red Flag Warning - Small Fires | 2020 | Financial | 0.0015809 | 774.3498 | 2020 | Control | 0.053 | 3 | 0 | esc | 0.055966 | 8.8475e-05 | 0 | 0 | 0 | 0 | 0 | 0
[149 empty] | All EPR in 2020WLDFRSafety | WLDFR | HFTD - Distribution - Tier 2 - 5QU CoRE ¦ 2QU LoRE | Non-Red Flag Warning - Small Fires | 2020 | Safety | 0.039895 | 774.3498 | 2020 | Control | 0.053 | 3 | 0 | esc | 0.055966 | 0.0022328 | 0 | 0 | 0 | 0 | 0 | 0
[149 empty] | All EPR in 2020WLDFRElectric Reliability | WLDFR | HFTD - Distribution - Tier 2 - 5QU CoRE ¦ 2QU LoRE | Red Flag Warning - Catastrophic Fires | 2020 | Electric Reliability | 222.2294 | 774.3498 | 2020 | Control | 0.1325 | 3 | 0 | esc | 0.15274 | 33.9428 | 0 | 0 | 0 | 0 | 0 | 0
[149 empty] | All EPR in 2020WLDFRFinancial | WLDFR | HFTD - Distribution - Tier 2 - 5QU CoRE ¦ 2QU LoRE | Red Flag Warning - Catastrophic Fires | 2020 | Financial | 8585.7228 | 774.3498 | 2020 | Control | 0.053 | 3 | 0 | esc | 0.055966 | 480.5104 | 0 | 0 | 0 | 0 | 0 | 0
[149 empty] | All EPR in 2020WLDFRSafety | WLDFR | HFTD - Distribution - Tier 2 - 5QU CoRE ¦ 2QU LoRE | Red Flag Warning - Catastrophic Fires | 2020 | Safety | 5338.1784 | 774.3498 | 2020 | Control | 0.053 | 3 | 0 | esc | 0.055966 | 298.7576 | 0 | 0 | 0 | 0 | 0 | 0
[149 empty] | All EPR in 2020WLDFRElectric Reliability | WLDFR | HFTD - Distribution - Tier 2 - 5QU CoRE ¦ 2QU LoRE | Red Flag Warning - Destructive Fires | 2020 | Electric Reliability | 222.2294 | 774.3498 | 2020 | Control | 0.1325 | 3 | 0 | esc | 0.15274 | 33.9428 | 0 | 0 | 0 | 0 | 0 | 0
[149 empty] | All EPR in 2020WLDFRFinancial | WLDFR | HFTD - Distribution - Tier 2 - 5QU CoRE ¦ 2QU LoRE | Red Flag Warning - Destructive Fires | 2020 | Financial | 8585.7228 | 774.3498 | 2020 | Control | 0.053 | 3 | 0 | esc | 0.055966 | 480.5104 | 0 | 0 | 0 | 0 | 0 | 0
[149 empty] | All EPR in 2020WLDFRElectric Reliability | WLDFR | HFTD - Distribution - Tier 2 - 5QU CoRE ¦ 2QU LoRE | Red Flag Warning - Large Fires | 2020 | Electric Reliability | 0.69642 | 774.3498 | 2020 | Control | 0.1325 | 3 | 0 | esc | 0.15274 | 0.10637 | 0 | 0 | 0 | 0 | 0 | 0
[149 empty] | All EPR in 2020WLDFRFinancial | WLDFR | HFTD - Distribution - Tier 2 - 5QU CoRE ¦ 2QU LoRE | Red Flag Warning - Large Fires | 2020 | Financial | 2.942 | 774.3498 | 2020 | Control | 0.053 | 3 | 0 | esc | 0.055966 | 0.16465 | 0 | 0 | 0 | 0 | 0 | 0
[149 empty] | All EPR in 2020WLDFRSafety | WLDFR | HFTD - Distribution - Tier 2 - 5QU CoRE ¦ 2QU LoRE | Red Flag Warning - Large Fires | 2020 | Safety | 1.6022 | 774.3498 | 2020 | Control | 0.053 | 3 | 0 | esc | 0.055966 | 0.089668 | 0 | 0 | 0 | 0 | 0 | 0
[149 empty] | All EPR in 2020WLDFRElectric Reliability | WLDFR | HFTD - Distribution - Tier 2 - 5QU CoRE ¦ 2QU LoRE | Red Flag Warning - Small Fires | 2020 | Electric Reliability | 0.036425 | 774.3498 | 2020 | Control | 0.1325 | 3 | 0 | esc | 0.15274 | 0.0055635 | 0 | 0 | 0 | 0 | 0 | 0
[149 empty] | All EPR in 2020WLDFRFinancial | WLDFR | HFTD - Distribution - Tier 2 - 5QU CoRE ¦ 2QU LoRE | Red Flag Warning - Small Fires | 2020 | Financial | 0.0015809 | 774.3498 | 2020 | Control | 0.053 | 3 | 0 | esc | 0.055966 | 8.8475e-05 | 0 | 0 | 0 | 0 | 0 | 0
[149 empty] | All EPR in 2020WLDFRSafety | WLDFR | HFTD - Distribution - Tier 2 - 5QU CoRE ¦ 2QU LoRE | Red Flag Warning - Small Fires | 2020 | Safety | 0.039895 | 774.3498 | 2020 | Control | 0.053 | 3 | 0 | esc | 0.055966 | 0.0022328 | 0 | 0 | 0 | 0 | 0 | 0
[149 empty] | All EPR in 2020WLDFRElectric Reliability | WLDFR | HFTD - Distribution - Tier 2 - 5QU CoRE ¦ 2QU LoRE | Seismic - Non-Red Flag Warning - Catastrophic Fires | 2020 | Electric Reliability | 409.2237 | 774.3498 | 2020 | Control | 0.1325 | 3 | 0 | esc | 0.15274 | 62.5039 | 0 | 0 | 0 | 0 | 0 | 0
[149 empty] | All EPR in 2020WLDFRFinancial | WLDFR | HFTD - Distribution - Tier 2 - 5QU CoRE ¦ 2QU LoRE | Seismic - Non-Red Flag Warning - Catastrophic Fires | 2020 | Financial | 13469.0878 | 774.3498 | 2020 | Control | 0.053 | 3 | 0 | esc | 0.055966 | 753.8138 | 0 | 0 | 0 | 0 | 0 | 0
[149 empty] | All EPR in 2020WLDFRSafety | WLDFR | HFTD - Distribution - Tier 2 - 5QU CoRE ¦ 2QU LoRE | Seismic - Non-Red Flag Warning - Catastrophic Fires | 2020 | Safety | 7205.5313 | 774.3498 | 2020 | Control | 0.053 | 3 | 0 | esc | 0.055966 | 403.2663 | 0 | 0 | 0 | 0 | 0 | 0
[149 empty] | All EPR in 2020WLDFRElectric Reliability | WLDFR | HFTD - Distribution - Tier 2 - 5QU CoRE ¦ 2QU LoRE | Seismic - Red Flag Warning - Catastrophic Fires | 2020 | Electric Reliability | 409.2237 | 774.3498 | 2020 | Control | 0.1325 | 3 | 0 | esc | 0.15274 | 62.5039 | 0 | 0 | 0 | 0 | 0 | 0
[149 empty] | All EPR in 2020WLDFRFinancial | WLDFR | HFTD - Distribution - Tier 2 - 5QU CoRE ¦ 2QU LoRE | Seismic - Red Flag Warning - Catastrophic Fires | 2020 | Financial | 13469.0878 | 774.3498 | 2020 | Control | 0.053 | 3 | 0 | esc | 0.055966 | 753.8138 | 0 | 0 | 0 | 0 | 0 | 0
[149 empty] | All EPR in 2020WLDFRSafety | WLDFR | HFTD - Distribution - Tier 2 - 5QU CoRE ¦ 2QU LoRE | Seismic - Red Flag Warning - Catastrophic Fires | 2020 | Safety | 7205.5313 | 774.3498 | 2020 | Control | 0.053 | 3 | 0 | esc | 0.055966 | 403.2663 | 0 | 0 | 0 | 0 | 0 | 0
[149 empty] | All EPR in 2020WLDFRElectric Reliability | WLDFR | HFTD - Distribution - Tier 2 - 5QU CoRE ¦ 3QU LoRE | Non-Red Flag Warning - Catastrophic Fires | 2020 | Electric Reliability | 222.2294 | 487.9227 | 2020 | Control | 0.1325 | 3 | 0 | esc | 0.15274 | 33.9428 | 0 | 0 | 0 | 0 | 0 | 0
[149 empty] | All EPR in 2020WLDFRFinancial | WLDFR | HFTD - Distribution - Tier 2 - 5QU CoRE ¦ 3QU LoRE | Non-Red Flag Warning - Catastrophic Fires | 2020 | Financial | 8585.7228 | 487.9227 | 2020 | Control | 0.053 | 3 | 0 | esc | 0.055966 | 480.5104 | 0 | 0 | 0 | 0 | 0 | 0
[149 empty] | All EPR in 2020WLDFRSafety | WLDFR | HFTD - Distribution - Tier 2 - 5QU CoRE ¦ 3QU LoRE | Non-Red Flag Warning - Catastrophic Fires | 2020 | Safety | 5338.1784 | 487.9227 | 2020 | Control | 0.053 | 3 | 0 | esc | 0.055966 | 298.7576 | 0 | 0 | 0 | 0 | 0 | 0
[149 empty] | All EPR in 2020WLDFRElectric Reliability | WLDFR | HFTD - Distribution - Tier 2 - 5QU CoRE ¦ 3QU LoRE | Non-Red Flag Warning - Destructive Fires | 2020 | Electric Reliability | 222.2294 | 487.9227 | 2020 | Control | 0.1325 | 3 | 0 | esc | 0.15274 | 33.9428 | 0 | 0 | 0 | 0 | 0 | 0
[149 empty] | All EPR in 2020WLDFRFinancial | WLDFR | HFTD - Distribution - Tier 2 - 5QU CoRE ¦ 3QU LoRE | Non-Red Flag Warning - Destructive Fires | 2020 | Financial | 8585.7228 | 487.9227 | 2020 | Control | 0.053 | 3 | 0 | esc | 0.055966 | 480.5104 | 0 | 0 | 0 | 0 | 0 | 0
[149 empty] | All EPR in 2020WLDFRElectric Reliability | WLDFR | HFTD - Distribution - Tier 2 - 5QU CoRE ¦ 3QU LoRE | Non-Red Flag Warning - Large Fires | 2020 | Electric Reliability | 0.69642 | 487.9227 | 2020 | Control | 0.1325 | 3 | 0 | esc | 0.15274 | 0.10637 | 0 | 0 | 0 | 0 | 0 | 0
[149 empty] | All EPR in 2020WLDFRFinancial | WLDFR | HFTD - Distribution - Tier 2 - 5QU CoRE ¦ 3QU LoRE | Non-Red Flag Warning - Large Fires | 2020 | Financial | 2.942 | 487.9227 | 2020 | Control | 0.053 | 3 | 0 | esc | 0.055966 | 0.16465 | 0 | 0 | 0 | 0 | 0 | 0
[149 empty] | All EPR in 2020WLDFRSafety | WLDFR | HFTD - Distribution - Tier 2 - 5QU CoRE ¦ 3QU LoRE | Non-Red Flag Warning - Large Fires | 2020 | Safety | 1.6022 | 487.9227 | 2020 | Control | 0.053 | 3 | 0 | esc | 0.055966 | 0.089668 | 0 | 0 | 0 | 0 | 0 | 0
[149 empty] | All EPR in 2020WLDFRElectric Reliability | WLDFR | HFTD - Distribution - Tier 2 - 5QU CoRE ¦ 3QU LoRE | Non-Red Flag Warning - Small Fires | 2020 | Electric Reliability | 0.036425 | 487.9227 | 2020 | Control | 0.1325 | 3 | 0 | esc | 0.15274 | 0.0055635 | 0 | 0 | 0 | 0 | 0 | 0
[149 empty] | All EPR in 2020WLDFRFinancial | WLDFR | HFTD - Distribution - Tier 2 - 5QU CoRE ¦ 3QU LoRE | Non-Red Flag Warning - Small Fires | 2020 | Financial | 0.0015809 | 487.9227 | 2020 | Control | 0.053 | 3 | 0 | esc | 0.055966 | 8.8475e-05 | 0 | 0 | 0 | 0 | 0 | 0
[149 empty] | All EPR in 2020WLDFRSafety | WLDFR | HFTD - Distribution - Tier 2 - 5QU CoRE ¦ 3QU LoRE | Non-Red Flag Warning - Small Fires | 2020 | Safety | 0.039895 | 487.9227 | 2020 | Control | 0.053 | 3 | 0 | esc | 0.055966 | 0.0022328 | 0 | 0 | 0 | 0 | 0 | 0
[149 empty] | All EPR in 2020WLDFRElectric Reliability | WLDFR | HFTD - Distribution - Tier 2 - 5QU CoRE ¦ 3QU LoRE | Red Flag Warning - Catastrophic Fires | 2020 | Electric Reliability | 222.2294 | 487.9227 | 2020 | Control | 0.1325 | 3 | 0 | esc | 0.15274 | 33.9428 | 0 | 0 | 0 | 0 | 0 | 0
[149 empty] | All EPR in 2020WLDFRFinancial | WLDFR | HFTD - Distribution - Tier 2 - 5QU CoRE ¦ 3QU LoRE | Red Flag Warning - Catastrophic Fires | 2020 | Financial | 8585.7228 | 487.9227 | 2020 | Control | 0.053 | 3 | 0 | esc | 0.055966 | 480.5104 | 0 | 0 | 0 | 0 | 0 | 0
[149 empty] | All EPR in 2020WLDFRSafety | WLDFR | HFTD - Distribution - Tier 2 - 5QU CoRE ¦ 3QU LoRE | Red Flag Warning - Catastrophic Fires | 2020 | Safety | 5338.1784 | 487.9227 | 2020 | Control | 0.053 | 3 | 0 | esc | 0.055966 | 298.7576 | 0 | 0 | 0 | 0 | 0 | 0
[149 empty] | All EPR in 2020WLDFRElectric Reliability | WLDFR | HFTD - Distribution - Tier 2 - 5QU CoRE ¦ 3QU LoRE | Red Flag Warning - Destructive Fires | 2020 | Electric Reliability | 222.2294 | 487.9227 | 2020 | Control | 0.1325 | 3 | 0 | esc | 0.15274 | 33.9428 | 0 | 0 | 0 | 0 | 0 | 0
[149 empty] | All EPR in 2020WLDFRFinancial | WLDFR | HFTD - Distribution - Tier 2 - 5QU CoRE ¦ 3QU LoRE | Red Flag Warning - Destructive Fires | 2020 | Financial | 8585.7228 | 487.9227 | 2020 | Control | 0.053 | 3 | 0 | esc | 0.055966 | 480.5104 | 0 | 0 | 0 | 0 | 0 | 0
[149 empty] | All EPR in 2020WLDFRElectric Reliability | WLDFR | HFTD - Distribution - Tier 2 - 5QU CoRE ¦ 3QU LoRE | Red Flag Warning - Large Fires | 2020 | Electric Reliability | 0.69642 | 487.9227 | 2020 | Control | 0.1325 | 3 | 0 | esc | 0.15274 | 0.10637 | 0 | 0 | 0 | 0 | 0 | 0
[149 empty] | All EPR in 2020WLDFRFinancial | WLDFR | HFTD - Distribution - Tier 2 - 5QU CoRE ¦ 3QU LoRE | Red Flag Warning - Large Fires | 2020 | Financial | 2.942 | 487.9227 | 2020 | Control | 0.053 | 3 | 0 | esc | 0.055966 | 0.16465 | 0 | 0 | 0 | 0 | 0 | 0
[149 empty] | All EPR in 2020WLDFRSafety | WLDFR | HFTD - Distribution - Tier 2 - 5QU CoRE ¦ 3QU LoRE | Red Flag Warning - Large Fires | 2020 | Safety | 1.6022 | 487.9227 | 2020 | Control | 0.053 | 3 | 0 | esc | 0.055966 | 0.089668 | 0 | 0 | 0 | 0 | 0 | 0
[149 empty] | All EPR in 2020WLDFRElectric Reliability | WLDFR | HFTD - Distribution - Tier 2 - 5QU CoRE ¦ 3QU LoRE | Red Flag Warning - Small Fires | 2020 | Electric Reliability | 0.036425 | 487.9227 | 2020 | Control | 0.1325 | 3 | 0 | esc | 0.15274 | 0.0055635 | 0 | 0 | 0 | 0 | 0 | 0
[149 empty] | All EPR in 2020WLDFRFinancial | WLDFR | HFTD - Distribution - Tier 2 - 5QU CoRE ¦ 3QU LoRE | Red Flag Warning - Small Fires | 2020 | Financial | 0.0015809 | 487.9227 | 2020 | Control | 0.053 | 3 | 0 | esc | 0.055966 | 8.8475e-05 | 0 | 0 | 0 | 0 | 0 | 0
[149 empty] | All EPR in 2020WLDFRSafety | WLDFR | HFTD - Distribution - Tier 2 - 5QU CoRE ¦ 3QU LoRE | Red Flag Warning - Small Fires | 2020 | Safety | 0.039895 | 487.9227 | 2020 | Control | 0.053 | 3 | 0 | esc | 0.055966 | 0.0022328 | 0 | 0 | 0 | 0 | 0 | 0
[149 empty] | All EPR in 2020WLDFRElectric Reliability | WLDFR | HFTD - Distribution - Tier 2 - 5QU CoRE ¦ 3QU LoRE | Seismic - Non-Red Flag Warning - Catastrophic Fires | 2020 | Electric Reliability | 409.2237 | 487.9227 | 2020 | Control | 0.1325 | 3 | 0 | esc | 0.15274 | 62.5039 | 0 | 0 | 0 | 0 | 0 | 0
[149 empty] | All EPR in 2020WLDFRFinancial | WLDFR | HFTD - Distribution - Tier 2 - 5QU CoRE ¦ 3QU LoRE | Seismic - Non-Red Flag Warning - Catastrophic Fires | 2020 | Financial | 13469.0878 | 487.9227 | 2020 | Control | 0.053 | 3 | 0 | esc | 0.055966 | 753.8138 | 0 | 0 | 0 | 0 | 0 | 0
[149 empty] | All EPR in 2020WLDFRSafety | WLDFR | HFTD - Distribution - Tier 2 - 5QU CoRE ¦ 3QU LoRE | Seismic - Non-Red Flag Warning - Catastrophic Fires | 2020 | Safety | 7205.5313 | 487.9227 | 2020 | Control | 0.053 | 3 | 0 | esc | 0.055966 | 403.2663 | 0 | 0 | 0 | 0 | 0 | 0
[149 empty] | All EPR in 2020WLDFRElectric Reliability | WLDFR | HFTD - Distribution - Tier 2 - 5QU CoRE ¦ 3QU LoRE | Seismic - Red Flag Warning - Catastrophic Fires | 2020 | Electric Reliability | 409.2237 | 487.9227 | 2020 | Control | 0.1325 | 3 | 0 | esc | 0.15274 | 62.5039 | 0 | 0 | 0 | 0 | 0 | 0
[149 empty] | All EPR in 2020WLDFRFinancial | WLDFR | HFTD - Distribution - Tier 2 - 5QU CoRE ¦ 3QU LoRE | Seismic - Red Flag Warning - Catastrophic Fires | 2020 | Financial | 13469.0878 | 487.9227 | 2020 | Control | 0.053 | 3 | 0 | esc | 0.055966 | 753.8138 | 0 | 0 | 0 | 0 | 0 | 0
[149 empty] | All EPR in 2020WLDFRSafety | WLDFR | HFTD - Distribution - Tier 2 - 5QU CoRE ¦ 3QU LoRE | Seismic - Red Flag Warning - Catastrophic Fires | 2020 | Safety | 7205.5313 | 487.9227 | 2020 | Control | 0.053 | 3 | 0 | esc | 0.055966 | 403.2663 | 0 | 0 | 0 | 0 | 0 | 0
[149 empty] | All EPR in 2020WLDFRElectric Reliability | WLDFR | HFTD - Distribution - Tier 2 - 5QU CoRE ¦ 4QU LoRE | Non-Red Flag Warning - Catastrophic Fires | 2020 | Electric Reliability | 222.2294 | 375.6459 | 2020 | Control | 0.1325 | 3 | 0 | esc | 0.15274 | 33.9428 | 0 | 0 | 0 | 0 | 0 | 0
[149 empty] | All EPR in 2020WLDFRFinancial | WLDFR | HFTD - Distribution - Tier 2 - 5QU CoRE ¦ 4QU LoRE | Non-Red Flag Warning - Catastrophic Fires | 2020 | Financial | 8585.7228 | 375.6459 | 2020 | Control | 0.053 | 3 | 0 | esc | 0.055966 | 480.5104 | 0 | 0 | 0 | 0 | 0 | 0
[149 empty] | All EPR in 2020WLDFRSafety | WLDFR | HFTD - Distribution - Tier 2 - 5QU CoRE ¦ 4QU LoRE | Non-Red Flag Warning - Catastrophic Fires | 2020 | Safety | 5338.1784 | 375.6459 | 2020 | Control | 0.053 | 3 | 0 | esc | 0.055966 | 298.7576 | 0 | 0 | 0 | 0 | 0 | 0
[149 empty] | All EPR in 2020WLDFRElectric Reliability | WLDFR | HFTD - Distribution - Tier 2 - 5QU CoRE ¦ 4QU LoRE | Non-Red Flag Warning - Destructive Fires | 2020 | Electric Reliability | 222.2294 | 375.6459 | 2020 | Control | 0.1325 | 3 | 0 | esc | 0.15274 | 33.9428 | 0 | 0 | 0 | 0 | 0 | 0
[149 empty] | All EPR in 2020WLDFRFinancial | WLDFR | HFTD - Distribution - Tier 2 - 5QU CoRE ¦ 4QU LoRE | Non-Red Flag Warning - Destructive Fires | 2020 | Financial | 8585.7228 | 375.6459 | 2020 | Control | 0.053 | 3 | 0 | esc | 0.055966 | 480.5104 | 0 | 0 | 0 | 0 | 0 | 0
[149 empty] | All EPR in 2020WLDFRElectric Reliability | WLDFR | HFTD - Distribution - Tier 2 - 5QU CoRE ¦ 4QU LoRE | Non-Red Flag Warning - Large Fires | 2020 | Electric Reliability | 0.69642 | 375.6459 | 2020 | Control | 0.1325 | 3 | 0 | esc | 0.15274 | 0.10637 | 0 | 0 | 0 | 0 | 0 | 0
[149 empty] | All EPR in 2020WLDFRFinancial | WLDFR | HFTD - Distribution - Tier 2 - 5QU CoRE ¦ 4QU LoRE | Non-Red Flag Warning - Large Fires | 2020 | Financial | 2.942 | 375.6459 | 2020 | Control | 0.053 | 3 | 0 | esc | 0.055966 | 0.16465 | 0 | 0 | 0 | 0 | 0 | 0
[149 empty] | All EPR in 2020WLDFRSafety | WLDFR | HFTD - Distribution - Tier 2 - 5QU CoRE ¦ 4QU LoRE | Non-Red Flag Warning - Large Fires | 2020 | Safety | 1.6022 | 375.6459 | 2020 | Control | 0.053 | 3 | 0 | esc | 0.055966 | 0.089668 | 0 | 0 | 0 | 0 | 0 | 0
[149 empty] | All EPR in 2020WLDFRElectric Reliability | WLDFR | HFTD - Distribution - Tier 2 - 5QU CoRE ¦ 4QU LoRE | Non-Red Flag Warning - Small Fires | 2020 | Electric Reliability | 0.036425 | 375.6459 | 2020 | Control | 0.1325 | 3 | 0 | esc | 0.15274 | 0.0055635 | 0 | 0 | 0 | 0 | 0 | 0
[149 empty] | All EPR in 2020WLDFRFinancial | WLDFR | HFTD - Distribution - Tier 2 - 5QU CoRE ¦ 4QU LoRE | Non-Red Flag Warning - Small Fires | 2020 | Financial | 0.0015809 | 375.6459 | 2020 | Control | 0.053 | 3 | 0 | esc | 0.055966 | 8.8475e-05 | 0 | 0 | 0 | 0 | 0 | 0
[149 empty] | All EPR in 2020WLDFRSafety | WLDFR | HFTD - Distribution - Tier 2 - 5QU CoRE ¦ 4QU LoRE | Non-Red Flag Warning - Small Fires | 2020 | Safety | 0.039895 | 375.6459 | 2020 | Control | 0.053 | 3 | 0 | esc | 0.055966 | 0.0022328 | 0 | 0 | 0 | 0 | 0 | 0
[149 empty] | All EPR in 2020WLDFRElectric Reliability | WLDFR | HFTD - Distribution - Tier 2 - 5QU CoRE ¦ 4QU LoRE | Red Flag Warning - Catastrophic Fires | 2020 | Electric Reliability | 222.2294 | 375.6459 | 2020 | Control | 0.1325 | 3 | 0 | esc | 0.15274 | 33.9428 | 0 | 0 | 0 | 0 | 0 | 0
[149 empty] | All EPR in 2020WLDFRFinancial | WLDFR | HFTD - Distribution - Tier 2 - 5QU CoRE ¦ 4QU LoRE | Red Flag Warning - Catastrophic Fires | 2020 | Financial | 8585.7228 | 375.6459 | 2020 | Control | 0.053 | 3 | 0 | esc | 0.055966 | 480.5104 | 0 | 0 | 0 | 0 | 0 | 0
[149 empty] | All EPR in 2020WLDFRSafety | WLDFR | HFTD - Distribution - Tier 2 - 5QU CoRE ¦ 4QU LoRE | Red Flag Warning - Catastrophic Fires | 2020 | Safety | 5338.1784 | 375.6459 | 2020 | Control | 0.053 | 3 | 0 | esc | 0.055966 | 298.7576 | 0 | 0 | 0 | 0 | 0 | 0
[149 empty] | All EPR in 2020WLDFRElectric Reliability | WLDFR | HFTD - Distribution - Tier 2 - 5QU CoRE ¦ 4QU LoRE | Red Flag Warning - Destructive Fires | 2020 | Electric Reliability | 222.2294 | 375.6459 | 2020 | Control | 0.1325 | 3 | 0 | esc | 0.15274 | 33.9428 | 0 | 0 | 0 | 0 | 0 | 0
[149 empty] | All EPR in 2020WLDFRFinancial | WLDFR | HFTD - Distribution - Tier 2 - 5QU CoRE ¦ 4QU LoRE | Red Flag Warning - Destructive Fires | 2020 | Financial | 8585.7228 | 375.6459 | 2020 | Control | 0.053 | 3 | 0 | esc | 0.055966 | 480.5104 | 0 | 0 | 0 | 0 | 0 | 0
[149 empty] | All EPR in 2020WLDFRElectric Reliability | WLDFR | HFTD - Distribution - Tier 2 - 5QU CoRE ¦ 4QU LoRE | Red Flag Warning - Large Fires | 2020 | Electric Reliability | 0.69642 | 375.6459 | 2020 | Control | 0.1325 | 3 | 0 | esc | 0.15274 | 0.10637 | 0 | 0 | 0 | 0 | 0 | 0
[149 empty] | All EPR in 2020WLDFRFinancial | WLDFR | HFTD - Distribution - Tier 2 - 5QU CoRE ¦ 4QU LoRE | Red Flag Warning - Large Fires | 2020 | Financial | 2.942 | 375.6459 | 2020 | Control | 0.053 | 3 | 0 | esc | 0.055966 | 0.16465 | 0 | 0 | 0 | 0 | 0 | 0
[149 empty] | All EPR in 2020WLDFRSafety | WLDFR | HFTD - Distribution - Tier 2 - 5QU CoRE ¦ 4QU LoRE | Red Flag Warning - Large Fires | 2020 | Safety | 1.6022 | 375.6459 | 2020 | Control | 0.053 | 3 | 0 | esc | 0.055966 | 0.089668 | 0 | 0 | 0 | 0 | 0 | 0
[149 empty] | All EPR in 2020WLDFRElectric Reliability | WLDFR | HFTD - Distribution - Tier 2 - 5QU CoRE ¦ 4QU LoRE | Red Flag Warning - Small Fires | 2020 | Electric Reliability | 0.036425 | 375.6459 | 2020 | Control | 0.1325 | 3 | 0 | esc | 0.15274 | 0.0055635 | 0 | 0 | 0 | 0 | 0 | 0
[149 empty] | All EPR in 2020WLDFRFinancial | WLDFR | HFTD - Distribution - Tier 2 - 5QU CoRE ¦ 4QU LoRE | Red Flag Warning - Small Fires | 2020 | Financial | 0.0015809 | 375.6459 | 2020 | Control | 0.053 | 3 | 0 | esc | 0.055966 | 8.8475e-05 | 0 | 0 | 0 | 0 | 0 | 0
[149 empty] | All EPR in 2020WLDFRSafety | WLDFR | HFTD - Distribution - Tier 2 - 5QU CoRE ¦ 4QU LoRE | Red Flag Warning - Small Fires | 2020 | Safety | 0.039895 | 375.6459 | 2020 | Control | 0.053 | 3 | 0 | esc | 0.055966 | 0.0022328 | 0 | 0 | 0 | 0 | 0 | 0
[149 empty] | All EPR in 2020WLDFRElectric Reliability | WLDFR | HFTD - Distribution - Tier 2 - 5QU CoRE ¦ 4QU LoRE | Seismic - Non-Red Flag Warning - Catastrophic Fires | 2020 | Electric Reliability | 409.2237 | 375.6459 | 2020 | Control | 0.1325 | 3 | 0 | esc | 0.15274 | 62.5039 | 0 | 0 | 0 | 0 | 0 | 0
[149 empty] | All EPR in 2020WLDFRFinancial | WLDFR | HFTD - Distribution - Tier 2 - 5QU CoRE ¦ 4QU LoRE | Seismic - Non-Red Flag Warning - Catastrophic Fires | 2020 | Financial | 13469.0878 | 375.6459 | 2020 | Control | 0.053 | 3 | 0 | esc | 0.055966 | 753.8138 | 0 | 0 | 0 | 0 | 0 | 0
[149 empty] | All EPR in 2020WLDFRSafety | WLDFR | HFTD - Distribution - Tier 2 - 5QU CoRE ¦ 4QU LoRE | Seismic - Non-Red Flag Warning - Catastrophic Fires | 2020 | Safety | 7205.5313 | 375.6459 | 2020 | Control | 0.053 | 3 | 0 | esc | 0.055966 | 403.2663 | 0 | 0 | 0 | 0 | 0 | 0
[149 empty] | All EPR in 2020WLDFRElectric Reliability | WLDFR | HFTD - Distribution - Tier 2 - 5QU CoRE ¦ 4QU LoRE | Seismic - Red Flag Warning - Catastrophic Fires | 2020 | Electric Reliability | 409.2237 | 375.6459 | 2020 | Control | 0.1325 | 3 | 0 | esc | 0.15274 | 62.5039 | 0 | 0 | 0 | 0 | 0 | 0
[149 empty] | All EPR in 2020WLDFRFinancial | WLDFR | HFTD - Distribution - Tier 2 - 5QU CoRE ¦ 4QU LoRE | Seismic - Red Flag Warning - Catastrophic Fires | 2020 | Financial | 13469.0878 | 375.6459 | 2020 | Control | 0.053 | 3 | 0 | esc | 0.055966 | 753.8138 | 0 | 0 | 0 | 0 | 0 | 0
[149 empty] | All EPR in 2020WLDFRSafety | WLDFR | HFTD - Distribution - Tier 2 - 5QU CoRE ¦ 4QU LoRE | Seismic - Red Flag Warning - Catastrophic Fires | 2020 | Safety | 7205.5313 | 375.6459 | 2020 | Control | 0.053 | 3 | 0 | esc | 0.055966 | 403.2663 | 0 | 0 | 0 | 0 | 0 | 0
[149 empty] | All EPR in 2020WLDFRElectric Reliability | WLDFR | HFTD - Distribution - Tier 2 - 5QU CoRE ¦ 5QU LoRE | Non-Red Flag Warning - Catastrophic Fires | 2020 | Electric Reliability | 222.2294 | 415.2775 | 2020 | Control | 0.1325 | 3 | 0 | esc | 0.15274 | 33.9428 | 0 | 0 | 0 | 0 | 0 | 0
[149 empty] | All EPR in 2020WLDFRFinancial | WLDFR | HFTD - Distribution - Tier 2 - 5QU CoRE ¦ 5QU LoRE | Non-Red Flag Warning - Catastrophic Fires | 2020 | Financial | 8585.7228 | 415.2775 | 2020 | Control | 0.053 | 3 | 0 | esc | 0.055966 | 480.5104 | 0 | 0 | 0 | 0 | 0 | 0
[149 empty] | All EPR in 2020WLDFRSafety | WLDFR | HFTD - Distribution - Tier 2 - 5QU CoRE ¦ 5QU LoRE | Non-Red Flag Warning - Catastrophic Fires | 2020 | Safety | 5338.1784 | 415.2775 | 2020 | Control | 0.053 | 3 | 0 | esc | 0.055966 | 298.7576 | 0 | 0 | 0 | 0 | 0 | 0
[149 empty] | All EPR in 2020WLDFRElectric Reliability | WLDFR | HFTD - Distribution - Tier 2 - 5QU CoRE ¦ 5QU LoRE | Non-Red Flag Warning - Destructive Fires | 2020 | Electric Reliability | 222.2294 | 415.2775 | 2020 | Control | 0.1325 | 3 | 0 | esc | 0.15274 | 33.9428 | 0 | 0 | 0 | 0 | 0 | 0
[149 empty] | All EPR in 2020WLDFRFinancial | WLDFR | HFTD - Distribution - Tier 2 - 5QU CoRE ¦ 5QU LoRE | Non-Red Flag Warning - Destructive Fires | 2020 | Financial | 8585.7228 | 415.2775 | 2020 | Control | 0.053 | 3 | 0 | esc | 0.055966 | 480.5104 | 0 | 0 | 0 | 0 | 0 | 0
[149 empty] | All EPR in 2020WLDFRElectric Reliability | WLDFR | HFTD - Distribution - Tier 2 - 5QU CoRE ¦ 5QU LoRE | Non-Red Flag Warning - Large Fires | 2020 | Electric Reliability | 0.69642 | 415.2775 | 2020 | Control | 0.1325 | 3 | 0 | esc | 0.15274 | 0.10637 | 0 | 0 | 0 | 0 | 0 | 0
[149 empty] | All EPR in 2020WLDFRFinancial | WLDFR | HFTD - Distribution - Tier 2 - 5QU CoRE ¦ 5QU LoRE | Non-Red Flag Warning - Large Fires | 2020 | Financial | 2.942 | 415.2775 | 2020 | Control | 0.053 | 3 | 0 | esc | 0.055966 | 0.16465 | 0 | 0 | 0 | 0 | 0 | 0
[149 empty] | All EPR in 2020WLDFRSafety | WLDFR | HFTD - Distribution - Tier 2 - 5QU CoRE ¦ 5QU LoRE | Non-Red Flag Warning - Large Fires | 2020 | Safety | 1.6022 | 415.2775 | 2020 | Control | 0.053 | 3 | 0 | esc | 0.055966 | 0.089668 | 0 | 0 | 0 | 0 | 0 | 0
[149 empty] | All EPR in 2020WLDFRElectric Reliability | WLDFR | HFTD - Distribution - Tier 2 - 5QU CoRE ¦ 5QU LoRE | Non-Red Flag Warning - Small Fires | 2020 | Electric Reliability | 0.036425 | 415.2775 | 2020 | Control | 0.1325 | 3 | 0 | esc | 0.15274 | 0.0055635 | 0 | 0 | 0 | 0 | 0 | 0
[149 empty] | All EPR in 2020WLDFRFinancial | WLDFR | HFTD - Distribution - Tier 2 - 5QU CoRE ¦ 5QU LoRE | Non-Red Flag Warning - Small Fires | 2020 | Financial | 0.0015809 | 415.2775 | 2020 | Control | 0.053 | 3 | 0 | esc | 0.055966 | 8.8475e-05 | 0 | 0 | 0 | 0 | 0 | 0
[149 empty] | All EPR in 2020WLDFRSafety | WLDFR | HFTD - Distribution - Tier 2 - 5QU CoRE ¦ 5QU LoRE | Non-Red Flag Warning - Small Fires | 2020 | Safety | 0.039895 | 415.2775 | 2020 | Control | 0.053 | 3 | 0 | esc | 0.055966 | 0.0022328 | 0 | 0 | 0 | 0 | 0 | 0
[149 empty] | All EPR in 2020WLDFRElectric Reliability | WLDFR | HFTD - Distribution - Tier 2 - 5QU CoRE ¦ 5QU LoRE | Red Flag Warning - Catastrophic Fires | 2020 | Electric Reliability | 222.2294 | 415.2775 | 2020 | Control | 0.1325 | 3 | 0 | esc | 0.15274 | 33.9428 | 0 | 0 | 0 | 0 | 0 | 0
[149 empty] | All EPR in 2020WLDFRFinancial | WLDFR | HFTD - Distribution - Tier 2 - 5QU CoRE ¦ 5QU LoRE | Red Flag Warning - Catastrophic Fires | 2020 | Financial | 8585.7228 | 415.2775 | 2020 | Control | 0.053 | 3 | 0 | esc | 0.055966 | 480.5104 | 0 | 0 | 0 | 0 | 0 | 0
[149 empty] | All EPR in 2020WLDFRSafety | WLDFR | HFTD - Distribution - Tier 2 - 5QU CoRE ¦ 5QU LoRE | Red Flag Warning - Catastrophic Fires | 2020 | Safety | 5338.1784 | 415.2775 | 2020 | Control | 0.053 | 3 | 0 | esc | 0.055966 | 298.7576 | 0 | 0 | 0 | 0 | 0 | 0
[149 empty] | All EPR in 2020WLDFRElectric Reliability | WLDFR | HFTD - Distribution - Tier 2 - 5QU CoRE ¦ 5QU LoRE | Red Flag Warning - Destructive Fires | 2020 | Electric Reliability | 222.2294 | 415.2775 | 2020 | Control | 0.1325 | 3 | 0 | esc | 0.15274 | 33.9428 | 0 | 0 | 0 | 0 | 0 | 0
[149 empty] | All EPR in 2020WLDFRFinancial | WLDFR | HFTD - Distribution - Tier 2 - 5QU CoRE ¦ 5QU LoRE | Red Flag Warning - Destructive Fires | 2020 | Financial | 8585.7228 | 415.2775 | 2020 | Control | 0.053 | 3 | 0 | esc | 0.055966 | 480.5104 | 0 | 0 | 0 | 0 | 0 | 0
[149 empty] | All EPR in 2020WLDFRElectric Reliability | WLDFR | HFTD - Distribution - Tier 2 - 5QU CoRE ¦ 5QU LoRE | Red Flag Warning - Large Fires | 2020 | Electric Reliability | 0.69642 | 415.2775 | 2020 | Control | 0.1325 | 3 | 0 | esc | 0.15274 | 0.10637 | 0 | 0 | 0 | 0 | 0 | 0
[149 empty] | All EPR in 2020WLDFRFinancial | WLDFR | HFTD - Distribution - Tier 2 - 5QU CoRE ¦ 5QU LoRE | Red Flag Warning - Large Fires | 2020 | Financial | 2.942 | 415.2775 | 2020 | Control | 0.053 | 3 | 0 | esc | 0.055966 | 0.16465 | 0 | 0 | 0 | 0 | 0 | 0
[149 empty] | All EPR in 2020WLDFRSafety | WLDFR | HFTD - Distribution - Tier 2 - 5QU CoRE ¦ 5QU LoRE | Red Flag Warning - Large Fires | 2020 | Safety | 1.6022 | 415.2775 | 2020 | Control | 0.053 | 3 | 0 | esc | 0.055966 | 0.089668 | 0 | 0 | 0 | 0 | 0 | 0
[149 empty] | All EPR in 2020WLDFRElectric Reliability | WLDFR | HFTD - Distribution - Tier 2 - 5QU CoRE ¦ 5QU LoRE | Red Flag Warning - Small Fires | 2020 | Electric Reliability | 0.036425 | 415.2775 | 2020 | Control | 0.1325 | 3 | 0 | esc | 0.15274 | 0.0055635 | 0 | 0 | 0 | 0 | 0 | 0
[149 empty] | All EPR in 2020WLDFRFinancial | WLDFR | HFTD - Distribution - Tier 2 - 5QU CoRE ¦ 5QU LoRE | Red Flag Warning - Small Fires | 2020 | Financial | 0.0015809 | 415.2775 | 2020 | Control | 0.053 | 3 | 0 | esc | 0.055966 | 8.8475e-05 | 0 | 0 | 0 | 0 | 0 | 0
[149 empty] | All EPR in 2020WLDFRSafety | WLDFR | HFTD - Distribution - Tier 2 - 5QU CoRE ¦ 5QU LoRE | Red Flag Warning - Small Fires | 2020 | Safety | 0.039895 | 415.2775 | 2020 | Control | 0.053 | 3 | 0 | esc | 0.055966 | 0.0022328 | 0 | 0 | 0 | 0 | 0 | 0
[149 empty] | All EPR in 2020WLDFRElectric Reliability | WLDFR | HFTD - Distribution - Tier 2 - 5QU CoRE ¦ 5QU LoRE | Seismic - Non-Red Flag Warning - Catastrophic Fires | 2020 | Electric Reliability | 409.2237 | 415.2775 | 2020 | Control | 0.1325 | 3 | 0 | esc | 0.15274 | 62.5039 | 0 | 0 | 0 | 0 | 0 | 0
[149 empty] | All EPR in 2020WLDFRFinancial | WLDFR | HFTD - Distribution - Tier 2 - 5QU CoRE ¦ 5QU LoRE | Seismic - Non-Red Flag Warning - Catastrophic Fires | 2020 | Financial | 13469.0878 | 415.2775 | 2020 | Control | 0.053 | 3 | 0 | esc | 0.055966 | 753.8138 | 0 | 0 | 0 | 0 | 0 | 0
[149 empty] | All EPR in 2020WLDFRSafety | WLDFR | HFTD - Distribution - Tier 2 - 5QU CoRE ¦ 5QU LoRE | Seismic - Non-Red Flag Warning - Catastrophic Fires | 2020 | Safety | 7205.5313 | 415.2775 | 2020 | Control | 0.053 | 3 | 0 | esc | 0.055966 | 403.2663 | 0 | 0 | 0 | 0 | 0 | 0
[149 empty] | All EPR in 2020WLDFRElectric Reliability | WLDFR | HFTD - Distribution - Tier 2 - 5QU CoRE ¦ 5QU LoRE | Seismic - Red Flag Warning - Catastrophic Fires | 2020 | Electric Reliability | 409.2237 | 415.2775 | 2020 | Control | 0.1325 | 3 | 0 | esc | 0.15274 | 62.5039 | 0 | 0 | 0 | 0 | 0 | 0
[149 empty] | All EPR in 2020WLDFRFinancial | WLDFR | HFTD - Distribution - Tier 2 - 5QU CoRE ¦ 5QU LoRE | Seismic - Red Flag Warning - Catastrophic Fires | 2020 | Financial | 13469.0878 | 415.2775 | 2020 | Control | 0.053 | 3 | 0 | esc | 0.055966 | 753.8138 | 0 | 0 | 0 | 0 | 0 | 0
[149 empty] | All EPR in 2020WLDFRSafety | WLDFR | HFTD - Distribution - Tier 2 - 5QU CoRE ¦ 5QU LoRE | Seismic - Red Flag Warning - Catastrophic Fires | 2020 | Safety | 7205.5313 | 415.2775 | 2020 | Control | 0.053 | 3 | 0 | esc | 0.055966 | 403.2663 | 0 | 0 | 0 | 0 | 0 | 0
[149 empty] | All EPR in 2020WLDFRElectric Reliability | WLDFR | HFTD - Distribution - Tier 3 - 1QU CoRE ¦ 1QU LoRE | Non-Red Flag Warning - Catastrophic Fires | 2020 | Electric Reliability | 222.2294 | 68.3395 | 2020 | Control | 0.1325 | 3 | 0 | esc | 0.15274 | 33.9428 | 0 | 0 | 0 | 0 | 0 | 0
[149 empty] | All EPR in 2020WLDFRFinancial | WLDFR | HFTD - Distribution - Tier 3 - 1QU CoRE ¦ 1QU LoRE | Non-Red Flag Warning - Catastrophic Fires | 2020 | Financial | 8585.7228 | 68.3395 | 2020 | Control | 0.053 | 3 | 0 | esc | 0.055966 | 480.5104 | 0 | 0 | 0 | 0 | 0 | 0
[149 empty] | All EPR in 2020WLDFRSafety | WLDFR | HFTD - Distribution - Tier 3 - 1QU CoRE ¦ 1QU LoRE | Non-Red Flag Warning - Catastrophic Fires | 2020 | Safety | 5338.1784 | 68.3395 | 2020 | Control | 0.053 | 3 | 0 | esc | 0.055966 | 298.7576 | 0 | 0 | 0 | 0 | 0 | 0
[149 empty] | All EPR in 2020WLDFRElectric Reliability | WLDFR | HFTD - Distribution - Tier 3 - 1QU CoRE ¦ 1QU LoRE | Non-Red Flag Warning - Destructive Fires | 2020 | Electric Reliability | 222.2294 | 68.3395 | 2020 | Control | 0.1325 | 3 | 0 | esc | 0.15274 | 33.9428 | 0 | 0 | 0 | 0 | 0 | 0
[149 empty] | All EPR in 2020WLDFRFinancial | WLDFR | HFTD - Distribution - Tier 3 - 1QU CoRE ¦ 1QU LoRE | Non-Red Flag Warning - Destructive Fires | 2020 | Financial | 8585.7228 | 68.3395 | 2020 | Control | 0.053 | 3 | 0 | esc | 0.055966 | 480.5104 | 0 | 0 | 0 | 0 | 0 | 0
[149 empty] | All EPR in 2020WLDFRElectric Reliability | WLDFR | HFTD - Distribution - Tier 3 - 1QU CoRE ¦ 1QU LoRE | Non-Red Flag Warning - Large Fires | 2020 | Electric Reliability | 0.69642 | 68.3395 | 2020 | Control | 0.1325 | 3 | 0 | esc | 0.15274 | 0.10637 | 0 | 0 | 0 | 0 | 0 | 0
[149 empty] | All EPR in 2020WLDFRFinancial | WLDFR | HFTD - Distribution - Tier 3 - 1QU CoRE ¦ 1QU LoRE | Non-Red Flag Warning - Large Fires | 2020 | Financial | 2.942 | 68.3395 | 2020 | Control | 0.053 | 3 | 0 | esc | 0.055966 | 0.16465 | 0 | 0 | 0 | 0 | 0 | 0
[149 empty] | All EPR in 2020WLDFRSafety | WLDFR | HFTD - Distribution - Tier 3 - 1QU CoRE ¦ 1QU LoRE | Non-Red Flag Warning - Large Fires | 2020 | Safety | 1.6022 | 68.3395 | 2020 | Control | 0.053 | 3 | 0 | esc | 0.055966 | 0.089668 | 0 | 0 | 0 | 0 | 0 | 0
[149 empty] | All EPR in 2020WLDFRElectric Reliability | WLDFR | HFTD - Distribution - Tier 3 - 1QU CoRE ¦ 1QU LoRE | Non-Red Flag Warning - Small Fires | 2020 | Electric Reliability | 0.036425 | 68.3395 | 2020 | Control | 0.1325 | 3 | 0 | esc | 0.15274 | 0.0055635 | 0 | 0 | 0 | 0 | 0 | 0
[149 empty] | All EPR in 2020WLDFRFinancial | WLDFR | HFTD - Distribution - Tier 3 - 1QU CoRE ¦ 1QU LoRE | Non-Red Flag Warning - Small Fires | 2020 | Financial | 0.0015809 | 68.3395 | 2020 | Control | 0.053 | 3 | 0 | esc | 0.055966 | 8.8475e-05 | 0 | 0 | 0 | 0 | 0 | 0
[149 empty] | All EPR in 2020WLDFRSafety | WLDFR | HFTD - Distribution - Tier 3 - 1QU CoRE ¦ 1QU LoRE | Non-Red Flag Warning - Small Fires | 2020 | Safety | 0.039895 | 68.3395 | 2020 | Control | 0.053 | 3 | 0 | esc | 0.055966 | 0.0022328 | 0 | 0 | 0 | 0 | 0 | 0
[149 empty] | All EPR in 2020WLDFRElectric Reliability | WLDFR | HFTD - Distribution - Tier 3 - 1QU CoRE ¦ 1QU LoRE | Red Flag Warning - Catastrophic Fires | 2020 | Electric Reliability | 222.2294 | 68.3395 | 2020 | Control | 0.1325 | 3 | 0 | esc | 0.15274 | 33.9428 | 0 | 0 | 0 | 0 | 0 | 0
[149 empty] | All EPR in 2020WLDFRFinancial | WLDFR | HFTD - Distribution - Tier 3 - 1QU CoRE ¦ 1QU LoRE | Red Flag Warning - Catastrophic Fires | 2020 | Financial | 8585.7228 | 68.3395 | 2020 | Control | 0.053 | 3 | 0 | esc | 0.055966 | 480.5104 | 0 | 0 | 0 | 0 | 0 | 0
[149 empty] | All EPR in 2020WLDFRSafety | WLDFR | HFTD - Distribution - Tier 3 - 1QU CoRE ¦ 1QU LoRE | Red Flag Warning - Catastrophic Fires | 2020 | Safety | 5338.1784 | 68.3395 | 2020 | Control | 0.053 | 3 | 0 | esc | 0.055966 | 298.7576 | 0 | 0 | 0 | 0 | 0 | 0
[149 empty] | All EPR in 2020WLDFRElectric Reliability | WLDFR | HFTD - Distribution - Tier 3 - 1QU CoRE ¦ 1QU LoRE | Red Flag Warning - Destructive Fires | 2020 | Electric Reliability | 222.2294 | 68.3395 | 2020 | Control | 0.1325 | 3 | 0 | esc | 0.15274 | 33.9428 | 0 | 0 | 0 | 0 | 0 | 0
[149 empty] | All EPR in 2020WLDFRFinancial | WLDFR | HFTD - Distribution - Tier 3 - 1QU CoRE ¦ 1QU LoRE | Red Flag Warning - Destructive Fires | 2020 | Financial | 8585.7228 | 68.3395 | 2020 | Control | 0.053 | 3 | 0 | esc | 0.055966 | 480.5104 | 0 | 0 | 0 | 0 | 0 | 0
[149 empty] | All EPR in 2020WLDFRElectric Reliability | WLDFR | HFTD - Distribution - Tier 3 - 1QU CoRE ¦ 1QU LoRE | Red Flag Warning - Large Fires | 2020 | Electric Reliability | 0.69642 | 68.3395 | 2020 | Control | 0.1325 | 3 | 0 | esc | 0.15274 | 0.10637 | 0 | 0 | 0 | 0 | 0 | 0
[149 empty] | All EPR in 2020WLDFRFinancial | WLDFR | HFTD - Distribution - Tier 3 - 1QU CoRE ¦ 1QU LoRE | Red Flag Warning - Large Fires | 2020 | Financial | 2.942 | 68.3395 | 2020 | Control | 0.053 | 3 | 0 | esc | 0.055966 | 0.16465 | 0 | 0 | 0 | 0 | 0 | 0
[149 empty] | All EPR in 2020WLDFRSafety | WLDFR | HFTD - Distribution - Tier 3 - 1QU CoRE ¦ 1QU LoRE | Red Flag Warning - Large Fires | 2020 | Safety | 1.6022 | 68.3395 | 2020 | Control | 0.053 | 3 | 0 | esc | 0.055966 | 0.089668 | 0 | 0 | 0 | 0 | 0 | 0
[149 empty] | All EPR in 2020WLDFRElectric Reliability | WLDFR | HFTD - Distribution - Tier 3 - 1QU CoRE ¦ 1QU LoRE | Red Flag Warning - Small Fires | 2020 | Electric Reliability | 0.036425 | 68.3395 | 2020 | Control | 0.1325 | 3 | 0 | esc | 0.15274 | 0.0055635 | 0 | 0 | 0 | 0 | 0 | 0
[149 empty] | All EPR in 2020WLDFRFinancial | WLDFR | HFTD - Distribution - Tier 3 - 1QU CoRE ¦ 1QU LoRE | Red Flag Warning - Small Fires | 2020 | Financial | 0.0015809 | 68.3395 | 2020 | Control | 0.053 | 3 | 0 | esc | 0.055966 | 8.8475e-05 | 0 | 0 | 0 | 0 | 0 | 0
[149 empty] | All EPR in 2020WLDFRSafety | WLDFR | HFTD - Distribution - Tier 3 - 1QU CoRE ¦ 1QU LoRE | Red Flag Warning - Small Fires | 2020 | Safety | 0.039895 | 68.3395 | 2020 | Control | 0.053 | 3 | 0 | esc | 0.055966 | 0.0022328 | 0 | 0 | 0 | 0 | 0 | 0
[149 empty] | All EPR in 2020WLDFRElectric Reliability | WLDFR | HFTD - Distribution - Tier 3 - 1QU CoRE ¦ 1QU LoRE | Seismic - Non-Red Flag Warning - Catastrophic Fires | 2020 | Electric Reliability | 409.2237 | 68.3395 | 2020 | Control | 0.1325 | 3 | 0 | esc | 0.15274 | 62.5039 | 0 | 0 | 0 | 0 | 0 | 0
[149 empty] | All EPR in 2020WLDFRFinancial | WLDFR | HFTD - Distribution - Tier 3 - 1QU CoRE ¦ 1QU LoRE | Seismic - Non-Red Flag Warning - Catastrophic Fires | 2020 | Financial | 13469.0878 | 68.3395 | 2020 | Control | 0.053 | 3 | 0 | esc | 0.055966 | 753.8138 | 0 | 0 | 0 | 0 | 0 | 0
[149 empty] | All EPR in 2020WLDFRSafety | WLDFR | HFTD - Distribution - Tier 3 - 1QU CoRE ¦ 1QU LoRE | Seismic - Non-Red Flag Warning - Catastrophic Fires | 2020 | Safety | 7205.5313 | 68.3395 | 2020 | Control | 0.053 | 3 | 0 | esc | 0.055966 | 403.2663 | 0 | 0 | 0 | 0 | 0 | 0
[149 empty] | All EPR in 2020WLDFRElectric Reliability | WLDFR | HFTD - Distribution - Tier 3 - 1QU CoRE ¦ 1QU LoRE | Seismic - Red Flag Warning - Catastrophic Fires | 2020 | Electric Reliability | 409.2237 | 68.3395 | 2020 | Control | 0.1325 | 3 | 0 | esc | 0.15274 | 62.5039 | 0 | 0 | 0 | 0 | 0 | 0
[149 empty] | All EPR in 2020WLDFRFinancial | WLDFR | HFTD - Distribution - Tier 3 - 1QU CoRE ¦ 1QU LoRE | Seismic - Red Flag Warning - Catastrophic Fires | 2020 | Financial | 13469.0878 | 68.3395 | 2020 | Control | 0.053 | 3 | 0 | esc | 0.055966 | 753.8138 | 0 | 0 | 0 | 0 | 0 | 0
[149 empty] | All EPR in 2020WLDFRSafety | WLDFR | HFTD - Distribution - Tier 3 - 1QU CoRE ¦ 1QU LoRE | Seismic - Red Flag Warning - Catastrophic Fires | 2020 | Safety | 7205.5313 | 68.3395 | 2020 | Control | 0.053 | 3 | 0 | esc | 0.055966 | 403.2663 | 0 | 0 | 0 | 0 | 0 | 0
[149 empty] | All EPR in 2020WLDFRElectric Reliability | WLDFR | HFTD - Distribution - Tier 3 - 1QU CoRE ¦ 2QU LoRE | Non-Red Flag Warning - Catastrophic Fires | 2020 | Electric Reliability | 222.2294 | 145.2608 | 2020 | Control | 0.1325 | 3 | 0 | esc | 0.15274 | 33.9428 | 0 | 0 | 0 | 0 | 0 | 0
[149 empty] | All EPR in 2020WLDFRFinancial | WLDFR | HFTD - Distribution - Tier 3 - 1QU CoRE ¦ 2QU LoRE | Non-Red Flag Warning - Catastrophic Fires | 2020 | Financial | 8585.7228 | 145.2608 | 2020 | Control | 0.053 | 3 | 0 | esc | 0.055966 | 480.5104 | 0 | 0 | 0 | 0 | 0 | 0
[149 empty] | All EPR in 2020WLDFRSafety | WLDFR | HFTD - Distribution - Tier 3 - 1QU CoRE ¦ 2QU LoRE | Non-Red Flag Warning - Catastrophic Fires | 2020 | Safety | 5338.1784 | 145.2608 | 2020 | Control | 0.053 | 3 | 0 | esc | 0.055966 | 298.7576 | 0 | 0 | 0 | 0 | 0 | 0
[149 empty] | All EPR in 2020WLDFRElectric Reliability | WLDFR | HFTD - Distribution - Tier 3 - 1QU CoRE ¦ 2QU LoRE | Non-Red Flag Warning - Destructive Fires | 2020 | Electric Reliability | 222.2294 | 145.2608 | 2020 | Control | 0.1325 | 3 | 0 | esc | 0.15274 | 33.9428 | 0 | 0 | 0 | 0 | 0 | 0
[149 empty] | All EPR in 2020WLDFRFinancial | WLDFR | HFTD - Distribution - Tier 3 - 1QU CoRE ¦ 2QU LoRE | Non-Red Flag Warning - Destructive Fires | 2020 | Financial | 8585.7228 | 145.2608 | 2020 | Control | 0.053 | 3 | 0 | esc | 0.055966 | 480.5104 | 0 | 0 | 0 | 0 | 0 | 0
[149 empty] | All EPR in 2020WLDFRElectric Reliability | WLDFR | HFTD - Distribution - Tier 3 - 1QU CoRE ¦ 2QU LoRE | Non-Red Flag Warning - Large Fires | 2020 | Electric Reliability | 0.69642 | 145.2608 | 2020 | Control | 0.1325 | 3 | 0 | esc | 0.15274 | 0.10637 | 0 | 0 | 0 | 0 | 0 | 0
[149 empty] | All EPR in 2020WLDFRFinancial | WLDFR | HFTD - Distribution - Tier 3 - 1QU CoRE ¦ 2QU LoRE | Non-Red Flag Warning - Large Fires | 2020 | Financial | 2.942 | 145.2608 | 2020 | Control | 0.053 | 3 | 0 | esc | 0.055966 | 0.16465 | 0 | 0 | 0 | 0 | 0 | 0
[149 empty] | All EPR in 2020WLDFRSafety | WLDFR | HFTD - Distribution - Tier 3 - 1QU CoRE ¦ 2QU LoRE | Non-Red Flag Warning - Large Fires | 2020 | Safety | 1.6022 | 145.2608 | 2020 | Control | 0.053 | 3 | 0 | esc | 0.055966 | 0.089668 | 0 | 0 | 0 | 0 | 0 | 0
[149 empty] | All EPR in 2020WLDFRElectric Reliability | WLDFR | HFTD - Distribution - Tier 3 - 1QU CoRE ¦ 2QU LoRE | Non-Red Flag Warning - Small Fires | 2020 | Electric Reliability | 0.036425 | 145.2608 | 2020 | Control | 0.1325 | 3 | 0 | esc | 0.15274 | 0.0055635 | 0 | 0 | 0 | 0 | 0 | 0
[149 empty] | All EPR in 2020WLDFRFinancial | WLDFR | HFTD - Distribution - Tier 3 - 1QU CoRE ¦ 2QU LoRE | Non-Red Flag Warning - Small Fires | 2020 | Financial | 0.0015809 | 145.2608 | 2020 | Control | 0.053 | 3 | 0 | esc | 0.055966 | 8.8475e-05 | 0 | 0 | 0 | 0 | 0 | 0
[149 empty] | All EPR in 2020WLDFRSafety | WLDFR | HFTD - Distribution - Tier 3 - 1QU CoRE ¦ 2QU LoRE | Non-Red Flag Warning - Small Fires | 2020 | Safety | 0.039895 | 145.2608 | 2020 | Control | 0.053 | 3 | 0 | esc | 0.055966 | 0.0022328 | 0 | 0 | 0 | 0 | 0 | 0
[149 empty] | All EPR in 2020WLDFRElectric Reliability | WLDFR | HFTD - Distribution - Tier 3 - 1QU CoRE ¦ 2QU LoRE | Red Flag Warning - Catastrophic Fires | 2020 | Electric Reliability | 222.2294 | 145.2608 | 2020 | Control | 0.1325 | 3 | 0 | esc | 0.15274 | 33.9428 | 0 | 0 | 0 | 0 | 0 | 0
[149 empty] | All EPR in 2020WLDFRFinancial | WLDFR | HFTD - Distribution - Tier 3 - 1QU CoRE ¦ 2QU LoRE | Red Flag Warning - Catastrophic Fires | 2020 | Financial | 8585.7228 | 145.2608 | 2020 | Control | 0.053 | 3 | 0 | esc | 0.055966 | 480.5104 | 0 | 0 | 0 | 0 | 0 | 0
[149 empty] | All EPR in 2020WLDFRSafety | WLDFR | HFTD - Distribution - Tier 3 - 1QU CoRE ¦ 2QU LoRE | Red Flag Warning - Catastrophic Fires | 2020 | Safety | 5338.1784 | 145.2608 | 2020 | Control | 0.053 | 3 | 0 | esc | 0.055966 | 298.7576 | 0 | 0 | 0 | 0 | 0 | 0
[149 empty] | All EPR in 2020WLDFRElectric Reliability | WLDFR | HFTD - Distribution - Tier 3 - 1QU CoRE ¦ 2QU LoRE | Red Flag Warning - Destructive Fires | 2020 | Electric Reliability | 222.2294 | 145.2608 | 2020 | Control | 0.1325 | 3 | 0 | esc | 0.15274 | 33.9428 | 0 | 0 | 0 | 0 | 0 | 0
[149 empty] | All EPR in 2020WLDFRFinancial | WLDFR | HFTD - Distribution - Tier 3 - 1QU CoRE ¦ 2QU LoRE | Red Flag Warning - Destructive Fires | 2020 | Financial | 8585.7228 | 145.2608 | 2020 | Control | 0.053 | 3 | 0 | esc | 0.055966 | 480.5104 | 0 | 0 | 0 | 0 | 0 | 0
[149 empty] | All EPR in 2020WLDFRElectric Reliability | WLDFR | HFTD - Distribution - Tier 3 - 1QU CoRE ¦ 2QU LoRE | Red Flag Warning - Large Fires | 2020 | Electric Reliability | 0.69642 | 145.2608 | 2020 | Control | 0.1325 | 3 | 0 | esc | 0.15274 | 0.10637 | 0 | 0 | 0 | 0 | 0 | 0
[149 empty] | All EPR in 2020WLDFRFinancial | WLDFR | HFTD - Distribution - Tier 3 - 1QU CoRE ¦ 2QU LoRE | Red Flag Warning - Large Fires | 2020 | Financial | 2.942 | 145.2608 | 2020 | Control | 0.053 | 3 | 0 | esc | 0.055966 | 0.16465 | 0 | 0 | 0 | 0 | 0 | 0
[149 empty] | All EPR in 2020WLDFRSafety | WLDFR | HFTD - Distribution - Tier 3 - 1QU CoRE ¦ 2QU LoRE | Red Flag Warning - Large Fires | 2020 | Safety | 1.6022 | 145.2608 | 2020 | Control | 0.053 | 3 | 0 | esc | 0.055966 | 0.089668 | 0 | 0 | 0 | 0 | 0 | 0
[149 empty] | All EPR in 2020WLDFRElectric Reliability | WLDFR | HFTD - Distribution - Tier 3 - 1QU CoRE ¦ 2QU LoRE | Red Flag Warning - Small Fires | 2020 | Electric Reliability | 0.036425 | 145.2608 | 2020 | Control | 0.1325 | 3 | 0 | esc | 0.15274 | 0.0055635 | 0 | 0 | 0 | 0 | 0 | 0
[149 empty] | All EPR in 2020WLDFRFinancial | WLDFR | HFTD - Distribution - Tier 3 - 1QU CoRE ¦ 2QU LoRE | Red Flag Warning - Small Fires | 2020 | Financial | 0.0015809 | 145.2608 | 2020 | Control | 0.053 | 3 | 0 | esc | 0.055966 | 8.8475e-05 | 0 | 0 | 0 | 0 | 0 | 0
[149 empty] | All EPR in 2020WLDFRSafety | WLDFR | HFTD - Distribution - Tier 3 - 1QU CoRE ¦ 2QU LoRE | Red Flag Warning - Small Fires | 2020 | Safety | 0.039895 | 145.2608 | 2020 | Control | 0.053 | 3 | 0 | esc | 0.055966 | 0.0022328 | 0 | 0 | 0 | 0 | 0 | 0
[149 empty] | All EPR in 2020WLDFRElectric Reliability | WLDFR | HFTD - Distribution - Tier 3 - 1QU CoRE ¦ 2QU LoRE | Seismic - Non-Red Flag Warning - Catastrophic Fires | 2020 | Electric Reliability | 409.2237 | 145.2608 | 2020 | Control | 0.1325 | 3 | 0 | esc | 0.15274 | 62.5039 | 0 | 0 | 0 | 0 | 0 | 0
[149 empty] | All EPR in 2020WLDFRFinancial | WLDFR | HFTD - Distribution - Tier 3 - 1QU CoRE ¦ 2QU LoRE | Seismic - Non-Red Flag Warning - Catastrophic Fires | 2020 | Financial | 13469.0878 | 145.2608 | 2020 | Control | 0.053 | 3 | 0 | esc | 0.055966 | 753.8138 | 0 | 0 | 0 | 0 | 0 | 0
[149 empty] | All EPR in 2020WLDFRSafety | WLDFR | HFTD - Distribution - Tier 3 - 1QU CoRE ¦ 2QU LoRE | Seismic - Non-Red Flag Warning - Catastrophic Fires | 2020 | Safety | 7205.5313 | 145.2608 | 2020 | Control | 0.053 | 3 | 0 | esc | 0.055966 | 403.2663 | 0 | 0 | 0 | 0 | 0 | 0
[149 empty] | All EPR in 2020WLDFRElectric Reliability | WLDFR | HFTD - Distribution - Tier 3 - 1QU CoRE ¦ 2QU LoRE | Seismic - Red Flag Warning - Catastrophic Fires | 2020 | Electric Reliability | 409.2237 | 145.2608 | 2020 | Control | 0.1325 | 3 | 0 | esc | 0.15274 | 62.5039 | 0 | 0 | 0 | 0 | 0 | 0
[149 empty] | All EPR in 2020WLDFRFinancial | WLDFR | HFTD - Distribution - Tier 3 - 1QU CoRE ¦ 2QU LoRE | Seismic - Red Flag Warning - Catastrophic Fires | 2020 | Financial | 13469.0878 | 145.2608 | 2020 | Control | 0.053 | 3 | 0 | esc | 0.055966 | 753.8138 | 0 | 0 | 0 | 0 | 0 | 0
[149 empty] | All EPR in 2020WLDFRSafety | WLDFR | HFTD - Distribution - Tier 3 - 1QU CoRE ¦ 2QU LoRE | Seismic - Red Flag Warning - Catastrophic Fires | 2020 | Safety | 7205.5313 | 145.2608 | 2020 | Control | 0.053 | 3 | 0 | esc | 0.055966 | 403.2663 | 0 | 0 | 0 | 0 | 0 | 0
[149 empty] | All EPR in 2020WLDFRElectric Reliability | WLDFR | HFTD - Distribution - Tier 3 - 1QU CoRE ¦ 3QU LoRE | Non-Red Flag Warning - Catastrophic Fires | 2020 | Electric Reliability | 222.2294 | 57.5921 | 2020 | Control | 0.1325 | 3 | 0 | esc | 0.15274 | 33.9428 | 0 | 0 | 0 | 0 | 0 | 0
[149 empty] | All EPR in 2020WLDFRFinancial | WLDFR | HFTD - Distribution - Tier 3 - 1QU CoRE ¦ 3QU LoRE | Non-Red Flag Warning - Catastrophic Fires | 2020 | Financial | 8585.7228 | 57.5921 | 2020 | Control | 0.053 | 3 | 0 | esc | 0.055966 | 480.5104 | 0 | 0 | 0 | 0 | 0 | 0
[149 empty] | All EPR in 2020WLDFRSafety | WLDFR | HFTD - Distribution - Tier 3 - 1QU CoRE ¦ 3QU LoRE | Non-Red Flag Warning - Catastrophic Fires | 2020 | Safety | 5338.1784 | 57.5921 | 2020 | Control | 0.053 | 3 | 0 | esc | 0.055966 | 298.7576 | 0 | 0 | 0 | 0 | 0 | 0
[149 empty] | All EPR in 2020WLDFRElectric Reliability | WLDFR | HFTD - Distribution - Tier 3 - 1QU CoRE ¦ 3QU LoRE | Non-Red Flag Warning - Destructive Fires | 2020 | Electric Reliability | 222.2294 | 57.5921 | 2020 | Control | 0.1325 | 3 | 0 | esc | 0.15274 | 33.9428 | 0 | 0 | 0 | 0 | 0 | 0
[149 empty] | All EPR in 2020WLDFRFinancial | WLDFR | HFTD - Distribution - Tier 3 - 1QU CoRE ¦ 3QU LoRE | Non-Red Flag Warning - Destructive Fires | 2020 | Financial | 8585.7228 | 57.5921 | 2020 | Control | 0.053 | 3 | 0 | esc | 0.055966 | 480.5104 | 0 | 0 | 0 | 0 | 0 | 0
[149 empty] | All EPR in 2020WLDFRElectric Reliability | WLDFR | HFTD - Distribution - Tier 3 - 1QU CoRE ¦ 3QU LoRE | Non-Red Flag Warning - Large Fires | 2020 | Electric Reliability | 0.69642 | 57.5921 | 2020 | Control | 0.1325 | 3 | 0 | esc | 0.15274 | 0.10637 | 0 | 0 | 0 | 0 | 0 | 0
[149 empty] | All EPR in 2020WLDFRFinancial | WLDFR | HFTD - Distribution - Tier 3 - 1QU CoRE ¦ 3QU LoRE | Non-Red Flag Warning - Large Fires | 2020 | Financial | 2.942 | 57.5921 | 2020 | Control | 0.053 | 3 | 0 | esc | 0.055966 | 0.16465 | 0 | 0 | 0 | 0 | 0 | 0
[149 empty] | All EPR in 2020WLDFRSafety | WLDFR | HFTD - Distribution - Tier 3 - 1QU CoRE ¦ 3QU LoRE | Non-Red Flag Warning - Large Fires | 2020 | Safety | 1.6022 | 57.5921 | 2020 | Control | 0.053 | 3 | 0 | esc | 0.055966 | 0.089668 | 0 | 0 | 0 | 0 | 0 | 0
[149 empty] | All EPR in 2020WLDFRElectric Reliability | WLDFR | HFTD - Distribution - Tier 3 - 1QU CoRE ¦ 3QU LoRE | Non-Red Flag Warning - Small Fires | 2020 | Electric Reliability | 0.036425 | 57.5921 | 2020 | Control | 0.1325 | 3 | 0 | esc | 0.15274 | 0.0055635 | 0 | 0 | 0 | 0 | 0 | 0
[149 empty] | All EPR in 2020WLDFRFinancial | WLDFR | HFTD - Distribution - Tier 3 - 1QU CoRE ¦ 3QU LoRE | Non-Red Flag Warning - Small Fires | 2020 | Financial | 0.0015809 | 57.5921 | 2020 | Control | 0.053 | 3 | 0 | esc | 0.055966 | 8.8475e-05 | 0 | 0 | 0 | 0 | 0 | 0
[149 empty] | All EPR in 2020WLDFRSafety | WLDFR | HFTD - Distribution - Tier 3 - 1QU CoRE ¦ 3QU LoRE | Non-Red Flag Warning - Small Fires | 2020 | Safety | 0.039895 | 57.5921 | 2020 | Control | 0.053 | 3 | 0 | esc | 0.055966 | 0.0022328 | 0 | 0 | 0 | 0 | 0 | 0
[149 empty] | All EPR in 2020WLDFRElectric Reliability | WLDFR | HFTD - Distribution - Tier 3 - 1QU CoRE ¦ 3QU LoRE | Red Flag Warning - Catastrophic Fires | 2020 | Electric Reliability | 222.2294 | 57.5921 | 2020 | Control | 0.1325 | 3 | 0 | esc | 0.15274 | 33.9428 | 0 | 0 | 0 | 0 | 0 | 0
[149 empty] | All EPR in 2020WLDFRFinancial | WLDFR | HFTD - Distribution - Tier 3 - 1QU CoRE ¦ 3QU LoRE | Red Flag Warning - Catastrophic Fires | 2020 | Financial | 8585.7228 | 57.5921 | 2020 | Control | 0.053 | 3 | 0 | esc | 0.055966 | 480.5104 | 0 | 0 | 0 | 0 | 0 | 0
[149 empty] | All EPR in 2020WLDFRSafety | WLDFR | HFTD - Distribution - Tier 3 - 1QU CoRE ¦ 3QU LoRE | Red Flag Warning - Catastrophic Fires | 2020 | Safety | 5338.1784 | 57.5921 | 2020 | Control | 0.053 | 3 | 0 | esc | 0.055966 | 298.7576 | 0 | 0 | 0 | 0 | 0 | 0
[149 empty] | All EPR in 2020WLDFRElectric Reliability | WLDFR | HFTD - Distribution - Tier 3 - 1QU CoRE ¦ 3QU LoRE | Red Flag Warning - Destructive Fires | 2020 | Electric Reliability | 222.2294 | 57.5921 | 2020 | Control | 0.1325 | 3 | 0 | esc | 0.15274 | 33.9428 | 0 | 0 | 0 | 0 | 0 | 0
[149 empty] | All EPR in 2020WLDFRFinancial | WLDFR | HFTD - Distribution - Tier 3 - 1QU CoRE ¦ 3QU LoRE | Red Flag Warning - Destructive Fires | 2020 | Financial | 8585.7228 | 57.5921 | 2020 | Control | 0.053 | 3 | 0 | esc | 0.055966 | 480.5104 | 0 | 0 | 0 | 0 | 0 | 0
[149 empty] | All EPR in 2020WLDFRElectric Reliability | WLDFR | HFTD - Distribution - Tier 3 - 1QU CoRE ¦ 3QU LoRE | Red Flag Warning - Large Fires | 2020 | Electric Reliability | 0.69642 | 57.5921 | 2020 | Control | 0.1325 | 3 | 0 | esc | 0.15274 | 0.10637 | 0 | 0 | 0 | 0 | 0 | 0
[149 empty] | All EPR in 2020WLDFRFinancial | WLDFR | HFTD - Distribution - Tier 3 - 1QU CoRE ¦ 3QU LoRE | Red Flag Warning - Large Fires | 2020 | Financial | 2.942 | 57.5921 | 2020 | Control | 0.053 | 3 | 0 | esc | 0.055966 | 0.16465 | 0 | 0 | 0 | 0 | 0 | 0
[149 empty] | All EPR in 2020WLDFRSafety | WLDFR | HFTD - Distribution - Tier 3 - 1QU CoRE ¦ 3QU LoRE | Red Flag Warning - Large Fires | 2020 | Safety | 1.6022 | 57.5921 | 2020 | Control | 0.053 | 3 | 0 | esc | 0.055966 | 0.089668 | 0 | 0 | 0 | 0 | 0 | 0
[149 empty] | All EPR in 2020WLDFRElectric Reliability | WLDFR | HFTD - Distribution - Tier 3 - 1QU CoRE ¦ 3QU LoRE | Red Flag Warning - Small Fires | 2020 | Electric Reliability | 0.036425 | 57.5921 | 2020 | Control | 0.1325 | 3 | 0 | esc | 0.15274 | 0.0055635 | 0 | 0 | 0 | 0 | 0 | 0
[149 empty] | All EPR in 2020WLDFRFinancial | WLDFR | HFTD - Distribution - Tier 3 - 1QU CoRE ¦ 3QU LoRE | Red Flag Warning - Small Fires | 2020 | Financial | 0.0015809 | 57.5921 | 2020 | Control | 0.053 | 3 | 0 | esc | 0.055966 | 8.8475e-05 | 0 | 0 | 0 | 0 | 0 | 0
[149 empty] | All EPR in 2020WLDFRSafety | WLDFR | HFTD - Distribution - Tier 3 - 1QU CoRE ¦ 3QU LoRE | Red Flag Warning - Small Fires | 2020 | Safety | 0.039895 | 57.5921 | 2020 | Control | 0.053 | 3 | 0 | esc | 0.055966 | 0.0022328 | 0 | 0 | 0 | 0 | 0 | 0
[149 empty] | All EPR in 2020WLDFRElectric Reliability | WLDFR | HFTD - Distribution - Tier 3 - 1QU CoRE ¦ 3QU LoRE | Seismic - Non-Red Flag Warning - Catastrophic Fires | 2020 | Electric Reliability | 409.2237 | 57.5921 | 2020 | Control | 0.1325 | 3 | 0 | esc | 0.15274 | 62.5039 | 0 | 0 | 0 | 0 | 0 | 0
[149 empty] | All EPR in 2020WLDFRFinancial | WLDFR | HFTD - Distribution - Tier 3 - 1QU CoRE ¦ 3QU LoRE | Seismic - Non-Red Flag Warning - Catastrophic Fires | 2020 | Financial | 13469.0878 | 57.5921 | 2020 | Control | 0.053 | 3 | 0 | esc | 0.055966 | 753.8138 | 0 | 0 | 0 | 0 | 0 | 0
[149 empty] | All EPR in 2020WLDFRSafety | WLDFR | HFTD - Distribution - Tier 3 - 1QU CoRE ¦ 3QU LoRE | Seismic - Non-Red Flag Warning - Catastrophic Fires | 2020 | Safety | 7205.5313 | 57.5921 | 2020 | Control | 0.053 | 3 | 0 | esc | 0.055966 | 403.2663 | 0 | 0 | 0 | 0 | 0 | 0
[149 empty] | All EPR in 2020WLDFRElectric Reliability | WLDFR | HFTD - Distribution - Tier 3 - 1QU CoRE ¦ 3QU LoRE | Seismic - Red Flag Warning - Catastrophic Fires | 2020 | Electric Reliability | 409.2237 | 57.5921 | 2020 | Control | 0.1325 | 3 | 0 | esc | 0.15274 | 62.5039 | 0 | 0 | 0 | 0 | 0 | 0
[149 empty] | All EPR in 2020WLDFRFinancial | WLDFR | HFTD - Distribution - Tier 3 - 1QU CoRE ¦ 3QU LoRE | Seismic - Red Flag Warning - Catastrophic Fires | 2020 | Financial | 13469.0878 | 57.5921 | 2020 | Control | 0.053 | 3 | 0 | esc | 0.055966 | 753.8138 | 0 | 0 | 0 | 0 | 0 | 0
[149 empty] | All EPR in 2020WLDFRSafety | WLDFR | HFTD - Distribution - Tier 3 - 1QU CoRE ¦ 3QU LoRE | Seismic - Red Flag Warning - Catastrophic Fires | 2020 | Safety | 7205.5313 | 57.5921 | 2020 | Control | 0.053 | 3 | 0 | esc | 0.055966 | 403.2663 | 0 | 0 | 0 | 0 | 0 | 0
[149 empty] | All EPR in 2020WLDFRElectric Reliability | WLDFR | HFTD - Distribution - Tier 3 - 1QU CoRE ¦ 4QU LoRE | Non-Red Flag Warning - Catastrophic Fires | 2020 | Electric Reliability | 222.2294 | 88.5056 | 2020 | Control | 0.1325 | 3 | 0 | esc | 0.15274 | 33.9428 | 0 | 0 | 0 | 0 | 0 | 0
[149 empty] | All EPR in 2020WLDFRFinancial | WLDFR | HFTD - Distribution - Tier 3 - 1QU CoRE ¦ 4QU LoRE | Non-Red Flag Warning - Catastrophic Fires | 2020 | Financial | 8585.7228 | 88.5056 | 2020 | Control | 0.053 | 3 | 0 | esc | 0.055966 | 480.5104 | 0 | 0 | 0 | 0 | 0 | 0
[149 empty] | All EPR in 2020WLDFRSafety | WLDFR | HFTD - Distribution - Tier 3 - 1QU CoRE ¦ 4QU LoRE | Non-Red Flag Warning - Catastrophic Fires | 2020 | Safety | 5338.1784 | 88.5056 | 2020 | Control | 0.053 | 3 | 0 | esc | 0.055966 | 298.7576 | 0 | 0 | 0 | 0 | 0 | 0
[149 empty] | All EPR in 2020WLDFRElectric Reliability | WLDFR | HFTD - Distribution - Tier 3 - 1QU CoRE ¦ 4QU LoRE | Non-Red Flag Warning - Destructive Fires | 2020 | Electric Reliability | 222.2294 | 88.5056 | 2020 | Control | 0.1325 | 3 | 0 | esc | 0.15274 | 33.9428 | 0 | 0 | 0 | 0 | 0 | 0
[149 empty] | All EPR in 2020WLDFRFinancial | WLDFR | HFTD - Distribution - Tier 3 - 1QU CoRE ¦ 4QU LoRE | Non-Red Flag Warning - Destructive Fires | 2020 | Financial | 8585.7228 | 88.5056 | 2020 | Control | 0.053 | 3 | 0 | esc | 0.055966 | 480.5104 | 0 | 0 | 0 | 0 | 0 | 0
[149 empty] | All EPR in 2020WLDFRElectric Reliability | WLDFR | HFTD - Distribution - Tier 3 - 1QU CoRE ¦ 4QU LoRE | Non-Red Flag Warning - Large Fires | 2020 | Electric Reliability | 0.69642 | 88.5056 | 2020 | Control | 0.1325 | 3 | 0 | esc | 0.15274 | 0.10637 | 0 | 0 | 0 | 0 | 0 | 0
[149 empty] | All EPR in 2020WLDFRFinancial | WLDFR | HFTD - Distribution - Tier 3 - 1QU CoRE ¦ 4QU LoRE | Non-Red Flag Warning - Large Fires | 2020 | Financial | 2.942 | 88.5056 | 2020 | Control | 0.053 | 3 | 0 | esc | 0.055966 | 0.16465 | 0 | 0 | 0 | 0 | 0 | 0
[149 empty] | All EPR in 2020WLDFRSafety | WLDFR | HFTD - Distribution - Tier 3 - 1QU CoRE ¦ 4QU LoRE | Non-Red Flag Warning - Large Fires | 2020 | Safety | 1.6022 | 88.5056 | 2020 | Control | 0.053 | 3 | 0 | esc | 0.055966 | 0.089668 | 0 | 0 | 0 | 0 | 0 | 0
[149 empty] | All EPR in 2020WLDFRElectric Reliability | WLDFR | HFTD - Distribution - Tier 3 - 1QU CoRE ¦ 4QU LoRE | Non-Red Flag Warning - Small Fires | 2020 | Electric Reliability | 0.036425 | 88.5056 | 2020 | Control | 0.1325 | 3 | 0 | esc | 0.15274 | 0.0055635 | 0 | 0 | 0 | 0 | 0 | 0
[149 empty] | All EPR in 2020WLDFRFinancial | WLDFR | HFTD - Distribution - Tier 3 - 1QU CoRE ¦ 4QU LoRE | Non-Red Flag Warning - Small Fires | 2020 | Financial | 0.0015809 | 88.5056 | 2020 | Control | 0.053 | 3 | 0 | esc | 0.055966 | 8.8475e-05 | 0 | 0 | 0 | 0 | 0 | 0
[149 empty] | All EPR in 2020WLDFRSafety | WLDFR | HFTD - Distribution - Tier 3 - 1QU CoRE ¦ 4QU LoRE | Non-Red Flag Warning - Small Fires | 2020 | Safety | 0.039895 | 88.5056 | 2020 | Control | 0.053 | 3 | 0 | esc | 0.055966 | 0.0022328 | 0 | 0 | 0 | 0 | 0 | 0
[149 empty] | All EPR in 2020WLDFRElectric Reliability | WLDFR | HFTD - Distribution - Tier 3 - 1QU CoRE ¦ 4QU LoRE | Red Flag Warning - Catastrophic Fires | 2020 | Electric Reliability | 222.2294 | 88.5056 | 2020 | Control | 0.1325 | 3 | 0 | esc | 0.15274 | 33.9428 | 0 | 0 | 0 | 0 | 0 | 0
[149 empty] | All EPR in 2020WLDFRFinancial | WLDFR | HFTD - Distribution - Tier 3 - 1QU CoRE ¦ 4QU LoRE | Red Flag Warning - Catastrophic Fires | 2020 | Financial | 8585.7228 | 88.5056 | 2020 | Control | 0.053 | 3 | 0 | esc | 0.055966 | 480.5104 | 0 | 0 | 0 | 0 | 0 | 0
[149 empty] | All EPR in 2020WLDFRSafety | WLDFR | HFTD - Distribution - Tier 3 - 1QU CoRE ¦ 4QU LoRE | Red Flag Warning - Catastrophic Fires | 2020 | Safety | 5338.1784 | 88.5056 | 2020 | Control | 0.053 | 3 | 0 | esc | 0.055966 | 298.7576 | 0 | 0 | 0 | 0 | 0 | 0
[149 empty] | All EPR in 2020WLDFRElectric Reliability | WLDFR | HFTD - Distribution - Tier 3 - 1QU CoRE ¦ 4QU LoRE | Red Flag Warning - Destructive Fires | 2020 | Electric Reliability | 222.2294 | 88.5056 | 2020 | Control | 0.1325 | 3 | 0 | esc | 0.15274 | 33.9428 | 0 | 0 | 0 | 0 | 0 | 0
[149 empty] | All EPR in 2020WLDFRFinancial | WLDFR | HFTD - Distribution - Tier 3 - 1QU CoRE ¦ 4QU LoRE | Red Flag Warning - Destructive Fires | 2020 | Financial | 8585.7228 | 88.5056 | 2020 | Control | 0.053 | 3 | 0 | esc | 0.055966 | 480.5104 | 0 | 0 | 0 | 0 | 0 | 0
[149 empty] | All EPR in 2020WLDFRElectric Reliability | WLDFR | HFTD - Distribution - Tier 3 - 1QU CoRE ¦ 4QU LoRE | Red Flag Warning - Large Fires | 2020 | Electric Reliability | 0.69642 | 88.5056 | 2020 | Control | 0.1325 | 3 | 0 | esc | 0.15274 | 0.10637 | 0 | 0 | 0 | 0 | 0 | 0
[149 empty] | All EPR in 2020WLDFRFinancial | WLDFR | HFTD - Distribution - Tier 3 - 1QU CoRE ¦ 4QU LoRE | Red Flag Warning - Large Fires | 2020 | Financial | 2.942 | 88.5056 | 2020 | Control | 0.053 | 3 | 0 | esc | 0.055966 | 0.16465 | 0 | 0 | 0 | 0 | 0 | 0
[149 empty] | All EPR in 2020WLDFRSafety | WLDFR | HFTD - Distribution - Tier 3 - 1QU CoRE ¦ 4QU LoRE | Red Flag Warning - Large Fires | 2020 | Safety | 1.6022 | 88.5056 | 2020 | Control | 0.053 | 3 | 0 | esc | 0.055966 | 0.089668 | 0 | 0 | 0 | 0 | 0 | 0
[149 empty] | All EPR in 2020WLDFRElectric Reliability | WLDFR | HFTD - Distribution - Tier 3 - 1QU CoRE ¦ 4QU LoRE | Red Flag Warning - Small Fires | 2020 | Electric Reliability | 0.036425 | 88.5056 | 2020 | Control | 0.1325 | 3 | 0 | esc | 0.15274 | 0.0055635 | 0 | 0 | 0 | 0 | 0 | 0
[149 empty] | All EPR in 2020WLDFRFinancial | WLDFR | HFTD - Distribution - Tier 3 - 1QU CoRE ¦ 4QU LoRE | Red Flag Warning - Small Fires | 2020 | Financial | 0.0015809 | 88.5056 | 2020 | Control | 0.053 | 3 | 0 | esc | 0.055966 | 8.8475e-05 | 0 | 0 | 0 | 0 | 0 | 0
[149 empty] | All EPR in 2020WLDFRSafety | WLDFR | HFTD - Distribution - Tier 3 - 1QU CoRE ¦ 4QU LoRE | Red Flag Warning - Small Fires | 2020 | Safety | 0.039895 | 88.5056 | 2020 | Control | 0.053 | 3 | 0 | esc | 0.055966 | 0.0022328 | 0 | 0 | 0 | 0 | 0 | 0
[149 empty] | All EPR in 2020WLDFRElectric Reliability | WLDFR | HFTD - Distribution - Tier 3 - 1QU CoRE ¦ 4QU LoRE | Seismic - Non-Red Flag Warning - Catastrophic Fires | 2020 | Electric Reliability | 409.2237 | 88.5056 | 2020 | Control | 0.1325 | 3 | 0 | esc | 0.15274 | 62.5039 | 0 | 0 | 0 | 0 | 0 | 0
[149 empty] | All EPR in 2020WLDFRFinancial | WLDFR | HFTD - Distribution - Tier 3 - 1QU CoRE ¦ 4QU LoRE | Seismic - Non-Red Flag Warning - Catastrophic Fires | 2020 | Financial | 13469.0878 | 88.5056 | 2020 | Control | 0.053 | 3 | 0 | esc | 0.055966 | 753.8138 | 0 | 0 | 0 | 0 | 0 | 0
[149 empty] | All EPR in 2020WLDFRSafety | WLDFR | HFTD - Distribution - Tier 3 - 1QU CoRE ¦ 4QU LoRE | Seismic - Non-Red Flag Warning - Catastrophic Fires | 2020 | Safety | 7205.5313 | 88.5056 | 2020 | Control | 0.053 | 3 | 0 | esc | 0.055966 | 403.2663 | 0 | 0 | 0 | 0 | 0 | 0
[149 empty] | All EPR in 2020WLDFRElectric Reliability | WLDFR | HFTD - Distribution - Tier 3 - 1QU CoRE ¦ 4QU LoRE | Seismic - Red Flag Warning - Catastrophic Fires | 2020 | Electric Reliability | 409.2237 | 88.5056 | 2020 | Control | 0.1325 | 3 | 0 | esc | 0.15274 | 62.5039 | 0 | 0 | 0 | 0 | 0 | 0
[149 empty] | All EPR in 2020WLDFRFinancial | WLDFR | HFTD - Distribution - Tier 3 - 1QU CoRE ¦ 4QU LoRE | Seismic - Red Flag Warning - Catastrophic Fires | 2020 | Financial | 13469.0878 | 88.5056 | 2020 | Control | 0.053 | 3 | 0 | esc | 0.055966 | 753.8138 | 0 | 0 | 0 | 0 | 0 | 0
[149 empty] | All EPR in 2020WLDFRSafety | WLDFR | HFTD - Distribution - Tier 3 - 1QU CoRE ¦ 4QU LoRE | Seismic - Red Flag Warning - Catastrophic Fires | 2020 | Safety | 7205.5313 | 88.5056 | 2020 | Control | 0.053 | 3 | 0 | esc | 0.055966 | 403.2663 | 0 | 0 | 0 | 0 | 0 | 0
[149 empty] | All EPR in 2020WLDFRElectric Reliability | WLDFR | HFTD - Distribution - Tier 3 - 1QU CoRE ¦ 5QU LoRE | Non-Red Flag Warning - Catastrophic Fires | 2020 | Electric Reliability | 222.2294 | 88.4245 | 2020 | Control | 0.1325 | 3 | 0 | esc | 0.15274 | 33.9428 | 0 | 0 | 0 | 0 | 0 | 0
[149 empty] | All EPR in 2020WLDFRFinancial | WLDFR | HFTD - Distribution - Tier 3 - 1QU CoRE ¦ 5QU LoRE | Non-Red Flag Warning - Catastrophic Fires | 2020 | Financial | 8585.7228 | 88.4245 | 2020 | Control | 0.053 | 3 | 0 | esc | 0.055966 | 480.5104 | 0 | 0 | 0 | 0 | 0 | 0
[149 empty] | All EPR in 2020WLDFRSafety | WLDFR | HFTD - Distribution - Tier 3 - 1QU CoRE ¦ 5QU LoRE | Non-Red Flag Warning - Catastrophic Fires | 2020 | Safety | 5338.1784 | 88.4245 | 2020 | Control | 0.053 | 3 | 0 | esc | 0.055966 | 298.7576 | 0 | 0 | 0 | 0 | 0 | 0
[149 empty] | All EPR in 2020WLDFRElectric Reliability | WLDFR | HFTD - Distribution - Tier 3 - 1QU CoRE ¦ 5QU LoRE | Non-Red Flag Warning - Destructive Fires | 2020 | Electric Reliability | 222.2294 | 88.4245 | 2020 | Control | 0.1325 | 3 | 0 | esc | 0.15274 | 33.9428 | 0 | 0 | 0 | 0 | 0 | 0
[149 empty] | All EPR in 2020WLDFRFinancial | WLDFR | HFTD - Distribution - Tier 3 - 1QU CoRE ¦ 5QU LoRE | Non-Red Flag Warning - Destructive Fires | 2020 | Financial | 8585.7228 | 88.4245 | 2020 | Control | 0.053 | 3 | 0 | esc | 0.055966 | 480.5104 | 0 | 0 | 0 | 0 | 0 | 0
[149 empty] | All EPR in 2020WLDFRElectric Reliability | WLDFR | HFTD - Distribution - Tier 3 - 1QU CoRE ¦ 5QU LoRE | Non-Red Flag Warning - Large Fires | 2020 | Electric Reliability | 0.69642 | 88.4245 | 2020 | Control | 0.1325 | 3 | 0 | esc | 0.15274 | 0.10637 | 0 | 0 | 0 | 0 | 0 | 0
[149 empty] | All EPR in 2020WLDFRFinancial | WLDFR | HFTD - Distribution - Tier 3 - 1QU CoRE ¦ 5QU LoRE | Non-Red Flag Warning - Large Fires | 2020 | Financial | 2.942 | 88.4245 | 2020 | Control | 0.053 | 3 | 0 | esc | 0.055966 | 0.16465 | 0 | 0 | 0 | 0 | 0 | 0
[149 empty] | All EPR in 2020WLDFRSafety | WLDFR | HFTD - Distribution - Tier 3 - 1QU CoRE ¦ 5QU LoRE | Non-Red Flag Warning - Large Fires | 2020 | Safety | 1.6022 | 88.4245 | 2020 | Control | 0.053 | 3 | 0 | esc | 0.055966 | 0.089668 | 0 | 0 | 0 | 0 | 0 | 0
[149 empty] | All EPR in 2020WLDFRElectric Reliability | WLDFR | HFTD - Distribution - Tier 3 - 1QU CoRE ¦ 5QU LoRE | Non-Red Flag Warning - Small Fires | 2020 | Electric Reliability | 0.036425 | 88.4245 | 2020 | Control | 0.1325 | 3 | 0 | esc | 0.15274 | 0.0055635 | 0 | 0 | 0 | 0 | 0 | 0
[149 empty] | All EPR in 2020WLDFRFinancial | WLDFR | HFTD - Distribution - Tier 3 - 1QU CoRE ¦ 5QU LoRE | Non-Red Flag Warning - Small Fires | 2020 | Financial | 0.0015809 | 88.4245 | 2020 | Control | 0.053 | 3 | 0 | esc | 0.055966 | 8.8475e-05 | 0 | 0 | 0 | 0 | 0 | 0
[149 empty] | All EPR in 2020WLDFRSafety | WLDFR | HFTD - Distribution - Tier 3 - 1QU CoRE ¦ 5QU LoRE | Non-Red Flag Warning - Small Fires | 2020 | Safety | 0.039895 | 88.4245 | 2020 | Control | 0.053 | 3 | 0 | esc | 0.055966 | 0.0022328 | 0 | 0 | 0 | 0 | 0 | 0
[149 empty] | All EPR in 2020WLDFRElectric Reliability | WLDFR | HFTD - Distribution - Tier 3 - 1QU CoRE ¦ 5QU LoRE | Red Flag Warning - Catastrophic Fires | 2020 | Electric Reliability | 222.2294 | 88.4245 | 2020 | Control | 0.1325 | 3 | 0 | esc | 0.15274 | 33.9428 | 0 | 0 | 0 | 0 | 0 | 0
[149 empty] | All EPR in 2020WLDFRFinancial | WLDFR | HFTD - Distribution - Tier 3 - 1QU CoRE ¦ 5QU LoRE | Red Flag Warning - Catastrophic Fires | 2020 | Financial | 8585.7228 | 88.4245 | 2020 | Control | 0.053 | 3 | 0 | esc | 0.055966 | 480.5104 | 0 | 0 | 0 | 0 | 0 | 0
[149 empty] | All EPR in 2020WLDFRSafety | WLDFR | HFTD - Distribution - Tier 3 - 1QU CoRE ¦ 5QU LoRE | Red Flag Warning - Catastrophic Fires | 2020 | Safety | 5338.1784 | 88.4245 | 2020 | Control | 0.053 | 3 | 0 | esc | 0.055966 | 298.7576 | 0 | 0 | 0 | 0 | 0 | 0
[149 empty] | All EPR in 2020WLDFRElectric Reliability | WLDFR | HFTD - Distribution - Tier 3 - 1QU CoRE ¦ 5QU LoRE | Red Flag Warning - Destructive Fires | 2020 | Electric Reliability | 222.2294 | 88.4245 | 2020 | Control | 0.1325 | 3 | 0 | esc | 0.15274 | 33.9428 | 0 | 0 | 0 | 0 | 0 | 0
[149 empty] | All EPR in 2020WLDFRFinancial | WLDFR | HFTD - Distribution - Tier 3 - 1QU CoRE ¦ 5QU LoRE | Red Flag Warning - Destructive Fires | 2020 | Financial | 8585.7228 | 88.4245 | 2020 | Control | 0.053 | 3 | 0 | esc | 0.055966 | 480.5104 | 0 | 0 | 0 | 0 | 0 | 0
[149 empty] | All EPR in 2020WLDFRElectric Reliability | WLDFR | HFTD - Distribution - Tier 3 - 1QU CoRE ¦ 5QU LoRE | Red Flag Warning - Large Fires | 2020 | Electric Reliability | 0.69642 | 88.4245 | 2020 | Control | 0.1325 | 3 | 0 | esc | 0.15274 | 0.10637 | 0 | 0 | 0 | 0 | 0 | 0
[149 empty] | All EPR in 2020WLDFRFinancial | WLDFR | HFTD - Distribution - Tier 3 - 1QU CoRE ¦ 5QU LoRE | Red Flag Warning - Large Fires | 2020 | Financial | 2.942 | 88.4245 | 2020 | Control | 0.053 | 3 | 0 | esc | 0.055966 | 0.16465 | 0 | 0 | 0 | 0 | 0 | 0
[149 empty] | All EPR in 2020WLDFRSafety | WLDFR | HFTD - Distribution - Tier 3 - 1QU CoRE ¦ 5QU LoRE | Red Flag Warning - Large Fires | 2020 | Safety | 1.6022 | 88.4245 | 2020 | Control | 0.053 | 3 | 0 | esc | 0.055966 | 0.089668 | 0 | 0 | 0 | 0 | 0 | 0
[149 empty] | All EPR in 2020WLDFRElectric Reliability | WLDFR | HFTD - Distribution - Tier 3 - 1QU CoRE ¦ 5QU LoRE | Red Flag Warning - Small Fires | 2020 | Electric Reliability | 0.036425 | 88.4245 | 2020 | Control | 0.1325 | 3 | 0 | esc | 0.15274 | 0.0055635 | 0 | 0 | 0 | 0 | 0 | 0
[149 empty] | All EPR in 2020WLDFRFinancial | WLDFR | HFTD - Distribution - Tier 3 - 1QU CoRE ¦ 5QU LoRE | Red Flag Warning - Small Fires | 2020 | Financial | 0.0015809 | 88.4245 | 2020 | Control | 0.053 | 3 | 0 | esc | 0.055966 | 8.8475e-05 | 0 | 0 | 0 | 0 | 0 | 0
[149 empty] | All EPR in 2020WLDFRSafety | WLDFR | HFTD - Distribution - Tier 3 - 1QU CoRE ¦ 5QU LoRE | Red Flag Warning - Small Fires | 2020 | Safety | 0.039895 | 88.4245 | 2020 | Control | 0.053 | 3 | 0 | esc | 0.055966 | 0.0022328 | 0 | 0 | 0 | 0 | 0 | 0
[149 empty] | All EPR in 2020WLDFRElectric Reliability | WLDFR | HFTD - Distribution - Tier 3 - 1QU CoRE ¦ 5QU LoRE | Seismic - Non-Red Flag Warning - Catastrophic Fires | 2020 | Electric Reliability | 409.2237 | 88.4245 | 2020 | Control | 0.1325 | 3 | 0 | esc | 0.15274 | 62.5039 | 0 | 0 | 0 | 0 | 0 | 0
[149 empty] | All EPR in 2020WLDFRFinancial | WLDFR | HFTD - Distribution - Tier 3 - 1QU CoRE ¦ 5QU LoRE | Seismic - Non-Red Flag Warning - Catastrophic Fires | 2020 | Financial | 13469.0878 | 88.4245 | 2020 | Control | 0.053 | 3 | 0 | esc | 0.055966 | 753.8138 | 0 | 0 | 0 | 0 | 0 | 0
[149 empty] | All EPR in 2020WLDFRSafety | WLDFR | HFTD - Distribution - Tier 3 - 1QU CoRE ¦ 5QU LoRE | Seismic - Non-Red Flag Warning - Catastrophic Fires | 2020 | Safety | 7205.5313 | 88.4245 | 2020 | Control | 0.053 | 3 | 0 | esc | 0.055966 | 403.2663 | 0 | 0 | 0 | 0 | 0 | 0
[149 empty] | All EPR in 2020WLDFRElectric Reliability | WLDFR | HFTD - Distribution - Tier 3 - 1QU CoRE ¦ 5QU LoRE | Seismic - Red Flag Warning - Catastrophic Fires | 2020 | Electric Reliability | 409.2237 | 88.4245 | 2020 | Control | 0.1325 | 3 | 0 | esc | 0.15274 | 62.5039 | 0 | 0 | 0 | 0 | 0 | 0
[149 empty] | All EPR in 2020WLDFRFinancial | WLDFR | HFTD - Distribution - Tier 3 - 1QU CoRE ¦ 5QU LoRE | Seismic - Red Flag Warning - Catastrophic Fires | 2020 | Financial | 13469.0878 | 88.4245 | 2020 | Control | 0.053 | 3 | 0 | esc | 0.055966 | 753.8138 | 0 | 0 | 0 | 0 | 0 | 0
[149 empty] | All EPR in 2020WLDFRSafety | WLDFR | HFTD - Distribution - Tier 3 - 1QU CoRE ¦ 5QU LoRE | Seismic - Red Flag Warning - Catastrophic Fires | 2020 | Safety | 7205.5313 | 88.4245 | 2020 | Control | 0.053 | 3 | 0 | esc | 0.055966 | 403.2663 | 0 | 0 | 0 | 0 | 0 | 0
[149 empty] | All EPR in 2020WLDFRElectric Reliability | WLDFR | HFTD - Distribution - Tier 3 - 2QU CoRE ¦ 1QU LoRE | Non-Red Flag Warning - Catastrophic Fires | 2020 | Electric Reliability | 222.2294 | 226.4749 | 2020 | Control | 0.1325 | 3 | 0 | esc | 0.15274 | 33.9428 | 0 | 0 | 0 | 0 | 0 | 0
[149 empty] | All EPR in 2020WLDFRFinancial | WLDFR | HFTD - Distribution - Tier 3 - 2QU CoRE ¦ 1QU LoRE | Non-Red Flag Warning - Catastrophic Fires | 2020 | Financial | 8585.7228 | 226.4749 | 2020 | Control | 0.053 | 3 | 0 | esc | 0.055966 | 480.5104 | 0 | 0 | 0 | 0 | 0 | 0
[149 empty] | All EPR in 2020WLDFRSafety | WLDFR | HFTD - Distribution - Tier 3 - 2QU CoRE ¦ 1QU LoRE | Non-Red Flag Warning - Catastrophic Fires | 2020 | Safety | 5338.1784 | 226.4749 | 2020 | Control | 0.053 | 3 | 0 | esc | 0.055966 | 298.7576 | 0 | 0 | 0 | 0 | 0 | 0
[149 empty] | All EPR in 2020WLDFRElectric Reliability | WLDFR | HFTD - Distribution - Tier 3 - 2QU CoRE ¦ 1QU LoRE | Non-Red Flag Warning - Destructive Fires | 2020 | Electric Reliability | 222.2294 | 226.4749 | 2020 | Control | 0.1325 | 3 | 0 | esc | 0.15274 | 33.9428 | 0 | 0 | 0 | 0 | 0 | 0
[149 empty] | All EPR in 2020WLDFRFinancial | WLDFR | HFTD - Distribution - Tier 3 - 2QU CoRE ¦ 1QU LoRE | Non-Red Flag Warning - Destructive Fires | 2020 | Financial | 8585.7228 | 226.4749 | 2020 | Control | 0.053 | 3 | 0 | esc | 0.055966 | 480.5104 | 0 | 0 | 0 | 0 | 0 | 0
[149 empty] | All EPR in 2020WLDFRElectric Reliability | WLDFR | HFTD - Distribution - Tier 3 - 2QU CoRE ¦ 1QU LoRE | Non-Red Flag Warning - Large Fires | 2020 | Electric Reliability | 0.69642 | 226.4749 | 2020 | Control | 0.1325 | 3 | 0 | esc | 0.15274 | 0.10637 | 0 | 0 | 0 | 0 | 0 | 0
[149 empty] | All EPR in 2020WLDFRFinancial | WLDFR | HFTD - Distribution - Tier 3 - 2QU CoRE ¦ 1QU LoRE | Non-Red Flag Warning - Large Fires | 2020 | Financial | 2.942 | 226.4749 | 2020 | Control | 0.053 | 3 | 0 | esc | 0.055966 | 0.16465 | 0 | 0 | 0 | 0 | 0 | 0
[149 empty] | All EPR in 2020WLDFRSafety | WLDFR | HFTD - Distribution - Tier 3 - 2QU CoRE ¦ 1QU LoRE | Non-Red Flag Warning - Large Fires | 2020 | Safety | 1.6022 | 226.4749 | 2020 | Control | 0.053 | 3 | 0 | esc | 0.055966 | 0.089668 | 0 | 0 | 0 | 0 | 0 | 0
[149 empty] | All EPR in 2020WLDFRElectric Reliability | WLDFR | HFTD - Distribution - Tier 3 - 2QU CoRE ¦ 1QU LoRE | Non-Red Flag Warning - Small Fires | 2020 | Electric Reliability | 0.036425 | 226.4749 | 2020 | Control | 0.1325 | 3 | 0 | esc | 0.15274 | 0.0055635 | 0 | 0 | 0 | 0 | 0 | 0
[149 empty] | All EPR in 2020WLDFRFinancial | WLDFR | HFTD - Distribution - Tier 3 - 2QU CoRE ¦ 1QU LoRE | Non-Red Flag Warning - Small Fires | 2020 | Financial | 0.0015809 | 226.4749 | 2020 | Control | 0.053 | 3 | 0 | esc | 0.055966 | 8.8475e-05 | 0 | 0 | 0 | 0 | 0 | 0
[149 empty] | All EPR in 2020WLDFRSafety | WLDFR | HFTD - Distribution - Tier 3 - 2QU CoRE ¦ 1QU LoRE | Non-Red Flag Warning - Small Fires | 2020 | Safety | 0.039895 | 226.4749 | 2020 | Control | 0.053 | 3 | 0 | esc | 0.055966 | 0.0022328 | 0 | 0 | 0 | 0 | 0 | 0
[149 empty] | All EPR in 2020WLDFRElectric Reliability | WLDFR | HFTD - Distribution - Tier 3 - 2QU CoRE ¦ 1QU LoRE | Red Flag Warning - Catastrophic Fires | 2020 | Electric Reliability | 222.2294 | 226.4749 | 2020 | Control | 0.1325 | 3 | 0 | esc | 0.15274 | 33.9428 | 0 | 0 | 0 | 0 | 0 | 0
[149 empty] | All EPR in 2020WLDFRFinancial | WLDFR | HFTD - Distribution - Tier 3 - 2QU CoRE ¦ 1QU LoRE | Red Flag Warning - Catastrophic Fires | 2020 | Financial | 8585.7228 | 226.4749 | 2020 | Control | 0.053 | 3 | 0 | esc | 0.055966 | 480.5104 | 0 | 0 | 0 | 0 | 0 | 0
[149 empty] | All EPR in 2020WLDFRSafety | WLDFR | HFTD - Distribution - Tier 3 - 2QU CoRE ¦ 1QU LoRE | Red Flag Warning - Catastrophic Fires | 2020 | Safety | 5338.1784 | 226.4749 | 2020 | Control | 0.053 | 3 | 0 | esc | 0.055966 | 298.7576 | 0 | 0 | 0 | 0 | 0 | 0
[149 empty] | All EPR in 2020WLDFRElectric Reliability | WLDFR | HFTD - Distribution - Tier 3 - 2QU CoRE ¦ 1QU LoRE | Red Flag Warning - Destructive Fires | 2020 | Electric Reliability | 222.2294 | 226.4749 | 2020 | Control | 0.1325 | 3 | 0 | esc | 0.15274 | 33.9428 | 0 | 0 | 0 | 0 | 0 | 0
[149 empty] | All EPR in 2020WLDFRFinancial | WLDFR | HFTD - Distribution - Tier 3 - 2QU CoRE ¦ 1QU LoRE | Red Flag Warning - Destructive Fires | 2020 | Financial | 8585.7228 | 226.4749 | 2020 | Control | 0.053 | 3 | 0 | esc | 0.055966 | 480.5104 | 0 | 0 | 0 | 0 | 0 | 0
[149 empty] | All EPR in 2020WLDFRElectric Reliability | WLDFR | HFTD - Distribution - Tier 3 - 2QU CoRE ¦ 1QU LoRE | Red Flag Warning - Large Fires | 2020 | Electric Reliability | 0.69642 | 226.4749 | 2020 | Control | 0.1325 | 3 | 0 | esc | 0.15274 | 0.10637 | 0 | 0 | 0 | 0 | 0 | 0
[149 empty] | All EPR in 2020WLDFRFinancial | WLDFR | HFTD - Distribution - Tier 3 - 2QU CoRE ¦ 1QU LoRE | Red Flag Warning - Large Fires | 2020 | Financial | 2.942 | 226.4749 | 2020 | Control | 0.053 | 3 | 0 | esc | 0.055966 | 0.16465 | 0 | 0 | 0 | 0 | 0 | 0
[149 empty] | All EPR in 2020WLDFRSafety | WLDFR | HFTD - Distribution - Tier 3 - 2QU CoRE ¦ 1QU LoRE | Red Flag Warning - Large Fires | 2020 | Safety | 1.6022 | 226.4749 | 2020 | Control | 0.053 | 3 | 0 | esc | 0.055966 | 0.089668 | 0 | 0 | 0 | 0 | 0 | 0
[149 empty] | All EPR in 2020WLDFRElectric Reliability | WLDFR | HFTD - Distribution - Tier 3 - 2QU CoRE ¦ 1QU LoRE | Red Flag Warning - Small Fires | 2020 | Electric Reliability | 0.036425 | 226.4749 | 2020 | Control | 0.1325 | 3 | 0 | esc | 0.15274 | 0.0055635 | 0 | 0 | 0 | 0 | 0 | 0
[149 empty] | All EPR in 2020WLDFRFinancial | WLDFR | HFTD - Distribution - Tier 3 - 2QU CoRE ¦ 1QU LoRE | Red Flag Warning - Small Fires | 2020 | Financial | 0.0015809 | 226.4749 | 2020 | Control | 0.053 | 3 | 0 | esc | 0.055966 | 8.8475e-05 | 0 | 0 | 0 | 0 | 0 | 0
[149 empty] | All EPR in 2020WLDFRSafety | WLDFR | HFTD - Distribution - Tier 3 - 2QU CoRE ¦ 1QU LoRE | Red Flag Warning - Small Fires | 2020 | Safety | 0.039895 | 226.4749 | 2020 | Control | 0.053 | 3 | 0 | esc | 0.055966 | 0.0022328 | 0 | 0 | 0 | 0 | 0 | 0
[149 empty] | All EPR in 2020WLDFRElectric Reliability | WLDFR | HFTD - Distribution - Tier 3 - 2QU CoRE ¦ 1QU LoRE | Seismic - Non-Red Flag Warning - Catastrophic Fires | 2020 | Electric Reliability | 409.2237 | 226.4749 | 2020 | Control | 0.1325 | 3 | 0 | esc | 0.15274 | 62.5039 | 0 | 0 | 0 | 0 | 0 | 0
[149 empty] | All EPR in 2020WLDFRFinancial | WLDFR | HFTD - Distribution - Tier 3 - 2QU CoRE ¦ 1QU LoRE | Seismic - Non-Red Flag Warning - Catastrophic Fires | 2020 | Financial | 13469.0878 | 226.4749 | 2020 | Control | 0.053 | 3 | 0 | esc | 0.055966 | 753.8138 | 0 | 0 | 0 | 0 | 0 | 0
[149 empty] | All EPR in 2020WLDFRSafety | WLDFR | HFTD - Distribution - Tier 3 - 2QU CoRE ¦ 1QU LoRE | Seismic - Non-Red Flag Warning - Catastrophic Fires | 2020 | Safety | 7205.5313 | 226.4749 | 2020 | Control | 0.053 | 3 | 0 | esc | 0.055966 | 403.2663 | 0 | 0 | 0 | 0 | 0 | 0
[149 empty] | All EPR in 2020WLDFRElectric Reliability | WLDFR | HFTD - Distribution - Tier 3 - 2QU CoRE ¦ 1QU LoRE | Seismic - Red Flag Warning - Catastrophic Fires | 2020 | Electric Reliability | 409.2237 | 226.4749 | 2020 | Control | 0.1325 | 3 | 0 | esc | 0.15274 | 62.5039 | 0 | 0 | 0 | 0 | 0 | 0
[149 empty] | All EPR in 2020WLDFRFinancial | WLDFR | HFTD - Distribution - Tier 3 - 2QU CoRE ¦ 1QU LoRE | Seismic - Red Flag Warning - Catastrophic Fires | 2020 | Financial | 13469.0878 | 226.4749 | 2020 | Control | 0.053 | 3 | 0 | esc | 0.055966 | 753.8138 | 0 | 0 | 0 | 0 | 0 | 0
[149 empty] | All EPR in 2020WLDFRSafety | WLDFR | HFTD - Distribution - Tier 3 - 2QU CoRE ¦ 1QU LoRE | Seismic - Red Flag Warning - Catastrophic Fires | 2020 | Safety | 7205.5313 | 226.4749 | 2020 | Control | 0.053 | 3 | 0 | esc | 0.055966 | 403.2663 | 0 | 0 | 0 | 0 | 0 | 0
[149 empty] | All EPR in 2020WLDFRElectric Reliability | WLDFR | HFTD - Distribution - Tier 3 - 2QU CoRE ¦ 2QU LoRE | Non-Red Flag Warning - Catastrophic Fires | 2020 | Electric Reliability | 222.2294 | 280.2309 | 2020 | Control | 0.1325 | 3 | 0 | esc | 0.15274 | 33.9428 | 0 | 0 | 0 | 0 | 0 | 0
[149 empty] | All EPR in 2020WLDFRFinancial | WLDFR | HFTD - Distribution - Tier 3 - 2QU CoRE ¦ 2QU LoRE | Non-Red Flag Warning - Catastrophic Fires | 2020 | Financial | 8585.7228 | 280.2309 | 2020 | Control | 0.053 | 3 | 0 | esc | 0.055966 | 480.5104 | 0 | 0 | 0 | 0 | 0 | 0
[149 empty] | All EPR in 2020WLDFRSafety | WLDFR | HFTD - Distribution - Tier 3 - 2QU CoRE ¦ 2QU LoRE | Non-Red Flag Warning - Catastrophic Fires | 2020 | Safety | 5338.1784 | 280.2309 | 2020 | Control | 0.053 | 3 | 0 | esc | 0.055966 | 298.7576 | 0 | 0 | 0 | 0 | 0 | 0
[149 empty] | All EPR in 2020WLDFRElectric Reliability | WLDFR | HFTD - Distribution - Tier 3 - 2QU CoRE ¦ 2QU LoRE | Non-Red Flag Warning - Destructive Fires | 2020 | Electric Reliability | 222.2294 | 280.2309 | 2020 | Control | 0.1325 | 3 | 0 | esc | 0.15274 | 33.9428 | 0 | 0 | 0 | 0 | 0 | 0
[149 empty] | All EPR in 2020WLDFRFinancial | WLDFR | HFTD - Distribution - Tier 3 - 2QU CoRE ¦ 2QU LoRE | Non-Red Flag Warning - Destructive Fires | 2020 | Financial | 8585.7228 | 280.2309 | 2020 | Control | 0.053 | 3 | 0 | esc | 0.055966 | 480.5104 | 0 | 0 | 0 | 0 | 0 | 0
[149 empty] | All EPR in 2020WLDFRElectric Reliability | WLDFR | HFTD - Distribution - Tier 3 - 2QU CoRE ¦ 2QU LoRE | Non-Red Flag Warning - Large Fires | 2020 | Electric Reliability | 0.69642 | 280.2309 | 2020 | Control | 0.1325 | 3 | 0 | esc | 0.15274 | 0.10637 | 0 | 0 | 0 | 0 | 0 | 0
[149 empty] | All EPR in 2020WLDFRFinancial | WLDFR | HFTD - Distribution - Tier 3 - 2QU CoRE ¦ 2QU LoRE | Non-Red Flag Warning - Large Fires | 2020 | Financial | 2.942 | 280.2309 | 2020 | Control | 0.053 | 3 | 0 | esc | 0.055966 | 0.16465 | 0 | 0 | 0 | 0 | 0 | 0
[149 empty] | All EPR in 2020WLDFRSafety | WLDFR | HFTD - Distribution - Tier 3 - 2QU CoRE ¦ 2QU LoRE | Non-Red Flag Warning - Large Fires | 2020 | Safety | 1.6022 | 280.2309 | 2020 | Control | 0.053 | 3 | 0 | esc | 0.055966 | 0.089668 | 0 | 0 | 0 | 0 | 0 | 0
[149 empty] | All EPR in 2020WLDFRElectric Reliability | WLDFR | HFTD - Distribution - Tier 3 - 2QU CoRE ¦ 2QU LoRE | Non-Red Flag Warning - Small Fires | 2020 | Electric Reliability | 0.036425 | 280.2309 | 2020 | Control | 0.1325 | 3 | 0 | esc | 0.15274 | 0.0055635 | 0 | 0 | 0 | 0 | 0 | 0
[149 empty] | All EPR in 2020WLDFRFinancial | WLDFR | HFTD - Distribution - Tier 3 - 2QU CoRE ¦ 2QU LoRE | Non-Red Flag Warning - Small Fires | 2020 | Financial | 0.0015809 | 280.2309 | 2020 | Control | 0.053 | 3 | 0 | esc | 0.055966 | 8.8475e-05 | 0 | 0 | 0 | 0 | 0 | 0
[149 empty] | All EPR in 2020WLDFRSafety | WLDFR | HFTD - Distribution - Tier 3 - 2QU CoRE ¦ 2QU LoRE | Non-Red Flag Warning - Small Fires | 2020 | Safety | 0.039895 | 280.2309 | 2020 | Control | 0.053 | 3 | 0 | esc | 0.055966 | 0.0022328 | 0 | 0 | 0 | 0 | 0 | 0
[149 empty] | All EPR in 2020WLDFRElectric Reliability | WLDFR | HFTD - Distribution - Tier 3 - 2QU CoRE ¦ 2QU LoRE | Red Flag Warning - Catastrophic Fires | 2020 | Electric Reliability | 222.2294 | 280.2309 | 2020 | Control | 0.1325 | 3 | 0 | esc | 0.15274 | 33.9428 | 0 | 0 | 0 | 0 | 0 | 0
[149 empty] | All EPR in 2020WLDFRFinancial | WLDFR | HFTD - Distribution - Tier 3 - 2QU CoRE ¦ 2QU LoRE | Red Flag Warning - Catastrophic Fires | 2020 | Financial | 8585.7228 | 280.2309 | 2020 | Control | 0.053 | 3 | 0 | esc | 0.055966 | 480.5104 | 0 | 0 | 0 | 0 | 0 | 0
[149 empty] | All EPR in 2020WLDFRSafety | WLDFR | HFTD - Distribution - Tier 3 - 2QU CoRE ¦ 2QU LoRE | Red Flag Warning - Catastrophic Fires | 2020 | Safety | 5338.1784 | 280.2309 | 2020 | Control | 0.053 | 3 | 0 | esc | 0.055966 | 298.7576 | 0 | 0 | 0 | 0 | 0 | 0
[149 empty] | All EPR in 2020WLDFRElectric Reliability | WLDFR | HFTD - Distribution - Tier 3 - 2QU CoRE ¦ 2QU LoRE | Red Flag Warning - Destructive Fires | 2020 | Electric Reliability | 222.2294 | 280.2309 | 2020 | Control | 0.1325 | 3 | 0 | esc | 0.15274 | 33.9428 | 0 | 0 | 0 | 0 | 0 | 0
[149 empty] | All EPR in 2020WLDFRFinancial | WLDFR | HFTD - Distribution - Tier 3 - 2QU CoRE ¦ 2QU LoRE | Red Flag Warning - Destructive Fires | 2020 | Financial | 8585.7228 | 280.2309 | 2020 | Control | 0.053 | 3 | 0 | esc | 0.055966 | 480.5104 | 0 | 0 | 0 | 0 | 0 | 0
[149 empty] | All EPR in 2020WLDFRElectric Reliability | WLDFR | HFTD - Distribution - Tier 3 - 2QU CoRE ¦ 2QU LoRE | Red Flag Warning - Large Fires | 2020 | Electric Reliability | 0.69642 | 280.2309 | 2020 | Control | 0.1325 | 3 | 0 | esc | 0.15274 | 0.10637 | 0 | 0 | 0 | 0 | 0 | 0
[149 empty] | All EPR in 2020WLDFRFinancial | WLDFR | HFTD - Distribution - Tier 3 - 2QU CoRE ¦ 2QU LoRE | Red Flag Warning - Large Fires | 2020 | Financial | 2.942 | 280.2309 | 2020 | Control | 0.053 | 3 | 0 | esc | 0.055966 | 0.16465 | 0 | 0 | 0 | 0 | 0 | 0
[149 empty] | All EPR in 2020WLDFRSafety | WLDFR | HFTD - Distribution - Tier 3 - 2QU CoRE ¦ 2QU LoRE | Red Flag Warning - Large Fires | 2020 | Safety | 1.6022 | 280.2309 | 2020 | Control | 0.053 | 3 | 0 | esc | 0.055966 | 0.089668 | 0 | 0 | 0 | 0 | 0 | 0
[149 empty] | All EPR in 2020WLDFRElectric Reliability | WLDFR | HFTD - Distribution - Tier 3 - 2QU CoRE ¦ 2QU LoRE | Red Flag Warning - Small Fires | 2020 | Electric Reliability | 0.036425 | 280.2309 | 2020 | Control | 0.1325 | 3 | 0 | esc | 0.15274 | 0.0055635 | 0 | 0 | 0 | 0 | 0 | 0
[149 empty] | All EPR in 2020WLDFRFinancial | WLDFR | HFTD - Distribution - Tier 3 - 2QU CoRE ¦ 2QU LoRE | Red Flag Warning - Small Fires | 2020 | Financial | 0.0015809 | 280.2309 | 2020 | Control | 0.053 | 3 | 0 | esc | 0.055966 | 8.8475e-05 | 0 | 0 | 0 | 0 | 0 | 0
[149 empty] | All EPR in 2020WLDFRSafety | WLDFR | HFTD - Distribution - Tier 3 - 2QU CoRE ¦ 2QU LoRE | Red Flag Warning - Small Fires | 2020 | Safety | 0.039895 | 280.2309 | 2020 | Control | 0.053 | 3 | 0 | esc | 0.055966 | 0.0022328 | 0 | 0 | 0 | 0 | 0 | 0
[149 empty] | All EPR in 2020WLDFRElectric Reliability | WLDFR | HFTD - Distribution - Tier 3 - 2QU CoRE ¦ 2QU LoRE | Seismic - Non-Red Flag Warning - Catastrophic Fires | 2020 | Electric Reliability | 409.2237 | 280.2309 | 2020 | Control | 0.1325 | 3 | 0 | esc | 0.15274 | 62.5039 | 0 | 0 | 0 | 0 | 0 | 0
[149 empty] | All EPR in 2020WLDFRFinancial | WLDFR | HFTD - Distribution - Tier 3 - 2QU CoRE ¦ 2QU LoRE | Seismic - Non-Red Flag Warning - Catastrophic Fires | 2020 | Financial | 13469.0878 | 280.2309 | 2020 | Control | 0.053 | 3 | 0 | esc | 0.055966 | 753.8138 | 0 | 0 | 0 | 0 | 0 | 0
[149 empty] | All EPR in 2020WLDFRSafety | WLDFR | HFTD - Distribution - Tier 3 - 2QU CoRE ¦ 2QU LoRE | Seismic - Non-Red Flag Warning - Catastrophic Fires | 2020 | Safety | 7205.5313 | 280.2309 | 2020 | Control | 0.053 | 3 | 0 | esc | 0.055966 | 403.2663 | 0 | 0 | 0 | 0 | 0 | 0
[149 empty] | All EPR in 2020WLDFRElectric Reliability | WLDFR | HFTD - Distribution - Tier 3 - 2QU CoRE ¦ 2QU LoRE | Seismic - Red Flag Warning - Catastrophic Fires | 2020 | Electric Reliability | 409.2237 | 280.2309 | 2020 | Control | 0.1325 | 3 | 0 | esc | 0.15274 | 62.5039 | 0 | 0 | 0 | 0 | 0 | 0
[149 empty] | All EPR in 2020WLDFRFinancial | WLDFR | HFTD - Distribution - Tier 3 - 2QU CoRE ¦ 2QU LoRE | Seismic - Red Flag Warning - Catastrophic Fires | 2020 | Financial | 13469.0878 | 280.2309 | 2020 | Control | 0.053 | 3 | 0 | esc | 0.055966 | 753.8138 | 0 | 0 | 0 | 0 | 0 | 0
[149 empty] | All EPR in 2020WLDFRSafety | WLDFR | HFTD - Distribution - Tier 3 - 2QU CoRE ¦ 2QU LoRE | Seismic - Red Flag Warning - Catastrophic Fires | 2020 | Safety | 7205.5313 | 280.2309 | 2020 | Control | 0.053 | 3 | 0 | esc | 0.055966 | 403.2663 | 0 | 0 | 0 | 0 | 0 | 0
[149 empty] | All EPR in 2020WLDFRElectric Reliability | WLDFR | HFTD - Distribution - Tier 3 - 2QU CoRE ¦ 3QU LoRE | Non-Red Flag Warning - Catastrophic Fires | 2020 | Electric Reliability | 222.2294 | 267.1271 | 2020 | Control | 0.1325 | 3 | 0 | esc | 0.15274 | 33.9428 | 0 | 0 | 0 | 0 | 0 | 0
[149 empty] | All EPR in 2020WLDFRFinancial | WLDFR | HFTD - Distribution - Tier 3 - 2QU CoRE ¦ 3QU LoRE | Non-Red Flag Warning - Catastrophic Fires | 2020 | Financial | 8585.7228 | 267.1271 | 2020 | Control | 0.053 | 3 | 0 | esc | 0.055966 | 480.5104 | 0 | 0 | 0 | 0 | 0 | 0
[149 empty] | All EPR in 2020WLDFRSafety | WLDFR | HFTD - Distribution - Tier 3 - 2QU CoRE ¦ 3QU LoRE | Non-Red Flag Warning - Catastrophic Fires | 2020 | Safety | 5338.1784 | 267.1271 | 2020 | Control | 0.053 | 3 | 0 | esc | 0.055966 | 298.7576 | 0 | 0 | 0 | 0 | 0 | 0
[149 empty] | All EPR in 2020WLDFRElectric Reliability | WLDFR | HFTD - Distribution - Tier 3 - 2QU CoRE ¦ 3QU LoRE | Non-Red Flag Warning - Destructive Fires | 2020 | Electric Reliability | 222.2294 | 267.1271 | 2020 | Control | 0.1325 | 3 | 0 | esc | 0.15274 | 33.9428 | 0 | 0 | 0 | 0 | 0 | 0
[149 empty] | All EPR in 2020WLDFRFinancial | WLDFR | HFTD - Distribution - Tier 3 - 2QU CoRE ¦ 3QU LoRE | Non-Red Flag Warning - Destructive Fires | 2020 | Financial | 8585.7228 | 267.1271 | 2020 | Control | 0.053 | 3 | 0 | esc | 0.055966 | 480.5104 | 0 | 0 | 0 | 0 | 0 | 0
[149 empty] | All EPR in 2020WLDFRElectric Reliability | WLDFR | HFTD - Distribution - Tier 3 - 2QU CoRE ¦ 3QU LoRE | Non-Red Flag Warning - Large Fires | 2020 | Electric Reliability | 0.69642 | 267.1271 | 2020 | Control | 0.1325 | 3 | 0 | esc | 0.15274 | 0.10637 | 0 | 0 | 0 | 0 | 0 | 0
[149 empty] | All EPR in 2020WLDFRFinancial | WLDFR | HFTD - Distribution - Tier 3 - 2QU CoRE ¦ 3QU LoRE | Non-Red Flag Warning - Large Fires | 2020 | Financial | 2.942 | 267.1271 | 2020 | Control | 0.053 | 3 | 0 | esc | 0.055966 | 0.16465 | 0 | 0 | 0 | 0 | 0 | 0
[149 empty] | All EPR in 2020WLDFRSafety | WLDFR | HFTD - Distribution - Tier 3 - 2QU CoRE ¦ 3QU LoRE | Non-Red Flag Warning - Large Fires | 2020 | Safety | 1.6022 | 267.1271 | 2020 | Control | 0.053 | 3 | 0 | esc | 0.055966 | 0.089668 | 0 | 0 | 0 | 0 | 0 | 0
[149 empty] | All EPR in 2020WLDFRElectric Reliability | WLDFR | HFTD - Distribution - Tier 3 - 2QU CoRE ¦ 3QU LoRE | Non-Red Flag Warning - Small Fires | 2020 | Electric Reliability | 0.036425 | 267.1271 | 2020 | Control | 0.1325 | 3 | 0 | esc | 0.15274 | 0.0055635 | 0 | 0 | 0 | 0 | 0 | 0
[149 empty] | All EPR in 2020WLDFRFinancial | WLDFR | HFTD - Distribution - Tier 3 - 2QU CoRE ¦ 3QU LoRE | Non-Red Flag Warning - Small Fires | 2020 | Financial | 0.0015809 | 267.1271 | 2020 | Control | 0.053 | 3 | 0 | esc | 0.055966 | 8.8475e-05 | 0 | 0 | 0 | 0 | 0 | 0
[149 empty] | All EPR in 2020WLDFRSafety | WLDFR | HFTD - Distribution - Tier 3 - 2QU CoRE ¦ 3QU LoRE | Non-Red Flag Warning - Small Fires | 2020 | Safety | 0.039895 | 267.1271 | 2020 | Control | 0.053 | 3 | 0 | esc | 0.055966 | 0.0022328 | 0 | 0 | 0 | 0 | 0 | 0
[149 empty] | All EPR in 2020WLDFRElectric Reliability | WLDFR | HFTD - Distribution - Tier 3 - 2QU CoRE ¦ 3QU LoRE | Red Flag Warning - Catastrophic Fires | 2020 | Electric Reliability | 222.2294 | 267.1271 | 2020 | Control | 0.1325 | 3 | 0 | esc | 0.15274 | 33.9428 | 0 | 0 | 0 | 0 | 0 | 0
[149 empty] | All EPR in 2020WLDFRFinancial | WLDFR | HFTD - Distribution - Tier 3 - 2QU CoRE ¦ 3QU LoRE | Red Flag Warning - Catastrophic Fires | 2020 | Financial | 8585.7228 | 267.1271 | 2020 | Control | 0.053 | 3 | 0 | esc | 0.055966 | 480.5104 | 0 | 0 | 0 | 0 | 0 | 0
[149 empty] | All EPR in 2020WLDFRSafety | WLDFR | HFTD - Distribution - Tier 3 - 2QU CoRE ¦ 3QU LoRE | Red Flag Warning - Catastrophic Fires | 2020 | Safety | 5338.1784 | 267.1271 | 2020 | Control | 0.053 | 3 | 0 | esc | 0.055966 | 298.7576 | 0 | 0 | 0 | 0 | 0 | 0
[149 empty] | All EPR in 2020WLDFRElectric Reliability | WLDFR | HFTD - Distribution - Tier 3 - 2QU CoRE ¦ 3QU LoRE | Red Flag Warning - Destructive Fires | 2020 | Electric Reliability | 222.2294 | 267.1271 | 2020 | Control | 0.1325 | 3 | 0 | esc | 0.15274 | 33.9428 | 0 | 0 | 0 | 0 | 0 | 0
[149 empty] | All EPR in 2020WLDFRFinancial | WLDFR | HFTD - Distribution - Tier 3 - 2QU CoRE ¦ 3QU LoRE | Red Flag Warning - Destructive Fires | 2020 | Financial | 8585.7228 | 267.1271 | 2020 | Control | 0.053 | 3 | 0 | esc | 0.055966 | 480.5104 | 0 | 0 | 0 | 0 | 0 | 0
[149 empty] | All EPR in 2020WLDFRElectric Reliability | WLDFR | HFTD - Distribution - Tier 3 - 2QU CoRE ¦ 3QU LoRE | Red Flag Warning - Large Fires | 2020 | Electric Reliability | 0.69642 | 267.1271 | 2020 | Control | 0.1325 | 3 | 0 | esc | 0.15274 | 0.10637 | 0 | 0 | 0 | 0 | 0 | 0
[149 empty] | All EPR in 2020WLDFRFinancial | WLDFR | HFTD - Distribution - Tier 3 - 2QU CoRE ¦ 3QU LoRE | Red Flag Warning - Large Fires | 2020 | Financial | 2.942 | 267.1271 | 2020 | Control | 0.053 | 3 | 0 | esc | 0.055966 | 0.16465 | 0 | 0 | 0 | 0 | 0 | 0
[149 empty] | All EPR in 2020WLDFRSafety | WLDFR | HFTD - Distribution - Tier 3 - 2QU CoRE ¦ 3QU LoRE | Red Flag Warning - Large Fires | 2020 | Safety | 1.6022 | 267.1271 | 2020 | Control | 0.053 | 3 | 0 | esc | 0.055966 | 0.089668 | 0 | 0 | 0 | 0 | 0 | 0
[149 empty] | All EPR in 2020WLDFRElectric Reliability | WLDFR | HFTD - Distribution - Tier 3 - 2QU CoRE ¦ 3QU LoRE | Red Flag Warning - Small Fires | 2020 | Electric Reliability | 0.036425 | 267.1271 | 2020 | Control | 0.1325 | 3 | 0 | esc | 0.15274 | 0.0055635 | 0 | 0 | 0 | 0 | 0 | 0
[149 empty] | All EPR in 2020WLDFRFinancial | WLDFR | HFTD - Distribution - Tier 3 - 2QU CoRE ¦ 3QU LoRE | Red Flag Warning - Small Fires | 2020 | Financial | 0.0015809 | 267.1271 | 2020 | Control | 0.053 | 3 | 0 | esc | 0.055966 | 8.8475e-05 | 0 | 0 | 0 | 0 | 0 | 0
[149 empty] | All EPR in 2020WLDFRSafety | WLDFR | HFTD - Distribution - Tier 3 - 2QU CoRE ¦ 3QU LoRE | Red Flag Warning - Small Fires | 2020 | Safety | 0.039895 | 267.1271 | 2020 | Control | 0.053 | 3 | 0 | esc | 0.055966 | 0.0022328 | 0 | 0 | 0 | 0 | 0 | 0
[149 empty] | All EPR in 2020WLDFRElectric Reliability | WLDFR | HFTD - Distribution - Tier 3 - 2QU CoRE ¦ 3QU LoRE | Seismic - Non-Red Flag Warning - Catastrophic Fires | 2020 | Electric Reliability | 409.2237 | 267.1271 | 2020 | Control | 0.1325 | 3 | 0 | esc | 0.15274 | 62.5039 | 0 | 0 | 0 | 0 | 0 | 0
[149 empty] | All EPR in 2020WLDFRFinancial | WLDFR | HFTD - Distribution - Tier 3 - 2QU CoRE ¦ 3QU LoRE | Seismic - Non-Red Flag Warning - Catastrophic Fires | 2020 | Financial | 13469.0878 | 267.1271 | 2020 | Control | 0.053 | 3 | 0 | esc | 0.055966 | 753.8138 | 0 | 0 | 0 | 0 | 0 | 0
[149 empty] | All EPR in 2020WLDFRSafety | WLDFR | HFTD - Distribution - Tier 3 - 2QU CoRE ¦ 3QU LoRE | Seismic - Non-Red Flag Warning - Catastrophic Fires | 2020 | Safety | 7205.5313 | 267.1271 | 2020 | Control | 0.053 | 3 | 0 | esc | 0.055966 | 403.2663 | 0 | 0 | 0 | 0 | 0 | 0
[149 empty] | All EPR in 2020WLDFRElectric Reliability | WLDFR | HFTD - Distribution - Tier 3 - 2QU CoRE ¦ 3QU LoRE | Seismic - Red Flag Warning - Catastrophic Fires | 2020 | Electric Reliability | 409.2237 | 267.1271 | 2020 | Control | 0.1325 | 3 | 0 | esc | 0.15274 | 62.5039 | 0 | 0 | 0 | 0 | 0 | 0
[149 empty] | All EPR in 2020WLDFRFinancial | WLDFR | HFTD - Distribution - Tier 3 - 2QU CoRE ¦ 3QU LoRE | Seismic - Red Flag Warning - Catastrophic Fires | 2020 | Financial | 13469.0878 | 267.1271 | 2020 | Control | 0.053 | 3 | 0 | esc | 0.055966 | 753.8138 | 0 | 0 | 0 | 0 | 0 | 0
[149 empty] | All EPR in 2020WLDFRSafety | WLDFR | HFTD - Distribution - Tier 3 - 2QU CoRE ¦ 3QU LoRE | Seismic - Red Flag Warning - Catastrophic Fires | 2020 | Safety | 7205.5313 | 267.1271 | 2020 | Control | 0.053 | 3 | 0 | esc | 0.055966 | 403.2663 | 0 | 0 | 0 | 0 | 0 | 0
[149 empty] | All EPR in 2020WLDFRElectric Reliability | WLDFR | HFTD - Distribution - Tier 3 - 2QU CoRE ¦ 4QU LoRE | Non-Red Flag Warning - Catastrophic Fires | 2020 | Electric Reliability | 222.2294 | 69.0654 | 2020 | Control | 0.1325 | 3 | 0 | esc | 0.15274 | 33.9428 | 0 | 0 | 0 | 0 | 0 | 0
[149 empty] | All EPR in 2020WLDFRFinancial | WLDFR | HFTD - Distribution - Tier 3 - 2QU CoRE ¦ 4QU LoRE | Non-Red Flag Warning - Catastrophic Fires | 2020 | Financial | 8585.7228 | 69.0654 | 2020 | Control | 0.053 | 3 | 0 | esc | 0.055966 | 480.5104 | 0 | 0 | 0 | 0 | 0 | 0
[149 empty] | All EPR in 2020WLDFRSafety | WLDFR | HFTD - Distribution - Tier 3 - 2QU CoRE ¦ 4QU LoRE | Non-Red Flag Warning - Catastrophic Fires | 2020 | Safety | 5338.1784 | 69.0654 | 2020 | Control | 0.053 | 3 | 0 | esc | 0.055966 | 298.7576 | 0 | 0 | 0 | 0 | 0 | 0
[149 empty] | All EPR in 2020WLDFRElectric Reliability | WLDFR | HFTD - Distribution - Tier 3 - 2QU CoRE ¦ 4QU LoRE | Non-Red Flag Warning - Destructive Fires | 2020 | Electric Reliability | 222.2294 | 69.0654 | 2020 | Control | 0.1325 | 3 | 0 | esc | 0.15274 | 33.9428 | 0 | 0 | 0 | 0 | 0 | 0
[149 empty] | All EPR in 2020WLDFRFinancial | WLDFR | HFTD - Distribution - Tier 3 - 2QU CoRE ¦ 4QU LoRE | Non-Red Flag Warning - Destructive Fires | 2020 | Financial | 8585.7228 | 69.0654 | 2020 | Control | 0.053 | 3 | 0 | esc | 0.055966 | 480.5104 | 0 | 0 | 0 | 0 | 0 | 0
[149 empty] | All EPR in 2020WLDFRElectric Reliability | WLDFR | HFTD - Distribution - Tier 3 - 2QU CoRE ¦ 4QU LoRE | Non-Red Flag Warning - Large Fires | 2020 | Electric Reliability | 0.69642 | 69.0654 | 2020 | Control | 0.1325 | 3 | 0 | esc | 0.15274 | 0.10637 | 0 | 0 | 0 | 0 | 0 | 0
[149 empty] | All EPR in 2020WLDFRFinancial | WLDFR | HFTD - Distribution - Tier 3 - 2QU CoRE ¦ 4QU LoRE | Non-Red Flag Warning - Large Fires | 2020 | Financial | 2.942 | 69.0654 | 2020 | Control | 0.053 | 3 | 0 | esc | 0.055966 | 0.16465 | 0 | 0 | 0 | 0 | 0 | 0
[149 empty] | All EPR in 2020WLDFRSafety | WLDFR | HFTD - Distribution - Tier 3 - 2QU CoRE ¦ 4QU LoRE | Non-Red Flag Warning - Large Fires | 2020 | Safety | 1.6022 | 69.0654 | 2020 | Control | 0.053 | 3 | 0 | esc | 0.055966 | 0.089668 | 0 | 0 | 0 | 0 | 0 | 0
[149 empty] | All EPR in 2020WLDFRElectric Reliability | WLDFR | HFTD - Distribution - Tier 3 - 2QU CoRE ¦ 4QU LoRE | Non-Red Flag Warning - Small Fires | 2020 | Electric Reliability | 0.036425 | 69.0654 | 2020 | Control | 0.1325 | 3 | 0 | esc | 0.15274 | 0.0055635 | 0 | 0 | 0 | 0 | 0 | 0
[149 empty] | All EPR in 2020WLDFRFinancial | WLDFR | HFTD - Distribution - Tier 3 - 2QU CoRE ¦ 4QU LoRE | Non-Red Flag Warning - Small Fires | 2020 | Financial | 0.0015809 | 69.0654 | 2020 | Control | 0.053 | 3 | 0 | esc | 0.055966 | 8.8475e-05 | 0 | 0 | 0 | 0 | 0 | 0
[149 empty] | All EPR in 2020WLDFRSafety | WLDFR | HFTD - Distribution - Tier 3 - 2QU CoRE ¦ 4QU LoRE | Non-Red Flag Warning - Small Fires | 2020 | Safety | 0.039895 | 69.0654 | 2020 | Control | 0.053 | 3 | 0 | esc | 0.055966 | 0.0022328 | 0 | 0 | 0 | 0 | 0 | 0
[149 empty] | All EPR in 2020WLDFRElectric Reliability | WLDFR | HFTD - Distribution - Tier 3 - 2QU CoRE ¦ 4QU LoRE | Red Flag Warning - Catastrophic Fires | 2020 | Electric Reliability | 222.2294 | 69.0654 | 2020 | Control | 0.1325 | 3 | 0 | esc | 0.15274 | 33.9428 | 0 | 0 | 0 | 0 | 0 | 0
[149 empty] | All EPR in 2020WLDFRFinancial | WLDFR | HFTD - Distribution - Tier 3 - 2QU CoRE ¦ 4QU LoRE | Red Flag Warning - Catastrophic Fires | 2020 | Financial | 8585.7228 | 69.0654 | 2020 | Control | 0.053 | 3 | 0 | esc | 0.055966 | 480.5104 | 0 | 0 | 0 | 0 | 0 | 0
[149 empty] | All EPR in 2020WLDFRSafety | WLDFR | HFTD - Distribution - Tier 3 - 2QU CoRE ¦ 4QU LoRE | Red Flag Warning - Catastrophic Fires | 2020 | Safety | 5338.1784 | 69.0654 | 2020 | Control | 0.053 | 3 | 0 | esc | 0.055966 | 298.7576 | 0 | 0 | 0 | 0 | 0 | 0
[149 empty] | All EPR in 2020WLDFRElectric Reliability | WLDFR | HFTD - Distribution - Tier 3 - 2QU CoRE ¦ 4QU LoRE | Red Flag Warning - Destructive Fires | 2020 | Electric Reliability | 222.2294 | 69.0654 | 2020 | Control | 0.1325 | 3 | 0 | esc | 0.15274 | 33.9428 | 0 | 0 | 0 | 0 | 0 | 0
[149 empty] | All EPR in 2020WLDFRFinancial | WLDFR | HFTD - Distribution - Tier 3 - 2QU CoRE ¦ 4QU LoRE | Red Flag Warning - Destructive Fires | 2020 | Financial | 8585.7228 | 69.0654 | 2020 | Control | 0.053 | 3 | 0 | esc | 0.055966 | 480.5104 | 0 | 0 | 0 | 0 | 0 | 0
[149 empty] | All EPR in 2020WLDFRElectric Reliability | WLDFR | HFTD - Distribution - Tier 3 - 2QU CoRE ¦ 4QU LoRE | Red Flag Warning - Large Fires | 2020 | Electric Reliability | 0.69642 | 69.0654 | 2020 | Control | 0.1325 | 3 | 0 | esc | 0.15274 | 0.10637 | 0 | 0 | 0 | 0 | 0 | 0
[149 empty] | All EPR in 2020WLDFRFinancial | WLDFR | HFTD - Distribution - Tier 3 - 2QU CoRE ¦ 4QU LoRE | Red Flag Warning - Large Fires | 2020 | Financial | 2.942 | 69.0654 | 2020 | Control | 0.053 | 3 | 0 | esc | 0.055966 | 0.16465 | 0 | 0 | 0 | 0 | 0 | 0
[149 empty] | All EPR in 2020WLDFRSafety | WLDFR | HFTD - Distribution - Tier 3 - 2QU CoRE ¦ 4QU LoRE | Red Flag Warning - Large Fires | 2020 | Safety | 1.6022 | 69.0654 | 2020 | Control | 0.053 | 3 | 0 | esc | 0.055966 | 0.089668 | 0 | 0 | 0 | 0 | 0 | 0
[149 empty] | All EPR in 2020WLDFRElectric Reliability | WLDFR | HFTD - Distribution - Tier 3 - 2QU CoRE ¦ 4QU LoRE | Red Flag Warning - Small Fires | 2020 | Electric Reliability | 0.036425 | 69.0654 | 2020 | Control | 0.1325 | 3 | 0 | esc | 0.15274 | 0.0055635 | 0 | 0 | 0 | 0 | 0 | 0
[149 empty] | All EPR in 2020WLDFRFinancial | WLDFR | HFTD - Distribution - Tier 3 - 2QU CoRE ¦ 4QU LoRE | Red Flag Warning - Small Fires | 2020 | Financial | 0.0015809 | 69.0654 | 2020 | Control | 0.053 | 3 | 0 | esc | 0.055966 | 8.8475e-05 | 0 | 0 | 0 | 0 | 0 | 0
[149 empty] | All EPR in 2020WLDFRSafety | WLDFR | HFTD - Distribution - Tier 3 - 2QU CoRE ¦ 4QU LoRE | Red Flag Warning - Small Fires | 2020 | Safety | 0.039895 | 69.0654 | 2020 | Control | 0.053 | 3 | 0 | esc | 0.055966 | 0.0022328 | 0 | 0 | 0 | 0 | 0 | 0
[149 empty] | All EPR in 2020WLDFRElectric Reliability | WLDFR | HFTD - Distribution - Tier 3 - 2QU CoRE ¦ 4QU LoRE | Seismic - Non-Red Flag Warning - Catastrophic Fires | 2020 | Electric Reliability | 409.2237 | 69.0654 | 2020 | Control | 0.1325 | 3 | 0 | esc | 0.15274 | 62.5039 | 0 | 0 | 0 | 0 | 0 | 0
[149 empty] | All EPR in 2020WLDFRFinancial | WLDFR | HFTD - Distribution - Tier 3 - 2QU CoRE ¦ 4QU LoRE | Seismic - Non-Red Flag Warning - Catastrophic Fires | 2020 | Financial | 13469.0878 | 69.0654 | 2020 | Control | 0.053 | 3 | 0 | esc | 0.055966 | 753.8138 | 0 | 0 | 0 | 0 | 0 | 0
[149 empty] | All EPR in 2020WLDFRSafety | WLDFR | HFTD - Distribution - Tier 3 - 2QU CoRE ¦ 4QU LoRE | Seismic - Non-Red Flag Warning - Catastrophic Fires | 2020 | Safety | 7205.5313 | 69.0654 | 2020 | Control | 0.053 | 3 | 0 | esc | 0.055966 | 403.2663 | 0 | 0 | 0 | 0 | 0 | 0
[149 empty] | All EPR in 2020WLDFRElectric Reliability | WLDFR | HFTD - Distribution - Tier 3 - 2QU CoRE ¦ 4QU LoRE | Seismic - Red Flag Warning - Catastrophic Fires | 2020 | Electric Reliability | 409.2237 | 69.0654 | 2020 | Control | 0.1325 | 3 | 0 | esc | 0.15274 | 62.5039 | 0 | 0 | 0 | 0 | 0 | 0
[149 empty] | All EPR in 2020WLDFRFinancial | WLDFR | HFTD - Distribution - Tier 3 - 2QU CoRE ¦ 4QU LoRE | Seismic - Red Flag Warning - Catastrophic Fires | 2020 | Financial | 13469.0878 | 69.0654 | 2020 | Control | 0.053 | 3 | 0 | esc | 0.055966 | 753.8138 | 0 | 0 | 0 | 0 | 0 | 0
[149 empty] | All EPR in 2020WLDFRSafety | WLDFR | HFTD - Distribution - Tier 3 - 2QU CoRE ¦ 4QU LoRE | Seismic - Red Flag Warning - Catastrophic Fires | 2020 | Safety | 7205.5313 | 69.0654 | 2020 | Control | 0.053 | 3 | 0 | esc | 0.055966 | 403.2663 | 0 | 0 | 0 | 0 | 0 | 0
[149 empty] | All EPR in 2020WLDFRElectric Reliability | WLDFR | HFTD - Distribution - Tier 3 - 2QU CoRE ¦ 5QU LoRE | Non-Red Flag Warning - Catastrophic Fires | 2020 | Electric Reliability | 222.2294 | 33.5215 | 2020 | Control | 0.1325 | 3 | 0 | esc | 0.15274 | 33.9428 | 0 | 0 | 0 | 0 | 0 | 0
[149 empty] | All EPR in 2020WLDFRFinancial | WLDFR | HFTD - Distribution - Tier 3 - 2QU CoRE ¦ 5QU LoRE | Non-Red Flag Warning - Catastrophic Fires | 2020 | Financial | 8585.7228 | 33.5215 | 2020 | Control | 0.053 | 3 | 0 | esc | 0.055966 | 480.5104 | 0 | 0 | 0 | 0 | 0 | 0
[149 empty] | All EPR in 2020WLDFRSafety | WLDFR | HFTD - Distribution - Tier 3 - 2QU CoRE ¦ 5QU LoRE | Non-Red Flag Warning - Catastrophic Fires | 2020 | Safety | 5338.1784 | 33.5215 | 2020 | Control | 0.053 | 3 | 0 | esc | 0.055966 | 298.7576 | 0 | 0 | 0 | 0 | 0 | 0
[149 empty] | All EPR in 2020WLDFRElectric Reliability | WLDFR | HFTD - Distribution - Tier 3 - 2QU CoRE ¦ 5QU LoRE | Non-Red Flag Warning - Destructive Fires | 2020 | Electric Reliability | 222.2294 | 33.5215 | 2020 | Control | 0.1325 | 3 | 0 | esc | 0.15274 | 33.9428 | 0 | 0 | 0 | 0 | 0 | 0
[149 empty] | All EPR in 2020WLDFRFinancial | WLDFR | HFTD - Distribution - Tier 3 - 2QU CoRE ¦ 5QU LoRE | Non-Red Flag Warning - Destructive Fires | 2020 | Financial | 8585.7228 | 33.5215 | 2020 | Control | 0.053 | 3 | 0 | esc | 0.055966 | 480.5104 | 0 | 0 | 0 | 0 | 0 | 0
[149 empty] | All EPR in 2020WLDFRElectric Reliability | WLDFR | HFTD - Distribution - Tier 3 - 2QU CoRE ¦ 5QU LoRE | Non-Red Flag Warning - Large Fires | 2020 | Electric Reliability | 0.69642 | 33.5215 | 2020 | Control | 0.1325 | 3 | 0 | esc | 0.15274 | 0.10637 | 0 | 0 | 0 | 0 | 0 | 0
[149 empty] | All EPR in 2020WLDFRFinancial | WLDFR | HFTD - Distribution - Tier 3 - 2QU CoRE ¦ 5QU LoRE | Non-Red Flag Warning - Large Fires | 2020 | Financial | 2.942 | 33.5215 | 2020 | Control | 0.053 | 3 | 0 | esc | 0.055966 | 0.16465 | 0 | 0 | 0 | 0 | 0 | 0
[149 empty] | All EPR in 2020WLDFRSafety | WLDFR | HFTD - Distribution - Tier 3 - 2QU CoRE ¦ 5QU LoRE | Non-Red Flag Warning - Large Fires | 2020 | Safety | 1.6022 | 33.5215 | 2020 | Control | 0.053 | 3 | 0 | esc | 0.055966 | 0.089668 | 0 | 0 | 0 | 0 | 0 | 0
[149 empty] | All EPR in 2020WLDFRElectric Reliability | WLDFR | HFTD - Distribution - Tier 3 - 2QU CoRE ¦ 5QU LoRE | Non-Red Flag Warning - Small Fires | 2020 | Electric Reliability | 0.036425 | 33.5215 | 2020 | Control | 0.1325 | 3 | 0 | esc | 0.15274 | 0.0055635 | 0 | 0 | 0 | 0 | 0 | 0
[149 empty] | All EPR in 2020WLDFRFinancial | WLDFR | HFTD - Distribution - Tier 3 - 2QU CoRE ¦ 5QU LoRE | Non-Red Flag Warning - Small Fires | 2020 | Financial | 0.0015809 | 33.5215 | 2020 | Control | 0.053 | 3 | 0 | esc | 0.055966 | 8.8475e-05 | 0 | 0 | 0 | 0 | 0 | 0
[149 empty] | All EPR in 2020WLDFRSafety | WLDFR | HFTD - Distribution - Tier 3 - 2QU CoRE ¦ 5QU LoRE | Non-Red Flag Warning - Small Fires | 2020 | Safety | 0.039895 | 33.5215 | 2020 | Control | 0.053 | 3 | 0 | esc | 0.055966 | 0.0022328 | 0 | 0 | 0 | 0 | 0 | 0
[149 empty] | All EPR in 2020WLDFRElectric Reliability | WLDFR | HFTD - Distribution - Tier 3 - 2QU CoRE ¦ 5QU LoRE | Red Flag Warning - Catastrophic Fires | 2020 | Electric Reliability | 222.2294 | 33.5215 | 2020 | Control | 0.1325 | 3 | 0 | esc | 0.15274 | 33.9428 | 0 | 0 | 0 | 0 | 0 | 0
[149 empty] | All EPR in 2020WLDFRFinancial | WLDFR | HFTD - Distribution - Tier 3 - 2QU CoRE ¦ 5QU LoRE | Red Flag Warning - Catastrophic Fires | 2020 | Financial | 8585.7228 | 33.5215 | 2020 | Control | 0.053 | 3 | 0 | esc | 0.055966 | 480.5104 | 0 | 0 | 0 | 0 | 0 | 0
[149 empty] | All EPR in 2020WLDFRSafety | WLDFR | HFTD - Distribution - Tier 3 - 2QU CoRE ¦ 5QU LoRE | Red Flag Warning - Catastrophic Fires | 2020 | Safety | 5338.1784 | 33.5215 | 2020 | Control | 0.053 | 3 | 0 | esc | 0.055966 | 298.7576 | 0 | 0 | 0 | 0 | 0 | 0
[149 empty] | All EPR in 2020WLDFRElectric Reliability | WLDFR | HFTD - Distribution - Tier 3 - 2QU CoRE ¦ 5QU LoRE | Red Flag Warning - Destructive Fires | 2020 | Electric Reliability | 222.2294 | 33.5215 | 2020 | Control | 0.1325 | 3 | 0 | esc | 0.15274 | 33.9428 | 0 | 0 | 0 | 0 | 0 | 0
[149 empty] | All EPR in 2020WLDFRFinancial | WLDFR | HFTD - Distribution - Tier 3 - 2QU CoRE ¦ 5QU LoRE | Red Flag Warning - Destructive Fires | 2020 | Financial | 8585.7228 | 33.5215 | 2020 | Control | 0.053 | 3 | 0 | esc | 0.055966 | 480.5104 | 0 | 0 | 0 | 0 | 0 | 0
[149 empty] | All EPR in 2020WLDFRElectric Reliability | WLDFR | HFTD - Distribution - Tier 3 - 2QU CoRE ¦ 5QU LoRE | Red Flag Warning - Large Fires | 2020 | Electric Reliability | 0.69642 | 33.5215 | 2020 | Control | 0.1325 | 3 | 0 | esc | 0.15274 | 0.10637 | 0 | 0 | 0 | 0 | 0 | 0
[149 empty] | All EPR in 2020WLDFRFinancial | WLDFR | HFTD - Distribution - Tier 3 - 2QU CoRE ¦ 5QU LoRE | Red Flag Warning - Large Fires | 2020 | Financial | 2.942 | 33.5215 | 2020 | Control | 0.053 | 3 | 0 | esc | 0.055966 | 0.16465 | 0 | 0 | 0 | 0 | 0 | 0
[149 empty] | All EPR in 2020WLDFRSafety | WLDFR | HFTD - Distribution - Tier 3 - 2QU CoRE ¦ 5QU LoRE | Red Flag Warning - Large Fires | 2020 | Safety | 1.6022 | 33.5215 | 2020 | Control | 0.053 | 3 | 0 | esc | 0.055966 | 0.089668 | 0 | 0 | 0 | 0 | 0 | 0
[149 empty] | All EPR in 2020WLDFRElectric Reliability | WLDFR | HFTD - Distribution - Tier 3 - 2QU CoRE ¦ 5QU LoRE | Red Flag Warning - Small Fires | 2020 | Electric Reliability | 0.036425 | 33.5215 | 2020 | Control | 0.1325 | 3 | 0 | esc | 0.15274 | 0.0055635 | 0 | 0 | 0 | 0 | 0 | 0
[149 empty] | All EPR in 2020WLDFRFinancial | WLDFR | HFTD - Distribution - Tier 3 - 2QU CoRE ¦ 5QU LoRE | Red Flag Warning - Small Fires | 2020 | Financial | 0.0015809 | 33.5215 | 2020 | Control | 0.053 | 3 | 0 | esc | 0.055966 | 8.8475e-05 | 0 | 0 | 0 | 0 | 0 | 0
[149 empty] | All EPR in 2020WLDFRSafety | WLDFR | HFTD - Distribution - Tier 3 - 2QU CoRE ¦ 5QU LoRE | Red Flag Warning - Small Fires | 2020 | Safety | 0.039895 | 33.5215 | 2020 | Control | 0.053 | 3 | 0 | esc | 0.055966 | 0.0022328 | 0 | 0 | 0 | 0 | 0 | 0
[149 empty] | All EPR in 2020WLDFRElectric Reliability | WLDFR | HFTD - Distribution - Tier 3 - 2QU CoRE ¦ 5QU LoRE | Seismic - Non-Red Flag Warning - Catastrophic Fires | 2020 | Electric Reliability | 409.2237 | 33.5215 | 2020 | Control | 0.1325 | 3 | 0 | esc | 0.15274 | 62.5039 | 0 | 0 | 0 | 0 | 0 | 0
[149 empty] | All EPR in 2020WLDFRFinancial | WLDFR | HFTD - Distribution - Tier 3 - 2QU CoRE ¦ 5QU LoRE | Seismic - Non-Red Flag Warning - Catastrophic Fires | 2020 | Financial | 13469.0878 | 33.5215 | 2020 | Control | 0.053 | 3 | 0 | esc | 0.055966 | 753.8138 | 0 | 0 | 0 | 0 | 0 | 0
[149 empty] | All EPR in 2020WLDFRSafety | WLDFR | HFTD - Distribution - Tier 3 - 2QU CoRE ¦ 5QU LoRE | Seismic - Non-Red Flag Warning - Catastrophic Fires | 2020 | Safety | 7205.5313 | 33.5215 | 2020 | Control | 0.053 | 3 | 0 | esc | 0.055966 | 403.2663 | 0 | 0 | 0 | 0 | 0 | 0
[149 empty] | All EPR in 2020WLDFRElectric Reliability | WLDFR | HFTD - Distribution - Tier 3 - 2QU CoRE ¦ 5QU LoRE | Seismic - Red Flag Warning - Catastrophic Fires | 2020 | Electric Reliability | 409.2237 | 33.5215 | 2020 | Control | 0.1325 | 3 | 0 | esc | 0.15274 | 62.5039 | 0 | 0 | 0 | 0 | 0 | 0
[149 empty] | All EPR in 2020WLDFRFinancial | WLDFR | HFTD - Distribution - Tier 3 - 2QU CoRE ¦ 5QU LoRE | Seismic - Red Flag Warning - Catastrophic Fires | 2020 | Financial | 13469.0878 | 33.5215 | 2020 | Control | 0.053 | 3 | 0 | esc | 0.055966 | 753.8138 | 0 | 0 | 0 | 0 | 0 | 0
[149 empty] | All EPR in 2020WLDFRSafety | WLDFR | HFTD - Distribution - Tier 3 - 2QU CoRE ¦ 5QU LoRE | Seismic - Red Flag Warning - Catastrophic Fires | 2020 | Safety | 7205.5313 | 33.5215 | 2020 | Control | 0.053 | 3 | 0 | esc | 0.055966 | 403.2663 | 0 | 0 | 0 | 0 | 0 | 0
[149 empty] | All EPR in 2020WLDFRElectric Reliability | WLDFR | HFTD - Distribution - Tier 3 - 3QU CoRE ¦ 1QU LoRE | Non-Red Flag Warning - Catastrophic Fires | 2020 | Electric Reliability | 222.2294 | 459.7243 | 2020 | Control | 0.1325 | 3 | 0 | esc | 0.15274 | 33.9428 | 0 | 0 | 0 | 0 | 0 | 0
[149 empty] | All EPR in 2020WLDFRFinancial | WLDFR | HFTD - Distribution - Tier 3 - 3QU CoRE ¦ 1QU LoRE | Non-Red Flag Warning - Catastrophic Fires | 2020 | Financial | 8585.7228 | 459.7243 | 2020 | Control | 0.053 | 3 | 0 | esc | 0.055966 | 480.5104 | 0 | 0 | 0 | 0 | 0 | 0
[149 empty] | All EPR in 2020WLDFRSafety | WLDFR | HFTD - Distribution - Tier 3 - 3QU CoRE ¦ 1QU LoRE | Non-Red Flag Warning - Catastrophic Fires | 2020 | Safety | 5338.1784 | 459.7243 | 2020 | Control | 0.053 | 3 | 0 | esc | 0.055966 | 298.7576 | 0 | 0 | 0 | 0 | 0 | 0
[149 empty] | All EPR in 2020WLDFRElectric Reliability | WLDFR | HFTD - Distribution - Tier 3 - 3QU CoRE ¦ 1QU LoRE | Non-Red Flag Warning - Destructive Fires | 2020 | Electric Reliability | 222.2294 | 459.7243 | 2020 | Control | 0.1325 | 3 | 0 | esc | 0.15274 | 33.9428 | 0 | 0 | 0 | 0 | 0 | 0
[149 empty] | All EPR in 2020WLDFRFinancial | WLDFR | HFTD - Distribution - Tier 3 - 3QU CoRE ¦ 1QU LoRE | Non-Red Flag Warning - Destructive Fires | 2020 | Financial | 8585.7228 | 459.7243 | 2020 | Control | 0.053 | 3 | 0 | esc | 0.055966 | 480.5104 | 0 | 0 | 0 | 0 | 0 | 0
[149 empty] | All EPR in 2020WLDFRElectric Reliability | WLDFR | HFTD - Distribution - Tier 3 - 3QU CoRE ¦ 1QU LoRE | Non-Red Flag Warning - Large Fires | 2020 | Electric Reliability | 0.69642 | 459.7243 | 2020 | Control | 0.1325 | 3 | 0 | esc | 0.15274 | 0.10637 | 0 | 0 | 0 | 0 | 0 | 0
[149 empty] | All EPR in 2020WLDFRFinancial | WLDFR | HFTD - Distribution - Tier 3 - 3QU CoRE ¦ 1QU LoRE | Non-Red Flag Warning - Large Fires | 2020 | Financial | 2.942 | 459.7243 | 2020 | Control | 0.053 | 3 | 0 | esc | 0.055966 | 0.16465 | 0 | 0 | 0 | 0 | 0 | 0
[149 empty] | All EPR in 2020WLDFRSafety | WLDFR | HFTD - Distribution - Tier 3 - 3QU CoRE ¦ 1QU LoRE | Non-Red Flag Warning - Large Fires | 2020 | Safety | 1.6022 | 459.7243 | 2020 | Control | 0.053 | 3 | 0 | esc | 0.055966 | 0.089668 | 0 | 0 | 0 | 0 | 0 | 0
[149 empty] | All EPR in 2020WLDFRElectric Reliability | WLDFR | HFTD - Distribution - Tier 3 - 3QU CoRE ¦ 1QU LoRE | Non-Red Flag Warning - Small Fires | 2020 | Electric Reliability | 0.036425 | 459.7243 | 2020 | Control | 0.1325 | 3 | 0 | esc | 0.15274 | 0.0055635 | 0 | 0 | 0 | 0 | 0 | 0
[149 empty] | All EPR in 2020WLDFRFinancial | WLDFR | HFTD - Distribution - Tier 3 - 3QU CoRE ¦ 1QU LoRE | Non-Red Flag Warning - Small Fires | 2020 | Financial | 0.0015809 | 459.7243 | 2020 | Control | 0.053 | 3 | 0 | esc | 0.055966 | 8.8475e-05 | 0 | 0 | 0 | 0 | 0 | 0
[149 empty] | All EPR in 2020WLDFRSafety | WLDFR | HFTD - Distribution - Tier 3 - 3QU CoRE ¦ 1QU LoRE | Non-Red Flag Warning - Small Fires | 2020 | Safety | 0.039895 | 459.7243 | 2020 | Control | 0.053 | 3 | 0 | esc | 0.055966 | 0.0022328 | 0 | 0 | 0 | 0 | 0 | 0
[149 empty] | All EPR in 2020WLDFRElectric Reliability | WLDFR | HFTD - Distribution - Tier 3 - 3QU CoRE ¦ 1QU LoRE | Red Flag Warning - Catastrophic Fires | 2020 | Electric Reliability | 222.2294 | 459.7243 | 2020 | Control | 0.1325 | 3 | 0 | esc | 0.15274 | 33.9428 | 0 | 0 | 0 | 0 | 0 | 0
[149 empty] | All EPR in 2020WLDFRFinancial | WLDFR | HFTD - Distribution - Tier 3 - 3QU CoRE ¦ 1QU LoRE | Red Flag Warning - Catastrophic Fires | 2020 | Financial | 8585.7228 | 459.7243 | 2020 | Control | 0.053 | 3 | 0 | esc | 0.055966 | 480.5104 | 0 | 0 | 0 | 0 | 0 | 0
[149 empty] | All EPR in 2020WLDFRSafety | WLDFR | HFTD - Distribution - Tier 3 - 3QU CoRE ¦ 1QU LoRE | Red Flag Warning - Catastrophic Fires | 2020 | Safety | 5338.1784 | 459.7243 | 2020 | Control | 0.053 | 3 | 0 | esc | 0.055966 | 298.7576 | 0 | 0 | 0 | 0 | 0 | 0
[149 empty] | All EPR in 2020WLDFRElectric Reliability | WLDFR | HFTD - Distribution - Tier 3 - 3QU CoRE ¦ 1QU LoRE | Red Flag Warning - Destructive Fires | 2020 | Electric Reliability | 222.2294 | 459.7243 | 2020 | Control | 0.1325 | 3 | 0 | esc | 0.15274 | 33.9428 | 0 | 0 | 0 | 0 | 0 | 0
[149 empty] | All EPR in 2020WLDFRFinancial | WLDFR | HFTD - Distribution - Tier 3 - 3QU CoRE ¦ 1QU LoRE | Red Flag Warning - Destructive Fires | 2020 | Financial | 8585.7228 | 459.7243 | 2020 | Control | 0.053 | 3 | 0 | esc | 0.055966 | 480.5104 | 0 | 0 | 0 | 0 | 0 | 0
[149 empty] | All EPR in 2020WLDFRElectric Reliability | WLDFR | HFTD - Distribution - Tier 3 - 3QU CoRE ¦ 1QU LoRE | Red Flag Warning - Large Fires | 2020 | Electric Reliability | 0.69642 | 459.7243 | 2020 | Control | 0.1325 | 3 | 0 | esc | 0.15274 | 0.10637 | 0 | 0 | 0 | 0 | 0 | 0
[149 empty] | All EPR in 2020WLDFRFinancial | WLDFR | HFTD - Distribution - Tier 3 - 3QU CoRE ¦ 1QU LoRE | Red Flag Warning - Large Fires | 2020 | Financial | 2.942 | 459.7243 | 2020 | Control | 0.053 | 3 | 0 | esc | 0.055966 | 0.16465 | 0 | 0 | 0 | 0 | 0 | 0
[149 empty] | All EPR in 2020WLDFRSafety | WLDFR | HFTD - Distribution - Tier 3 - 3QU CoRE ¦ 1QU LoRE | Red Flag Warning - Large Fires | 2020 | Safety | 1.6022 | 459.7243 | 2020 | Control | 0.053 | 3 | 0 | esc | 0.055966 | 0.089668 | 0 | 0 | 0 | 0 | 0 | 0
[149 empty] | All EPR in 2020WLDFRElectric Reliability | WLDFR | HFTD - Distribution - Tier 3 - 3QU CoRE ¦ 1QU LoRE | Red Flag Warning - Small Fires | 2020 | Electric Reliability | 0.036425 | 459.7243 | 2020 | Control | 0.1325 | 3 | 0 | esc | 0.15274 | 0.0055635 | 0 | 0 | 0 | 0 | 0 | 0
[149 empty] | All EPR in 2020WLDFRFinancial | WLDFR | HFTD - Distribution - Tier 3 - 3QU CoRE ¦ 1QU LoRE | Red Flag Warning - Small Fires | 2020 | Financial | 0.0015809 | 459.7243 | 2020 | Control | 0.053 | 3 | 0 | esc | 0.055966 | 8.8475e-05 | 0 | 0 | 0 | 0 | 0 | 0
[149 empty] | All EPR in 2020WLDFRSafety | WLDFR | HFTD - Distribution - Tier 3 - 3QU CoRE ¦ 1QU LoRE | Red Flag Warning - Small Fires | 2020 | Safety | 0.039895 | 459.7243 | 2020 | Control | 0.053 | 3 | 0 | esc | 0.055966 | 0.0022328 | 0 | 0 | 0 | 0 | 0 | 0
[149 empty] | All EPR in 2020WLDFRElectric Reliability | WLDFR | HFTD - Distribution - Tier 3 - 3QU CoRE ¦ 1QU LoRE | Seismic - Non-Red Flag Warning - Catastrophic Fires | 2020 | Electric Reliability | 409.2237 | 459.7243 | 2020 | Control | 0.1325 | 3 | 0 | esc | 0.15274 | 62.5039 | 0 | 0 | 0 | 0 | 0 | 0
[149 empty] | All EPR in 2020WLDFRFinancial | WLDFR | HFTD - Distribution - Tier 3 - 3QU CoRE ¦ 1QU LoRE | Seismic - Non-Red Flag Warning - Catastrophic Fires | 2020 | Financial | 13469.0878 | 459.7243 | 2020 | Control | 0.053 | 3 | 0 | esc | 0.055966 | 753.8138 | 0 | 0 | 0 | 0 | 0 | 0
[149 empty] | All EPR in 2020WLDFRSafety | WLDFR | HFTD - Distribution - Tier 3 - 3QU CoRE ¦ 1QU LoRE | Seismic - Non-Red Flag Warning - Catastrophic Fires | 2020 | Safety | 7205.5313 | 459.7243 | 2020 | Control | 0.053 | 3 | 0 | esc | 0.055966 | 403.2663 | 0 | 0 | 0 | 0 | 0 | 0
[149 empty] | All EPR in 2020WLDFRElectric Reliability | WLDFR | HFTD - Distribution - Tier 3 - 3QU CoRE ¦ 1QU LoRE | Seismic - Red Flag Warning - Catastrophic Fires | 2020 | Electric Reliability | 409.2237 | 459.7243 | 2020 | Control | 0.1325 | 3 | 0 | esc | 0.15274 | 62.5039 | 0 | 0 | 0 | 0 | 0 | 0
[149 empty] | All EPR in 2020WLDFRFinancial | WLDFR | HFTD - Distribution - Tier 3 - 3QU CoRE ¦ 1QU LoRE | Seismic - Red Flag Warning - Catastrophic Fires | 2020 | Financial | 13469.0878 | 459.7243 | 2020 | Control | 0.053 | 3 | 0 | esc | 0.055966 | 753.8138 | 0 | 0 | 0 | 0 | 0 | 0
[149 empty] | All EPR in 2020WLDFRSafety | WLDFR | HFTD - Distribution - Tier 3 - 3QU CoRE ¦ 1QU LoRE | Seismic - Red Flag Warning - Catastrophic Fires | 2020 | Safety | 7205.5313 | 459.7243 | 2020 | Control | 0.053 | 3 | 0 | esc | 0.055966 | 403.2663 | 0 | 0 | 0 | 0 | 0 | 0
[149 empty] | All EPR in 2020WLDFRElectric Reliability | WLDFR | HFTD - Distribution - Tier 3 - 3QU CoRE ¦ 2QU LoRE | Non-Red Flag Warning - Catastrophic Fires | 2020 | Electric Reliability | 222.2294 | 610.7187 | 2020 | Control | 0.1325 | 3 | 0 | esc | 0.15274 | 33.9428 | 0 | 0 | 0 | 0 | 0 | 0
[149 empty] | All EPR in 2020WLDFRFinancial | WLDFR | HFTD - Distribution - Tier 3 - 3QU CoRE ¦ 2QU LoRE | Non-Red Flag Warning - Catastrophic Fires | 2020 | Financial | 8585.7228 | 610.7187 | 2020 | Control | 0.053 | 3 | 0 | esc | 0.055966 | 480.5104 | 0 | 0 | 0 | 0 | 0 | 0
[149 empty] | All EPR in 2020WLDFRSafety | WLDFR | HFTD - Distribution - Tier 3 - 3QU CoRE ¦ 2QU LoRE | Non-Red Flag Warning - Catastrophic Fires | 2020 | Safety | 5338.1784 | 610.7187 | 2020 | Control | 0.053 | 3 | 0 | esc | 0.055966 | 298.7576 | 0 | 0 | 0 | 0 | 0 | 0
[149 empty] | All EPR in 2020WLDFRElectric Reliability | WLDFR | HFTD - Distribution - Tier 3 - 3QU CoRE ¦ 2QU LoRE | Non-Red Flag Warning - Destructive Fires | 2020 | Electric Reliability | 222.2294 | 610.7187 | 2020 | Control | 0.1325 | 3 | 0 | esc | 0.15274 | 33.9428 | 0 | 0 | 0 | 0 | 0 | 0
[149 empty] | All EPR in 2020WLDFRFinancial | WLDFR | HFTD - Distribution - Tier 3 - 3QU CoRE ¦ 2QU LoRE | Non-Red Flag Warning - Destructive Fires | 2020 | Financial | 8585.7228 | 610.7187 | 2020 | Control | 0.053 | 3 | 0 | esc | 0.055966 | 480.5104 | 0 | 0 | 0 | 0 | 0 | 0
[149 empty] | All EPR in 2020WLDFRElectric Reliability | WLDFR | HFTD - Distribution - Tier 3 - 3QU CoRE ¦ 2QU LoRE | Non-Red Flag Warning - Large Fires | 2020 | Electric Reliability | 0.69642 | 610.7187 | 2020 | Control | 0.1325 | 3 | 0 | esc | 0.15274 | 0.10637 | 0 | 0 | 0 | 0 | 0 | 0
[149 empty] | All EPR in 2020WLDFRFinancial | WLDFR | HFTD - Distribution - Tier 3 - 3QU CoRE ¦ 2QU LoRE | Non-Red Flag Warning - Large Fires | 2020 | Financial | 2.942 | 610.7187 | 2020 | Control | 0.053 | 3 | 0 | esc | 0.055966 | 0.16465 | 0 | 0 | 0 | 0 | 0 | 0
[149 empty] | All EPR in 2020WLDFRSafety | WLDFR | HFTD - Distribution - Tier 3 - 3QU CoRE ¦ 2QU LoRE | Non-Red Flag Warning - Large Fires | 2020 | Safety | 1.6022 | 610.7187 | 2020 | Control | 0.053 | 3 | 0 | esc | 0.055966 | 0.089668 | 0 | 0 | 0 | 0 | 0 | 0
[149 empty] | All EPR in 2020WLDFRElectric Reliability | WLDFR | HFTD - Distribution - Tier 3 - 3QU CoRE ¦ 2QU LoRE | Non-Red Flag Warning - Small Fires | 2020 | Electric Reliability | 0.036425 | 610.7187 | 2020 | Control | 0.1325 | 3 | 0 | esc | 0.15274 | 0.0055635 | 0 | 0 | 0 | 0 | 0 | 0
[149 empty] | All EPR in 2020WLDFRFinancial | WLDFR | HFTD - Distribution - Tier 3 - 3QU CoRE ¦ 2QU LoRE | Non-Red Flag Warning - Small Fires | 2020 | Financial | 0.0015809 | 610.7187 | 2020 | Control | 0.053 | 3 | 0 | esc | 0.055966 | 8.8475e-05 | 0 | 0 | 0 | 0 | 0 | 0
[149 empty] | All EPR in 2020WLDFRSafety | WLDFR | HFTD - Distribution - Tier 3 - 3QU CoRE ¦ 2QU LoRE | Non-Red Flag Warning - Small Fires | 2020 | Safety | 0.039895 | 610.7187 | 2020 | Control | 0.053 | 3 | 0 | esc | 0.055966 | 0.0022328 | 0 | 0 | 0 | 0 | 0 | 0
[149 empty] | All EPR in 2020WLDFRElectric Reliability | WLDFR | HFTD - Distribution - Tier 3 - 3QU CoRE ¦ 2QU LoRE | Red Flag Warning - Catastrophic Fires | 2020 | Electric Reliability | 222.2294 | 610.7187 | 2020 | Control | 0.1325 | 3 | 0 | esc | 0.15274 | 33.9428 | 0 | 0 | 0 | 0 | 0 | 0
[149 empty] | All EPR in 2020WLDFRFinancial | WLDFR | HFTD - Distribution - Tier 3 - 3QU CoRE ¦ 2QU LoRE | Red Flag Warning - Catastrophic Fires | 2020 | Financial | 8585.7228 | 610.7187 | 2020 | Control | 0.053 | 3 | 0 | esc | 0.055966 | 480.5104 | 0 | 0 | 0 | 0 | 0 | 0
[149 empty] | All EPR in 2020WLDFRSafety | WLDFR | HFTD - Distribution - Tier 3 - 3QU CoRE ¦ 2QU LoRE | Red Flag Warning - Catastrophic Fires | 2020 | Safety | 5338.1784 | 610.7187 | 2020 | Control | 0.053 | 3 | 0 | esc | 0.055966 | 298.7576 | 0 | 0 | 0 | 0 | 0 | 0
[149 empty] | All EPR in 2020WLDFRElectric Reliability | WLDFR | HFTD - Distribution - Tier 3 - 3QU CoRE ¦ 2QU LoRE | Red Flag Warning - Destructive Fires | 2020 | Electric Reliability | 222.2294 | 610.7187 | 2020 | Control | 0.1325 | 3 | 0 | esc | 0.15274 | 33.9428 | 0 | 0 | 0 | 0 | 0 | 0
[149 empty] | All EPR in 2020WLDFRFinancial | WLDFR | HFTD - Distribution - Tier 3 - 3QU CoRE ¦ 2QU LoRE | Red Flag Warning - Destructive Fires | 2020 | Financial | 8585.7228 | 610.7187 | 2020 | Control | 0.053 | 3 | 0 | esc | 0.055966 | 480.5104 | 0 | 0 | 0 | 0 | 0 | 0
[149 empty] | All EPR in 2020WLDFRElectric Reliability | WLDFR | HFTD - Distribution - Tier 3 - 3QU CoRE ¦ 2QU LoRE | Red Flag Warning - Large Fires | 2020 | Electric Reliability | 0.69642 | 610.7187 | 2020 | Control | 0.1325 | 3 | 0 | esc | 0.15274 | 0.10637 | 0 | 0 | 0 | 0 | 0 | 0
[149 empty] | All EPR in 2020WLDFRFinancial | WLDFR | HFTD - Distribution - Tier 3 - 3QU CoRE ¦ 2QU LoRE | Red Flag Warning - Large Fires | 2020 | Financial | 2.942 | 610.7187 | 2020 | Control | 0.053 | 3 | 0 | esc | 0.055966 | 0.16465 | 0 | 0 | 0 | 0 | 0 | 0
[149 empty] | All EPR in 2020WLDFRSafety | WLDFR | HFTD - Distribution - Tier 3 - 3QU CoRE ¦ 2QU LoRE | Red Flag Warning - Large Fires | 2020 | Safety | 1.6022 | 610.7187 | 2020 | Control | 0.053 | 3 | 0 | esc | 0.055966 | 0.089668 | 0 | 0 | 0 | 0 | 0 | 0
[149 empty] | All EPR in 2020WLDFRElectric Reliability | WLDFR | HFTD - Distribution - Tier 3 - 3QU CoRE ¦ 2QU LoRE | Red Flag Warning - Small Fires | 2020 | Electric Reliability | 0.036425 | 610.7187 | 2020 | Control | 0.1325 | 3 | 0 | esc | 0.15274 | 0.0055635 | 0 | 0 | 0 | 0 | 0 | 0
[149 empty] | All EPR in 2020WLDFRFinancial | WLDFR | HFTD - Distribution - Tier 3 - 3QU CoRE ¦ 2QU LoRE | Red Flag Warning - Small Fires | 2020 | Financial | 0.0015809 | 610.7187 | 2020 | Control | 0.053 | 3 | 0 | esc | 0.055966 | 8.8475e-05 | 0 | 0 | 0 | 0 | 0 | 0
[149 empty] | All EPR in 2020WLDFRSafety | WLDFR | HFTD - Distribution - Tier 3 - 3QU CoRE ¦ 2QU LoRE | Red Flag Warning - Small Fires | 2020 | Safety | 0.039895 | 610.7187 | 2020 | Control | 0.053 | 3 | 0 | esc | 0.055966 | 0.0022328 | 0 | 0 | 0 | 0 | 0 | 0
[149 empty] | All EPR in 2020WLDFRElectric Reliability | WLDFR | HFTD - Distribution - Tier 3 - 3QU CoRE ¦ 2QU LoRE | Seismic - Non-Red Flag Warning - Catastrophic Fires | 2020 | Electric Reliability | 409.2237 | 610.7187 | 2020 | Control | 0.1325 | 3 | 0 | esc | 0.15274 | 62.5039 | 0 | 0 | 0 | 0 | 0 | 0
[149 empty] | All EPR in 2020WLDFRFinancial | WLDFR | HFTD - Distribution - Tier 3 - 3QU CoRE ¦ 2QU LoRE | Seismic - Non-Red Flag Warning - Catastrophic Fires | 2020 | Financial | 13469.0878 | 610.7187 | 2020 | Control | 0.053 | 3 | 0 | esc | 0.055966 | 753.8138 | 0 | 0 | 0 | 0 | 0 | 0
[149 empty] | All EPR in 2020WLDFRSafety | WLDFR | HFTD - Distribution - Tier 3 - 3QU CoRE ¦ 2QU LoRE | Seismic - Non-Red Flag Warning - Catastrophic Fires | 2020 | Safety | 7205.5313 | 610.7187 | 2020 | Control | 0.053 | 3 | 0 | esc | 0.055966 | 403.2663 | 0 | 0 | 0 | 0 | 0 | 0
[149 empty] | All EPR in 2020WLDFRElectric Reliability | WLDFR | HFTD - Distribution - Tier 3 - 3QU CoRE ¦ 2QU LoRE | Seismic - Red Flag Warning - Catastrophic Fires | 2020 | Electric Reliability | 409.2237 | 610.7187 | 2020 | Control | 0.1325 | 3 | 0 | esc | 0.15274 | 62.5039 | 0 | 0 | 0 | 0 | 0 | 0
[149 empty] | All EPR in 2020WLDFRFinancial | WLDFR | HFTD - Distribution - Tier 3 - 3QU CoRE ¦ 2QU LoRE | Seismic - Red Flag Warning - Catastrophic Fires | 2020 | Financial | 13469.0878 | 610.7187 | 2020 | Control | 0.053 | 3 | 0 | esc | 0.055966 | 753.8138 | 0 | 0 | 0 | 0 | 0 | 0
[149 empty] | All EPR in 2020WLDFRSafety | WLDFR | HFTD - Distribution - Tier 3 - 3QU CoRE ¦ 2QU LoRE | Seismic - Red Flag Warning - Catastrophic Fires | 2020 | Safety | 7205.5313 | 610.7187 | 2020 | Control | 0.053 | 3 | 0 | esc | 0.055966 | 403.2663 | 0 | 0 | 0 | 0 | 0 | 0
[149 empty] | All EPR in 2020WLDFRElectric Reliability | WLDFR | HFTD - Distribution - Tier 3 - 3QU CoRE ¦ 3QU LoRE | Non-Red Flag Warning - Catastrophic Fires | 2020 | Electric Reliability | 222.2294 | 206.7005 | 2020 | Control | 0.1325 | 3 | 0 | esc | 0.15274 | 33.9428 | 0 | 0 | 0 | 0 | 0 | 0
[149 empty] | All EPR in 2020WLDFRFinancial | WLDFR | HFTD - Distribution - Tier 3 - 3QU CoRE ¦ 3QU LoRE | Non-Red Flag Warning - Catastrophic Fires | 2020 | Financial | 8585.7228 | 206.7005 | 2020 | Control | 0.053 | 3 | 0 | esc | 0.055966 | 480.5104 | 0 | 0 | 0 | 0 | 0 | 0
[149 empty] | All EPR in 2020WLDFRSafety | WLDFR | HFTD - Distribution - Tier 3 - 3QU CoRE ¦ 3QU LoRE | Non-Red Flag Warning - Catastrophic Fires | 2020 | Safety | 5338.1784 | 206.7005 | 2020 | Control | 0.053 | 3 | 0 | esc | 0.055966 | 298.7576 | 0 | 0 | 0 | 0 | 0 | 0
[149 empty] | All EPR in 2020WLDFRElectric Reliability | WLDFR | HFTD - Distribution - Tier 3 - 3QU CoRE ¦ 3QU LoRE | Non-Red Flag Warning - Destructive Fires | 2020 | Electric Reliability | 222.2294 | 206.7005 | 2020 | Control | 0.1325 | 3 | 0 | esc | 0.15274 | 33.9428 | 0 | 0 | 0 | 0 | 0 | 0
[149 empty] | All EPR in 2020WLDFRFinancial | WLDFR | HFTD - Distribution - Tier 3 - 3QU CoRE ¦ 3QU LoRE | Non-Red Flag Warning - Destructive Fires | 2020 | Financial | 8585.7228 | 206.7005 | 2020 | Control | 0.053 | 3 | 0 | esc | 0.055966 | 480.5104 | 0 | 0 | 0 | 0 | 0 | 0
[149 empty] | All EPR in 2020WLDFRElectric Reliability | WLDFR | HFTD - Distribution - Tier 3 - 3QU CoRE ¦ 3QU LoRE | Non-Red Flag Warning - Large Fires | 2020 | Electric Reliability | 0.69642 | 206.7005 | 2020 | Control | 0.1325 | 3 | 0 | esc | 0.15274 | 0.10637 | 0 | 0 | 0 | 0 | 0 | 0
[149 empty] | All EPR in 2020WLDFRFinancial | WLDFR | HFTD - Distribution - Tier 3 - 3QU CoRE ¦ 3QU LoRE | Non-Red Flag Warning - Large Fires | 2020 | Financial | 2.942 | 206.7005 | 2020 | Control | 0.053 | 3 | 0 | esc | 0.055966 | 0.16465 | 0 | 0 | 0 | 0 | 0 | 0
[149 empty] | All EPR in 2020WLDFRSafety | WLDFR | HFTD - Distribution - Tier 3 - 3QU CoRE ¦ 3QU LoRE | Non-Red Flag Warning - Large Fires | 2020 | Safety | 1.6022 | 206.7005 | 2020 | Control | 0.053 | 3 | 0 | esc | 0.055966 | 0.089668 | 0 | 0 | 0 | 0 | 0 | 0
[149 empty] | All EPR in 2020WLDFRElectric Reliability | WLDFR | HFTD - Distribution - Tier 3 - 3QU CoRE ¦ 3QU LoRE | Non-Red Flag Warning - Small Fires | 2020 | Electric Reliability | 0.036425 | 206.7005 | 2020 | Control | 0.1325 | 3 | 0 | esc | 0.15274 | 0.0055635 | 0 | 0 | 0 | 0 | 0 | 0
[149 empty] | All EPR in 2020WLDFRFinancial | WLDFR | HFTD - Distribution - Tier 3 - 3QU CoRE ¦ 3QU LoRE | Non-Red Flag Warning - Small Fires | 2020 | Financial | 0.0015809 | 206.7005 | 2020 | Control | 0.053 | 3 | 0 | esc | 0.055966 | 8.8475e-05 | 0 | 0 | 0 | 0 | 0 | 0
[149 empty] | All EPR in 2020WLDFRSafety | WLDFR | HFTD - Distribution - Tier 3 - 3QU CoRE ¦ 3QU LoRE | Non-Red Flag Warning - Small Fires | 2020 | Safety | 0.039895 | 206.7005 | 2020 | Control | 0.053 | 3 | 0 | esc | 0.055966 | 0.0022328 | 0 | 0 | 0 | 0 | 0 | 0
[149 empty] | All EPR in 2020WLDFRElectric Reliability | WLDFR | HFTD - Distribution - Tier 3 - 3QU CoRE ¦ 3QU LoRE | Red Flag Warning - Catastrophic Fires | 2020 | Electric Reliability | 222.2294 | 206.7005 | 2020 | Control | 0.1325 | 3 | 0 | esc | 0.15274 | 33.9428 | 0 | 0 | 0 | 0 | 0 | 0
[149 empty] | All EPR in 2020WLDFRFinancial | WLDFR | HFTD - Distribution - Tier 3 - 3QU CoRE ¦ 3QU LoRE | Red Flag Warning - Catastrophic Fires | 2020 | Financial | 8585.7228 | 206.7005 | 2020 | Control | 0.053 | 3 | 0 | esc | 0.055966 | 480.5104 | 0 | 0 | 0 | 0 | 0 | 0
[149 empty] | All EPR in 2020WLDFRSafety | WLDFR | HFTD - Distribution - Tier 3 - 3QU CoRE ¦ 3QU LoRE | Red Flag Warning - Catastrophic Fires | 2020 | Safety | 5338.1784 | 206.7005 | 2020 | Control | 0.053 | 3 | 0 | esc | 0.055966 | 298.7576 | 0 | 0 | 0 | 0 | 0 | 0
[149 empty] | All EPR in 2020WLDFRElectric Reliability | WLDFR | HFTD - Distribution - Tier 3 - 3QU CoRE ¦ 3QU LoRE | Red Flag Warning - Destructive Fires | 2020 | Electric Reliability | 222.2294 | 206.7005 | 2020 | Control | 0.1325 | 3 | 0 | esc | 0.15274 | 33.9428 | 0 | 0 | 0 | 0 | 0 | 0
[149 empty] | All EPR in 2020WLDFRFinancial | WLDFR | HFTD - Distribution - Tier 3 - 3QU CoRE ¦ 3QU LoRE | Red Flag Warning - Destructive Fires | 2020 | Financial | 8585.7228 | 206.7005 | 2020 | Control | 0.053 | 3 | 0 | esc | 0.055966 | 480.5104 | 0 | 0 | 0 | 0 | 0 | 0
[149 empty] | All EPR in 2020WLDFRElectric Reliability | WLDFR | HFTD - Distribution - Tier 3 - 3QU CoRE ¦ 3QU LoRE | Red Flag Warning - Large Fires | 2020 | Electric Reliability | 0.69642 | 206.7005 | 2020 | Control | 0.1325 | 3 | 0 | esc | 0.15274 | 0.10637 | 0 | 0 | 0 | 0 | 0 | 0
[149 empty] | All EPR in 2020WLDFRFinancial | WLDFR | HFTD - Distribution - Tier 3 - 3QU CoRE ¦ 3QU LoRE | Red Flag Warning - Large Fires | 2020 | Financial | 2.942 | 206.7005 | 2020 | Control | 0.053 | 3 | 0 | esc | 0.055966 | 0.16465 | 0 | 0 | 0 | 0 | 0 | 0
[149 empty] | All EPR in 2020WLDFRSafety | WLDFR | HFTD - Distribution - Tier 3 - 3QU CoRE ¦ 3QU LoRE | Red Flag Warning - Large Fires | 2020 | Safety | 1.6022 | 206.7005 | 2020 | Control | 0.053 | 3 | 0 | esc | 0.055966 | 0.089668 | 0 | 0 | 0 | 0 | 0 | 0
[149 empty] | All EPR in 2020WLDFRElectric Reliability | WLDFR | HFTD - Distribution - Tier 3 - 3QU CoRE ¦ 3QU LoRE | Red Flag Warning - Small Fires | 2020 | Electric Reliability | 0.036425 | 206.7005 | 2020 | Control | 0.1325 | 3 | 0 | esc | 0.15274 | 0.0055635 | 0 | 0 | 0 | 0 | 0 | 0
[149 empty] | All EPR in 2020WLDFRFinancial | WLDFR | HFTD - Distribution - Tier 3 - 3QU CoRE ¦ 3QU LoRE | Red Flag Warning - Small Fires | 2020 | Financial | 0.0015809 | 206.7005 | 2020 | Control | 0.053 | 3 | 0 | esc | 0.055966 | 8.8475e-05 | 0 | 0 | 0 | 0 | 0 | 0
[149 empty] | All EPR in 2020WLDFRSafety | WLDFR | HFTD - Distribution - Tier 3 - 3QU CoRE ¦ 3QU LoRE | Red Flag Warning - Small Fires | 2020 | Safety | 0.039895 | 206.7005 | 2020 | Control | 0.053 | 3 | 0 | esc | 0.055966 | 0.0022328 | 0 | 0 | 0 | 0 | 0 | 0
[149 empty] | All EPR in 2020WLDFRElectric Reliability | WLDFR | HFTD - Distribution - Tier 3 - 3QU CoRE ¦ 3QU LoRE | Seismic - Non-Red Flag Warning - Catastrophic Fires | 2020 | Electric Reliability | 409.2237 | 206.7005 | 2020 | Control | 0.1325 | 3 | 0 | esc | 0.15274 | 62.5039 | 0 | 0 | 0 | 0 | 0 | 0
[149 empty] | All EPR in 2020WLDFRFinancial | WLDFR | HFTD - Distribution - Tier 3 - 3QU CoRE ¦ 3QU LoRE | Seismic - Non-Red Flag Warning - Catastrophic Fires | 2020 | Financial | 13469.0878 | 206.7005 | 2020 | Control | 0.053 | 3 | 0 | esc | 0.055966 | 753.8138 | 0 | 0 | 0 | 0 | 0 | 0
[149 empty] | All EPR in 2020WLDFRSafety | WLDFR | HFTD - Distribution - Tier 3 - 3QU CoRE ¦ 3QU LoRE | Seismic - Non-Red Flag Warning - Catastrophic Fires | 2020 | Safety | 7205.5313 | 206.7005 | 2020 | Control | 0.053 | 3 | 0 | esc | 0.055966 | 403.2663 | 0 | 0 | 0 | 0 | 0 | 0
[149 empty] | All EPR in 2020WLDFRElectric Reliability | WLDFR | HFTD - Distribution - Tier 3 - 3QU CoRE ¦ 3QU LoRE | Seismic - Red Flag Warning - Catastrophic Fires | 2020 | Electric Reliability | 409.2237 | 206.7005 | 2020 | Control | 0.1325 | 3 | 0 | esc | 0.15274 | 62.5039 | 0 | 0 | 0 | 0 | 0 | 0
[149 empty] | All EPR in 2020WLDFRFinancial | WLDFR | HFTD - Distribution - Tier 3 - 3QU CoRE ¦ 3QU LoRE | Seismic - Red Flag Warning - Catastrophic Fires | 2020 | Financial | 13469.0878 | 206.7005 | 2020 | Control | 0.053 | 3 | 0 | esc | 0.055966 | 753.8138 | 0 | 0 | 0 | 0 | 0 | 0
[149 empty] | All EPR in 2020WLDFRSafety | WLDFR | HFTD - Distribution - Tier 3 - 3QU CoRE ¦ 3QU LoRE | Seismic - Red Flag Warning - Catastrophic Fires | 2020 | Safety | 7205.5313 | 206.7005 | 2020 | Control | 0.053 | 3 | 0 | esc | 0.055966 | 403.2663 | 0 | 0 | 0 | 0 | 0 | 0
[149 empty] | All EPR in 2020WLDFRElectric Reliability | WLDFR | HFTD - Distribution - Tier 3 - 3QU CoRE ¦ 4QU LoRE | Non-Red Flag Warning - Catastrophic Fires | 2020 | Electric Reliability | 222.2294 | 208.0009 | 2020 | Control | 0.1325 | 3 | 0 | esc | 0.15274 | 33.9428 | 0 | 0 | 0 | 0 | 0 | 0
[149 empty] | All EPR in 2020WLDFRFinancial | WLDFR | HFTD - Distribution - Tier 3 - 3QU CoRE ¦ 4QU LoRE | Non-Red Flag Warning - Catastrophic Fires | 2020 | Financial | 8585.7228 | 208.0009 | 2020 | Control | 0.053 | 3 | 0 | esc | 0.055966 | 480.5104 | 0 | 0 | 0 | 0 | 0 | 0
[149 empty] | All EPR in 2020WLDFRSafety | WLDFR | HFTD - Distribution - Tier 3 - 3QU CoRE ¦ 4QU LoRE | Non-Red Flag Warning - Catastrophic Fires | 2020 | Safety | 5338.1784 | 208.0009 | 2020 | Control | 0.053 | 3 | 0 | esc | 0.055966 | 298.7576 | 0 | 0 | 0 | 0 | 0 | 0
[149 empty] | All EPR in 2020WLDFRElectric Reliability | WLDFR | HFTD - Distribution - Tier 3 - 3QU CoRE ¦ 4QU LoRE | Non-Red Flag Warning - Destructive Fires | 2020 | Electric Reliability | 222.2294 | 208.0009 | 2020 | Control | 0.1325 | 3 | 0 | esc | 0.15274 | 33.9428 | 0 | 0 | 0 | 0 | 0 | 0
[149 empty] | All EPR in 2020WLDFRFinancial | WLDFR | HFTD - Distribution - Tier 3 - 3QU CoRE ¦ 4QU LoRE | Non-Red Flag Warning - Destructive Fires | 2020 | Financial | 8585.7228 | 208.0009 | 2020 | Control | 0.053 | 3 | 0 | esc | 0.055966 | 480.5104 | 0 | 0 | 0 | 0 | 0 | 0
[149 empty] | All EPR in 2020WLDFRElectric Reliability | WLDFR | HFTD - Distribution - Tier 3 - 3QU CoRE ¦ 4QU LoRE | Non-Red Flag Warning - Large Fires | 2020 | Electric Reliability | 0.69642 | 208.0009 | 2020 | Control | 0.1325 | 3 | 0 | esc | 0.15274 | 0.10637 | 0 | 0 | 0 | 0 | 0 | 0
[149 empty] | All EPR in 2020WLDFRFinancial | WLDFR | HFTD - Distribution - Tier 3 - 3QU CoRE ¦ 4QU LoRE | Non-Red Flag Warning - Large Fires | 2020 | Financial | 2.942 | 208.0009 | 2020 | Control | 0.053 | 3 | 0 | esc | 0.055966 | 0.16465 | 0 | 0 | 0 | 0 | 0 | 0
[149 empty] | All EPR in 2020WLDFRSafety | WLDFR | HFTD - Distribution - Tier 3 - 3QU CoRE ¦ 4QU LoRE | Non-Red Flag Warning - Large Fires | 2020 | Safety | 1.6022 | 208.0009 | 2020 | Control | 0.053 | 3 | 0 | esc | 0.055966 | 0.089668 | 0 | 0 | 0 | 0 | 0 | 0
[149 empty] | All EPR in 2020WLDFRElectric Reliability | WLDFR | HFTD - Distribution - Tier 3 - 3QU CoRE ¦ 4QU LoRE | Non-Red Flag Warning - Small Fires | 2020 | Electric Reliability | 0.036425 | 208.0009 | 2020 | Control | 0.1325 | 3 | 0 | esc | 0.15274 | 0.0055635 | 0 | 0 | 0 | 0 | 0 | 0
[149 empty] | All EPR in 2020WLDFRFinancial | WLDFR | HFTD - Distribution - Tier 3 - 3QU CoRE ¦ 4QU LoRE | Non-Red Flag Warning - Small Fires | 2020 | Financial | 0.0015809 | 208.0009 | 2020 | Control | 0.053 | 3 | 0 | esc | 0.055966 | 8.8475e-05 | 0 | 0 | 0 | 0 | 0 | 0
[149 empty] | All EPR in 2020WLDFRSafety | WLDFR | HFTD - Distribution - Tier 3 - 3QU CoRE ¦ 4QU LoRE | Non-Red Flag Warning - Small Fires | 2020 | Safety | 0.039895 | 208.0009 | 2020 | Control | 0.053 | 3 | 0 | esc | 0.055966 | 0.0022328 | 0 | 0 | 0 | 0 | 0 | 0
[149 empty] | All EPR in 2020WLDFRElectric Reliability | WLDFR | HFTD - Distribution - Tier 3 - 3QU CoRE ¦ 4QU LoRE | Red Flag Warning - Catastrophic Fires | 2020 | Electric Reliability | 222.2294 | 208.0009 | 2020 | Control | 0.1325 | 3 | 0 | esc | 0.15274 | 33.9428 | 0 | 0 | 0 | 0 | 0 | 0
[149 empty] | All EPR in 2020WLDFRFinancial | WLDFR | HFTD - Distribution - Tier 3 - 3QU CoRE ¦ 4QU LoRE | Red Flag Warning - Catastrophic Fires | 2020 | Financial | 8585.7228 | 208.0009 | 2020 | Control | 0.053 | 3 | 0 | esc | 0.055966 | 480.5104 | 0 | 0 | 0 | 0 | 0 | 0
[149 empty] | All EPR in 2020WLDFRSafety | WLDFR | HFTD - Distribution - Tier 3 - 3QU CoRE ¦ 4QU LoRE | Red Flag Warning - Catastrophic Fires | 2020 | Safety | 5338.1784 | 208.0009 | 2020 | Control | 0.053 | 3 | 0 | esc | 0.055966 | 298.7576 | 0 | 0 | 0 | 0 | 0 | 0
[149 empty] | All EPR in 2020WLDFRElectric Reliability | WLDFR | HFTD - Distribution - Tier 3 - 3QU CoRE ¦ 4QU LoRE | Red Flag Warning - Destructive Fires | 2020 | Electric Reliability | 222.2294 | 208.0009 | 2020 | Control | 0.1325 | 3 | 0 | esc | 0.15274 | 33.9428 | 0 | 0 | 0 | 0 | 0 | 0
[149 empty] | All EPR in 2020WLDFRFinancial | WLDFR | HFTD - Distribution - Tier 3 - 3QU CoRE ¦ 4QU LoRE | Red Flag Warning - Destructive Fires | 2020 | Financial | 8585.7228 | 208.0009 | 2020 | Control | 0.053 | 3 | 0 | esc | 0.055966 | 480.5104 | 0 | 0 | 0 | 0 | 0 | 0
[149 empty] | All EPR in 2020WLDFRElectric Reliability | WLDFR | HFTD - Distribution - Tier 3 - 3QU CoRE ¦ 4QU LoRE | Red Flag Warning - Large Fires | 2020 | Electric Reliability | 0.69642 | 208.0009 | 2020 | Control | 0.1325 | 3 | 0 | esc | 0.15274 | 0.10637 | 0 | 0 | 0 | 0 | 0 | 0
[149 empty] | All EPR in 2020WLDFRFinancial | WLDFR | HFTD - Distribution - Tier 3 - 3QU CoRE ¦ 4QU LoRE | Red Flag Warning - Large Fires | 2020 | Financial | 2.942 | 208.0009 | 2020 | Control | 0.053 | 3 | 0 | esc | 0.055966 | 0.16465 | 0 | 0 | 0 | 0 | 0 | 0
[149 empty] | All EPR in 2020WLDFRSafety | WLDFR | HFTD - Distribution - Tier 3 - 3QU CoRE ¦ 4QU LoRE | Red Flag Warning - Large Fires | 2020 | Safety | 1.6022 | 208.0009 | 2020 | Control | 0.053 | 3 | 0 | esc | 0.055966 | 0.089668 | 0 | 0 | 0 | 0 | 0 | 0
[149 empty] | All EPR in 2020WLDFRElectric Reliability | WLDFR | HFTD - Distribution - Tier 3 - 3QU CoRE ¦ 4QU LoRE | Red Flag Warning - Small Fires | 2020 | Electric Reliability | 0.036425 | 208.0009 | 2020 | Control | 0.1325 | 3 | 0 | esc | 0.15274 | 0.0055635 | 0 | 0 | 0 | 0 | 0 | 0
[149 empty] | All EPR in 2020WLDFRFinancial | WLDFR | HFTD - Distribution - Tier 3 - 3QU CoRE ¦ 4QU LoRE | Red Flag Warning - Small Fires | 2020 | Financial | 0.0015809 | 208.0009 | 2020 | Control | 0.053 | 3 | 0 | esc | 0.055966 | 8.8475e-05 | 0 | 0 | 0 | 0 | 0 | 0
[149 empty] | All EPR in 2020WLDFRSafety | WLDFR | HFTD - Distribution - Tier 3 - 3QU CoRE ¦ 4QU LoRE | Red Flag Warning - Small Fires | 2020 | Safety | 0.039895 | 208.0009 | 2020 | Control | 0.053 | 3 | 0 | esc | 0.055966 | 0.0022328 | 0 | 0 | 0 | 0 | 0 | 0
[149 empty] | All EPR in 2020WLDFRElectric Reliability | WLDFR | HFTD - Distribution - Tier 3 - 3QU CoRE ¦ 4QU LoRE | Seismic - Non-Red Flag Warning - Catastrophic Fires | 2020 | Electric Reliability | 409.2237 | 208.0009 | 2020 | Control | 0.1325 | 3 | 0 | esc | 0.15274 | 62.5039 | 0 | 0 | 0 | 0 | 0 | 0
[149 empty] | All EPR in 2020WLDFRFinancial | WLDFR | HFTD - Distribution - Tier 3 - 3QU CoRE ¦ 4QU LoRE | Seismic - Non-Red Flag Warning - Catastrophic Fires | 2020 | Financial | 13469.0878 | 208.0009 | 2020 | Control | 0.053 | 3 | 0 | esc | 0.055966 | 753.8138 | 0 | 0 | 0 | 0 | 0 | 0
[149 empty] | All EPR in 2020WLDFRSafety | WLDFR | HFTD - Distribution - Tier 3 - 3QU CoRE ¦ 4QU LoRE | Seismic - Non-Red Flag Warning - Catastrophic Fires | 2020 | Safety | 7205.5313 | 208.0009 | 2020 | Control | 0.053 | 3 | 0 | esc | 0.055966 | 403.2663 | 0 | 0 | 0 | 0 | 0 | 0
[149 empty] | All EPR in 2020WLDFRElectric Reliability | WLDFR | HFTD - Distribution - Tier 3 - 3QU CoRE ¦ 4QU LoRE | Seismic - Red Flag Warning - Catastrophic Fires | 2020 | Electric Reliability | 409.2237 | 208.0009 | 2020 | Control | 0.1325 | 3 | 0 | esc | 0.15274 | 62.5039 | 0 | 0 | 0 | 0 | 0 | 0
[149 empty] | All EPR in 2020WLDFRFinancial | WLDFR | HFTD - Distribution - Tier 3 - 3QU CoRE ¦ 4QU LoRE | Seismic - Red Flag Warning - Catastrophic Fires | 2020 | Financial | 13469.0878 | 208.0009 | 2020 | Control | 0.053 | 3 | 0 | esc | 0.055966 | 753.8138 | 0 | 0 | 0 | 0 | 0 | 0
[149 empty] | All EPR in 2020WLDFRSafety | WLDFR | HFTD - Distribution - Tier 3 - 3QU CoRE ¦ 4QU LoRE | Seismic - Red Flag Warning - Catastrophic Fires | 2020 | Safety | 7205.5313 | 208.0009 | 2020 | Control | 0.053 | 3 | 0 | esc | 0.055966 | 403.2663 | 0 | 0 | 0 | 0 | 0 | 0
[149 empty] | All EPR in 2020WLDFRElectric Reliability | WLDFR | HFTD - Distribution - Tier 3 - 3QU CoRE ¦ 5QU LoRE | Non-Red Flag Warning - Catastrophic Fires | 2020 | Electric Reliability | 222.2294 | 90.0882 | 2020 | Control | 0.1325 | 3 | 0 | esc | 0.15274 | 33.9428 | 0 | 0 | 0 | 0 | 0 | 0
[149 empty] | All EPR in 2020WLDFRFinancial | WLDFR | HFTD - Distribution - Tier 3 - 3QU CoRE ¦ 5QU LoRE | Non-Red Flag Warning - Catastrophic Fires | 2020 | Financial | 8585.7228 | 90.0882 | 2020 | Control | 0.053 | 3 | 0 | esc | 0.055966 | 480.5104 | 0 | 0 | 0 | 0 | 0 | 0
[149 empty] | All EPR in 2020WLDFRSafety | WLDFR | HFTD - Distribution - Tier 3 - 3QU CoRE ¦ 5QU LoRE | Non-Red Flag Warning - Catastrophic Fires | 2020 | Safety | 5338.1784 | 90.0882 | 2020 | Control | 0.053 | 3 | 0 | esc | 0.055966 | 298.7576 | 0 | 0 | 0 | 0 | 0 | 0
[149 empty] | All EPR in 2020WLDFRElectric Reliability | WLDFR | HFTD - Distribution - Tier 3 - 3QU CoRE ¦ 5QU LoRE | Non-Red Flag Warning - Destructive Fires | 2020 | Electric Reliability | 222.2294 | 90.0882 | 2020 | Control | 0.1325 | 3 | 0 | esc | 0.15274 | 33.9428 | 0 | 0 | 0 | 0 | 0 | 0
[149 empty] | All EPR in 2020WLDFRFinancial | WLDFR | HFTD - Distribution - Tier 3 - 3QU CoRE ¦ 5QU LoRE | Non-Red Flag Warning - Destructive Fires | 2020 | Financial | 8585.7228 | 90.0882 | 2020 | Control | 0.053 | 3 | 0 | esc | 0.055966 | 480.5104 | 0 | 0 | 0 | 0 | 0 | 0
[149 empty] | All EPR in 2020WLDFRElectric Reliability | WLDFR | HFTD - Distribution - Tier 3 - 3QU CoRE ¦ 5QU LoRE | Non-Red Flag Warning - Large Fires | 2020 | Electric Reliability | 0.69642 | 90.0882 | 2020 | Control | 0.1325 | 3 | 0 | esc | 0.15274 | 0.10637 | 0 | 0 | 0 | 0 | 0 | 0
[149 empty] | All EPR in 2020WLDFRFinancial | WLDFR | HFTD - Distribution - Tier 3 - 3QU CoRE ¦ 5QU LoRE | Non-Red Flag Warning - Large Fires | 2020 | Financial | 2.942 | 90.0882 | 2020 | Control | 0.053 | 3 | 0 | esc | 0.055966 | 0.16465 | 0 | 0 | 0 | 0 | 0 | 0
[149 empty] | All EPR in 2020WLDFRSafety | WLDFR | HFTD - Distribution - Tier 3 - 3QU CoRE ¦ 5QU LoRE | Non-Red Flag Warning - Large Fires | 2020 | Safety | 1.6022 | 90.0882 | 2020 | Control | 0.053 | 3 | 0 | esc | 0.055966 | 0.089668 | 0 | 0 | 0 | 0 | 0 | 0
[149 empty] | All EPR in 2020WLDFRElectric Reliability | WLDFR | HFTD - Distribution - Tier 3 - 3QU CoRE ¦ 5QU LoRE | Non-Red Flag Warning - Small Fires | 2020 | Electric Reliability | 0.036425 | 90.0882 | 2020 | Control | 0.1325 | 3 | 0 | esc | 0.15274 | 0.0055635 | 0 | 0 | 0 | 0 | 0 | 0
[149 empty] | All EPR in 2020WLDFRFinancial | WLDFR | HFTD - Distribution - Tier 3 - 3QU CoRE ¦ 5QU LoRE | Non-Red Flag Warning - Small Fires | 2020 | Financial | 0.0015809 | 90.0882 | 2020 | Control | 0.053 | 3 | 0 | esc | 0.055966 | 8.8475e-05 | 0 | 0 | 0 | 0 | 0 | 0
[149 empty] | All EPR in 2020WLDFRSafety | WLDFR | HFTD - Distribution - Tier 3 - 3QU CoRE ¦ 5QU LoRE | Non-Red Flag Warning - Small Fires | 2020 | Safety | 0.039895 | 90.0882 | 2020 | Control | 0.053 | 3 | 0 | esc | 0.055966 | 0.0022328 | 0 | 0 | 0 | 0 | 0 | 0
[149 empty] | All EPR in 2020WLDFRElectric Reliability | WLDFR | HFTD - Distribution - Tier 3 - 3QU CoRE ¦ 5QU LoRE | Red Flag Warning - Catastrophic Fires | 2020 | Electric Reliability | 222.2294 | 90.0882 | 2020 | Control | 0.1325 | 3 | 0 | esc | 0.15274 | 33.9428 | 0 | 0 | 0 | 0 | 0 | 0
[149 empty] | All EPR in 2020WLDFRFinancial | WLDFR | HFTD - Distribution - Tier 3 - 3QU CoRE ¦ 5QU LoRE | Red Flag Warning - Catastrophic Fires | 2020 | Financial | 8585.7228 | 90.0882 | 2020 | Control | 0.053 | 3 | 0 | esc | 0.055966 | 480.5104 | 0 | 0 | 0 | 0 | 0 | 0
[149 empty] | All EPR in 2020WLDFRSafety | WLDFR | HFTD - Distribution - Tier 3 - 3QU CoRE ¦ 5QU LoRE | Red Flag Warning - Catastrophic Fires | 2020 | Safety | 5338.1784 | 90.0882 | 2020 | Control | 0.053 | 3 | 0 | esc | 0.055966 | 298.7576 | 0 | 0 | 0 | 0 | 0 | 0
[149 empty] | All EPR in 2020WLDFRElectric Reliability | WLDFR | HFTD - Distribution - Tier 3 - 3QU CoRE ¦ 5QU LoRE | Red Flag Warning - Destructive Fires | 2020 | Electric Reliability | 222.2294 | 90.0882 | 2020 | Control | 0.1325 | 3 | 0 | esc | 0.15274 | 33.9428 | 0 | 0 | 0 | 0 | 0 | 0
[149 empty] | All EPR in 2020WLDFRFinancial | WLDFR | HFTD - Distribution - Tier 3 - 3QU CoRE ¦ 5QU LoRE | Red Flag Warning - Destructive Fires | 2020 | Financial | 8585.7228 | 90.0882 | 2020 | Control | 0.053 | 3 | 0 | esc | 0.055966 | 480.5104 | 0 | 0 | 0 | 0 | 0 | 0
[149 empty] | All EPR in 2020WLDFRElectric Reliability | WLDFR | HFTD - Distribution - Tier 3 - 3QU CoRE ¦ 5QU LoRE | Red Flag Warning - Large Fires | 2020 | Electric Reliability | 0.69642 | 90.0882 | 2020 | Control | 0.1325 | 3 | 0 | esc | 0.15274 | 0.10637 | 0 | 0 | 0 | 0 | 0 | 0
[149 empty] | All EPR in 2020WLDFRFinancial | WLDFR | HFTD - Distribution - Tier 3 - 3QU CoRE ¦ 5QU LoRE | Red Flag Warning - Large Fires | 2020 | Financial | 2.942 | 90.0882 | 2020 | Control | 0.053 | 3 | 0 | esc | 0.055966 | 0.16465 | 0 | 0 | 0 | 0 | 0 | 0
[149 empty] | All EPR in 2020WLDFRSafety | WLDFR | HFTD - Distribution - Tier 3 - 3QU CoRE ¦ 5QU LoRE | Red Flag Warning - Large Fires | 2020 | Safety | 1.6022 | 90.0882 | 2020 | Control | 0.053 | 3 | 0 | esc | 0.055966 | 0.089668 | 0 | 0 | 0 | 0 | 0 | 0
[149 empty] | All EPR in 2020WLDFRElectric Reliability | WLDFR | HFTD - Distribution - Tier 3 - 3QU CoRE ¦ 5QU LoRE | Red Flag Warning - Small Fires | 2020 | Electric Reliability | 0.036425 | 90.0882 | 2020 | Control | 0.1325 | 3 | 0 | esc | 0.15274 | 0.0055635 | 0 | 0 | 0 | 0 | 0 | 0
[149 empty] | All EPR in 2020WLDFRFinancial | WLDFR | HFTD - Distribution - Tier 3 - 3QU CoRE ¦ 5QU LoRE | Red Flag Warning - Small Fires | 2020 | Financial | 0.0015809 | 90.0882 | 2020 | Control | 0.053 | 3 | 0 | esc | 0.055966 | 8.8475e-05 | 0 | 0 | 0 | 0 | 0 | 0
[149 empty] | All EPR in 2020WLDFRSafety | WLDFR | HFTD - Distribution - Tier 3 - 3QU CoRE ¦ 5QU LoRE | Red Flag Warning - Small Fires | 2020 | Safety | 0.039895 | 90.0882 | 2020 | Control | 0.053 | 3 | 0 | esc | 0.055966 | 0.0022328 | 0 | 0 | 0 | 0 | 0 | 0
[149 empty] | All EPR in 2020WLDFRElectric Reliability | WLDFR | HFTD - Distribution - Tier 3 - 4QU CoRE ¦ 1QU LoRE | Non-Red Flag Warning - Catastrophic Fires | 2020 | Electric Reliability | 222.2294 | 655.3922 | 2020 | Control | 0.1325 | 3 | 0 | esc | 0.15274 | 33.9428 | 0 | 0 | 0 | 0 | 0 | 0
[149 empty] | All EPR in 2020WLDFRFinancial | WLDFR | HFTD - Distribution - Tier 3 - 4QU CoRE ¦ 1QU LoRE | Non-Red Flag Warning - Catastrophic Fires | 2020 | Financial | 8585.7228 | 655.3922 | 2020 | Control | 0.053 | 3 | 0 | esc | 0.055966 | 480.5104 | 0 | 0 | 0 | 0 | 0 | 0
[149 empty] | All EPR in 2020WLDFRSafety | WLDFR | HFTD - Distribution - Tier 3 - 4QU CoRE ¦ 1QU LoRE | Non-Red Flag Warning - Catastrophic Fires | 2020 | Safety | 5338.1784 | 655.3922 | 2020 | Control | 0.053 | 3 | 0 | esc | 0.055966 | 298.7576 | 0 | 0 | 0 | 0 | 0 | 0
[149 empty] | All EPR in 2020WLDFRElectric Reliability | WLDFR | HFTD - Distribution - Tier 3 - 4QU CoRE ¦ 1QU LoRE | Non-Red Flag Warning - Destructive Fires | 2020 | Electric Reliability | 222.2294 | 655.3922 | 2020 | Control | 0.1325 | 3 | 0 | esc | 0.15274 | 33.9428 | 0 | 0 | 0 | 0 | 0 | 0
[149 empty] | All EPR in 2020WLDFRFinancial | WLDFR | HFTD - Distribution - Tier 3 - 4QU CoRE ¦ 1QU LoRE | Non-Red Flag Warning - Destructive Fires | 2020 | Financial | 8585.7228 | 655.3922 | 2020 | Control | 0.053 | 3 | 0 | esc | 0.055966 | 480.5104 | 0 | 0 | 0 | 0 | 0 | 0
[149 empty] | All EPR in 2020WLDFRElectric Reliability | WLDFR | HFTD - Distribution - Tier 3 - 4QU CoRE ¦ 1QU LoRE | Non-Red Flag Warning - Large Fires | 2020 | Electric Reliability | 0.69642 | 655.3922 | 2020 | Control | 0.1325 | 3 | 0 | esc | 0.15274 | 0.10637 | 0 | 0 | 0 | 0 | 0 | 0
[149 empty] | All EPR in 2020WLDFRFinancial | WLDFR | HFTD - Distribution - Tier 3 - 4QU CoRE ¦ 1QU LoRE | Non-Red Flag Warning - Large Fires | 2020 | Financial | 2.942 | 655.3922 | 2020 | Control | 0.053 | 3 | 0 | esc | 0.055966 | 0.16465 | 0 | 0 | 0 | 0 | 0 | 0
[149 empty] | All EPR in 2020WLDFRSafety | WLDFR | HFTD - Distribution - Tier 3 - 4QU CoRE ¦ 1QU LoRE | Non-Red Flag Warning - Large Fires | 2020 | Safety | 1.6022 | 655.3922 | 2020 | Control | 0.053 | 3 | 0 | esc | 0.055966 | 0.089668 | 0 | 0 | 0 | 0 | 0 | 0
[149 empty] | All EPR in 2020WLDFRElectric Reliability | WLDFR | HFTD - Distribution - Tier 3 - 4QU CoRE ¦ 1QU LoRE | Non-Red Flag Warning - Small Fires | 2020 | Electric Reliability | 0.036425 | 655.3922 | 2020 | Control | 0.1325 | 3 | 0 | esc | 0.15274 | 0.0055635 | 0 | 0 | 0 | 0 | 0 | 0
[149 empty] | All EPR in 2020WLDFRFinancial | WLDFR | HFTD - Distribution - Tier 3 - 4QU CoRE ¦ 1QU LoRE | Non-Red Flag Warning - Small Fires | 2020 | Financial | 0.0015809 | 655.3922 | 2020 | Control | 0.053 | 3 | 0 | esc | 0.055966 | 8.8475e-05 | 0 | 0 | 0 | 0 | 0 | 0
[149 empty] | All EPR in 2020WLDFRSafety | WLDFR | HFTD - Distribution - Tier 3 - 4QU CoRE ¦ 1QU LoRE | Non-Red Flag Warning - Small Fires | 2020 | Safety | 0.039895 | 655.3922 | 2020 | Control | 0.053 | 3 | 0 | esc | 0.055966 | 0.0022328 | 0 | 0 | 0 | 0 | 0 | 0
[149 empty] | All EPR in 2020WLDFRElectric Reliability | WLDFR | HFTD - Distribution - Tier 3 - 4QU CoRE ¦ 1QU LoRE | Red Flag Warning - Catastrophic Fires | 2020 | Electric Reliability | 222.2294 | 655.3922 | 2020 | Control | 0.1325 | 3 | 0 | esc | 0.15274 | 33.9428 | 0 | 0 | 0 | 0 | 0 | 0
[149 empty] | All EPR in 2020WLDFRFinancial | WLDFR | HFTD - Distribution - Tier 3 - 4QU CoRE ¦ 1QU LoRE | Red Flag Warning - Catastrophic Fires | 2020 | Financial | 8585.7228 | 655.3922 | 2020 | Control | 0.053 | 3 | 0 | esc | 0.055966 | 480.5104 | 0 | 0 | 0 | 0 | 0 | 0
[149 empty] | All EPR in 2020WLDFRSafety | WLDFR | HFTD - Distribution - Tier 3 - 4QU CoRE ¦ 1QU LoRE | Red Flag Warning - Catastrophic Fires | 2020 | Safety | 5338.1784 | 655.3922 | 2020 | Control | 0.053 | 3 | 0 | esc | 0.055966 | 298.7576 | 0 | 0 | 0 | 0 | 0 | 0
[149 empty] | All EPR in 2020WLDFRElectric Reliability | WLDFR | HFTD - Distribution - Tier 3 - 4QU CoRE ¦ 1QU LoRE | Red Flag Warning - Destructive Fires | 2020 | Electric Reliability | 222.2294 | 655.3922 | 2020 | Control | 0.1325 | 3 | 0 | esc | 0.15274 | 33.9428 | 0 | 0 | 0 | 0 | 0 | 0
[149 empty] | All EPR in 2020WLDFRFinancial | WLDFR | HFTD - Distribution - Tier 3 - 4QU CoRE ¦ 1QU LoRE | Red Flag Warning - Destructive Fires | 2020 | Financial | 8585.7228 | 655.3922 | 2020 | Control | 0.053 | 3 | 0 | esc | 0.055966 | 480.5104 | 0 | 0 | 0 | 0 | 0 | 0
[149 empty] | All EPR in 2020WLDFRElectric Reliability | WLDFR | HFTD - Distribution - Tier 3 - 4QU CoRE ¦ 1QU LoRE | Red Flag Warning - Large Fires | 2020 | Electric Reliability | 0.69642 | 655.3922 | 2020 | Control | 0.1325 | 3 | 0 | esc | 0.15274 | 0.10637 | 0 | 0 | 0 | 0 | 0 | 0
[149 empty] | All EPR in 2020WLDFRFinancial | WLDFR | HFTD - Distribution - Tier 3 - 4QU CoRE ¦ 1QU LoRE | Red Flag Warning - Large Fires | 2020 | Financial | 2.942 | 655.3922 | 2020 | Control | 0.053 | 3 | 0 | esc | 0.055966 | 0.16465 | 0 | 0 | 0 | 0 | 0 | 0
[149 empty] | All EPR in 2020WLDFRSafety | WLDFR | HFTD - Distribution - Tier 3 - 4QU CoRE ¦ 1QU LoRE | Red Flag Warning - Large Fires | 2020 | Safety | 1.6022 | 655.3922 | 2020 | Control | 0.053 | 3 | 0 | esc | 0.055966 | 0.089668 | 0 | 0 | 0 | 0 | 0 | 0
[149 empty] | All EPR in 2020WLDFRElectric Reliability | WLDFR | HFTD - Distribution - Tier 3 - 4QU CoRE ¦ 1QU LoRE | Red Flag Warning - Small Fires | 2020 | Electric Reliability | 0.036425 | 655.3922 | 2020 | Control | 0.1325 | 3 | 0 | esc | 0.15274 | 0.0055635 | 0 | 0 | 0 | 0 | 0 | 0
[149 empty] | All EPR in 2020WLDFRFinancial | WLDFR | HFTD - Distribution - Tier 3 - 4QU CoRE ¦ 1QU LoRE | Red Flag Warning - Small Fires | 2020 | Financial | 0.0015809 | 655.3922 | 2020 | Control | 0.053 | 3 | 0 | esc | 0.055966 | 8.8475e-05 | 0 | 0 | 0 | 0 | 0 | 0
[149 empty] | All EPR in 2020WLDFRSafety | WLDFR | HFTD - Distribution - Tier 3 - 4QU CoRE ¦ 1QU LoRE | Red Flag Warning - Small Fires | 2020 | Safety | 0.039895 | 655.3922 | 2020 | Control | 0.053 | 3 | 0 | esc | 0.055966 | 0.0022328 | 0 | 0 | 0 | 0 | 0 | 0
[149 empty] | All EPR in 2020WLDFRElectric Reliability | WLDFR | HFTD - Distribution - Tier 3 - 4QU CoRE ¦ 1QU LoRE | Seismic - Non-Red Flag Warning - Catastrophic Fires | 2020 | Electric Reliability | 409.2237 | 655.3922 | 2020 | Control | 0.1325 | 3 | 0 | esc | 0.15274 | 62.5039 | 0 | 0 | 0 | 0 | 0 | 0
[149 empty] | All EPR in 2020WLDFRFinancial | WLDFR | HFTD - Distribution - Tier 3 - 4QU CoRE ¦ 1QU LoRE | Seismic - Non-Red Flag Warning - Catastrophic Fires | 2020 | Financial | 13469.0878 | 655.3922 | 2020 | Control | 0.053 | 3 | 0 | esc | 0.055966 | 753.8138 | 0 | 0 | 0 | 0 | 0 | 0
[149 empty] | All EPR in 2020WLDFRSafety | WLDFR | HFTD - Distribution - Tier 3 - 4QU CoRE ¦ 1QU LoRE | Seismic - Non-Red Flag Warning - Catastrophic Fires | 2020 | Safety | 7205.5313 | 655.3922 | 2020 | Control | 0.053 | 3 | 0 | esc | 0.055966 | 403.2663 | 0 | 0 | 0 | 0 | 0 | 0
[149 empty] | All EPR in 2020WLDFRElectric Reliability | WLDFR | HFTD - Distribution - Tier 3 - 4QU CoRE ¦ 1QU LoRE | Seismic - Red Flag Warning - Catastrophic Fires | 2020 | Electric Reliability | 409.2237 | 655.3922 | 2020 | Control | 0.1325 | 3 | 0 | esc | 0.15274 | 62.5039 | 0 | 0 | 0 | 0 | 0 | 0
[149 empty] | All EPR in 2020WLDFRFinancial | WLDFR | HFTD - Distribution - Tier 3 - 4QU CoRE ¦ 1QU LoRE | Seismic - Red Flag Warning - Catastrophic Fires | 2020 | Financial | 13469.0878 | 655.3922 | 2020 | Control | 0.053 | 3 | 0 | esc | 0.055966 | 753.8138 | 0 | 0 | 0 | 0 | 0 | 0
[149 empty] | All EPR in 2020WLDFRSafety | WLDFR | HFTD - Distribution - Tier 3 - 4QU CoRE ¦ 1QU LoRE | Seismic - Red Flag Warning - Catastrophic Fires | 2020 | Safety | 7205.5313 | 655.3922 | 2020 | Control | 0.053 | 3 | 0 | esc | 0.055966 | 403.2663 | 0 | 0 | 0 | 0 | 0 | 0
[149 empty] | All EPR in 2020WLDFRElectric Reliability | WLDFR | HFTD - Distribution - Tier 3 - 4QU CoRE ¦ 2QU LoRE | Non-Red Flag Warning - Catastrophic Fires | 2020 | Electric Reliability | 222.2294 | 572.4174 | 2020 | Control | 0.1325 | 3 | 0 | esc | 0.15274 | 33.9428 | 0 | 0 | 0 | 0 | 0 | 0
[149 empty] | All EPR in 2020WLDFRFinancial | WLDFR | HFTD - Distribution - Tier 3 - 4QU CoRE ¦ 2QU LoRE | Non-Red Flag Warning - Catastrophic Fires | 2020 | Financial | 8585.7228 | 572.4174 | 2020 | Control | 0.053 | 3 | 0 | esc | 0.055966 | 480.5104 | 0 | 0 | 0 | 0 | 0 | 0
[149 empty] | All EPR in 2020WLDFRSafety | WLDFR | HFTD - Distribution - Tier 3 - 4QU CoRE ¦ 2QU LoRE | Non-Red Flag Warning - Catastrophic Fires | 2020 | Safety | 5338.1784 | 572.4174 | 2020 | Control | 0.053 | 3 | 0 | esc | 0.055966 | 298.7576 | 0 | 0 | 0 | 0 | 0 | 0
[149 empty] | All EPR in 2020WLDFRElectric Reliability | WLDFR | HFTD - Distribution - Tier 3 - 4QU CoRE ¦ 2QU LoRE | Non-Red Flag Warning - Destructive Fires | 2020 | Electric Reliability | 222.2294 | 572.4174 | 2020 | Control | 0.1325 | 3 | 0 | esc | 0.15274 | 33.9428 | 0 | 0 | 0 | 0 | 0 | 0
[149 empty] | All EPR in 2020WLDFRFinancial | WLDFR | HFTD - Distribution - Tier 3 - 4QU CoRE ¦ 2QU LoRE | Non-Red Flag Warning - Destructive Fires | 2020 | Financial | 8585.7228 | 572.4174 | 2020 | Control | 0.053 | 3 | 0 | esc | 0.055966 | 480.5104 | 0 | 0 | 0 | 0 | 0 | 0
[149 empty] | All EPR in 2020WLDFRElectric Reliability | WLDFR | HFTD - Distribution - Tier 3 - 4QU CoRE ¦ 2QU LoRE | Non-Red Flag Warning - Large Fires | 2020 | Electric Reliability | 0.69642 | 572.4174 | 2020 | Control | 0.1325 | 3 | 0 | esc | 0.15274 | 0.10637 | 0 | 0 | 0 | 0 | 0 | 0
[149 empty] | All EPR in 2020WLDFRFinancial | WLDFR | HFTD - Distribution - Tier 3 - 4QU CoRE ¦ 2QU LoRE | Non-Red Flag Warning - Large Fires | 2020 | Financial | 2.942 | 572.4174 | 2020 | Control | 0.053 | 3 | 0 | esc | 0.055966 | 0.16465 | 0 | 0 | 0 | 0 | 0 | 0
[149 empty] | All EPR in 2020WLDFRSafety | WLDFR | HFTD - Distribution - Tier 3 - 4QU CoRE ¦ 2QU LoRE | Non-Red Flag Warning - Large Fires | 2020 | Safety | 1.6022 | 572.4174 | 2020 | Control | 0.053 | 3 | 0 | esc | 0.055966 | 0.089668 | 0 | 0 | 0 | 0 | 0 | 0
[149 empty] | All EPR in 2020WLDFRElectric Reliability | WLDFR | HFTD - Distribution - Tier 3 - 4QU CoRE ¦ 2QU LoRE | Non-Red Flag Warning - Small Fires | 2020 | Electric Reliability | 0.036425 | 572.4174 | 2020 | Control | 0.1325 | 3 | 0 | esc | 0.15274 | 0.0055635 | 0 | 0 | 0 | 0 | 0 | 0
[149 empty] | All EPR in 2020WLDFRFinancial | WLDFR | HFTD - Distribution - Tier 3 - 4QU CoRE ¦ 2QU LoRE | Non-Red Flag Warning - Small Fires | 2020 | Financial | 0.0015809 | 572.4174 | 2020 | Control | 0.053 | 3 | 0 | esc | 0.055966 | 8.8475e-05 | 0 | 0 | 0 | 0 | 0 | 0
[149 empty] | All EPR in 2020WLDFRSafety | WLDFR | HFTD - Distribution - Tier 3 - 4QU CoRE ¦ 2QU LoRE | Non-Red Flag Warning - Small Fires | 2020 | Safety | 0.039895 | 572.4174 | 2020 | Control | 0.053 | 3 | 0 | esc | 0.055966 | 0.0022328 | 0 | 0 | 0 | 0 | 0 | 0
[149 empty] | All EPR in 2020WLDFRElectric Reliability | WLDFR | HFTD - Distribution - Tier 3 - 4QU CoRE ¦ 2QU LoRE | Red Flag Warning - Catastrophic Fires | 2020 | Electric Reliability | 222.2294 | 572.4174 | 2020 | Control | 0.1325 | 3 | 0 | esc | 0.15274 | 33.9428 | 0 | 0 | 0 | 0 | 0 | 0
[149 empty] | All EPR in 2020WLDFRFinancial | WLDFR | HFTD - Distribution - Tier 3 - 4QU CoRE ¦ 2QU LoRE | Red Flag Warning - Catastrophic Fires | 2020 | Financial | 8585.7228 | 572.4174 | 2020 | Control | 0.053 | 3 | 0 | esc | 0.055966 | 480.5104 | 0 | 0 | 0 | 0 | 0 | 0
[149 empty] | All EPR in 2020WLDFRSafety | WLDFR | HFTD - Distribution - Tier 3 - 4QU CoRE ¦ 2QU LoRE | Red Flag Warning - Catastrophic Fires | 2020 | Safety | 5338.1784 | 572.4174 | 2020 | Control | 0.053 | 3 | 0 | esc | 0.055966 | 298.7576 | 0 | 0 | 0 | 0 | 0 | 0
[149 empty] | All EPR in 2020WLDFRElectric Reliability | WLDFR | HFTD - Distribution - Tier 3 - 4QU CoRE ¦ 2QU LoRE | Red Flag Warning - Destructive Fires | 2020 | Electric Reliability | 222.2294 | 572.4174 | 2020 | Control | 0.1325 | 3 | 0 | esc | 0.15274 | 33.9428 | 0 | 0 | 0 | 0 | 0 | 0
[149 empty] | All EPR in 2020WLDFRFinancial | WLDFR | HFTD - Distribution - Tier 3 - 4QU CoRE ¦ 2QU LoRE | Red Flag Warning - Destructive Fires | 2020 | Financial | 8585.7228 | 572.4174 | 2020 | Control | 0.053 | 3 | 0 | esc | 0.055966 | 480.5104 | 0 | 0 | 0 | 0 | 0 | 0
[149 empty] | All EPR in 2020WLDFRElectric Reliability | WLDFR | HFTD - Distribution - Tier 3 - 4QU CoRE ¦ 2QU LoRE | Red Flag Warning - Large Fires | 2020 | Electric Reliability | 0.69642 | 572.4174 | 2020 | Control | 0.1325 | 3 | 0 | esc | 0.15274 | 0.10637 | 0 | 0 | 0 | 0 | 0 | 0
[149 empty] | All EPR in 2020WLDFRFinancial | WLDFR | HFTD - Distribution - Tier 3 - 4QU CoRE ¦ 2QU LoRE | Red Flag Warning - Large Fires | 2020 | Financial | 2.942 | 572.4174 | 2020 | Control | 0.053 | 3 | 0 | esc | 0.055966 | 0.16465 | 0 | 0 | 0 | 0 | 0 | 0
[149 empty] | All EPR in 2020WLDFRSafety | WLDFR | HFTD - Distribution - Tier 3 - 4QU CoRE ¦ 2QU LoRE | Red Flag Warning - Large Fires | 2020 | Safety | 1.6022 | 572.4174 | 2020 | Control | 0.053 | 3 | 0 | esc | 0.055966 | 0.089668 | 0 | 0 | 0 | 0 | 0 | 0
[149 empty] | All EPR in 2020WLDFRElectric Reliability | WLDFR | HFTD - Distribution - Tier 3 - 4QU CoRE ¦ 2QU LoRE | Red Flag Warning - Small Fires | 2020 | Electric Reliability | 0.036425 | 572.4174 | 2020 | Control | 0.1325 | 3 | 0 | esc | 0.15274 | 0.0055635 | 0 | 0 | 0 | 0 | 0 | 0
[149 empty] | All EPR in 2020WLDFRFinancial | WLDFR | HFTD - Distribution - Tier 3 - 4QU CoRE ¦ 2QU LoRE | Red Flag Warning - Small Fires | 2020 | Financial | 0.0015809 | 572.4174 | 2020 | Control | 0.053 | 3 | 0 | esc | 0.055966 | 8.8475e-05 | 0 | 0 | 0 | 0 | 0 | 0
[149 empty] | All EPR in 2020WLDFRSafety | WLDFR | HFTD - Distribution - Tier 3 - 4QU CoRE ¦ 2QU LoRE | Red Flag Warning - Small Fires | 2020 | Safety | 0.039895 | 572.4174 | 2020 | Control | 0.053 | 3 | 0 | esc | 0.055966 | 0.0022328 | 0 | 0 | 0 | 0 | 0 | 0
[149 empty] | All EPR in 2020WLDFRElectric Reliability | WLDFR | HFTD - Distribution - Tier 3 - 4QU CoRE ¦ 2QU LoRE | Seismic - Non-Red Flag Warning - Catastrophic Fires | 2020 | Electric Reliability | 409.2237 | 572.4174 | 2020 | Control | 0.1325 | 3 | 0 | esc | 0.15274 | 62.5039 | 0 | 0 | 0 | 0 | 0 | 0
[149 empty] | All EPR in 2020WLDFRFinancial | WLDFR | HFTD - Distribution - Tier 3 - 4QU CoRE ¦ 2QU LoRE | Seismic - Non-Red Flag Warning - Catastrophic Fires | 2020 | Financial | 13469.0878 | 572.4174 | 2020 | Control | 0.053 | 3 | 0 | esc | 0.055966 | 753.8138 | 0 | 0 | 0 | 0 | 0 | 0
[149 empty] | All EPR in 2020WLDFRSafety | WLDFR | HFTD - Distribution - Tier 3 - 4QU CoRE ¦ 2QU LoRE | Seismic - Non-Red Flag Warning - Catastrophic Fires | 2020 | Safety | 7205.5313 | 572.4174 | 2020 | Control | 0.053 | 3 | 0 | esc | 0.055966 | 403.2663 | 0 | 0 | 0 | 0 | 0 | 0
[149 empty] | All EPR in 2020WLDFRElectric Reliability | WLDFR | HFTD - Distribution - Tier 3 - 4QU CoRE ¦ 2QU LoRE | Seismic - Red Flag Warning - Catastrophic Fires | 2020 | Electric Reliability | 409.2237 | 572.4174 | 2020 | Control | 0.1325 | 3 | 0 | esc | 0.15274 | 62.5039 | 0 | 0 | 0 | 0 | 0 | 0
[149 empty] | All EPR in 2020WLDFRFinancial | WLDFR | HFTD - Distribution - Tier 3 - 4QU CoRE ¦ 2QU LoRE | Seismic - Red Flag Warning - Catastrophic Fires | 2020 | Financial | 13469.0878 | 572.4174 | 2020 | Control | 0.053 | 3 | 0 | esc | 0.055966 | 753.8138 | 0 | 0 | 0 | 0 | 0 | 0
[149 empty] | All EPR in 2020WLDFRSafety | WLDFR | HFTD - Distribution - Tier 3 - 4QU CoRE ¦ 2QU LoRE | Seismic - Red Flag Warning - Catastrophic Fires | 2020 | Safety | 7205.5313 | 572.4174 | 2020 | Control | 0.053 | 3 | 0 | esc | 0.055966 | 403.2663 | 0 | 0 | 0 | 0 | 0 | 0
[149 empty] | All EPR in 2020WLDFRElectric Reliability | WLDFR | HFTD - Distribution - Tier 3 - 4QU CoRE ¦ 3QU LoRE | Non-Red Flag Warning - Catastrophic Fires | 2020 | Electric Reliability | 222.2294 | 334.8643 | 2020 | Control | 0.1325 | 3 | 0 | esc | 0.15274 | 33.9428 | 0 | 0 | 0 | 0 | 0 | 0
[149 empty] | All EPR in 2020WLDFRFinancial | WLDFR | HFTD - Distribution - Tier 3 - 4QU CoRE ¦ 3QU LoRE | Non-Red Flag Warning - Catastrophic Fires | 2020 | Financial | 8585.7228 | 334.8643 | 2020 | Control | 0.053 | 3 | 0 | esc | 0.055966 | 480.5104 | 0 | 0 | 0 | 0 | 0 | 0
[149 empty] | All EPR in 2020WLDFRSafety | WLDFR | HFTD - Distribution - Tier 3 - 4QU CoRE ¦ 3QU LoRE | Non-Red Flag Warning - Catastrophic Fires | 2020 | Safety | 5338.1784 | 334.8643 | 2020 | Control | 0.053 | 3 | 0 | esc | 0.055966 | 298.7576 | 0 | 0 | 0 | 0 | 0 | 0
[149 empty] | All EPR in 2020WLDFRElectric Reliability | WLDFR | HFTD - Distribution - Tier 3 - 4QU CoRE ¦ 3QU LoRE | Non-Red Flag Warning - Destructive Fires | 2020 | Electric Reliability | 222.2294 | 334.8643 | 2020 | Control | 0.1325 | 3 | 0 | esc | 0.15274 | 33.9428 | 0 | 0 | 0 | 0 | 0 | 0
[149 empty] | All EPR in 2020WLDFRFinancial | WLDFR | HFTD - Distribution - Tier 3 - 4QU CoRE ¦ 3QU LoRE | Non-Red Flag Warning - Destructive Fires | 2020 | Financial | 8585.7228 | 334.8643 | 2020 | Control | 0.053 | 3 | 0 | esc | 0.055966 | 480.5104 | 0 | 0 | 0 | 0 | 0 | 0
[149 empty] | All EPR in 2020WLDFRElectric Reliability | WLDFR | HFTD - Distribution - Tier 3 - 4QU CoRE ¦ 3QU LoRE | Non-Red Flag Warning - Large Fires | 2020 | Electric Reliability | 0.69642 | 334.8643 | 2020 | Control | 0.1325 | 3 | 0 | esc | 0.15274 | 0.10637 | 0 | 0 | 0 | 0 | 0 | 0
[149 empty] | All EPR in 2020WLDFRFinancial | WLDFR | HFTD - Distribution - Tier 3 - 4QU CoRE ¦ 3QU LoRE | Non-Red Flag Warning - Large Fires | 2020 | Financial | 2.942 | 334.8643 | 2020 | Control | 0.053 | 3 | 0 | esc | 0.055966 | 0.16465 | 0 | 0 | 0 | 0 | 0 | 0
[149 empty] | All EPR in 2020WLDFRSafety | WLDFR | HFTD - Distribution - Tier 3 - 4QU CoRE ¦ 3QU LoRE | Non-Red Flag Warning - Large Fires | 2020 | Safety | 1.6022 | 334.8643 | 2020 | Control | 0.053 | 3 | 0 | esc | 0.055966 | 0.089668 | 0 | 0 | 0 | 0 | 0 | 0
[149 empty] | All EPR in 2020WLDFRElectric Reliability | WLDFR | HFTD - Distribution - Tier 3 - 4QU CoRE ¦ 3QU LoRE | Non-Red Flag Warning - Small Fires | 2020 | Electric Reliability | 0.036425 | 334.8643 | 2020 | Control | 0.1325 | 3 | 0 | esc | 0.15274 | 0.0055635 | 0 | 0 | 0 | 0 | 0 | 0
[149 empty] | All EPR in 2020WLDFRFinancial | WLDFR | HFTD - Distribution - Tier 3 - 4QU CoRE ¦ 3QU LoRE | Non-Red Flag Warning - Small Fires | 2020 | Financial | 0.0015809 | 334.8643 | 2020 | Control | 0.053 | 3 | 0 | esc | 0.055966 | 8.8475e-05 | 0 | 0 | 0 | 0 | 0 | 0
[149 empty] | All EPR in 2020WLDFRSafety | WLDFR | HFTD - Distribution - Tier 3 - 4QU CoRE ¦ 3QU LoRE | Non-Red Flag Warning - Small Fires | 2020 | Safety | 0.039895 | 334.8643 | 2020 | Control | 0.053 | 3 | 0 | esc | 0.055966 | 0.0022328 | 0 | 0 | 0 | 0 | 0 | 0
[149 empty] | All EPR in 2020WLDFRElectric Reliability | WLDFR | HFTD - Distribution - Tier 3 - 4QU CoRE ¦ 3QU LoRE | Red Flag Warning - Catastrophic Fires | 2020 | Electric Reliability | 222.2294 | 334.8643 | 2020 | Control | 0.1325 | 3 | 0 | esc | 0.15274 | 33.9428 | 0 | 0 | 0 | 0 | 0 | 0
[149 empty] | All EPR in 2020WLDFRFinancial | WLDFR | HFTD - Distribution - Tier 3 - 4QU CoRE ¦ 3QU LoRE | Red Flag Warning - Catastrophic Fires | 2020 | Financial | 8585.7228 | 334.8643 | 2020 | Control | 0.053 | 3 | 0 | esc | 0.055966 | 480.5104 | 0 | 0 | 0 | 0 | 0 | 0
[149 empty] | All EPR in 2020WLDFRSafety | WLDFR | HFTD - Distribution - Tier 3 - 4QU CoRE ¦ 3QU LoRE | Red Flag Warning - Catastrophic Fires | 2020 | Safety | 5338.1784 | 334.8643 | 2020 | Control | 0.053 | 3 | 0 | esc | 0.055966 | 298.7576 | 0 | 0 | 0 | 0 | 0 | 0
[149 empty] | All EPR in 2020WLDFRElectric Reliability | WLDFR | HFTD - Distribution - Tier 3 - 4QU CoRE ¦ 3QU LoRE | Red Flag Warning - Destructive Fires | 2020 | Electric Reliability | 222.2294 | 334.8643 | 2020 | Control | 0.1325 | 3 | 0 | esc | 0.15274 | 33.9428 | 0 | 0 | 0 | 0 | 0 | 0
[149 empty] | All EPR in 2020WLDFRFinancial | WLDFR | HFTD - Distribution - Tier 3 - 4QU CoRE ¦ 3QU LoRE | Red Flag Warning - Destructive Fires | 2020 | Financial | 8585.7228 | 334.8643 | 2020 | Control | 0.053 | 3 | 0 | esc | 0.055966 | 480.5104 | 0 | 0 | 0 | 0 | 0 | 0
[149 empty] | All EPR in 2020WLDFRElectric Reliability | WLDFR | HFTD - Distribution - Tier 3 - 4QU CoRE ¦ 3QU LoRE | Red Flag Warning - Large Fires | 2020 | Electric Reliability | 0.69642 | 334.8643 | 2020 | Control | 0.1325 | 3 | 0 | esc | 0.15274 | 0.10637 | 0 | 0 | 0 | 0 | 0 | 0
[149 empty] | All EPR in 2020WLDFRFinancial | WLDFR | HFTD - Distribution - Tier 3 - 4QU CoRE ¦ 3QU LoRE | Red Flag Warning - Large Fires | 2020 | Financial | 2.942 | 334.8643 | 2020 | Control | 0.053 | 3 | 0 | esc | 0.055966 | 0.16465 | 0 | 0 | 0 | 0 | 0 | 0
[149 empty] | All EPR in 2020WLDFRSafety | WLDFR | HFTD - Distribution - Tier 3 - 4QU CoRE ¦ 3QU LoRE | Red Flag Warning - Large Fires | 2020 | Safety | 1.6022 | 334.8643 | 2020 | Control | 0.053 | 3 | 0 | esc | 0.055966 | 0.089668 | 0 | 0 | 0 | 0 | 0 | 0
[149 empty] | All EPR in 2020WLDFRElectric Reliability | WLDFR | HFTD - Distribution - Tier 3 - 4QU CoRE ¦ 3QU LoRE | Red Flag Warning - Small Fires | 2020 | Electric Reliability | 0.036425 | 334.8643 | 2020 | Control | 0.1325 | 3 | 0 | esc | 0.15274 | 0.0055635 | 0 | 0 | 0 | 0 | 0 | 0
[149 empty] | All EPR in 2020WLDFRFinancial | WLDFR | HFTD - Distribution - Tier 3 - 4QU CoRE ¦ 3QU LoRE | Red Flag Warning - Small Fires | 2020 | Financial | 0.0015809 | 334.8643 | 2020 | Control | 0.053 | 3 | 0 | esc | 0.055966 | 8.8475e-05 | 0 | 0 | 0 | 0 | 0 | 0
[149 empty] | All EPR in 2020WLDFRSafety | WLDFR | HFTD - Distribution - Tier 3 - 4QU CoRE ¦ 3QU LoRE | Red Flag Warning - Small Fires | 2020 | Safety | 0.039895 | 334.8643 | 2020 | Control | 0.053 | 3 | 0 | esc | 0.055966 | 0.0022328 | 0 | 0 | 0 | 0 | 0 | 0
[149 empty] | All EPR in 2020WLDFRElectric Reliability | WLDFR | HFTD - Distribution - Tier 3 - 4QU CoRE ¦ 3QU LoRE | Seismic - Non-Red Flag Warning - Catastrophic Fires | 2020 | Electric Reliability | 409.2237 | 334.8643 | 2020 | Control | 0.1325 | 3 | 0 | esc | 0.15274 | 62.5039 | 0 | 0 | 0 | 0 | 0 | 0
[149 empty] | All EPR in 2020WLDFRFinancial | WLDFR | HFTD - Distribution - Tier 3 - 4QU CoRE ¦ 3QU LoRE | Seismic - Non-Red Flag Warning - Catastrophic Fires | 2020 | Financial | 13469.0878 | 334.8643 | 2020 | Control | 0.053 | 3 | 0 | esc | 0.055966 | 753.8138 | 0 | 0 | 0 | 0 | 0 | 0
[149 empty] | All EPR in 2020WLDFRSafety | WLDFR | HFTD - Distribution - Tier 3 - 4QU CoRE ¦ 3QU LoRE | Seismic - Non-Red Flag Warning - Catastrophic Fires | 2020 | Safety | 7205.5313 | 334.8643 | 2020 | Control | 0.053 | 3 | 0 | esc | 0.055966 | 403.2663 | 0 | 0 | 0 | 0 | 0 | 0
[149 empty] | All EPR in 2020WLDFRElectric Reliability | WLDFR | HFTD - Distribution - Tier 3 - 4QU CoRE ¦ 3QU LoRE | Seismic - Red Flag Warning - Catastrophic Fires | 2020 | Electric Reliability | 409.2237 | 334.8643 | 2020 | Control | 0.1325 | 3 | 0 | esc | 0.15274 | 62.5039 | 0 | 0 | 0 | 0 | 0 | 0
[149 empty] | All EPR in 2020WLDFRFinancial | WLDFR | HFTD - Distribution - Tier 3 - 4QU CoRE ¦ 3QU LoRE | Seismic - Red Flag Warning - Catastrophic Fires | 2020 | Financial | 13469.0878 | 334.8643 | 2020 | Control | 0.053 | 3 | 0 | esc | 0.055966 | 753.8138 | 0 | 0 | 0 | 0 | 0 | 0
[149 empty] | All EPR in 2020WLDFRSafety | WLDFR | HFTD - Distribution - Tier 3 - 4QU CoRE ¦ 3QU LoRE | Seismic - Red Flag Warning - Catastrophic Fires | 2020 | Safety | 7205.5313 | 334.8643 | 2020 | Control | 0.053 | 3 | 0 | esc | 0.055966 | 403.2663 | 0 | 0 | 0 | 0 | 0 | 0
[149 empty] | All EPR in 2020WLDFRElectric Reliability | WLDFR | HFTD - Distribution - Tier 3 - 4QU CoRE ¦ 4QU LoRE | Non-Red Flag Warning - Catastrophic Fires | 2020 | Electric Reliability | 222.2294 | 248.6831 | 2020 | Control | 0.1325 | 3 | 0 | esc | 0.15274 | 33.9428 | 0 | 0 | 0 | 0 | 0 | 0
[149 empty] | All EPR in 2020WLDFRFinancial | WLDFR | HFTD - Distribution - Tier 3 - 4QU CoRE ¦ 4QU LoRE | Non-Red Flag Warning - Catastrophic Fires | 2020 | Financial | 8585.7228 | 248.6831 | 2020 | Control | 0.053 | 3 | 0 | esc | 0.055966 | 480.5104 | 0 | 0 | 0 | 0 | 0 | 0
[149 empty] | All EPR in 2020WLDFRSafety | WLDFR | HFTD - Distribution - Tier 3 - 4QU CoRE ¦ 4QU LoRE | Non-Red Flag Warning - Catastrophic Fires | 2020 | Safety | 5338.1784 | 248.6831 | 2020 | Control | 0.053 | 3 | 0 | esc | 0.055966 | 298.7576 | 0 | 0 | 0 | 0 | 0 | 0
[149 empty] | All EPR in 2020WLDFRElectric Reliability | WLDFR | HFTD - Distribution - Tier 3 - 4QU CoRE ¦ 4QU LoRE | Non-Red Flag Warning - Destructive Fires | 2020 | Electric Reliability | 222.2294 | 248.6831 | 2020 | Control | 0.1325 | 3 | 0 | esc | 0.15274 | 33.9428 | 0 | 0 | 0 | 0 | 0 | 0
[149 empty] | All EPR in 2020WLDFRFinancial | WLDFR | HFTD - Distribution - Tier 3 - 4QU CoRE ¦ 4QU LoRE | Non-Red Flag Warning - Destructive Fires | 2020 | Financial | 8585.7228 | 248.6831 | 2020 | Control | 0.053 | 3 | 0 | esc | 0.055966 | 480.5104 | 0 | 0 | 0 | 0 | 0 | 0
[149 empty] | All EPR in 2020WLDFRElectric Reliability | WLDFR | HFTD - Distribution - Tier 3 - 4QU CoRE ¦ 4QU LoRE | Non-Red Flag Warning - Large Fires | 2020 | Electric Reliability | 0.69642 | 248.6831 | 2020 | Control | 0.1325 | 3 | 0 | esc | 0.15274 | 0.10637 | 0 | 0 | 0 | 0 | 0 | 0
[149 empty] | All EPR in 2020WLDFRFinancial | WLDFR | HFTD - Distribution - Tier 3 - 4QU CoRE ¦ 4QU LoRE | Non-Red Flag Warning - Large Fires | 2020 | Financial | 2.942 | 248.6831 | 2020 | Control | 0.053 | 3 | 0 | esc | 0.055966 | 0.16465 | 0 | 0 | 0 | 0 | 0 | 0
[149 empty] | All EPR in 2020WLDFRSafety | WLDFR | HFTD - Distribution - Tier 3 - 4QU CoRE ¦ 4QU LoRE | Non-Red Flag Warning - Large Fires | 2020 | Safety | 1.6022 | 248.6831 | 2020 | Control | 0.053 | 3 | 0 | esc | 0.055966 | 0.089668 | 0 | 0 | 0 | 0 | 0 | 0
[149 empty] | All EPR in 2020WLDFRElectric Reliability | WLDFR | HFTD - Distribution - Tier 3 - 4QU CoRE ¦ 4QU LoRE | Non-Red Flag Warning - Small Fires | 2020 | Electric Reliability | 0.036425 | 248.6831 | 2020 | Control | 0.1325 | 3 | 0 | esc | 0.15274 | 0.0055635 | 0 | 0 | 0 | 0 | 0 | 0
[149 empty] | All EPR in 2020WLDFRFinancial | WLDFR | HFTD - Distribution - Tier 3 - 4QU CoRE ¦ 4QU LoRE | Non-Red Flag Warning - Small Fires | 2020 | Financial | 0.0015809 | 248.6831 | 2020 | Control | 0.053 | 3 | 0 | esc | 0.055966 | 8.8475e-05 | 0 | 0 | 0 | 0 | 0 | 0
[149 empty] | All EPR in 2020WLDFRSafety | WLDFR | HFTD - Distribution - Tier 3 - 4QU CoRE ¦ 4QU LoRE | Non-Red Flag Warning - Small Fires | 2020 | Safety | 0.039895 | 248.6831 | 2020 | Control | 0.053 | 3 | 0 | esc | 0.055966 | 0.0022328 | 0 | 0 | 0 | 0 | 0 | 0
[149 empty] | All EPR in 2020WLDFRElectric Reliability | WLDFR | HFTD - Distribution - Tier 3 - 4QU CoRE ¦ 4QU LoRE | Red Flag Warning - Catastrophic Fires | 2020 | Electric Reliability | 222.2294 | 248.6831 | 2020 | Control | 0.1325 | 3 | 0 | esc | 0.15274 | 33.9428 | 0 | 0 | 0 | 0 | 0 | 0
[149 empty] | All EPR in 2020WLDFRFinancial | WLDFR | HFTD - Distribution - Tier 3 - 4QU CoRE ¦ 4QU LoRE | Red Flag Warning - Catastrophic Fires | 2020 | Financial | 8585.7228 | 248.6831 | 2020 | Control | 0.053 | 3 | 0 | esc | 0.055966 | 480.5104 | 0 | 0 | 0 | 0 | 0 | 0
[149 empty] | All EPR in 2020WLDFRSafety | WLDFR | HFTD - Distribution - Tier 3 - 4QU CoRE ¦ 4QU LoRE | Red Flag Warning - Catastrophic Fires | 2020 | Safety | 5338.1784 | 248.6831 | 2020 | Control | 0.053 | 3 | 0 | esc | 0.055966 | 298.7576 | 0 | 0 | 0 | 0 | 0 | 0
[149 empty] | All EPR in 2020WLDFRElectric Reliability | WLDFR | HFTD - Distribution - Tier 3 - 4QU CoRE ¦ 4QU LoRE | Red Flag Warning - Destructive Fires | 2020 | Electric Reliability | 222.2294 | 248.6831 | 2020 | Control | 0.1325 | 3 | 0 | esc | 0.15274 | 33.9428 | 0 | 0 | 0 | 0 | 0 | 0
[149 empty] | All EPR in 2020WLDFRFinancial | WLDFR | HFTD - Distribution - Tier 3 - 4QU CoRE ¦ 4QU LoRE | Red Flag Warning - Destructive Fires | 2020 | Financial | 8585.7228 | 248.6831 | 2020 | Control | 0.053 | 3 | 0 | esc | 0.055966 | 480.5104 | 0 | 0 | 0 | 0 | 0 | 0
[149 empty] | All EPR in 2020WLDFRElectric Reliability | WLDFR | HFTD - Distribution - Tier 3 - 4QU CoRE ¦ 4QU LoRE | Red Flag Warning - Large Fires | 2020 | Electric Reliability | 0.69642 | 248.6831 | 2020 | Control | 0.1325 | 3 | 0 | esc | 0.15274 | 0.10637 | 0 | 0 | 0 | 0 | 0 | 0
[149 empty] | All EPR in 2020WLDFRFinancial | WLDFR | HFTD - Distribution - Tier 3 - 4QU CoRE ¦ 4QU LoRE | Red Flag Warning - Large Fires | 2020 | Financial | 2.942 | 248.6831 | 2020 | Control | 0.053 | 3 | 0 | esc | 0.055966 | 0.16465 | 0 | 0 | 0 | 0 | 0 | 0
[149 empty] | All EPR in 2020WLDFRSafety | WLDFR | HFTD - Distribution - Tier 3 - 4QU CoRE ¦ 4QU LoRE | Red Flag Warning - Large Fires | 2020 | Safety | 1.6022 | 248.6831 | 2020 | Control | 0.053 | 3 | 0 | esc | 0.055966 | 0.089668 | 0 | 0 | 0 | 0 | 0 | 0
[149 empty] | All EPR in 2020WLDFRElectric Reliability | WLDFR | HFTD - Distribution - Tier 3 - 4QU CoRE ¦ 4QU LoRE | Red Flag Warning - Small Fires | 2020 | Electric Reliability | 0.036425 | 248.6831 | 2020 | Control | 0.1325 | 3 | 0 | esc | 0.15274 | 0.0055635 | 0 | 0 | 0 | 0 | 0 | 0
[149 empty] | All EPR in 2020WLDFRFinancial | WLDFR | HFTD - Distribution - Tier 3 - 4QU CoRE ¦ 4QU LoRE | Red Flag Warning - Small Fires | 2020 | Financial | 0.0015809 | 248.6831 | 2020 | Control | 0.053 | 3 | 0 | esc | 0.055966 | 8.8475e-05 | 0 | 0 | 0 | 0 | 0 | 0
[149 empty] | All EPR in 2020WLDFRSafety | WLDFR | HFTD - Distribution - Tier 3 - 4QU CoRE ¦ 4QU LoRE | Red Flag Warning - Small Fires | 2020 | Safety | 0.039895 | 248.6831 | 2020 | Control | 0.053 | 3 | 0 | esc | 0.055966 | 0.0022328 | 0 | 0 | 0 | 0 | 0 | 0
[149 empty] | All EPR in 2020WLDFRElectric Reliability | WLDFR | HFTD - Distribution - Tier 3 - 4QU CoRE ¦ 4QU LoRE | Seismic - Non-Red Flag Warning - Catastrophic Fires | 2020 | Electric Reliability | 409.2237 | 248.6831 | 2020 | Control | 0.1325 | 3 | 0 | esc | 0.15274 | 62.5039 | 0 | 0 | 0 | 0 | 0 | 0
[149 empty] | All EPR in 2020WLDFRFinancial | WLDFR | HFTD - Distribution - Tier 3 - 4QU CoRE ¦ 4QU LoRE | Seismic - Non-Red Flag Warning - Catastrophic Fires | 2020 | Financial | 13469.0878 | 248.6831 | 2020 | Control | 0.053 | 3 | 0 | esc | 0.055966 | 753.8138 | 0 | 0 | 0 | 0 | 0 | 0
[149 empty] | All EPR in 2020WLDFRSafety | WLDFR | HFTD - Distribution - Tier 3 - 4QU CoRE ¦ 4QU LoRE | Seismic - Non-Red Flag Warning - Catastrophic Fires | 2020 | Safety | 7205.5313 | 248.6831 | 2020 | Control | 0.053 | 3 | 0 | esc | 0.055966 | 403.2663 | 0 | 0 | 0 | 0 | 0 | 0
[149 empty] | All EPR in 2020WLDFRElectric Reliability | WLDFR | HFTD - Distribution - Tier 3 - 4QU CoRE ¦ 4QU LoRE | Seismic - Red Flag Warning - Catastrophic Fires | 2020 | Electric Reliability | 409.2237 | 248.6831 | 2020 | Control | 0.1325 | 3 | 0 | esc | 0.15274 | 62.5039 | 0 | 0 | 0 | 0 | 0 | 0
[149 empty] | All EPR in 2020WLDFRFinancial | WLDFR | HFTD - Distribution - Tier 3 - 4QU CoRE ¦ 4QU LoRE | Seismic - Red Flag Warning - Catastrophic Fires | 2020 | Financial | 13469.0878 | 248.6831 | 2020 | Control | 0.053 | 3 | 0 | esc | 0.055966 | 753.8138 | 0 | 0 | 0 | 0 | 0 | 0
[149 empty] | All EPR in 2020WLDFRSafety | WLDFR | HFTD - Distribution - Tier 3 - 4QU CoRE ¦ 4QU LoRE | Seismic - Red Flag Warning - Catastrophic Fires | 2020 | Safety | 7205.5313 | 248.6831 | 2020 | Control | 0.053 | 3 | 0 | esc | 0.055966 | 403.2663 | 0 | 0 | 0 | 0 | 0 | 0
[149 empty] | All EPR in 2020WLDFRElectric Reliability | WLDFR | HFTD - Distribution - Tier 3 - 4QU CoRE ¦ 5QU LoRE | Non-Red Flag Warning - Catastrophic Fires | 2020 | Electric Reliability | 222.2294 | 73.245 | 2020 | Control | 0.1325 | 3 | 0 | esc | 0.15274 | 33.9428 | 0 | 0 | 0 | 0 | 0 | 0
[149 empty] | All EPR in 2020WLDFRFinancial | WLDFR | HFTD - Distribution - Tier 3 - 4QU CoRE ¦ 5QU LoRE | Non-Red Flag Warning - Catastrophic Fires | 2020 | Financial | 8585.7228 | 73.245 | 2020 | Control | 0.053 | 3 | 0 | esc | 0.055966 | 480.5104 | 0 | 0 | 0 | 0 | 0 | 0
[149 empty] | All EPR in 2020WLDFRSafety | WLDFR | HFTD - Distribution - Tier 3 - 4QU CoRE ¦ 5QU LoRE | Non-Red Flag Warning - Catastrophic Fires | 2020 | Safety | 5338.1784 | 73.245 | 2020 | Control | 0.053 | 3 | 0 | esc | 0.055966 | 298.7576 | 0 | 0 | 0 | 0 | 0 | 0
[149 empty] | All EPR in 2020WLDFRElectric Reliability | WLDFR | HFTD - Distribution - Tier 3 - 4QU CoRE ¦ 5QU LoRE | Non-Red Flag Warning - Destructive Fires | 2020 | Electric Reliability | 222.2294 | 73.245 | 2020 | Control | 0.1325 | 3 | 0 | esc | 0.15274 | 33.9428 | 0 | 0 | 0 | 0 | 0 | 0
[149 empty] | All EPR in 2020WLDFRFinancial | WLDFR | HFTD - Distribution - Tier 3 - 4QU CoRE ¦ 5QU LoRE | Non-Red Flag Warning - Destructive Fires | 2020 | Financial | 8585.7228 | 73.245 | 2020 | Control | 0.053 | 3 | 0 | esc | 0.055966 | 480.5104 | 0 | 0 | 0 | 0 | 0 | 0
[149 empty] | All EPR in 2020WLDFRElectric Reliability | WLDFR | HFTD - Distribution - Tier 3 - 4QU CoRE ¦ 5QU LoRE | Non-Red Flag Warning - Large Fires | 2020 | Electric Reliability | 0.69642 | 73.245 | 2020 | Control | 0.1325 | 3 | 0 | esc | 0.15274 | 0.10637 | 0 | 0 | 0 | 0 | 0 | 0
[149 empty] | All EPR in 2020WLDFRFinancial | WLDFR | HFTD - Distribution - Tier 3 - 4QU CoRE ¦ 5QU LoRE | Non-Red Flag Warning - Large Fires | 2020 | Financial | 2.942 | 73.245 | 2020 | Control | 0.053 | 3 | 0 | esc | 0.055966 | 0.16465 | 0 | 0 | 0 | 0 | 0 | 0
[149 empty] | All EPR in 2020WLDFRSafety | WLDFR | HFTD - Distribution - Tier 3 - 4QU CoRE ¦ 5QU LoRE | Non-Red Flag Warning - Large Fires | 2020 | Safety | 1.6022 | 73.245 | 2020 | Control | 0.053 | 3 | 0 | esc | 0.055966 | 0.089668 | 0 | 0 | 0 | 0 | 0 | 0
[149 empty] | All EPR in 2020WLDFRElectric Reliability | WLDFR | HFTD - Distribution - Tier 3 - 4QU CoRE ¦ 5QU LoRE | Non-Red Flag Warning - Small Fires | 2020 | Electric Reliability | 0.036425 | 73.245 | 2020 | Control | 0.1325 | 3 | 0 | esc | 0.15274 | 0.0055635 | 0 | 0 | 0 | 0 | 0 | 0
[149 empty] | All EPR in 2020WLDFRFinancial | WLDFR | HFTD - Distribution - Tier 3 - 4QU CoRE ¦ 5QU LoRE | Non-Red Flag Warning - Small Fires | 2020 | Financial | 0.0015809 | 73.245 | 2020 | Control | 0.053 | 3 | 0 | esc | 0.055966 | 8.8475e-05 | 0 | 0 | 0 | 0 | 0 | 0
[149 empty] | All EPR in 2020WLDFRSafety | WLDFR | HFTD - Distribution - Tier 3 - 4QU CoRE ¦ 5QU LoRE | Non-Red Flag Warning - Small Fires | 2020 | Safety | 0.039895 | 73.245 | 2020 | Control | 0.053 | 3 | 0 | esc | 0.055966 | 0.0022328 | 0 | 0 | 0 | 0 | 0 | 0
[149 empty] | All EPR in 2020WLDFRElectric Reliability | WLDFR | HFTD - Distribution - Tier 3 - 4QU CoRE ¦ 5QU LoRE | Red Flag Warning - Catastrophic Fires | 2020 | Electric Reliability | 222.2294 | 73.245 | 2020 | Control | 0.1325 | 3 | 0 | esc | 0.15274 | 33.9428 | 0 | 0 | 0 | 0 | 0 | 0
[149 empty] | All EPR in 2020WLDFRFinancial | WLDFR | HFTD - Distribution - Tier 3 - 4QU CoRE ¦ 5QU LoRE | Red Flag Warning - Catastrophic Fires | 2020 | Financial | 8585.7228 | 73.245 | 2020 | Control | 0.053 | 3 | 0 | esc | 0.055966 | 480.5104 | 0 | 0 | 0 | 0 | 0 | 0
[149 empty] | All EPR in 2020WLDFRSafety | WLDFR | HFTD - Distribution - Tier 3 - 4QU CoRE ¦ 5QU LoRE | Red Flag Warning - Catastrophic Fires | 2020 | Safety | 5338.1784 | 73.245 | 2020 | Control | 0.053 | 3 | 0 | esc | 0.055966 | 298.7576 | 0 | 0 | 0 | 0 | 0 | 0
[149 empty] | All EPR in 2020WLDFRElectric Reliability | WLDFR | HFTD - Distribution - Tier 3 - 4QU CoRE ¦ 5QU LoRE | Red Flag Warning - Destructive Fires | 2020 | Electric Reliability | 222.2294 | 73.245 | 2020 | Control | 0.1325 | 3 | 0 | esc | 0.15274 | 33.9428 | 0 | 0 | 0 | 0 | 0 | 0
[149 empty] | All EPR in 2020WLDFRFinancial | WLDFR | HFTD - Distribution - Tier 3 - 4QU CoRE ¦ 5QU LoRE | Red Flag Warning - Destructive Fires | 2020 | Financial | 8585.7228 | 73.245 | 2020 | Control | 0.053 | 3 | 0 | esc | 0.055966 | 480.5104 | 0 | 0 | 0 | 0 | 0 | 0
[149 empty] | All EPR in 2020WLDFRElectric Reliability | WLDFR | HFTD - Distribution - Tier 3 - 4QU CoRE ¦ 5QU LoRE | Red Flag Warning - Large Fires | 2020 | Electric Reliability | 0.69642 | 73.245 | 2020 | Control | 0.1325 | 3 | 0 | esc | 0.15274 | 0.10637 | 0 | 0 | 0 | 0 | 0 | 0
[149 empty] | All EPR in 2020WLDFRFinancial | WLDFR | HFTD - Distribution - Tier 3 - 4QU CoRE ¦ 5QU LoRE | Red Flag Warning - Large Fires | 2020 | Financial | 2.942 | 73.245 | 2020 | Control | 0.053 | 3 | 0 | esc | 0.055966 | 0.16465 | 0 | 0 | 0 | 0 | 0 | 0
[149 empty] | All EPR in 2020WLDFRSafety | WLDFR | HFTD - Distribution - Tier 3 - 4QU CoRE ¦ 5QU LoRE | Red Flag Warning - Large Fires | 2020 | Safety | 1.6022 | 73.245 | 2020 | Control | 0.053 | 3 | 0 | esc | 0.055966 | 0.089668 | 0 | 0 | 0 | 0 | 0 | 0
[149 empty] | All EPR in 2020WLDFRElectric Reliability | WLDFR | HFTD - Distribution - Tier 3 - 4QU CoRE ¦ 5QU LoRE | Red Flag Warning - Small Fires | 2020 | Electric Reliability | 0.036425 | 73.245 | 2020 | Control | 0.1325 | 3 | 0 | esc | 0.15274 | 0.0055635 | 0 | 0 | 0 | 0 | 0 | 0
[149 empty] | All EPR in 2020WLDFRFinancial | WLDFR | HFTD - Distribution - Tier 3 - 4QU CoRE ¦ 5QU LoRE | Red Flag Warning - Small Fires | 2020 | Financial | 0.0015809 | 73.245 | 2020 | Control | 0.053 | 3 | 0 | esc | 0.055966 | 8.8475e-05 | 0 | 0 | 0 | 0 | 0 | 0
[149 empty] | All EPR in 2020WLDFRSafety | WLDFR | HFTD - Distribution - Tier 3 - 4QU CoRE ¦ 5QU LoRE | Red Flag Warning - Small Fires | 2020 | Safety | 0.039895 | 73.245 | 2020 | Control | 0.053 | 3 | 0 | esc | 0.055966 | 0.0022328 | 0 | 0 | 0 | 0 | 0 | 0
[149 empty] | All EPR in 2020WLDFRElectric Reliability | WLDFR | HFTD - Distribution - Tier 3 - 4QU CoRE ¦ 5QU LoRE | Seismic - Non-Red Flag Warning - Catastrophic Fires | 2020 | Electric Reliability | 409.2237 | 73.245 | 2020 | Control | 0.1325 | 3 | 0 | esc | 0.15274 | 62.5039 | 0 | 0 | 0 | 0 | 0 | 0
[149 empty] | All EPR in 2020WLDFRFinancial | WLDFR | HFTD - Distribution - Tier 3 - 4QU CoRE ¦ 5QU LoRE | Seismic - Non-Red Flag Warning - Catastrophic Fires | 2020 | Financial | 13469.0878 | 73.245 | 2020 | Control | 0.053 | 3 | 0 | esc | 0.055966 | 753.8138 | 0 | 0 | 0 | 0 | 0 | 0
[149 empty] | All EPR in 2020WLDFRSafety | WLDFR | HFTD - Distribution - Tier 3 - 4QU CoRE ¦ 5QU LoRE | Seismic - Non-Red Flag Warning - Catastrophic Fires | 2020 | Safety | 7205.5313 | 73.245 | 2020 | Control | 0.053 | 3 | 0 | esc | 0.055966 | 403.2663 | 0 | 0 | 0 | 0 | 0 | 0
[149 empty] | All EPR in 2020WLDFRElectric Reliability | WLDFR | HFTD - Distribution - Tier 3 - 4QU CoRE ¦ 5QU LoRE | Seismic - Red Flag Warning - Catastrophic Fires | 2020 | Electric Reliability | 409.2237 | 73.245 | 2020 | Control | 0.1325 | 3 | 0 | esc | 0.15274 | 62.5039 | 0 | 0 | 0 | 0 | 0 | 0
[149 empty] | All EPR in 2020WLDFRFinancial | WLDFR | HFTD - Distribution - Tier 3 - 4QU CoRE ¦ 5QU LoRE | Seismic - Red Flag Warning - Catastrophic Fires | 2020 | Financial | 13469.0878 | 73.245 | 2020 | Control | 0.053 | 3 | 0 | esc | 0.055966 | 753.8138 | 0 | 0 | 0 | 0 | 0 | 0
[149 empty] | All EPR in 2020WLDFRSafety | WLDFR | HFTD - Distribution - Tier 3 - 4QU CoRE ¦ 5QU LoRE | Seismic - Red Flag Warning - Catastrophic Fires | 2020 | Safety | 7205.5313 | 73.245 | 2020 | Control | 0.053 | 3 | 0 | esc | 0.055966 | 403.2663 | 0 | 0 | 0 | 0 | 0 | 0
[149 empty] | All EPR in 2020WLDFRElectric Reliability | WLDFR | HFTD - Distribution - Tier 3 - 5QU CoRE ¦ 1QU LoRE | Non-Red Flag Warning - Catastrophic Fires | 2020 | Electric Reliability | 222.2294 | 1419.6506 | 2020 | Control | 0.1325 | 3 | 0 | esc | 0.15274 | 33.9428 | 0 | 0 | 0 | 0 | 0 | 0
[149 empty] | All EPR in 2020WLDFRFinancial | WLDFR | HFTD - Distribution - Tier 3 - 5QU CoRE ¦ 1QU LoRE | Non-Red Flag Warning - Catastrophic Fires | 2020 | Financial | 8585.7228 | 1419.6506 | 2020 | Control | 0.053 | 3 | 0 | esc | 0.055966 | 480.5104 | 0 | 0 | 0 | 0 | 0 | 0
[149 empty] | All EPR in 2020WLDFRSafety | WLDFR | HFTD - Distribution - Tier 3 - 5QU CoRE ¦ 1QU LoRE | Non-Red Flag Warning - Catastrophic Fires | 2020 | Safety | 5338.1784 | 1419.6506 | 2020 | Control | 0.053 | 3 | 0 | esc | 0.055966 | 298.7576 | 0 | 0 | 0 | 0 | 0 | 0
[149 empty] | All EPR in 2020WLDFRElectric Reliability | WLDFR | HFTD - Distribution - Tier 3 - 5QU CoRE ¦ 1QU LoRE | Non-Red Flag Warning - Destructive Fires | 2020 | Electric Reliability | 222.2294 | 1419.6506 | 2020 | Control | 0.1325 | 3 | 0 | esc | 0.15274 | 33.9428 | 0 | 0 | 0 | 0 | 0 | 0
[149 empty] | All EPR in 2020WLDFRFinancial | WLDFR | HFTD - Distribution - Tier 3 - 5QU CoRE ¦ 1QU LoRE | Non-Red Flag Warning - Destructive Fires | 2020 | Financial | 8585.7228 | 1419.6506 | 2020 | Control | 0.053 | 3 | 0 | esc | 0.055966 | 480.5104 | 0 | 0 | 0 | 0 | 0 | 0
[149 empty] | All EPR in 2020WLDFRElectric Reliability | WLDFR | HFTD - Distribution - Tier 3 - 5QU CoRE ¦ 1QU LoRE | Non-Red Flag Warning - Large Fires | 2020 | Electric Reliability | 0.69642 | 1419.6506 | 2020 | Control | 0.1325 | 3 | 0 | esc | 0.15274 | 0.10637 | 0 | 0 | 0 | 0 | 0 | 0
[149 empty] | All EPR in 2020WLDFRFinancial | WLDFR | HFTD - Distribution - Tier 3 - 5QU CoRE ¦ 1QU LoRE | Non-Red Flag Warning - Large Fires | 2020 | Financial | 2.942 | 1419.6506 | 2020 | Control | 0.053 | 3 | 0 | esc | 0.055966 | 0.16465 | 0 | 0 | 0 | 0 | 0 | 0
[149 empty] | All EPR in 2020WLDFRSafety | WLDFR | HFTD - Distribution - Tier 3 - 5QU CoRE ¦ 1QU LoRE | Non-Red Flag Warning - Large Fires | 2020 | Safety | 1.6022 | 1419.6506 | 2020 | Control | 0.053 | 3 | 0 | esc | 0.055966 | 0.089668 | 0 | 0 | 0 | 0 | 0 | 0
[149 empty] | All EPR in 2020WLDFRElectric Reliability | WLDFR | HFTD - Distribution - Tier 3 - 5QU CoRE ¦ 1QU LoRE | Non-Red Flag Warning - Small Fires | 2020 | Electric Reliability | 0.036425 | 1419.6506 | 2020 | Control | 0.1325 | 3 | 0 | esc | 0.15274 | 0.0055635 | 0 | 0 | 0 | 0 | 0 | 0
[149 empty] | All EPR in 2020WLDFRFinancial | WLDFR | HFTD - Distribution - Tier 3 - 5QU CoRE ¦ 1QU LoRE | Non-Red Flag Warning - Small Fires | 2020 | Financial | 0.0015809 | 1419.6506 | 2020 | Control | 0.053 | 3 | 0 | esc | 0.055966 | 8.8475e-05 | 0 | 0 | 0 | 0 | 0 | 0
[149 empty] | All EPR in 2020WLDFRSafety | WLDFR | HFTD - Distribution - Tier 3 - 5QU CoRE ¦ 1QU LoRE | Non-Red Flag Warning - Small Fires | 2020 | Safety | 0.039895 | 1419.6506 | 2020 | Control | 0.053 | 3 | 0 | esc | 0.055966 | 0.0022328 | 0 | 0 | 0 | 0 | 0 | 0
[149 empty] | All EPR in 2020WLDFRElectric Reliability | WLDFR | HFTD - Distribution - Tier 3 - 5QU CoRE ¦ 1QU LoRE | Red Flag Warning - Catastrophic Fires | 2020 | Electric Reliability | 222.2294 | 1419.6506 | 2020 | Control | 0.1325 | 3 | 0 | esc | 0.15274 | 33.9428 | 0 | 0 | 0 | 0 | 0 | 0
[149 empty] | All EPR in 2020WLDFRFinancial | WLDFR | HFTD - Distribution - Tier 3 - 5QU CoRE ¦ 1QU LoRE | Red Flag Warning - Catastrophic Fires | 2020 | Financial | 8585.7228 | 1419.6506 | 2020 | Control | 0.053 | 3 | 0 | esc | 0.055966 | 480.5104 | 0 | 0 | 0 | 0 | 0 | 0
[149 empty] | All EPR in 2020WLDFRSafety | WLDFR | HFTD - Distribution - Tier 3 - 5QU CoRE ¦ 1QU LoRE | Red Flag Warning - Catastrophic Fires | 2020 | Safety | 5338.1784 | 1419.6506 | 2020 | Control | 0.053 | 3 | 0 | esc | 0.055966 | 298.7576 | 0 | 0 | 0 | 0 | 0 | 0
[149 empty] | All EPR in 2020WLDFRElectric Reliability | WLDFR | HFTD - Distribution - Tier 3 - 5QU CoRE ¦ 1QU LoRE | Red Flag Warning - Destructive Fires | 2020 | Electric Reliability | 222.2294 | 1419.6506 | 2020 | Control | 0.1325 | 3 | 0 | esc | 0.15274 | 33.9428 | 0 | 0 | 0 | 0 | 0 | 0
[149 empty] | All EPR in 2020WLDFRFinancial | WLDFR | HFTD - Distribution - Tier 3 - 5QU CoRE ¦ 1QU LoRE | Red Flag Warning - Destructive Fires | 2020 | Financial | 8585.7228 | 1419.6506 | 2020 | Control | 0.053 | 3 | 0 | esc | 0.055966 | 480.5104 | 0 | 0 | 0 | 0 | 0 | 0
[149 empty] | All EPR in 2020WLDFRElectric Reliability | WLDFR | HFTD - Distribution - Tier 3 - 5QU CoRE ¦ 1QU LoRE | Red Flag Warning - Large Fires | 2020 | Electric Reliability | 0.69642 | 1419.6506 | 2020 | Control | 0.1325 | 3 | 0 | esc | 0.15274 | 0.10637 | 0 | 0 | 0 | 0 | 0 | 0
[149 empty] | All EPR in 2020WLDFRFinancial | WLDFR | HFTD - Distribution - Tier 3 - 5QU CoRE ¦ 1QU LoRE | Red Flag Warning - Large Fires | 2020 | Financial | 2.942 | 1419.6506 | 2020 | Control | 0.053 | 3 | 0 | esc | 0.055966 | 0.16465 | 0 | 0 | 0 | 0 | 0 | 0
[149 empty] | All EPR in 2020WLDFRSafety | WLDFR | HFTD - Distribution - Tier 3 - 5QU CoRE ¦ 1QU LoRE | Red Flag Warning - Large Fires | 2020 | Safety | 1.6022 | 1419.6506 | 2020 | Control | 0.053 | 3 | 0 | esc | 0.055966 | 0.089668 | 0 | 0 | 0 | 0 | 0 | 0
[149 empty] | All EPR in 2020WLDFRElectric Reliability | WLDFR | HFTD - Distribution - Tier 3 - 5QU CoRE ¦ 1QU LoRE | Red Flag Warning - Small Fires | 2020 | Electric Reliability | 0.036425 | 1419.6506 | 2020 | Control | 0.1325 | 3 | 0 | esc | 0.15274 | 0.0055635 | 0 | 0 | 0 | 0 | 0 | 0
[149 empty] | All EPR in 2020WLDFRFinancial | WLDFR | HFTD - Distribution - Tier 3 - 5QU CoRE ¦ 1QU LoRE | Red Flag Warning - Small Fires | 2020 | Financial | 0.0015809 | 1419.6506 | 2020 | Control | 0.053 | 3 | 0 | esc | 0.055966 | 8.8475e-05 | 0 | 0 | 0 | 0 | 0 | 0
[149 empty] | All EPR in 2020WLDFRSafety | WLDFR | HFTD - Distribution - Tier 3 - 5QU CoRE ¦ 1QU LoRE | Red Flag Warning - Small Fires | 2020 | Safety | 0.039895 | 1419.6506 | 2020 | Control | 0.053 | 3 | 0 | esc | 0.055966 | 0.0022328 | 0 | 0 | 0 | 0 | 0 | 0
[149 empty] | All EPR in 2020WLDFRElectric Reliability | WLDFR | HFTD - Distribution - Tier 3 - 5QU CoRE ¦ 1QU LoRE | Seismic - Non-Red Flag Warning - Catastrophic Fires | 2020 | Electric Reliability | 409.2237 | 1419.6506 | 2020 | Control | 0.1325 | 3 | 0 | esc | 0.15274 | 62.5039 | 0 | 0 | 0 | 0 | 0 | 0
[149 empty] | All EPR in 2020WLDFRFinancial | WLDFR | HFTD - Distribution - Tier 3 - 5QU CoRE ¦ 1QU LoRE | Seismic - Non-Red Flag Warning - Catastrophic Fires | 2020 | Financial | 13469.0878 | 1419.6506 | 2020 | Control | 0.053 | 3 | 0 | esc | 0.055966 | 753.8138 | 0 | 0 | 0 | 0 | 0 | 0
[149 empty] | All EPR in 2020WLDFRSafety | WLDFR | HFTD - Distribution - Tier 3 - 5QU CoRE ¦ 1QU LoRE | Seismic - Non-Red Flag Warning - Catastrophic Fires | 2020 | Safety | 7205.5313 | 1419.6506 | 2020 | Control | 0.053 | 3 | 0 | esc | 0.055966 | 403.2663 | 0 | 0 | 0 | 0 | 0 | 0
[149 empty] | All EPR in 2020WLDFRElectric Reliability | WLDFR | HFTD - Distribution - Tier 3 - 5QU CoRE ¦ 1QU LoRE | Seismic - Red Flag Warning - Catastrophic Fires | 2020 | Electric Reliability | 409.2237 | 1419.6506 | 2020 | Control | 0.1325 | 3 | 0 | esc | 0.15274 | 62.5039 | 0 | 0 | 0 | 0 | 0 | 0
[149 empty] | All EPR in 2020WLDFRFinancial | WLDFR | HFTD - Distribution - Tier 3 - 5QU CoRE ¦ 1QU LoRE | Seismic - Red Flag Warning - Catastrophic Fires | 2020 | Financial | 13469.0878 | 1419.6506 | 2020 | Control | 0.053 | 3 | 0 | esc | 0.055966 | 753.8138 | 0 | 0 | 0 | 0 | 0 | 0
[149 empty] | All EPR in 2020WLDFRSafety | WLDFR | HFTD - Distribution - Tier 3 - 5QU CoRE ¦ 1QU LoRE | Seismic - Red Flag Warning - Catastrophic Fires | 2020 | Safety | 7205.5313 | 1419.6506 | 2020 | Control | 0.053 | 3 | 0 | esc | 0.055966 | 403.2663 | 0 | 0 | 0 | 0 | 0 | 0
[149 empty] | All EPR in 2020WLDFRElectric Reliability | WLDFR | HFTD - Distribution - Tier 3 - 5QU CoRE ¦ 2QU LoRE | Non-Red Flag Warning - Catastrophic Fires | 2020 | Electric Reliability | 222.2294 | 612.5567 | 2020 | Control | 0.1325 | 3 | 0 | esc | 0.15274 | 33.9428 | 0 | 0 | 0 | 0 | 0 | 0
[149 empty] | All EPR in 2020WLDFRFinancial | WLDFR | HFTD - Distribution - Tier 3 - 5QU CoRE ¦ 2QU LoRE | Non-Red Flag Warning - Catastrophic Fires | 2020 | Financial | 8585.7228 | 612.5567 | 2020 | Control | 0.053 | 3 | 0 | esc | 0.055966 | 480.5104 | 0 | 0 | 0 | 0 | 0 | 0
[149 empty] | All EPR in 2020WLDFRSafety | WLDFR | HFTD - Distribution - Tier 3 - 5QU CoRE ¦ 2QU LoRE | Non-Red Flag Warning - Catastrophic Fires | 2020 | Safety | 5338.1784 | 612.5567 | 2020 | Control | 0.053 | 3 | 0 | esc | 0.055966 | 298.7576 | 0 | 0 | 0 | 0 | 0 | 0
[149 empty] | All EPR in 2020WLDFRElectric Reliability | WLDFR | HFTD - Distribution - Tier 3 - 5QU CoRE ¦ 2QU LoRE | Non-Red Flag Warning - Destructive Fires | 2020 | Electric Reliability | 222.2294 | 612.5567 | 2020 | Control | 0.1325 | 3 | 0 | esc | 0.15274 | 33.9428 | 0 | 0 | 0 | 0 | 0 | 0
[149 empty] | All EPR in 2020WLDFRFinancial | WLDFR | HFTD - Distribution - Tier 3 - 5QU CoRE ¦ 2QU LoRE | Non-Red Flag Warning - Destructive Fires | 2020 | Financial | 8585.7228 | 612.5567 | 2020 | Control | 0.053 | 3 | 0 | esc | 0.055966 | 480.5104 | 0 | 0 | 0 | 0 | 0 | 0
[149 empty] | All EPR in 2020WLDFRElectric Reliability | WLDFR | HFTD - Distribution - Tier 3 - 5QU CoRE ¦ 2QU LoRE | Non-Red Flag Warning - Large Fires | 2020 | Electric Reliability | 0.69642 | 612.5567 | 2020 | Control | 0.1325 | 3 | 0 | esc | 0.15274 | 0.10637 | 0 | 0 | 0 | 0 | 0 | 0
[149 empty] | All EPR in 2020WLDFRFinancial | WLDFR | HFTD - Distribution - Tier 3 - 5QU CoRE ¦ 2QU LoRE | Non-Red Flag Warning - Large Fires | 2020 | Financial | 2.942 | 612.5567 | 2020 | Control | 0.053 | 3 | 0 | esc | 0.055966 | 0.16465 | 0 | 0 | 0 | 0 | 0 | 0
[149 empty] | All EPR in 2020WLDFRSafety | WLDFR | HFTD - Distribution - Tier 3 - 5QU CoRE ¦ 2QU LoRE | Non-Red Flag Warning - Large Fires | 2020 | Safety | 1.6022 | 612.5567 | 2020 | Control | 0.053 | 3 | 0 | esc | 0.055966 | 0.089668 | 0 | 0 | 0 | 0 | 0 | 0
[149 empty] | All EPR in 2020WLDFRElectric Reliability | WLDFR | HFTD - Distribution - Tier 3 - 5QU CoRE ¦ 2QU LoRE | Non-Red Flag Warning - Small Fires | 2020 | Electric Reliability | 0.036425 | 612.5567 | 2020 | Control | 0.1325 | 3 | 0 | esc | 0.15274 | 0.0055635 | 0 | 0 | 0 | 0 | 0 | 0
[149 empty] | All EPR in 2020WLDFRFinancial | WLDFR | HFTD - Distribution - Tier 3 - 5QU CoRE ¦ 2QU LoRE | Non-Red Flag Warning - Small Fires | 2020 | Financial | 0.0015809 | 612.5567 | 2020 | Control | 0.053 | 3 | 0 | esc | 0.055966 | 8.8475e-05 | 0 | 0 | 0 | 0 | 0 | 0
[149 empty] | All EPR in 2020WLDFRSafety | WLDFR | HFTD - Distribution - Tier 3 - 5QU CoRE ¦ 2QU LoRE | Non-Red Flag Warning - Small Fires | 2020 | Safety | 0.039895 | 612.5567 | 2020 | Control | 0.053 | 3 | 0 | esc | 0.055966 | 0.0022328 | 0 | 0 | 0 | 0 | 0 | 0
[149 empty] | All EPR in 2020WLDFRElectric Reliability | WLDFR | HFTD - Distribution - Tier 3 - 5QU CoRE ¦ 2QU LoRE | Red Flag Warning - Catastrophic Fires | 2020 | Electric Reliability | 222.2294 | 612.5567 | 2020 | Control | 0.1325 | 3 | 0 | esc | 0.15274 | 33.9428 | 0 | 0 | 0 | 0 | 0 | 0
[149 empty] | All EPR in 2020WLDFRFinancial | WLDFR | HFTD - Distribution - Tier 3 - 5QU CoRE ¦ 2QU LoRE | Red Flag Warning - Catastrophic Fires | 2020 | Financial | 8585.7228 | 612.5567 | 2020 | Control | 0.053 | 3 | 0 | esc | 0.055966 | 480.5104 | 0 | 0 | 0 | 0 | 0 | 0
[149 empty] | All EPR in 2020WLDFRSafety | WLDFR | HFTD - Distribution - Tier 3 - 5QU CoRE ¦ 2QU LoRE | Red Flag Warning - Catastrophic Fires | 2020 | Safety | 5338.1784 | 612.5567 | 2020 | Control | 0.053 | 3 | 0 | esc | 0.055966 | 298.7576 | 0 | 0 | 0 | 0 | 0 | 0
[149 empty] | All EPR in 2020WLDFRElectric Reliability | WLDFR | HFTD - Distribution - Tier 3 - 5QU CoRE ¦ 2QU LoRE | Red Flag Warning - Destructive Fires | 2020 | Electric Reliability | 222.2294 | 612.5567 | 2020 | Control | 0.1325 | 3 | 0 | esc | 0.15274 | 33.9428 | 0 | 0 | 0 | 0 | 0 | 0
[149 empty] | All EPR in 2020WLDFRFinancial | WLDFR | HFTD - Distribution - Tier 3 - 5QU CoRE ¦ 2QU LoRE | Red Flag Warning - Destructive Fires | 2020 | Financial | 8585.7228 | 612.5567 | 2020 | Control | 0.053 | 3 | 0 | esc | 0.055966 | 480.5104 | 0 | 0 | 0 | 0 | 0 | 0
[149 empty] | All EPR in 2020WLDFRElectric Reliability | WLDFR | HFTD - Distribution - Tier 3 - 5QU CoRE ¦ 2QU LoRE | Red Flag Warning - Large Fires | 2020 | Electric Reliability | 0.69642 | 612.5567 | 2020 | Control | 0.1325 | 3 | 0 | esc | 0.15274 | 0.10637 | 0 | 0 | 0 | 0 | 0 | 0
[149 empty] | All EPR in 2020WLDFRFinancial | WLDFR | HFTD - Distribution - Tier 3 - 5QU CoRE ¦ 2QU LoRE | Red Flag Warning - Large Fires | 2020 | Financial | 2.942 | 612.5567 | 2020 | Control | 0.053 | 3 | 0 | esc | 0.055966 | 0.16465 | 0 | 0 | 0 | 0 | 0 | 0
[149 empty] | All EPR in 2020WLDFRSafety | WLDFR | HFTD - Distribution - Tier 3 - 5QU CoRE ¦ 2QU LoRE | Red Flag Warning - Large Fires | 2020 | Safety | 1.6022 | 612.5567 | 2020 | Control | 0.053 | 3 | 0 | esc | 0.055966 | 0.089668 | 0 | 0 | 0 | 0 | 0 | 0
[149 empty] | All EPR in 2020WLDFRElectric Reliability | WLDFR | HFTD - Distribution - Tier 3 - 5QU CoRE ¦ 2QU LoRE | Red Flag Warning - Small Fires | 2020 | Electric Reliability | 0.036425 | 612.5567 | 2020 | Control | 0.1325 | 3 | 0 | esc | 0.15274 | 0.0055635 | 0 | 0 | 0 | 0 | 0 | 0
[149 empty] | All EPR in 2020WLDFRFinancial | WLDFR | HFTD - Distribution - Tier 3 - 5QU CoRE ¦ 2QU LoRE | Red Flag Warning - Small Fires | 2020 | Financial | 0.0015809 | 612.5567 | 2020 | Control | 0.053 | 3 | 0 | esc | 0.055966 | 8.8475e-05 | 0 | 0 | 0 | 0 | 0 | 0
[149 empty] | All EPR in 2020WLDFRSafety | WLDFR | HFTD - Distribution - Tier 3 - 5QU CoRE ¦ 2QU LoRE | Red Flag Warning - Small Fires | 2020 | Safety | 0.039895 | 612.5567 | 2020 | Control | 0.053 | 3 | 0 | esc | 0.055966 | 0.0022328 | 0 | 0 | 0 | 0 | 0 | 0
[149 empty] | All EPR in 2020WLDFRElectric Reliability | WLDFR | HFTD - Distribution - Tier 3 - 5QU CoRE ¦ 2QU LoRE | Seismic - Non-Red Flag Warning - Catastrophic Fires | 2020 | Electric Reliability | 409.2237 | 612.5567 | 2020 | Control | 0.1325 | 3 | 0 | esc | 0.15274 | 62.5039 | 0 | 0 | 0 | 0 | 0 | 0
[149 empty] | All EPR in 2020WLDFRFinancial | WLDFR | HFTD - Distribution - Tier 3 - 5QU CoRE ¦ 2QU LoRE | Seismic - Non-Red Flag Warning - Catastrophic Fires | 2020 | Financial | 13469.0878 | 612.5567 | 2020 | Control | 0.053 | 3 | 0 | esc | 0.055966 | 753.8138 | 0 | 0 | 0 | 0 | 0 | 0
[149 empty] | All EPR in 2020WLDFRSafety | WLDFR | HFTD - Distribution - Tier 3 - 5QU CoRE ¦ 2QU LoRE | Seismic - Non-Red Flag Warning - Catastrophic Fires | 2020 | Safety | 7205.5313 | 612.5567 | 2020 | Control | 0.053 | 3 | 0 | esc | 0.055966 | 403.2663 | 0 | 0 | 0 | 0 | 0 | 0
[149 empty] | All EPR in 2020WLDFRElectric Reliability | WLDFR | HFTD - Distribution - Tier 3 - 5QU CoRE ¦ 2QU LoRE | Seismic - Red Flag Warning - Catastrophic Fires | 2020 | Electric Reliability | 409.2237 | 612.5567 | 2020 | Control | 0.1325 | 3 | 0 | esc | 0.15274 | 62.5039 | 0 | 0 | 0 | 0 | 0 | 0
[149 empty] | All EPR in 2020WLDFRFinancial | WLDFR | HFTD - Distribution - Tier 3 - 5QU CoRE ¦ 2QU LoRE | Seismic - Red Flag Warning - Catastrophic Fires | 2020 | Financial | 13469.0878 | 612.5567 | 2020 | Control | 0.053 | 3 | 0 | esc | 0.055966 | 753.8138 | 0 | 0 | 0 | 0 | 0 | 0
[149 empty] | All EPR in 2020WLDFRSafety | WLDFR | HFTD - Distribution - Tier 3 - 5QU CoRE ¦ 2QU LoRE | Seismic - Red Flag Warning - Catastrophic Fires | 2020 | Safety | 7205.5313 | 612.5567 | 2020 | Control | 0.053 | 3 | 0 | esc | 0.055966 | 403.2663 | 0 | 0 | 0 | 0 | 0 | 0
[149 empty] | All EPR in 2020WLDFRElectric Reliability | WLDFR | HFTD - Distribution - Tier 3 - 5QU CoRE ¦ 3QU LoRE | Non-Red Flag Warning - Catastrophic Fires | 2020 | Electric Reliability | 222.2294 | 143.628 | 2020 | Control | 0.1325 | 3 | 0 | esc | 0.15274 | 33.9428 | 0 | 0 | 0 | 0 | 0 | 0
[149 empty] | All EPR in 2020WLDFRFinancial | WLDFR | HFTD - Distribution - Tier 3 - 5QU CoRE ¦ 3QU LoRE | Non-Red Flag Warning - Catastrophic Fires | 2020 | Financial | 8585.7228 | 143.628 | 2020 | Control | 0.053 | 3 | 0 | esc | 0.055966 | 480.5104 | 0 | 0 | 0 | 0 | 0 | 0
[149 empty] | All EPR in 2020WLDFRSafety | WLDFR | HFTD - Distribution - Tier 3 - 5QU CoRE ¦ 3QU LoRE | Non-Red Flag Warning - Catastrophic Fires | 2020 | Safety | 5338.1784 | 143.628 | 2020 | Control | 0.053 | 3 | 0 | esc | 0.055966 | 298.7576 | 0 | 0 | 0 | 0 | 0 | 0
[149 empty] | All EPR in 2020WLDFRElectric Reliability | WLDFR | HFTD - Distribution - Tier 3 - 5QU CoRE ¦ 3QU LoRE | Non-Red Flag Warning - Destructive Fires | 2020 | Electric Reliability | 222.2294 | 143.628 | 2020 | Control | 0.1325 | 3 | 0 | esc | 0.15274 | 33.9428 | 0 | 0 | 0 | 0 | 0 | 0
[149 empty] | All EPR in 2020WLDFRFinancial | WLDFR | HFTD - Distribution - Tier 3 - 5QU CoRE ¦ 3QU LoRE | Non-Red Flag Warning - Destructive Fires | 2020 | Financial | 8585.7228 | 143.628 | 2020 | Control | 0.053 | 3 | 0 | esc | 0.055966 | 480.5104 | 0 | 0 | 0 | 0 | 0 | 0
[149 empty] | All EPR in 2020WLDFRElectric Reliability | WLDFR | HFTD - Distribution - Tier 3 - 5QU CoRE ¦ 3QU LoRE | Non-Red Flag Warning - Large Fires | 2020 | Electric Reliability | 0.69642 | 143.628 | 2020 | Control | 0.1325 | 3 | 0 | esc | 0.15274 | 0.10637 | 0 | 0 | 0 | 0 | 0 | 0
[149 empty] | All EPR in 2020WLDFRFinancial | WLDFR | HFTD - Distribution - Tier 3 - 5QU CoRE ¦ 3QU LoRE | Non-Red Flag Warning - Large Fires | 2020 | Financial | 2.942 | 143.628 | 2020 | Control | 0.053 | 3 | 0 | esc | 0.055966 | 0.16465 | 0 | 0 | 0 | 0 | 0 | 0
[149 empty] | All EPR in 2020WLDFRSafety | WLDFR | HFTD - Distribution - Tier 3 - 5QU CoRE ¦ 3QU LoRE | Non-Red Flag Warning - Large Fires | 2020 | Safety | 1.6022 | 143.628 | 2020 | Control | 0.053 | 3 | 0 | esc | 0.055966 | 0.089668 | 0 | 0 | 0 | 0 | 0 | 0
[149 empty] | All EPR in 2020WLDFRElectric Reliability | WLDFR | HFTD - Distribution - Tier 3 - 5QU CoRE ¦ 3QU LoRE | Non-Red Flag Warning - Small Fires | 2020 | Electric Reliability | 0.036425 | 143.628 | 2020 | Control | 0.1325 | 3 | 0 | esc | 0.15274 | 0.0055635 | 0 | 0 | 0 | 0 | 0 | 0
[149 empty] | All EPR in 2020WLDFRFinancial | WLDFR | HFTD - Distribution - Tier 3 - 5QU CoRE ¦ 3QU LoRE | Non-Red Flag Warning - Small Fires | 2020 | Financial | 0.0015809 | 143.628 | 2020 | Control | 0.053 | 3 | 0 | esc | 0.055966 | 8.8475e-05 | 0 | 0 | 0 | 0 | 0 | 0
[149 empty] | All EPR in 2020WLDFRSafety | WLDFR | HFTD - Distribution - Tier 3 - 5QU CoRE ¦ 3QU LoRE | Non-Red Flag Warning - Small Fires | 2020 | Safety | 0.039895 | 143.628 | 2020 | Control | 0.053 | 3 | 0 | esc | 0.055966 | 0.0022328 | 0 | 0 | 0 | 0 | 0 | 0
[149 empty] | All EPR in 2020WLDFRElectric Reliability | WLDFR | HFTD - Distribution - Tier 3 - 5QU CoRE ¦ 3QU LoRE | Red Flag Warning - Catastrophic Fires | 2020 | Electric Reliability | 222.2294 | 143.628 | 2020 | Control | 0.1325 | 3 | 0 | esc | 0.15274 | 33.9428 | 0 | 0 | 0 | 0 | 0 | 0
[149 empty] | All EPR in 2020WLDFRFinancial | WLDFR | HFTD - Distribution - Tier 3 - 5QU CoRE ¦ 3QU LoRE | Red Flag Warning - Catastrophic Fires | 2020 | Financial | 8585.7228 | 143.628 | 2020 | Control | 0.053 | 3 | 0 | esc | 0.055966 | 480.5104 | 0 | 0 | 0 | 0 | 0 | 0
[149 empty] | All EPR in 2020WLDFRSafety | WLDFR | HFTD - Distribution - Tier 3 - 5QU CoRE ¦ 3QU LoRE | Red Flag Warning - Catastrophic Fires | 2020 | Safety | 5338.1784 | 143.628 | 2020 | Control | 0.053 | 3 | 0 | esc | 0.055966 | 298.7576 | 0 | 0 | 0 | 0 | 0 | 0
[149 empty] | All EPR in 2020WLDFRElectric Reliability | WLDFR | HFTD - Distribution - Tier 3 - 5QU CoRE ¦ 3QU LoRE | Red Flag Warning - Destructive Fires | 2020 | Electric Reliability | 222.2294 | 143.628 | 2020 | Control | 0.1325 | 3 | 0 | esc | 0.15274 | 33.9428 | 0 | 0 | 0 | 0 | 0 | 0
[149 empty] | All EPR in 2020WLDFRFinancial | WLDFR | HFTD - Distribution - Tier 3 - 5QU CoRE ¦ 3QU LoRE | Red Flag Warning - Destructive Fires | 2020 | Financial | 8585.7228 | 143.628 | 2020 | Control | 0.053 | 3 | 0 | esc | 0.055966 | 480.5104 | 0 | 0 | 0 | 0 | 0 | 0
[149 empty] | All EPR in 2020WLDFRElectric Reliability | WLDFR | HFTD - Distribution - Tier 3 - 5QU CoRE ¦ 3QU LoRE | Red Flag Warning - Large Fires | 2020 | Electric Reliability | 0.69642 | 143.628 | 2020 | Control | 0.1325 | 3 | 0 | esc | 0.15274 | 0.10637 | 0 | 0 | 0 | 0 | 0 | 0
[149 empty] | All EPR in 2020WLDFRFinancial | WLDFR | HFTD - Distribution - Tier 3 - 5QU CoRE ¦ 3QU LoRE | Red Flag Warning - Large Fires | 2020 | Financial | 2.942 | 143.628 | 2020 | Control | 0.053 | 3 | 0 | esc | 0.055966 | 0.16465 | 0 | 0 | 0 | 0 | 0 | 0
[149 empty] | All EPR in 2020WLDFRSafety | WLDFR | HFTD - Distribution - Tier 3 - 5QU CoRE ¦ 3QU LoRE | Red Flag Warning - Large Fires | 2020 | Safety | 1.6022 | 143.628 | 2020 | Control | 0.053 | 3 | 0 | esc | 0.055966 | 0.089668 | 0 | 0 | 0 | 0 | 0 | 0
[149 empty] | All EPR in 2020WLDFRElectric Reliability | WLDFR | HFTD - Distribution - Tier 3 - 5QU CoRE ¦ 3QU LoRE | Red Flag Warning - Small Fires | 2020 | Electric Reliability | 0.036425 | 143.628 | 2020 | Control | 0.1325 | 3 | 0 | esc | 0.15274 | 0.0055635 | 0 | 0 | 0 | 0 | 0 | 0
[149 empty] | All EPR in 2020WLDFRFinancial | WLDFR | HFTD - Distribution - Tier 3 - 5QU CoRE ¦ 3QU LoRE | Red Flag Warning - Small Fires | 2020 | Financial | 0.0015809 | 143.628 | 2020 | Control | 0.053 | 3 | 0 | esc | 0.055966 | 8.8475e-05 | 0 | 0 | 0 | 0 | 0 | 0
[149 empty] | All EPR in 2020WLDFRSafety | WLDFR | HFTD - Distribution - Tier 3 - 5QU CoRE ¦ 3QU LoRE | Red Flag Warning - Small Fires | 2020 | Safety | 0.039895 | 143.628 | 2020 | Control | 0.053 | 3 | 0 | esc | 0.055966 | 0.0022328 | 0 | 0 | 0 | 0 | 0 | 0
[149 empty] | All EPR in 2020WLDFRElectric Reliability | WLDFR | HFTD - Distribution - Tier 3 - 5QU CoRE ¦ 3QU LoRE | Seismic - Non-Red Flag Warning - Catastrophic Fires | 2020 | Electric Reliability | 409.2237 | 143.628 | 2020 | Control | 0.1325 | 3 | 0 | esc | 0.15274 | 62.5039 | 0 | 0 | 0 | 0 | 0 | 0
[149 empty] | All EPR in 2020WLDFRFinancial | WLDFR | HFTD - Distribution - Tier 3 - 5QU CoRE ¦ 3QU LoRE | Seismic - Non-Red Flag Warning - Catastrophic Fires | 2020 | Financial | 13469.0878 | 143.628 | 2020 | Control | 0.053 | 3 | 0 | esc | 0.055966 | 753.8138 | 0 | 0 | 0 | 0 | 0 | 0
[149 empty] | All EPR in 2020WLDFRSafety | WLDFR | HFTD - Distribution - Tier 3 - 5QU CoRE ¦ 3QU LoRE | Seismic - Non-Red Flag Warning - Catastrophic Fires | 2020 | Safety | 7205.5313 | 143.628 | 2020 | Control | 0.053 | 3 | 0 | esc | 0.055966 | 403.2663 | 0 | 0 | 0 | 0 | 0 | 0
[149 empty] | All EPR in 2020WLDFRElectric Reliability | WLDFR | HFTD - Distribution - Tier 3 - 5QU CoRE ¦ 3QU LoRE | Seismic - Red Flag Warning - Catastrophic Fires | 2020 | Electric Reliability | 409.2237 | 143.628 | 2020 | Control | 0.1325 | 3 | 0 | esc | 0.15274 | 62.5039 | 0 | 0 | 0 | 0 | 0 | 0
[149 empty] | All EPR in 2020WLDFRFinancial | WLDFR | HFTD - Distribution - Tier 3 - 5QU CoRE ¦ 3QU LoRE | Seismic - Red Flag Warning - Catastrophic Fires | 2020 | Financial | 13469.0878 | 143.628 | 2020 | Control | 0.053 | 3 | 0 | esc | 0.055966 | 753.8138 | 0 | 0 | 0 | 0 | 0 | 0
[149 empty] | All EPR in 2020WLDFRSafety | WLDFR | HFTD - Distribution - Tier 3 - 5QU CoRE ¦ 3QU LoRE | Seismic - Red Flag Warning - Catastrophic Fires | 2020 | Safety | 7205.5313 | 143.628 | 2020 | Control | 0.053 | 3 | 0 | esc | 0.055966 | 403.2663 | 0 | 0 | 0 | 0 | 0 | 0
[149 empty] | All EPR in 2020WLDFRElectric Reliability | WLDFR | HFTD - Distribution - Tier 3 - 5QU CoRE ¦ 4QU LoRE | Non-Red Flag Warning - Catastrophic Fires | 2020 | Electric Reliability | 222.2294 | 84.7422 | 2020 | Control | 0.1325 | 3 | 0 | esc | 0.15274 | 33.9428 | 0 | 0 | 0 | 0 | 0 | 0
[149 empty] | All EPR in 2020WLDFRFinancial | WLDFR | HFTD - Distribution - Tier 3 - 5QU CoRE ¦ 4QU LoRE | Non-Red Flag Warning - Catastrophic Fires | 2020 | Financial | 8585.7228 | 84.7422 | 2020 | Control | 0.053 | 3 | 0 | esc | 0.055966 | 480.5104 | 0 | 0 | 0 | 0 | 0 | 0
[149 empty] | All EPR in 2020WLDFRSafety | WLDFR | HFTD - Distribution - Tier 3 - 5QU CoRE ¦ 4QU LoRE | Non-Red Flag Warning - Catastrophic Fires | 2020 | Safety | 5338.1784 | 84.7422 | 2020 | Control | 0.053 | 3 | 0 | esc | 0.055966 | 298.7576 | 0 | 0 | 0 | 0 | 0 | 0
[149 empty] | All EPR in 2020WLDFRElectric Reliability | WLDFR | HFTD - Distribution - Tier 3 - 5QU CoRE ¦ 4QU LoRE | Non-Red Flag Warning - Destructive Fires | 2020 | Electric Reliability | 222.2294 | 84.7422 | 2020 | Control | 0.1325 | 3 | 0 | esc | 0.15274 | 33.9428 | 0 | 0 | 0 | 0 | 0 | 0
[149 empty] | All EPR in 2020WLDFRFinancial | WLDFR | HFTD - Distribution - Tier 3 - 5QU CoRE ¦ 4QU LoRE | Non-Red Flag Warning - Destructive Fires | 2020 | Financial | 8585.7228 | 84.7422 | 2020 | Control | 0.053 | 3 | 0 | esc | 0.055966 | 480.5104 | 0 | 0 | 0 | 0 | 0 | 0
[149 empty] | All EPR in 2020WLDFRElectric Reliability | WLDFR | HFTD - Distribution - Tier 3 - 5QU CoRE ¦ 4QU LoRE | Non-Red Flag Warning - Large Fires | 2020 | Electric Reliability | 0.69642 | 84.7422 | 2020 | Control | 0.1325 | 3 | 0 | esc | 0.15274 | 0.10637 | 0 | 0 | 0 | 0 | 0 | 0
[149 empty] | All EPR in 2020WLDFRFinancial | WLDFR | HFTD - Distribution - Tier 3 - 5QU CoRE ¦ 4QU LoRE | Non-Red Flag Warning - Large Fires | 2020 | Financial | 2.942 | 84.7422 | 2020 | Control | 0.053 | 3 | 0 | esc | 0.055966 | 0.16465 | 0 | 0 | 0 | 0 | 0 | 0
[149 empty] | All EPR in 2020WLDFRSafety | WLDFR | HFTD - Distribution - Tier 3 - 5QU CoRE ¦ 4QU LoRE | Non-Red Flag Warning - Large Fires | 2020 | Safety | 1.6022 | 84.7422 | 2020 | Control | 0.053 | 3 | 0 | esc | 0.055966 | 0.089668 | 0 | 0 | 0 | 0 | 0 | 0
[149 empty] | All EPR in 2020WLDFRElectric Reliability | WLDFR | HFTD - Distribution - Tier 3 - 5QU CoRE ¦ 4QU LoRE | Non-Red Flag Warning - Small Fires | 2020 | Electric Reliability | 0.036425 | 84.7422 | 2020 | Control | 0.1325 | 3 | 0 | esc | 0.15274 | 0.0055635 | 0 | 0 | 0 | 0 | 0 | 0
[149 empty] | All EPR in 2020WLDFRFinancial | WLDFR | HFTD - Distribution - Tier 3 - 5QU CoRE ¦ 4QU LoRE | Non-Red Flag Warning - Small Fires | 2020 | Financial | 0.0015809 | 84.7422 | 2020 | Control | 0.053 | 3 | 0 | esc | 0.055966 | 8.8475e-05 | 0 | 0 | 0 | 0 | 0 | 0
[149 empty] | All EPR in 2020WLDFRSafety | WLDFR | HFTD - Distribution - Tier 3 - 5QU CoRE ¦ 4QU LoRE | Non-Red Flag Warning - Small Fires | 2020 | Safety | 0.039895 | 84.7422 | 2020 | Control | 0.053 | 3 | 0 | esc | 0.055966 | 0.0022328 | 0 | 0 | 0 | 0 | 0 | 0
[149 empty] | All EPR in 2020WLDFRElectric Reliability | WLDFR | HFTD - Distribution - Tier 3 - 5QU CoRE ¦ 4QU LoRE | Red Flag Warning - Catastrophic Fires | 2020 | Electric Reliability | 222.2294 | 84.7422 | 2020 | Control | 0.1325 | 3 | 0 | esc | 0.15274 | 33.9428 | 0 | 0 | 0 | 0 | 0 | 0
[149 empty] | All EPR in 2020WLDFRFinancial | WLDFR | HFTD - Distribution - Tier 3 - 5QU CoRE ¦ 4QU LoRE | Red Flag Warning - Catastrophic Fires | 2020 | Financial | 8585.7228 | 84.7422 | 2020 | Control | 0.053 | 3 | 0 | esc | 0.055966 | 480.5104 | 0 | 0 | 0 | 0 | 0 | 0
[149 empty] | All EPR in 2020WLDFRSafety | WLDFR | HFTD - Distribution - Tier 3 - 5QU CoRE ¦ 4QU LoRE | Red Flag Warning - Catastrophic Fires | 2020 | Safety | 5338.1784 | 84.7422 | 2020 | Control | 0.053 | 3 | 0 | esc | 0.055966 | 298.7576 | 0 | 0 | 0 | 0 | 0 | 0
[149 empty] | All EPR in 2020WLDFRElectric Reliability | WLDFR | HFTD - Distribution - Tier 3 - 5QU CoRE ¦ 4QU LoRE | Red Flag Warning - Destructive Fires | 2020 | Electric Reliability | 222.2294 | 84.7422 | 2020 | Control | 0.1325 | 3 | 0 | esc | 0.15274 | 33.9428 | 0 | 0 | 0 | 0 | 0 | 0
[149 empty] | All EPR in 2020WLDFRFinancial | WLDFR | HFTD - Distribution - Tier 3 - 5QU CoRE ¦ 4QU LoRE | Red Flag Warning - Destructive Fires | 2020 | Financial | 8585.7228 | 84.7422 | 2020 | Control | 0.053 | 3 | 0 | esc | 0.055966 | 480.5104 | 0 | 0 | 0 | 0 | 0 | 0
[149 empty] | All EPR in 2020WLDFRElectric Reliability | WLDFR | HFTD - Distribution - Tier 3 - 5QU CoRE ¦ 4QU LoRE | Red Flag Warning - Large Fires | 2020 | Electric Reliability | 0.69642 | 84.7422 | 2020 | Control | 0.1325 | 3 | 0 | esc | 0.15274 | 0.10637 | 0 | 0 | 0 | 0 | 0 | 0
[149 empty] | All EPR in 2020WLDFRFinancial | WLDFR | HFTD - Distribution - Tier 3 - 5QU CoRE ¦ 4QU LoRE | Red Flag Warning - Large Fires | 2020 | Financial | 2.942 | 84.7422 | 2020 | Control | 0.053 | 3 | 0 | esc | 0.055966 | 0.16465 | 0 | 0 | 0 | 0 | 0 | 0
[149 empty] | All EPR in 2020WLDFRSafety | WLDFR | HFTD - Distribution - Tier 3 - 5QU CoRE ¦ 4QU LoRE | Red Flag Warning - Large Fires | 2020 | Safety | 1.6022 | 84.7422 | 2020 | Control | 0.053 | 3 | 0 | esc | 0.055966 | 0.089668 | 0 | 0 | 0 | 0 | 0 | 0
[149 empty] | All EPR in 2020WLDFRElectric Reliability | WLDFR | HFTD - Distribution - Tier 3 - 5QU CoRE ¦ 4QU LoRE | Red Flag Warning - Small Fires | 2020 | Electric Reliability | 0.036425 | 84.7422 | 2020 | Control | 0.1325 | 3 | 0 | esc | 0.15274 | 0.0055635 | 0 | 0 | 0 | 0 | 0 | 0
[149 empty] | All EPR in 2020WLDFRFinancial | WLDFR | HFTD - Distribution - Tier 3 - 5QU CoRE ¦ 4QU LoRE | Red Flag Warning - Small Fires | 2020 | Financial | 0.0015809 | 84.7422 | 2020 | Control | 0.053 | 3 | 0 | esc | 0.055966 | 8.8475e-05 | 0 | 0 | 0 | 0 | 0 | 0
[149 empty] | All EPR in 2020WLDFRSafety | WLDFR | HFTD - Distribution - Tier 3 - 5QU CoRE ¦ 4QU LoRE | Red Flag Warning - Small Fires | 2020 | Safety | 0.039895 | 84.7422 | 2020 | Control | 0.053 | 3 | 0 | esc | 0.055966 | 0.0022328 | 0 | 0 | 0 | 0 | 0 | 0
[149 empty] | All EPR in 2020WLDFRElectric Reliability | WLDFR | HFTD - Distribution - Tier 3 - 5QU CoRE ¦ 4QU LoRE | Seismic - Non-Red Flag Warning - Catastrophic Fires | 2020 | Electric Reliability | 409.2237 | 84.7422 | 2020 | Control | 0.1325 | 3 | 0 | esc | 0.15274 | 62.5039 | 0 | 0 | 0 | 0 | 0 | 0
[149 empty] | All EPR in 2020WLDFRFinancial | WLDFR | HFTD - Distribution - Tier 3 - 5QU CoRE ¦ 4QU LoRE | Seismic - Non-Red Flag Warning - Catastrophic Fires | 2020 | Financial | 13469.0878 | 84.7422 | 2020 | Control | 0.053 | 3 | 0 | esc | 0.055966 | 753.8138 | 0 | 0 | 0 | 0 | 0 | 0
[149 empty] | All EPR in 2020WLDFRSafety | WLDFR | HFTD - Distribution - Tier 3 - 5QU CoRE ¦ 4QU LoRE | Seismic - Non-Red Flag Warning - Catastrophic Fires | 2020 | Safety | 7205.5313 | 84.7422 | 2020 | Control | 0.053 | 3 | 0 | esc | 0.055966 | 403.2663 | 0 | 0 | 0 | 0 | 0 | 0
[149 empty] | All EPR in 2020WLDFRElectric Reliability | WLDFR | HFTD - Distribution - Tier 3 - 5QU CoRE ¦ 4QU LoRE | Seismic - Red Flag Warning - Catastrophic Fires | 2020 | Electric Reliability | 409.2237 | 84.7422 | 2020 | Control | 0.1325 | 3 | 0 | esc | 0.15274 | 62.5039 | 0 | 0 | 0 | 0 | 0 | 0
[149 empty] | All EPR in 2020WLDFRFinancial | WLDFR | HFTD - Distribution - Tier 3 - 5QU CoRE ¦ 4QU LoRE | Seismic - Red Flag Warning - Catastrophic Fires | 2020 | Financial | 13469.0878 | 84.7422 | 2020 | Control | 0.053 | 3 | 0 | esc | 0.055966 | 753.8138 | 0 | 0 | 0 | 0 | 0 | 0
[149 empty] | All EPR in 2020WLDFRSafety | WLDFR | HFTD - Distribution - Tier 3 - 5QU CoRE ¦ 4QU LoRE | Seismic - Red Flag Warning - Catastrophic Fires | 2020 | Safety | 7205.5313 | 84.7422 | 2020 | Control | 0.053 | 3 | 0 | esc | 0.055966 | 403.2663 | 0 | 0 | 0 | 0 | 0 | 0
[149 empty] | All EPR in 2020WLDFRElectric Reliability | WLDFR | HFTD - Distribution - Tier 3 - 5QU CoRE ¦ 5QU LoRE | Non-Red Flag Warning - Catastrophic Fires | 2020 | Electric Reliability | 222.2294 | 79.7972 | 2020 | Control | 0.1325 | 3 | 0 | esc | 0.15274 | 33.9428 | 0 | 0 | 0 | 0 | 0 | 0
[149 empty] | All EPR in 2020WLDFRFinancial | WLDFR | HFTD - Distribution - Tier 3 - 5QU CoRE ¦ 5QU LoRE | Non-Red Flag Warning - Catastrophic Fires | 2020 | Financial | 8585.7228 | 79.7972 | 2020 | Control | 0.053 | 3 | 0 | esc | 0.055966 | 480.5104 | 0 | 0 | 0 | 0 | 0 | 0
[149 empty] | All EPR in 2020WLDFRSafety | WLDFR | HFTD - Distribution - Tier 3 - 5QU CoRE ¦ 5QU LoRE | Non-Red Flag Warning - Catastrophic Fires | 2020 | Safety | 5338.1784 | 79.7972 | 2020 | Control | 0.053 | 3 | 0 | esc | 0.055966 | 298.7576 | 0 | 0 | 0 | 0 | 0 | 0
[149 empty] | All EPR in 2020WLDFRElectric Reliability | WLDFR | HFTD - Distribution - Tier 3 - 5QU CoRE ¦ 5QU LoRE | Non-Red Flag Warning - Destructive Fires | 2020 | Electric Reliability | 222.2294 | 79.7972 | 2020 | Control | 0.1325 | 3 | 0 | esc | 0.15274 | 33.9428 | 0 | 0 | 0 | 0 | 0 | 0
[149 empty] | All EPR in 2020WLDFRFinancial | WLDFR | HFTD - Distribution - Tier 3 - 5QU CoRE ¦ 5QU LoRE | Non-Red Flag Warning - Destructive Fires | 2020 | Financial | 8585.7228 | 79.7972 | 2020 | Control | 0.053 | 3 | 0 | esc | 0.055966 | 480.5104 | 0 | 0 | 0 | 0 | 0 | 0
[149 empty] | All EPR in 2020WLDFRElectric Reliability | WLDFR | HFTD - Distribution - Tier 3 - 5QU CoRE ¦ 5QU LoRE | Non-Red Flag Warning - Large Fires | 2020 | Electric Reliability | 0.69642 | 79.7972 | 2020 | Control | 0.1325 | 3 | 0 | esc | 0.15274 | 0.10637 | 0 | 0 | 0 | 0 | 0 | 0
[149 empty] | All EPR in 2020WLDFRFinancial | WLDFR | HFTD - Distribution - Tier 3 - 5QU CoRE ¦ 5QU LoRE | Non-Red Flag Warning - Large Fires | 2020 | Financial | 2.942 | 79.7972 | 2020 | Control | 0.053 | 3 | 0 | esc | 0.055966 | 0.16465 | 0 | 0 | 0 | 0 | 0 | 0
[149 empty] | All EPR in 2020WLDFRSafety | WLDFR | HFTD - Distribution - Tier 3 - 5QU CoRE ¦ 5QU LoRE | Non-Red Flag Warning - Large Fires | 2020 | Safety | 1.6022 | 79.7972 | 2020 | Control | 0.053 | 3 | 0 | esc | 0.055966 | 0.089668 | 0 | 0 | 0 | 0 | 0 | 0
[149 empty] | All EPR in 2020WLDFRElectric Reliability | WLDFR | HFTD - Distribution - Tier 3 - 5QU CoRE ¦ 5QU LoRE | Non-Red Flag Warning - Small Fires | 2020 | Electric Reliability | 0.036425 | 79.7972 | 2020 | Control | 0.1325 | 3 | 0 | esc | 0.15274 | 0.0055635 | 0 | 0 | 0 | 0 | 0 | 0
[149 empty] | All EPR in 2020WLDFRFinancial | WLDFR | HFTD - Distribution - Tier 3 - 5QU CoRE ¦ 5QU LoRE | Non-Red Flag Warning - Small Fires | 2020 | Financial | 0.0015809 | 79.7972 | 2020 | Control | 0.053 | 3 | 0 | esc | 0.055966 | 8.8475e-05 | 0 | 0 | 0 | 0 | 0 | 0
[149 empty] | All EPR in 2020WLDFRSafety | WLDFR | HFTD - Distribution - Tier 3 - 5QU CoRE ¦ 5QU LoRE | Non-Red Flag Warning - Small Fires | 2020 | Safety | 0.039895 | 79.7972 | 2020 | Control | 0.053 | 3 | 0 | esc | 0.055966 | 0.0022328 | 0 | 0 | 0 | 0 | 0 | 0
[149 empty] | All EPR in 2020WLDFRElectric Reliability | WLDFR | HFTD - Distribution - Tier 3 - 5QU CoRE ¦ 5QU LoRE | Red Flag Warning - Catastrophic Fires | 2020 | Electric Reliability | 222.2294 | 79.7972 | 2020 | Control | 0.1325 | 3 | 0 | esc | 0.15274 | 33.9428 | 0 | 0 | 0 | 0 | 0 | 0
[149 empty] | All EPR in 2020WLDFRFinancial | WLDFR | HFTD - Distribution - Tier 3 - 5QU CoRE ¦ 5QU LoRE | Red Flag Warning - Catastrophic Fires | 2020 | Financial | 8585.7228 | 79.7972 | 2020 | Control | 0.053 | 3 | 0 | esc | 0.055966 | 480.5104 | 0 | 0 | 0 | 0 | 0 | 0
[149 empty] | All EPR in 2020WLDFRSafety | WLDFR | HFTD - Distribution - Tier 3 - 5QU CoRE ¦ 5QU LoRE | Red Flag Warning - Catastrophic Fires | 2020 | Safety | 5338.1784 | 79.7972 | 2020 | Control | 0.053 | 3 | 0 | esc | 0.055966 | 298.7576 | 0 | 0 | 0 | 0 | 0 | 0
[149 empty] | All EPR in 2020WLDFRElectric Reliability | WLDFR | HFTD - Distribution - Tier 3 - 5QU CoRE ¦ 5QU LoRE | Red Flag Warning - Destructive Fires | 2020 | Electric Reliability | 222.2294 | 79.7972 | 2020 | Control | 0.1325 | 3 | 0 | esc | 0.15274 | 33.9428 | 0 | 0 | 0 | 0 | 0 | 0
[149 empty] | All EPR in 2020WLDFRFinancial | WLDFR | HFTD - Distribution - Tier 3 - 5QU CoRE ¦ 5QU LoRE | Red Flag Warning - Destructive Fires | 2020 | Financial | 8585.7228 | 79.7972 | 2020 | Control | 0.053 | 3 | 0 | esc | 0.055966 | 480.5104 | 0 | 0 | 0 | 0 | 0 | 0
[149 empty] | All EPR in 2020WLDFRElectric Reliability | WLDFR | HFTD - Distribution - Tier 3 - 5QU CoRE ¦ 5QU LoRE | Red Flag Warning - Large Fires | 2020 | Electric Reliability | 0.69642 | 79.7972 | 2020 | Control | 0.1325 | 3 | 0 | esc | 0.15274 | 0.10637 | 0 | 0 | 0 | 0 | 0 | 0
[149 empty] | All EPR in 2020WLDFRFinancial | WLDFR | HFTD - Distribution - Tier 3 - 5QU CoRE ¦ 5QU LoRE | Red Flag Warning - Large Fires | 2020 | Financial | 2.942 | 79.7972 | 2020 | Control | 0.053 | 3 | 0 | esc | 0.055966 | 0.16465 | 0 | 0 | 0 | 0 | 0 | 0
[149 empty] | All EPR in 2020WLDFRSafety | WLDFR | HFTD - Distribution - Tier 3 - 5QU CoRE ¦ 5QU LoRE | Red Flag Warning - Large Fires | 2020 | Safety | 1.6022 | 79.7972 | 2020 | Control | 0.053 | 3 | 0 | esc | 0.055966 | 0.089668 | 0 | 0 | 0 | 0 | 0 | 0
[149 empty] | All EPR in 2020WLDFRElectric Reliability | WLDFR | HFTD - Distribution - Tier 3 - 5QU CoRE ¦ 5QU LoRE | Red Flag Warning - Small Fires | 2020 | Electric Reliability | 0.036425 | 79.7972 | 2020 | Control | 0.1325 | 3 | 0 | esc | 0.15274 | 0.0055635 | 0 | 0 | 0 | 0 | 0 | 0
[149 empty] | All EPR in 2020WLDFRFinancial | WLDFR | HFTD - Distribution - Tier 3 - 5QU CoRE ¦ 5QU LoRE | Red Flag Warning - Small Fires | 2020 | Financial | 0.0015809 | 79.7972 | 2020 | Control | 0.053 | 3 | 0 | esc | 0.055966 | 8.8475e-05 | 0 | 0 | 0 | 0 | 0 | 0
[149 empty] | All EPR in 2020WLDFRSafety | WLDFR | HFTD - Distribution - Tier 3 - 5QU CoRE ¦ 5QU LoRE | Red Flag Warning - Small Fires | 2020 | Safety | 0.039895 | 79.7972 | 2020 | Control | 0.053 | 3 | 0 | esc | 0.055966 | 0.0022328 | 0 | 0 | 0 | 0 | 0 | 0
[149 empty] | All EPR in 2020WLDFRElectric Reliability | WLDFR | HFTD - Distribution - Tier 3 - 5QU CoRE ¦ 5QU LoRE | Seismic - Non-Red Flag Warning - Catastrophic Fires | 2020 | Electric Reliability | 409.2237 | 79.7972 | 2020 | Control | 0.1325 | 3 | 0 | esc | 0.15274 | 62.5039 | 0 | 0 | 0 | 0 | 0 | 0
[149 empty] | All EPR in 2020WLDFRFinancial | WLDFR | HFTD - Distribution - Tier 3 - 5QU CoRE ¦ 5QU LoRE | Seismic - Non-Red Flag Warning - Catastrophic Fires | 2020 | Financial | 13469.0878 | 79.7972 | 2020 | Control | 0.053 | 3 | 0 | esc | 0.055966 | 753.8138 | 0 | 0 | 0 | 0 | 0 | 0
[149 empty] | All EPR in 2020WLDFRSafety | WLDFR | HFTD - Distribution - Tier 3 - 5QU CoRE ¦ 5QU LoRE | Seismic - Non-Red Flag Warning - Catastrophic Fires | 2020 | Safety | 7205.5313 | 79.7972 | 2020 | Control | 0.053 | 3 | 0 | esc | 0.055966 | 403.2663 | 0 | 0 | 0 | 0 | 0 | 0
[149 empty] | All EPR in 2020WLDFRElectric Reliability | WLDFR | HFTD - Distribution - Tier 3 - 5QU CoRE ¦ 5QU LoRE | Seismic - Red Flag Warning - Catastrophic Fires | 2020 | Electric Reliability | 409.2237 | 79.7972 | 2020 | Control | 0.1325 | 3 | 0 | esc | 0.15274 | 62.5039 | 0 | 0 | 0 | 0 | 0 | 0
[149 empty] | All EPR in 2020WLDFRFinancial | WLDFR | HFTD - Distribution - Tier 3 - 5QU CoRE ¦ 5QU LoRE | Seismic - Red Flag Warning - Catastrophic Fires | 2020 | Financial | 13469.0878 | 79.7972 | 2020 | Control | 0.053 | 3 | 0 | esc | 0.055966 | 753.8138 | 0 | 0 | 0 | 0 | 0 | 0
[149 empty] | All EPR in 2020WLDFRSafety | WLDFR | HFTD - Distribution - Tier 3 - 5QU CoRE ¦ 5QU LoRE | Seismic - Red Flag Warning - Catastrophic Fires | 2020 | Safety | 7205.5313 | 79.7972 | 2020 | Control | 0.053 | 3 | 0 | esc | 0.055966 | 403.2663 | 0 | 0 | 0 | 0 | 0 | 0
[149 empty] | All EPR in 2020WLDFRElectric Reliability | WLDFR | HFTD - Distribution - Zone 1 - 1QU CoRE ¦ 5QU LoRE | Seismic - Non-Red Flag Warning - Catastrophic Fires | 2020 | Electric Reliability | 409.2237 | 0.18783 | 2020 | Control | 0.1325 | 3 | 0 | esc | 0.15274 | 62.5039 | 0 | 0 | 0 | 0 | 0 | 0
[149 empty] | All EPR in 2020WLDFRFinancial | WLDFR | HFTD - Distribution - Zone 1 - 1QU CoRE ¦ 5QU LoRE | Seismic - Non-Red Flag Warning - Catastrophic Fires | 2020 | Financial | 13469.0878 | 0.18783 | 2020 | Control | 0.053 | 3 | 0 | esc | 0.055966 | 753.8138 | 0 | 0 | 0 | 0 | 0 | 0
[149 empty] | All EPR in 2020WLDFRSafety | WLDFR | HFTD - Distribution - Zone 1 - 1QU CoRE ¦ 5QU LoRE | Seismic - Non-Red Flag Warning - Catastrophic Fires | 2020 | Safety | 7205.5313 | 0.18783 | 2020 | Control | 0.053 | 3 | 0 | esc | 0.055966 | 403.2663 | 0 | 0 | 0 | 0 | 0 | 0
[149 empty] | All EPR in 2020WLDFRElectric Reliability | WLDFR | HFTD - Distribution - Zone 1 - 1QU CoRE ¦ 5QU LoRE | Seismic - Red Flag Warning - Catastrophic Fires | 2020 | Electric Reliability | 409.2237 | 0.18783 | 2020 | Control | 0.1325 | 3 | 0 | esc | 0.15274 | 62.5039 | 0 | 0 | 0 | 0 | 0 | 0
[149 empty] | All EPR in 2020WLDFRFinancial | WLDFR | HFTD - Distribution - Zone 1 - 1QU CoRE ¦ 5QU LoRE | Seismic - Red Flag Warning - Catastrophic Fires | 2020 | Financial | 13469.0878 | 0.18783 | 2020 | Control | 0.053 | 3 | 0 | esc | 0.055966 | 753.8138 | 0 | 0 | 0 | 0 | 0 | 0
[149 empty] | All EPR in 2020WLDFRSafety | WLDFR | HFTD - Distribution - Zone 1 - 1QU CoRE ¦ 5QU LoRE | Seismic - Red Flag Warning - Catastrophic Fires | 2020 | Safety | 7205.5313 | 0.18783 | 2020 | Control | 0.053 | 3 | 0 | esc | 0.055966 | 403.2663 | 0 | 0 | 0 | 0 | 0 | 0
[149 empty] | All EPR in 2020WLDFRElectric Reliability | WLDFR | HFTD - Distribution - Zone 1 - 4QU CoRE ¦ 1QU LoRE | Non-Red Flag Warning - Catastrophic Fires | 2020 | Electric Reliability | 222.2294 | 0.13442 | 2020 | Control | 0.1325 | 3 | 0 | esc | 0.15274 | 33.9428 | 0 | 0 | 0 | 0 | 0 | 0
[149 empty] | All EPR in 2020WLDFRFinancial | WLDFR | HFTD - Distribution - Zone 1 - 4QU CoRE ¦ 1QU LoRE | Non-Red Flag Warning - Catastrophic Fires | 2020 | Financial | 8585.7228 | 0.13442 | 2020 | Control | 0.053 | 3 | 0 | esc | 0.055966 | 480.5104 | 0 | 0 | 0 | 0 | 0 | 0
[149 empty] | All EPR in 2020WLDFRSafety | WLDFR | HFTD - Distribution - Zone 1 - 4QU CoRE ¦ 1QU LoRE | Non-Red Flag Warning - Catastrophic Fires | 2020 | Safety | 5338.1784 | 0.13442 | 2020 | Control | 0.053 | 3 | 0 | esc | 0.055966 | 298.7576 | 0 | 0 | 0 | 0 | 0 | 0
[149 empty] | All EPR in 2020WLDFRElectric Reliability | WLDFR | HFTD - Distribution - Zone 1 - 4QU CoRE ¦ 1QU LoRE | Non-Red Flag Warning - Destructive Fires | 2020 | Electric Reliability | 222.2294 | 0.13442 | 2020 | Control | 0.1325 | 3 | 0 | esc | 0.15274 | 33.9428 | 0 | 0 | 0 | 0 | 0 | 0
[149 empty] | All EPR in 2020WLDFRFinancial | WLDFR | HFTD - Distribution - Zone 1 - 4QU CoRE ¦ 1QU LoRE | Non-Red Flag Warning - Destructive Fires | 2020 | Financial | 8585.7228 | 0.13442 | 2020 | Control | 0.053 | 3 | 0 | esc | 0.055966 | 480.5104 | 0 | 0 | 0 | 0 | 0 | 0
[149 empty] | All EPR in 2020WLDFRElectric Reliability | WLDFR | HFTD - Distribution - Zone 1 - 4QU CoRE ¦ 1QU LoRE | Non-Red Flag Warning - Large Fires | 2020 | Electric Reliability | 0.69642 | 0.13442 | 2020 | Control | 0.1325 | 3 | 0 | esc | 0.15274 | 0.10637 | 0 | 0 | 0 | 0 | 0 | 0
[149 empty] | All EPR in 2020WLDFRFinancial | WLDFR | HFTD - Distribution - Zone 1 - 4QU CoRE ¦ 1QU LoRE | Non-Red Flag Warning - Large Fires | 2020 | Financial | 2.942 | 0.13442 | 2020 | Control | 0.053 | 3 | 0 | esc | 0.055966 | 0.16465 | 0 | 0 | 0 | 0 | 0 | 0
[149 empty] | All EPR in 2020WLDFRSafety | WLDFR | HFTD - Distribution - Zone 1 - 4QU CoRE ¦ 1QU LoRE | Non-Red Flag Warning - Large Fires | 2020 | Safety | 1.6022 | 0.13442 | 2020 | Control | 0.053 | 3 | 0 | esc | 0.055966 | 0.089668 | 0 | 0 | 0 | 0 | 0 | 0
[149 empty] | All EPR in 2020WLDFRElectric Reliability | WLDFR | HFTD - Distribution - Zone 1 - 4QU CoRE ¦ 1QU LoRE | Non-Red Flag Warning - Small Fires | 2020 | Electric Reliability | 0.036425 | 0.13442 | 2020 | Control | 0.1325 | 3 | 0 | esc | 0.15274 | 0.0055635 | 0 | 0 | 0 | 0 | 0 | 0
[149 empty] | All EPR in 2020WLDFRFinancial | WLDFR | HFTD - Distribution - Zone 1 - 4QU CoRE ¦ 1QU LoRE | Non-Red Flag Warning - Small Fires | 2020 | Financial | 0.0015809 | 0.13442 | 2020 | Control | 0.053 | 3 | 0 | esc | 0.055966 | 8.8475e-05 | 0 | 0 | 0 | 0 | 0 | 0
[149 empty] | All EPR in 2020WLDFRSafety | WLDFR | HFTD - Distribution - Zone 1 - 4QU CoRE ¦ 1QU LoRE | Non-Red Flag Warning - Small Fires | 2020 | Safety | 0.039895 | 0.13442 | 2020 | Control | 0.053 | 3 | 0 | esc | 0.055966 | 0.0022328 | 0 | 0 | 0 | 0 | 0 | 0
[149 empty] | All EPR in 2020WLDFRElectric Reliability | WLDFR | HFTD - Distribution - Zone 1 - 4QU CoRE ¦ 1QU LoRE | Red Flag Warning - Catastrophic Fires | 2020 | Electric Reliability | 222.2294 | 0.13442 | 2020 | Control | 0.1325 | 3 | 0 | esc | 0.15274 | 33.9428 | 0 | 0 | 0 | 0 | 0 | 0
[149 empty] | All EPR in 2020WLDFRFinancial | WLDFR | HFTD - Distribution - Zone 1 - 4QU CoRE ¦ 1QU LoRE | Red Flag Warning - Catastrophic Fires | 2020 | Financial | 8585.7228 | 0.13442 | 2020 | Control | 0.053 | 3 | 0 | esc | 0.055966 | 480.5104 | 0 | 0 | 0 | 0 | 0 | 0
[149 empty] | All EPR in 2020WLDFRSafety | WLDFR | HFTD - Distribution - Zone 1 - 4QU CoRE ¦ 1QU LoRE | Red Flag Warning - Catastrophic Fires | 2020 | Safety | 5338.1784 | 0.13442 | 2020 | Control | 0.053 | 3 | 0 | esc | 0.055966 | 298.7576 | 0 | 0 | 0 | 0 | 0 | 0
[149 empty] | All EPR in 2020WLDFRElectric Reliability | WLDFR | HFTD - Distribution - Zone 1 - 4QU CoRE ¦ 1QU LoRE | Red Flag Warning - Destructive Fires | 2020 | Electric Reliability | 222.2294 | 0.13442 | 2020 | Control | 0.1325 | 3 | 0 | esc | 0.15274 | 33.9428 | 0 | 0 | 0 | 0 | 0 | 0
[149 empty] | All EPR in 2020WLDFRFinancial | WLDFR | HFTD - Distribution - Zone 1 - 4QU CoRE ¦ 1QU LoRE | Red Flag Warning - Destructive Fires | 2020 | Financial | 8585.7228 | 0.13442 | 2020 | Control | 0.053 | 3 | 0 | esc | 0.055966 | 480.5104 | 0 | 0 | 0 | 0 | 0 | 0
[149 empty] | All EPR in 2020WLDFRElectric Reliability | WLDFR | HFTD - Distribution - Zone 1 - 4QU CoRE ¦ 1QU LoRE | Red Flag Warning - Large Fires | 2020 | Electric Reliability | 0.69642 | 0.13442 | 2020 | Control | 0.1325 | 3 | 0 | esc | 0.15274 | 0.10637 | 0 | 0 | 0 | 0 | 0 | 0
[149 empty] | All EPR in 2020WLDFRFinancial | WLDFR | HFTD - Distribution - Zone 1 - 4QU CoRE ¦ 1QU LoRE | Red Flag Warning - Large Fires | 2020 | Financial | 2.942 | 0.13442 | 2020 | Control | 0.053 | 3 | 0 | esc | 0.055966 | 0.16465 | 0 | 0 | 0 | 0 | 0 | 0
[149 empty] | All EPR in 2020WLDFRSafety | WLDFR | HFTD - Distribution - Zone 1 - 4QU CoRE ¦ 1QU LoRE | Red Flag Warning - Large Fires | 2020 | Safety | 1.6022 | 0.13442 | 2020 | Control | 0.053 | 3 | 0 | esc | 0.055966 | 0.089668 | 0 | 0 | 0 | 0 | 0 | 0
[149 empty] | All EPR in 2020WLDFRElectric Reliability | WLDFR | HFTD - Distribution - Zone 1 - 4QU CoRE ¦ 1QU LoRE | Red Flag Warning - Small Fires | 2020 | Electric Reliability | 0.036425 | 0.13442 | 2020 | Control | 0.1325 | 3 | 0 | esc | 0.15274 | 0.0055635 | 0 | 0 | 0 | 0 | 0 | 0
[149 empty] | All EPR in 2020WLDFRFinancial | WLDFR | HFTD - Distribution - Zone 1 - 4QU CoRE ¦ 1QU LoRE | Red Flag Warning - Small Fires | 2020 | Financial | 0.0015809 | 0.13442 | 2020 | Control | 0.053 | 3 | 0 | esc | 0.055966 | 8.8475e-05 | 0 | 0 | 0 | 0 | 0 | 0
[149 empty] | All EPR in 2020WLDFRSafety | WLDFR | HFTD - Distribution - Zone 1 - 4QU CoRE ¦ 1QU LoRE | Red Flag Warning - Small Fires | 2020 | Safety | 0.039895 | 0.13442 | 2020 | Control | 0.053 | 3 | 0 | esc | 0.055966 | 0.0022328 | 0 | 0 | 0 | 0 | 0 | 0
[149 empty] | All EPR in 2020WLDFRElectric Reliability | WLDFR | HFTD - Distribution - Zone 1 - 5QU CoRE ¦ 1QU LoRE | Non-Red Flag Warning - Catastrophic Fires | 2020 | Electric Reliability | 222.2294 | 10.0154 | 2020 | Control | 0.1325 | 3 | 0 | esc | 0.15274 | 33.9428 | 0 | 0 | 0 | 0 | 0 | 0
[149 empty] | All EPR in 2020WLDFRFinancial | WLDFR | HFTD - Distribution - Zone 1 - 5QU CoRE ¦ 1QU LoRE | Non-Red Flag Warning - Catastrophic Fires | 2020 | Financial | 8585.7228 | 10.0154 | 2020 | Control | 0.053 | 3 | 0 | esc | 0.055966 | 480.5104 | 0 | 0 | 0 | 0 | 0 | 0
[149 empty] | All EPR in 2020WLDFRSafety | WLDFR | HFTD - Distribution - Zone 1 - 5QU CoRE ¦ 1QU LoRE | Non-Red Flag Warning - Catastrophic Fires | 2020 | Safety | 5338.1784 | 10.0154 | 2020 | Control | 0.053 | 3 | 0 | esc | 0.055966 | 298.7576 | 0 | 0 | 0 | 0 | 0 | 0
[149 empty] | All EPR in 2020WLDFRElectric Reliability | WLDFR | HFTD - Distribution - Zone 1 - 5QU CoRE ¦ 1QU LoRE | Non-Red Flag Warning - Destructive Fires | 2020 | Electric Reliability | 222.2294 | 10.0154 | 2020 | Control | 0.1325 | 3 | 0 | esc | 0.15274 | 33.9428 | 0 | 0 | 0 | 0 | 0 | 0
[149 empty] | All EPR in 2020WLDFRFinancial | WLDFR | HFTD - Distribution - Zone 1 - 5QU CoRE ¦ 1QU LoRE | Non-Red Flag Warning - Destructive Fires | 2020 | Financial | 8585.7228 | 10.0154 | 2020 | Control | 0.053 | 3 | 0 | esc | 0.055966 | 480.5104 | 0 | 0 | 0 | 0 | 0 | 0
[149 empty] | All EPR in 2020WLDFRElectric Reliability | WLDFR | HFTD - Distribution - Zone 1 - 5QU CoRE ¦ 1QU LoRE | Non-Red Flag Warning - Large Fires | 2020 | Electric Reliability | 0.69642 | 10.0154 | 2020 | Control | 0.1325 | 3 | 0 | esc | 0.15274 | 0.10637 | 0 | 0 | 0 | 0 | 0 | 0
[149 empty] | All EPR in 2020WLDFRFinancial | WLDFR | HFTD - Distribution - Zone 1 - 5QU CoRE ¦ 1QU LoRE | Non-Red Flag Warning - Large Fires | 2020 | Financial | 2.942 | 10.0154 | 2020 | Control | 0.053 | 3 | 0 | esc | 0.055966 | 0.16465 | 0 | 0 | 0 | 0 | 0 | 0
[149 empty] | All EPR in 2020WLDFRSafety | WLDFR | HFTD - Distribution - Zone 1 - 5QU CoRE ¦ 1QU LoRE | Non-Red Flag Warning - Large Fires | 2020 | Safety | 1.6022 | 10.0154 | 2020 | Control | 0.053 | 3 | 0 | esc | 0.055966 | 0.089668 | 0 | 0 | 0 | 0 | 0 | 0
[149 empty] | All EPR in 2020WLDFRElectric Reliability | WLDFR | HFTD - Distribution - Zone 1 - 5QU CoRE ¦ 1QU LoRE | Non-Red Flag Warning - Small Fires | 2020 | Electric Reliability | 0.036425 | 10.0154 | 2020 | Control | 0.1325 | 3 | 0 | esc | 0.15274 | 0.0055635 | 0 | 0 | 0 | 0 | 0 | 0
[149 empty] | All EPR in 2020WLDFRFinancial | WLDFR | HFTD - Distribution - Zone 1 - 5QU CoRE ¦ 1QU LoRE | Non-Red Flag Warning - Small Fires | 2020 | Financial | 0.0015809 | 10.0154 | 2020 | Control | 0.053 | 3 | 0 | esc | 0.055966 | 8.8475e-05 | 0 | 0 | 0 | 0 | 0 | 0
[149 empty] | All EPR in 2020WLDFRSafety | WLDFR | HFTD - Distribution - Zone 1 - 5QU CoRE ¦ 1QU LoRE | Non-Red Flag Warning - Small Fires | 2020 | Safety | 0.039895 | 10.0154 | 2020 | Control | 0.053 | 3 | 0 | esc | 0.055966 | 0.0022328 | 0 | 0 | 0 | 0 | 0 | 0
[149 empty] | All EPR in 2020WLDFRElectric Reliability | WLDFR | HFTD - Distribution - Zone 1 - 5QU CoRE ¦ 1QU LoRE | Red Flag Warning - Catastrophic Fires | 2020 | Electric Reliability | 222.2294 | 10.0154 | 2020 | Control | 0.1325 | 3 | 0 | esc | 0.15274 | 33.9428 | 0 | 0 | 0 | 0 | 0 | 0
[149 empty] | All EPR in 2020WLDFRFinancial | WLDFR | HFTD - Distribution - Zone 1 - 5QU CoRE ¦ 1QU LoRE | Red Flag Warning - Catastrophic Fires | 2020 | Financial | 8585.7228 | 10.0154 | 2020 | Control | 0.053 | 3 | 0 | esc | 0.055966 | 480.5104 | 0 | 0 | 0 | 0 | 0 | 0
[149 empty] | All EPR in 2020WLDFRSafety | WLDFR | HFTD - Distribution - Zone 1 - 5QU CoRE ¦ 1QU LoRE | Red Flag Warning - Catastrophic Fires | 2020 | Safety | 5338.1784 | 10.0154 | 2020 | Control | 0.053 | 3 | 0 | esc | 0.055966 | 298.7576 | 0 | 0 | 0 | 0 | 0 | 0
[149 empty] | All EPR in 2020WLDFRElectric Reliability | WLDFR | HFTD - Distribution - Zone 1 - 5QU CoRE ¦ 1QU LoRE | Red Flag Warning - Destructive Fires | 2020 | Electric Reliability | 222.2294 | 10.0154 | 2020 | Control | 0.1325 | 3 | 0 | esc | 0.15274 | 33.9428 | 0 | 0 | 0 | 0 | 0 | 0
[149 empty] | All EPR in 2020WLDFRFinancial | WLDFR | HFTD - Distribution - Zone 1 - 5QU CoRE ¦ 1QU LoRE | Red Flag Warning - Destructive Fires | 2020 | Financial | 8585.7228 | 10.0154 | 2020 | Control | 0.053 | 3 | 0 | esc | 0.055966 | 480.5104 | 0 | 0 | 0 | 0 | 0 | 0
[149 empty] | All EPR in 2020WLDFRElectric Reliability | WLDFR | HFTD - Distribution - Zone 1 - 5QU CoRE ¦ 1QU LoRE | Red Flag Warning - Large Fires | 2020 | Electric Reliability | 0.69642 | 10.0154 | 2020 | Control | 0.1325 | 3 | 0 | esc | 0.15274 | 0.10637 | 0 | 0 | 0 | 0 | 0 | 0
[149 empty] | All EPR in 2020WLDFRFinancial | WLDFR | HFTD - Distribution - Zone 1 - 5QU CoRE ¦ 1QU LoRE | Red Flag Warning - Large Fires | 2020 | Financial | 2.942 | 10.0154 | 2020 | Control | 0.053 | 3 | 0 | esc | 0.055966 | 0.16465 | 0 | 0 | 0 | 0 | 0 | 0
[149 empty] | All EPR in 2020WLDFRSafety | WLDFR | HFTD - Distribution - Zone 1 - 5QU CoRE ¦ 1QU LoRE | Red Flag Warning - Large Fires | 2020 | Safety | 1.6022 | 10.0154 | 2020 | Control | 0.053 | 3 | 0 | esc | 0.055966 | 0.089668 | 0 | 0 | 0 | 0 | 0 | 0
[149 empty] | All EPR in 2020WLDFRElectric Reliability | WLDFR | HFTD - Distribution - Zone 1 - 5QU CoRE ¦ 1QU LoRE | Red Flag Warning - Small Fires | 2020 | Electric Reliability | 0.036425 | 10.0154 | 2020 | Control | 0.1325 | 3 | 0 | esc | 0.15274 | 0.0055635 | 0 | 0 | 0 | 0 | 0 | 0
[149 empty] | All EPR in 2020WLDFRFinancial | WLDFR | HFTD - Distribution - Zone 1 - 5QU CoRE ¦ 1QU LoRE | Red Flag Warning - Small Fires | 2020 | Financial | 0.0015809 | 10.0154 | 2020 | Control | 0.053 | 3 | 0 | esc | 0.055966 | 8.8475e-05 | 0 | 0 | 0 | 0 | 0 | 0
[149 empty] | All EPR in 2020WLDFRSafety | WLDFR | HFTD - Distribution - Zone 1 - 5QU CoRE ¦ 1QU LoRE | Red Flag Warning - Small Fires | 2020 | Safety | 0.039895 | 10.0154 | 2020 | Control | 0.053 | 3 | 0 | esc | 0.055966 | 0.0022328 | 0 | 0 | 0 | 0 | 0 | 0
[149 empty] | All EPR in 2020WLDFRElectric Reliability | WLDFR | HFTD - Distribution - Zone 1 - 5QU CoRE ¦ 1QU LoRE | Seismic - Non-Red Flag Warning - Catastrophic Fires | 2020 | Electric Reliability | 409.2237 | 10.0154 | 2020 | Control | 0.1325 | 3 | 0 | esc | 0.15274 | 62.5039 | 0 | 0 | 0 | 0 | 0 | 0
[149 empty] | All EPR in 2020WLDFRFinancial | WLDFR | HFTD - Distribution - Zone 1 - 5QU CoRE ¦ 1QU LoRE | Seismic - Non-Red Flag Warning - Catastrophic Fires | 2020 | Financial | 13469.0878 | 10.0154 | 2020 | Control | 0.053 | 3 | 0 | esc | 0.055966 | 753.8138 | 0 | 0 | 0 | 0 | 0 | 0
[149 empty] | All EPR in 2020WLDFRSafety | WLDFR | HFTD - Distribution - Zone 1 - 5QU CoRE ¦ 1QU LoRE | Seismic - Non-Red Flag Warning - Catastrophic Fires | 2020 | Safety | 7205.5313 | 10.0154 | 2020 | Control | 0.053 | 3 | 0 | esc | 0.055966 | 403.2663 | 0 | 0 | 0 | 0 | 0 | 0
[149 empty] | All EPR in 2020WLDFRElectric Reliability | WLDFR | HFTD - Distribution - Zone 1 - 5QU CoRE ¦ 1QU LoRE | Seismic - Red Flag Warning - Catastrophic Fires | 2020 | Electric Reliability | 409.2237 | 10.0154 | 2020 | Control | 0.1325 | 3 | 0 | esc | 0.15274 | 62.5039 | 0 | 0 | 0 | 0 | 0 | 0
[149 empty] | All EPR in 2020WLDFRFinancial | WLDFR | HFTD - Distribution - Zone 1 - 5QU CoRE ¦ 1QU LoRE | Seismic - Red Flag Warning - Catastrophic Fires | 2020 | Financial | 13469.0878 | 10.0154 | 2020 | Control | 0.053 | 3 | 0 | esc | 0.055966 | 753.8138 | 0 | 0 | 0 | 0 | 0 | 0
[149 empty] | All EPR in 2020WLDFRSafety | WLDFR | HFTD - Distribution - Zone 1 - 5QU CoRE ¦ 1QU LoRE | Seismic - Red Flag Warning - Catastrophic Fires | 2020 | Safety | 7205.5313 | 10.0154 | 2020 | Control | 0.053 | 3 | 0 | esc | 0.055966 | 403.2663 | 0 | 0 | 0 | 0 | 0 | 0
[149 empty] | All EPR in 2020WLDFRElectric Reliability | WLDFR | HFTD - Distribution - Zone 1 - 5QU CoRE ¦ 4QU LoRE | Non-Red Flag Warning - Large Fires | 2020 | Electric Reliability | 0.69642 | 0.27822 | 2020 | Control | 0.1325 | 3 | 0 | esc | 0.15274 | 0.10637 | 0 | 0 | 0 | 0 | 0 | 0
[149 empty] | All EPR in 2020WLDFRFinancial | WLDFR | HFTD - Distribution - Zone 1 - 5QU CoRE ¦ 4QU LoRE | Non-Red Flag Warning - Large Fires | 2020 | Financial | 2.942 | 0.27822 | 2020 | Control | 0.053 | 3 | 0 | esc | 0.055966 | 0.16465 | 0 | 0 | 0 | 0 | 0 | 0
[149 empty] | All EPR in 2020WLDFRSafety | WLDFR | HFTD - Distribution - Zone 1 - 5QU CoRE ¦ 4QU LoRE | Non-Red Flag Warning - Large Fires | 2020 | Safety | 1.6022 | 0.27822 | 2020 | Control | 0.053 | 3 | 0 | esc | 0.055966 | 0.089668 | 0 | 0 | 0 | 0 | 0 | 0
[149 empty] | All EPR in 2020WLDFRElectric Reliability | WLDFR | HFTD - Distribution - Zone 1 - 5QU CoRE ¦ 4QU LoRE | Non-Red Flag Warning - Small Fires | 2020 | Electric Reliability | 0.036425 | 0.27822 | 2020 | Control | 0.1325 | 3 | 0 | esc | 0.15274 | 0.0055635 | 0 | 0 | 0 | 0 | 0 | 0
[149 empty] | All EPR in 2020WLDFRFinancial | WLDFR | HFTD - Distribution - Zone 1 - 5QU CoRE ¦ 4QU LoRE | Non-Red Flag Warning - Small Fires | 2020 | Financial | 0.0015809 | 0.27822 | 2020 | Control | 0.053 | 3 | 0 | esc | 0.055966 | 8.8475e-05 | 0 | 0 | 0 | 0 | 0 | 0
[149 empty] | All EPR in 2020WLDFRSafety | WLDFR | HFTD - Distribution - Zone 1 - 5QU CoRE ¦ 4QU LoRE | Non-Red Flag Warning - Small Fires | 2020 | Safety | 0.039895 | 0.27822 | 2020 | Control | 0.053 | 3 | 0 | esc | 0.055966 | 0.0022328 | 0 | 0 | 0 | 0 | 0 | 0
[149 empty] | All EPR in 2020WLDFRElectric Reliability | WLDFR | HFTD - Distribution - Zone 1 - 5QU CoRE ¦ 4QU LoRE | Red Flag Warning - Large Fires | 2020 | Electric Reliability | 0.69642 | 0.27822 | 2020 | Control | 0.1325 | 3 | 0 | esc | 0.15274 | 0.10637 | 0 | 0 | 0 | 0 | 0 | 0
[149 empty] | All EPR in 2020WLDFRFinancial | WLDFR | HFTD - Distribution - Zone 1 - 5QU CoRE ¦ 4QU LoRE | Red Flag Warning - Large Fires | 2020 | Financial | 2.942 | 0.27822 | 2020 | Control | 0.053 | 3 | 0 | esc | 0.055966 | 0.16465 | 0 | 0 | 0 | 0 | 0 | 0
[149 empty] | All EPR in 2020WLDFRSafety | WLDFR | HFTD - Distribution - Zone 1 - 5QU CoRE ¦ 4QU LoRE | Red Flag Warning - Large Fires | 2020 | Safety | 1.6022 | 0.27822 | 2020 | Control | 0.053 | 3 | 0 | esc | 0.055966 | 0.089668 | 0 | 0 | 0 | 0 | 0 | 0
[149 empty] | All EPR in 2020WLDFRElectric Reliability | WLDFR | HFTD - Distribution - Zone 1 - 5QU CoRE ¦ 4QU LoRE | Red Flag Warning - Small Fires | 2020 | Electric Reliability | 0.036425 | 0.27822 | 2020 | Control | 0.1325 | 3 | 0 | esc | 0.15274 | 0.0055635 | 0 | 0 | 0 | 0 | 0 | 0
[149 empty] | All EPR in 2020WLDFRFinancial | WLDFR | HFTD - Distribution - Zone 1 - 5QU CoRE ¦ 4QU LoRE | Red Flag Warning - Small Fires | 2020 | Financial | 0.0015809 | 0.27822 | 2020 | Control | 0.053 | 3 | 0 | esc | 0.055966 | 8.8475e-05 | 0 | 0 | 0 | 0 | 0 | 0
[149 empty] | All EPR in 2020WLDFRSafety | WLDFR | HFTD - Distribution - Zone 1 - 5QU CoRE ¦ 4QU LoRE | Red Flag Warning - Small Fires | 2020 | Safety | 0.039895 | 0.27822 | 2020 | Control | 0.053 | 3 | 0 | esc | 0.055966 | 0.0022328 | 0 | 0 | 0 | 0 | 0 | 0
[149 empty] | All EPR in 2020WLDFRElectric Reliability | WLDFR | HFTD - Distribution - Zone 1 - 5QU CoRE ¦ 4QU LoRE | Seismic - Non-Red Flag Warning - Catastrophic Fires | 2020 | Electric Reliability | 409.2237 | 0.27822 | 2020 | Control | 0.1325 | 3 | 0 | esc | 0.15274 | 62.5039 | 0 | 0 | 0 | 0 | 0 | 0
[149 empty] | All EPR in 2020WLDFRFinancial | WLDFR | HFTD - Distribution - Zone 1 - 5QU CoRE ¦ 4QU LoRE | Seismic - Non-Red Flag Warning - Catastrophic Fires | 2020 | Financial | 13469.0878 | 0.27822 | 2020 | Control | 0.053 | 3 | 0 | esc | 0.055966 | 753.8138 | 0 | 0 | 0 | 0 | 0 | 0
[149 empty] | All EPR in 2020WLDFRSafety | WLDFR | HFTD - Distribution - Zone 1 - 5QU CoRE ¦ 4QU LoRE | Seismic - Non-Red Flag Warning - Catastrophic Fires | 2020 | Safety | 7205.5313 | 0.27822 | 2020 | Control | 0.053 | 3 | 0 | esc | 0.055966 | 403.2663 | 0 | 0 | 0 | 0 | 0 | 0
[149 empty] | All EPR in 2020WLDFRElectric Reliability | WLDFR | HFTD - Distribution - Zone 1 - 5QU CoRE ¦ 4QU LoRE | Seismic - Red Flag Warning - Catastrophic Fires | 2020 | Electric Reliability | 409.2237 | 0.27822 | 2020 | Control | 0.1325 | 3 | 0 | esc | 0.15274 | 62.5039 | 0 | 0 | 0 | 0 | 0 | 0
[149 empty] | All EPR in 2020WLDFRFinancial | WLDFR | HFTD - Distribution - Zone 1 - 5QU CoRE ¦ 4QU LoRE | Seismic - Red Flag Warning - Catastrophic Fires | 2020 | Financial | 13469.0878 | 0.27822 | 2020 | Control | 0.053 | 3 | 0 | esc | 0.055966 | 753.8138 | 0 | 0 | 0 | 0 | 0 | 0
[149 empty] | All EPR in 2020WLDFRSafety | WLDFR | HFTD - Distribution - Zone 1 - 5QU CoRE ¦ 4QU LoRE | Seismic - Red Flag Warning - Catastrophic Fires | 2020 | Safety | 7205.5313 | 0.27822 | 2020 | Control | 0.053 | 3 | 0 | esc | 0.055966 | 403.2663 | 0 | 0 | 0 | 0 | 0 | 0
[149 empty] | All EPR in 2020WLDFRElectric Reliability | WLDFR | HFTD - Substation | Non-Red Flag Warning - Catastrophic Fires | 2020 | Electric Reliability | 222.2294 | 1 | 2020 | Control | 0.1325 | 3 | 0 | esc | 0.15274 | 33.9428 | 0 | 0 | 0 | 0 | 0 | 0
[149 empty] | All EPR in 2020WLDFRFinancial | WLDFR | HFTD - Substation | Non-Red Flag Warning - Catastrophic Fires | 2020 | Financial | 8585.7228 | 1 | 2020 | Control | 0.053 | 3 | 0 | esc | 0.055966 | 480.5104 | 0 | 0 | 0 | 0 | 0 | 0
[149 empty] | All EPR in 2020WLDFRSafety | WLDFR | HFTD - Substation | Non-Red Flag Warning - Catastrophic Fires | 2020 | Safety | 5338.1784 | 1 | 2020 | Control | 0.053 | 3 | 0 | esc | 0.055966 | 298.7576 | 0 | 0 | 0 | 0 | 0 | 0
[149 empty] | All EPR in 2020WLDFRElectric Reliability | WLDFR | HFTD - Substation | Non-Red Flag Warning - Destructive Fires | 2020 | Electric Reliability | 222.2294 | 1 | 2020 | Control | 0.1325 | 3 | 0 | esc | 0.15274 | 33.9428 | 0 | 0 | 0 | 0 | 0 | 0
[149 empty] | All EPR in 2020WLDFRFinancial | WLDFR | HFTD - Substation | Non-Red Flag Warning - Destructive Fires | 2020 | Financial | 8585.7228 | 1 | 2020 | Control | 0.053 | 3 | 0 | esc | 0.055966 | 480.5104 | 0 | 0 | 0 | 0 | 0 | 0
[149 empty] | All EPR in 2020WLDFRElectric Reliability | WLDFR | HFTD - Substation | Non-Red Flag Warning - Large Fires | 2020 | Electric Reliability | 0.69642 | 1 | 2020 | Control | 0.1325 | 3 | 0 | esc | 0.15274 | 0.10637 | 0 | 0 | 0 | 0 | 0 | 0
[149 empty] | All EPR in 2020WLDFRFinancial | WLDFR | HFTD - Substation | Non-Red Flag Warning - Large Fires | 2020 | Financial | 2.942 | 1 | 2020 | Control | 0.053 | 3 | 0 | esc | 0.055966 | 0.16465 | 0 | 0 | 0 | 0 | 0 | 0
[149 empty] | All EPR in 2020WLDFRSafety | WLDFR | HFTD - Substation | Non-Red Flag Warning - Large Fires | 2020 | Safety | 1.6022 | 1 | 2020 | Control | 0.053 | 3 | 0 | esc | 0.055966 | 0.089668 | 0 | 0 | 0 | 0 | 0 | 0
[149 empty] | All EPR in 2020WLDFRElectric Reliability | WLDFR | HFTD - Substation | Non-Red Flag Warning - Small Fires | 2020 | Electric Reliability | 0.036425 | 1 | 2020 | Control | 0.1325 | 3 | 0 | esc | 0.15274 | 0.0055635 | 0 | 0 | 0 | 0 | 0 | 0
[149 empty] | All EPR in 2020WLDFRFinancial | WLDFR | HFTD - Substation | Non-Red Flag Warning - Small Fires | 2020 | Financial | 0.0015809 | 1 | 2020 | Control | 0.053 | 3 | 0 | esc | 0.055966 | 8.8475e-05 | 0 | 0 | 0 | 0 | 0 | 0
[149 empty] | All EPR in 2020WLDFRSafety | WLDFR | HFTD - Substation | Non-Red Flag Warning - Small Fires | 2020 | Safety | 0.039895 | 1 | 2020 | Control | 0.053 | 3 | 0 | esc | 0.055966 | 0.0022328 | 0 | 0 | 0 | 0 | 0 | 0
[149 empty] | All EPR in 2020WLDFRElectric Reliability | WLDFR | HFTD - Substation | Red Flag Warning - Catastrophic Fires | 2020 | Electric Reliability | 222.2294 | 1 | 2020 | Control | 0.1325 | 3 | 0 | esc | 0.15274 | 33.9428 | 0 | 0 | 0 | 0 | 0 | 0
[149 empty] | All EPR in 2020WLDFRFinancial | WLDFR | HFTD - Substation | Red Flag Warning - Catastrophic Fires | 2020 | Financial | 8585.7228 | 1 | 2020 | Control | 0.053 | 3 | 0 | esc | 0.055966 | 480.5104 | 0 | 0 | 0 | 0 | 0 | 0
[149 empty] | All EPR in 2020WLDFRSafety | WLDFR | HFTD - Substation | Red Flag Warning - Catastrophic Fires | 2020 | Safety | 5338.1784 | 1 | 2020 | Control | 0.053 | 3 | 0 | esc | 0.055966 | 298.7576 | 0 | 0 | 0 | 0 | 0 | 0
[149 empty] | All EPR in 2020WLDFRElectric Reliability | WLDFR | HFTD - Substation | Red Flag Warning - Destructive Fires | 2020 | Electric Reliability | 222.2294 | 1 | 2020 | Control | 0.1325 | 3 | 0 | esc | 0.15274 | 33.9428 | 0 | 0 | 0 | 0 | 0 | 0
[149 empty] | All EPR in 2020WLDFRFinancial | WLDFR | HFTD - Substation | Red Flag Warning - Destructive Fires | 2020 | Financial | 8585.7228 | 1 | 2020 | Control | 0.053 | 3 | 0 | esc | 0.055966 | 480.5104 | 0 | 0 | 0 | 0 | 0 | 0
[149 empty] | All EPR in 2020WLDFRElectric Reliability | WLDFR | HFTD - Substation | Red Flag Warning - Large Fires | 2020 | Electric Reliability | 0.69642 | 1 | 2020 | Control | 0.1325 | 3 | 0 | esc | 0.15274 | 0.10637 | 0 | 0 | 0 | 0 | 0 | 0
[149 empty] | All EPR in 2020WLDFRFinancial | WLDFR | HFTD - Substation | Red Flag Warning - Large Fires | 2020 | Financial | 2.942 | 1 | 2020 | Control | 0.053 | 3 | 0 | esc | 0.055966 | 0.16465 | 0 | 0 | 0 | 0 | 0 | 0
[149 empty] | All EPR in 2020WLDFRSafety | WLDFR | HFTD - Substation | Red Flag Warning - Large Fires | 2020 | Safety | 1.6022 | 1 | 2020 | Control | 0.053 | 3 | 0 | esc | 0.055966 | 0.089668 | 0 | 0 | 0 | 0 | 0 | 0
[149 empty] | All EPR in 2020WLDFRElectric Reliability | WLDFR | HFTD - Substation | Red Flag Warning - Small Fires | 2020 | Electric Reliability | 0.036425 | 1 | 2020 | Control | 0.1325 | 3 | 0 | esc | 0.15274 | 0.0055635 | 0 | 0 | 0 | 0 | 0 | 0
[149 empty] | All EPR in 2020WLDFRFinancial | WLDFR | HFTD - Substation | Red Flag Warning - Small Fires | 2020 | Financial | 0.0015809 | 1 | 2020 | Control | 0.053 | 3 | 0 | esc | 0.055966 | 8.8475e-05 | 0 | 0 | 0 | 0 | 0 | 0
[149 empty] | All EPR in 2020WLDFRSafety | WLDFR | HFTD - Substation | Red Flag Warning - Small Fires | 2020 | Safety | 0.039895 | 1 | 2020 | Control | 0.053 | 3 | 0 | esc | 0.055966 | 0.0022328 | 0 | 0 | 0 | 0 | 0 | 0
[149 empty] | All EPR in 2020WLDFRElectric Reliability | WLDFR | HFTD - Transmission - Tier 2 - 115 kV or Lower | Non-Red Flag Warning - Catastrophic Fires | 2020 | Electric Reliability | 222.2294 | 1299.3 | 2020 | Control | 0.1325 | 3 | 0 | esc | 0.15274 | 33.9428 | 0 | 0 | 0 | 0 | 0 | 0
[149 empty] | All EPR in 2020WLDFRFinancial | WLDFR | HFTD - Transmission - Tier 2 - 115 kV or Lower | Non-Red Flag Warning - Catastrophic Fires | 2020 | Financial | 8585.7228 | 1299.3 | 2020 | Control | 0.053 | 3 | 0 | esc | 0.055966 | 480.5104 | 0 | 0 | 0 | 0 | 0 | 0
[149 empty] | All EPR in 2020WLDFRSafety | WLDFR | HFTD - Transmission - Tier 2 - 115 kV or Lower | Non-Red Flag Warning - Catastrophic Fires | 2020 | Safety | 5338.1784 | 1299.3 | 2020 | Control | 0.053 | 3 | 0 | esc | 0.055966 | 298.7576 | 0 | 0 | 0 | 0 | 0 | 0
[149 empty] | All EPR in 2020WLDFRElectric Reliability | WLDFR | HFTD - Transmission - Tier 2 - 115 kV or Lower | Non-Red Flag Warning - Destructive Fires | 2020 | Electric Reliability | 222.2294 | 1299.3 | 2020 | Control | 0.1325 | 3 | 0 | esc | 0.15274 | 33.9428 | 0 | 0 | 0 | 0 | 0 | 0
[149 empty] | All EPR in 2020WLDFRFinancial | WLDFR | HFTD - Transmission - Tier 2 - 115 kV or Lower | Non-Red Flag Warning - Destructive Fires | 2020 | Financial | 8585.7228 | 1299.3 | 2020 | Control | 0.053 | 3 | 0 | esc | 0.055966 | 480.5104 | 0 | 0 | 0 | 0 | 0 | 0
[149 empty] | All EPR in 2020WLDFRElectric Reliability | WLDFR | HFTD - Transmission - Tier 2 - 115 kV or Lower | Non-Red Flag Warning - Large Fires | 2020 | Electric Reliability | 0.69642 | 1299.3 | 2020 | Control | 0.1325 | 3 | 0 | esc | 0.15274 | 0.10637 | 0 | 0 | 0 | 0 | 0 | 0
[149 empty] | All EPR in 2020WLDFRFinancial | WLDFR | HFTD - Transmission - Tier 2 - 115 kV or Lower | Non-Red Flag Warning - Large Fires | 2020 | Financial | 2.942 | 1299.3 | 2020 | Control | 0.053 | 3 | 0 | esc | 0.055966 | 0.16465 | 0 | 0 | 0 | 0 | 0 | 0
[149 empty] | All EPR in 2020WLDFRSafety | WLDFR | HFTD - Transmission - Tier 2 - 115 kV or Lower | Non-Red Flag Warning - Large Fires | 2020 | Safety | 1.6022 | 1299.3 | 2020 | Control | 0.053 | 3 | 0 | esc | 0.055966 | 0.089668 | 0 | 0 | 0 | 0 | 0 | 0
[149 empty] | All EPR in 2020WLDFRElectric Reliability | WLDFR | HFTD - Transmission - Tier 2 - 115 kV or Lower | Non-Red Flag Warning - Small Fires | 2020 | Electric Reliability | 0.036425 | 1299.3 | 2020 | Control | 0.1325 | 3 | 0 | esc | 0.15274 | 0.0055635 | 0 | 0 | 0 | 0 | 0 | 0
[149 empty] | All EPR in 2020WLDFRFinancial | WLDFR | HFTD - Transmission - Tier 2 - 115 kV or Lower | Non-Red Flag Warning - Small Fires | 2020 | Financial | 0.0015809 | 1299.3 | 2020 | Control | 0.053 | 3 | 0 | esc | 0.055966 | 8.8475e-05 | 0 | 0 | 0 | 0 | 0 | 0
[149 empty] | All EPR in 2020WLDFRSafety | WLDFR | HFTD - Transmission - Tier 2 - 115 kV or Lower | Non-Red Flag Warning - Small Fires | 2020 | Safety | 0.039895 | 1299.3 | 2020 | Control | 0.053 | 3 | 0 | esc | 0.055966 | 0.0022328 | 0 | 0 | 0 | 0 | 0 | 0
[149 empty] | All EPR in 2020WLDFRElectric Reliability | WLDFR | HFTD - Transmission - Tier 2 - 115 kV or Lower | Red Flag Warning - Catastrophic Fires | 2020 | Electric Reliability | 222.2294 | 1299.3 | 2020 | Control | 0.1325 | 3 | 0 | esc | 0.15274 | 33.9428 | 0 | 0 | 0 | 0 | 0 | 0
[149 empty] | All EPR in 2020WLDFRFinancial | WLDFR | HFTD - Transmission - Tier 2 - 115 kV or Lower | Red Flag Warning - Catastrophic Fires | 2020 | Financial | 8585.7228 | 1299.3 | 2020 | Control | 0.053 | 3 | 0 | esc | 0.055966 | 480.5104 | 0 | 0 | 0 | 0 | 0 | 0
[149 empty] | All EPR in 2020WLDFRSafety | WLDFR | HFTD - Transmission - Tier 2 - 115 kV or Lower | Red Flag Warning - Catastrophic Fires | 2020 | Safety | 5338.1784 | 1299.3 | 2020 | Control | 0.053 | 3 | 0 | esc | 0.055966 | 298.7576 | 0 | 0 | 0 | 0 | 0 | 0
[149 empty] | All EPR in 2020WLDFRElectric Reliability | WLDFR | HFTD - Transmission - Tier 2 - 115 kV or Lower | Red Flag Warning - Destructive Fires | 2020 | Electric Reliability | 222.2294 | 1299.3 | 2020 | Control | 0.1325 | 3 | 0 | esc | 0.15274 | 33.9428 | 0 | 0 | 0 | 0 | 0 | 0
[149 empty] | All EPR in 2020WLDFRFinancial | WLDFR | HFTD - Transmission - Tier 2 - 115 kV or Lower | Red Flag Warning - Destructive Fires | 2020 | Financial | 8585.7228 | 1299.3 | 2020 | Control | 0.053 | 3 | 0 | esc | 0.055966 | 480.5104 | 0 | 0 | 0 | 0 | 0 | 0
[149 empty] | All EPR in 2020WLDFRElectric Reliability | WLDFR | HFTD - Transmission - Tier 2 - 115 kV or Lower | Red Flag Warning - Large Fires | 2020 | Electric Reliability | 0.69642 | 1299.3 | 2020 | Control | 0.1325 | 3 | 0 | esc | 0.15274 | 0.10637 | 0 | 0 | 0 | 0 | 0 | 0
[149 empty] | All EPR in 2020WLDFRFinancial | WLDFR | HFTD - Transmission - Tier 2 - 115 kV or Lower | Red Flag Warning - Large Fires | 2020 | Financial | 2.942 | 1299.3 | 2020 | Control | 0.053 | 3 | 0 | esc | 0.055966 | 0.16465 | 0 | 0 | 0 | 0 | 0 | 0
[149 empty] | All EPR in 2020WLDFRSafety | WLDFR | HFTD - Transmission - Tier 2 - 115 kV or Lower | Red Flag Warning - Large Fires | 2020 | Safety | 1.6022 | 1299.3 | 2020 | Control | 0.053 | 3 | 0 | esc | 0.055966 | 0.089668 | 0 | 0 | 0 | 0 | 0 | 0
[149 empty] | All EPR in 2020WLDFRElectric Reliability | WLDFR | HFTD - Transmission - Tier 2 - 115 kV or Lower | Red Flag Warning - Small Fires | 2020 | Electric Reliability | 0.036425 | 1299.3 | 2020 | Control | 0.1325 | 3 | 0 | esc | 0.15274 | 0.0055635 | 0 | 0 | 0 | 0 | 0 | 0
[149 empty] | All EPR in 2020WLDFRFinancial | WLDFR | HFTD - Transmission - Tier 2 - 115 kV or Lower | Red Flag Warning - Small Fires | 2020 | Financial | 0.0015809 | 1299.3 | 2020 | Control | 0.053 | 3 | 0 | esc | 0.055966 | 8.8475e-05 | 0 | 0 | 0 | 0 | 0 | 0
[149 empty] | All EPR in 2020WLDFRSafety | WLDFR | HFTD - Transmission - Tier 2 - 115 kV or Lower | Red Flag Warning - Small Fires | 2020 | Safety | 0.039895 | 1299.3 | 2020 | Control | 0.053 | 3 | 0 | esc | 0.055966 | 0.0022328 | 0 | 0 | 0 | 0 | 0 | 0
[149 empty] | All EPR in 2020WLDFRElectric Reliability | WLDFR | HFTD - Transmission - Tier 2 - 230 kV or Higher | Non-Red Flag Warning - Catastrophic Fires | 2020 | Electric Reliability | 222.2294 | 1759.53 | 2020 | Control | 0.1325 | 3 | 0 | esc | 0.15274 | 33.9428 | 0 | 0 | 0 | 0 | 0 | 0
[149 empty] | All EPR in 2020WLDFRFinancial | WLDFR | HFTD - Transmission - Tier 2 - 230 kV or Higher | Non-Red Flag Warning - Catastrophic Fires | 2020 | Financial | 8585.7228 | 1759.53 | 2020 | Control | 0.053 | 3 | 0 | esc | 0.055966 | 480.5104 | 0 | 0 | 0 | 0 | 0 | 0
[149 empty] | All EPR in 2020WLDFRSafety | WLDFR | HFTD - Transmission - Tier 2 - 230 kV or Higher | Non-Red Flag Warning - Catastrophic Fires | 2020 | Safety | 5338.1784 | 1759.53 | 2020 | Control | 0.053 | 3 | 0 | esc | 0.055966 | 298.7576 | 0 | 0 | 0 | 0 | 0 | 0
[149 empty] | All EPR in 2020WLDFRElectric Reliability | WLDFR | HFTD - Transmission - Tier 2 - 230 kV or Higher | Non-Red Flag Warning - Destructive Fires | 2020 | Electric Reliability | 222.2294 | 1759.53 | 2020 | Control | 0.1325 | 3 | 0 | esc | 0.15274 | 33.9428 | 0 | 0 | 0 | 0 | 0 | 0
[149 empty] | All EPR in 2020WLDFRFinancial | WLDFR | HFTD - Transmission - Tier 2 - 230 kV or Higher | Non-Red Flag Warning - Destructive Fires | 2020 | Financial | 8585.7228 | 1759.53 | 2020 | Control | 0.053 | 3 | 0 | esc | 0.055966 | 480.5104 | 0 | 0 | 0 | 0 | 0 | 0
[149 empty] | All EPR in 2020WLDFRElectric Reliability | WLDFR | HFTD - Transmission - Tier 2 - 230 kV or Higher | Non-Red Flag Warning - Large Fires | 2020 | Electric Reliability | 0.69642 | 1759.53 | 2020 | Control | 0.1325 | 3 | 0 | esc | 0.15274 | 0.10637 | 0 | 0 | 0 | 0 | 0 | 0
[149 empty] | All EPR in 2020WLDFRFinancial | WLDFR | HFTD - Transmission - Tier 2 - 230 kV or Higher | Non-Red Flag Warning - Large Fires | 2020 | Financial | 2.942 | 1759.53 | 2020 | Control | 0.053 | 3 | 0 | esc | 0.055966 | 0.16465 | 0 | 0 | 0 | 0 | 0 | 0
[149 empty] | All EPR in 2020WLDFRSafety | WLDFR | HFTD - Transmission - Tier 2 - 230 kV or Higher | Non-Red Flag Warning - Large Fires | 2020 | Safety | 1.6022 | 1759.53 | 2020 | Control | 0.053 | 3 | 0 | esc | 0.055966 | 0.089668 | 0 | 0 | 0 | 0 | 0 | 0
[149 empty] | All EPR in 2020WLDFRElectric Reliability | WLDFR | HFTD - Transmission - Tier 2 - 230 kV or Higher | Non-Red Flag Warning - Small Fires | 2020 | Electric Reliability | 0.036425 | 1759.53 | 2020 | Control | 0.1325 | 3 | 0 | esc | 0.15274 | 0.0055635 | 0 | 0 | 0 | 0 | 0 | 0
[149 empty] | All EPR in 2020WLDFRFinancial | WLDFR | HFTD - Transmission - Tier 2 - 230 kV or Higher | Non-Red Flag Warning - Small Fires | 2020 | Financial | 0.0015809 | 1759.53 | 2020 | Control | 0.053 | 3 | 0 | esc | 0.055966 | 8.8475e-05 | 0 | 0 | 0 | 0 | 0 | 0
[149 empty] | All EPR in 2020WLDFRSafety | WLDFR | HFTD - Transmission - Tier 2 - 230 kV or Higher | Non-Red Flag Warning - Small Fires | 2020 | Safety | 0.039895 | 1759.53 | 2020 | Control | 0.053 | 3 | 0 | esc | 0.055966 | 0.0022328 | 0 | 0 | 0 | 0 | 0 | 0
[149 empty] | All EPR in 2020WLDFRElectric Reliability | WLDFR | HFTD - Transmission - Tier 2 - 230 kV or Higher | Red Flag Warning - Catastrophic Fires | 2020 | Electric Reliability | 222.2294 | 1759.53 | 2020 | Control | 0.1325 | 3 | 0 | esc | 0.15274 | 33.9428 | 0 | 0 | 0 | 0 | 0 | 0
[149 empty] | All EPR in 2020WLDFRFinancial | WLDFR | HFTD - Transmission - Tier 2 - 230 kV or Higher | Red Flag Warning - Catastrophic Fires | 2020 | Financial | 8585.7228 | 1759.53 | 2020 | Control | 0.053 | 3 | 0 | esc | 0.055966 | 480.5104 | 0 | 0 | 0 | 0 | 0 | 0
[149 empty] | All EPR in 2020WLDFRSafety | WLDFR | HFTD - Transmission - Tier 2 - 230 kV or Higher | Red Flag Warning - Catastrophic Fires | 2020 | Safety | 5338.1784 | 1759.53 | 2020 | Control | 0.053 | 3 | 0 | esc | 0.055966 | 298.7576 | 0 | 0 | 0 | 0 | 0 | 0
[149 empty] | All EPR in 2020WLDFRElectric Reliability | WLDFR | HFTD - Transmission - Tier 2 - 230 kV or Higher | Red Flag Warning - Destructive Fires | 2020 | Electric Reliability | 222.2294 | 1759.53 | 2020 | Control | 0.1325 | 3 | 0 | esc | 0.15274 | 33.9428 | 0 | 0 | 0 | 0 | 0 | 0
[149 empty] | All EPR in 2020WLDFRFinancial | WLDFR | HFTD - Transmission - Tier 2 - 230 kV or Higher | Red Flag Warning - Destructive Fires | 2020 | Financial | 8585.7228 | 1759.53 | 2020 | Control | 0.053 | 3 | 0 | esc | 0.055966 | 480.5104 | 0 | 0 | 0 | 0 | 0 | 0
[149 empty] | All EPR in 2020WLDFRElectric Reliability | WLDFR | HFTD - Transmission - Tier 2 - 230 kV or Higher | Red Flag Warning - Large Fires | 2020 | Electric Reliability | 0.69642 | 1759.53 | 2020 | Control | 0.1325 | 3 | 0 | esc | 0.15274 | 0.10637 | 0 | 0 | 0 | 0 | 0 | 0
[149 empty] | All EPR in 2020WLDFRFinancial | WLDFR | HFTD - Transmission - Tier 2 - 230 kV or Higher | Red Flag Warning - Large Fires | 2020 | Financial | 2.942 | 1759.53 | 2020 | Control | 0.053 | 3 | 0 | esc | 0.055966 | 0.16465 | 0 | 0 | 0 | 0 | 0 | 0
[149 empty] | All EPR in 2020WLDFRSafety | WLDFR | HFTD - Transmission - Tier 2 - 230 kV or Higher | Red Flag Warning - Large Fires | 2020 | Safety | 1.6022 | 1759.53 | 2020 | Control | 0.053 | 3 | 0 | esc | 0.055966 | 0.089668 | 0 | 0 | 0 | 0 | 0 | 0
[149 empty] | All EPR in 2020WLDFRElectric Reliability | WLDFR | HFTD - Transmission - Tier 2 - 230 kV or Higher | Red Flag Warning - Small Fires | 2020 | Electric Reliability | 0.036425 | 1759.53 | 2020 | Control | 0.1325 | 3 | 0 | esc | 0.15274 | 0.0055635 | 0 | 0 | 0 | 0 | 0 | 0
[149 empty] | All EPR in 2020WLDFRFinancial | WLDFR | HFTD - Transmission - Tier 2 - 230 kV or Higher | Red Flag Warning - Small Fires | 2020 | Financial | 0.0015809 | 1759.53 | 2020 | Control | 0.053 | 3 | 0 | esc | 0.055966 | 8.8475e-05 | 0 | 0 | 0 | 0 | 0 | 0
[149 empty] | All EPR in 2020WLDFRSafety | WLDFR | HFTD - Transmission - Tier 2 - 230 kV or Higher | Red Flag Warning - Small Fires | 2020 | Safety | 0.039895 | 1759.53 | 2020 | Control | 0.053 | 3 | 0 | esc | 0.055966 | 0.0022328 | 0 | 0 | 0 | 0 | 0 | 0
[149 empty] | All EPR in 2020WLDFRElectric Reliability | WLDFR | HFTD - Transmission - Tier 2 - 60/70 kV | Non-Red Flag Warning - Catastrophic Fires | 2020 | Electric Reliability | 222.2294 | 1419.51 | 2020 | Control | 0.1325 | 3 | 0 | esc | 0.15274 | 33.9428 | 0 | 0 | 0 | 0 | 0 | 0
[149 empty] | All EPR in 2020WLDFRFinancial | WLDFR | HFTD - Transmission - Tier 2 - 60/70 kV | Non-Red Flag Warning - Catastrophic Fires | 2020 | Financial | 8585.7228 | 1419.51 | 2020 | Control | 0.053 | 3 | 0 | esc | 0.055966 | 480.5104 | 0 | 0 | 0 | 0 | 0 | 0
[149 empty] | All EPR in 2020WLDFRSafety | WLDFR | HFTD - Transmission - Tier 2 - 60/70 kV | Non-Red Flag Warning - Catastrophic Fires | 2020 | Safety | 5338.1784 | 1419.51 | 2020 | Control | 0.053 | 3 | 0 | esc | 0.055966 | 298.7576 | 0 | 0 | 0 | 0 | 0 | 0
[149 empty] | All EPR in 2020WLDFRElectric Reliability | WLDFR | HFTD - Transmission - Tier 2 - 60/70 kV | Non-Red Flag Warning - Destructive Fires | 2020 | Electric Reliability | 222.2294 | 1419.51 | 2020 | Control | 0.1325 | 3 | 0 | esc | 0.15274 | 33.9428 | 0 | 0 | 0 | 0 | 0 | 0
[149 empty] | All EPR in 2020WLDFRFinancial | WLDFR | HFTD - Transmission - Tier 2 - 60/70 kV | Non-Red Flag Warning - Destructive Fires | 2020 | Financial | 8585.7228 | 1419.51 | 2020 | Control | 0.053 | 3 | 0 | esc | 0.055966 | 480.5104 | 0 | 0 | 0 | 0 | 0 | 0
[149 empty] | All EPR in 2020WLDFRElectric Reliability | WLDFR | HFTD - Transmission - Tier 2 - 60/70 kV | Non-Red Flag Warning - Large Fires | 2020 | Electric Reliability | 0.69642 | 1419.51 | 2020 | Control | 0.1325 | 3 | 0 | esc | 0.15274 | 0.10637 | 0 | 0 | 0 | 0 | 0 | 0
[149 empty] | All EPR in 2020WLDFRFinancial | WLDFR | HFTD - Transmission - Tier 2 - 60/70 kV | Non-Red Flag Warning - Large Fires | 2020 | Financial | 2.942 | 1419.51 | 2020 | Control | 0.053 | 3 | 0 | esc | 0.055966 | 0.16465 | 0 | 0 | 0 | 0 | 0 | 0
[149 empty] | All EPR in 2020WLDFRSafety | WLDFR | HFTD - Transmission - Tier 2 - 60/70 kV | Non-Red Flag Warning - Large Fires | 2020 | Safety | 1.6022 | 1419.51 | 2020 | Control | 0.053 | 3 | 0 | esc | 0.055966 | 0.089668 | 0 | 0 | 0 | 0 | 0 | 0
[149 empty] | All EPR in 2020WLDFRElectric Reliability | WLDFR | HFTD - Transmission - Tier 2 - 60/70 kV | Non-Red Flag Warning - Small Fires | 2020 | Electric Reliability | 0.036425 | 1419.51 | 2020 | Control | 0.1325 | 3 | 0 | esc | 0.15274 | 0.0055635 | 0 | 0 | 0 | 0 | 0 | 0
[149 empty] | All EPR in 2020WLDFRFinancial | WLDFR | HFTD - Transmission - Tier 2 - 60/70 kV | Non-Red Flag Warning - Small Fires | 2020 | Financial | 0.0015809 | 1419.51 | 2020 | Control | 0.053 | 3 | 0 | esc | 0.055966 | 8.8475e-05 | 0 | 0 | 0 | 0 | 0 | 0
[149 empty] | All EPR in 2020WLDFRSafety | WLDFR | HFTD - Transmission - Tier 2 - 60/70 kV | Non-Red Flag Warning - Small Fires | 2020 | Safety | 0.039895 | 1419.51 | 2020 | Control | 0.053 | 3 | 0 | esc | 0.055966 | 0.0022328 | 0 | 0 | 0 | 0 | 0 | 0
[149 empty] | All EPR in 2020WLDFRElectric Reliability | WLDFR | HFTD - Transmission - Tier 2 - 60/70 kV | Red Flag Warning - Catastrophic Fires | 2020 | Electric Reliability | 222.2294 | 1419.51 | 2020 | Control | 0.1325 | 3 | 0 | esc | 0.15274 | 33.9428 | 0 | 0 | 0 | 0 | 0 | 0
[149 empty] | All EPR in 2020WLDFRFinancial | WLDFR | HFTD - Transmission - Tier 2 - 60/70 kV | Red Flag Warning - Catastrophic Fires | 2020 | Financial | 8585.7228 | 1419.51 | 2020 | Control | 0.053 | 3 | 0 | esc | 0.055966 | 480.5104 | 0 | 0 | 0 | 0 | 0 | 0
[149 empty] | All EPR in 2020WLDFRSafety | WLDFR | HFTD - Transmission - Tier 2 - 60/70 kV | Red Flag Warning - Catastrophic Fires | 2020 | Safety | 5338.1784 | 1419.51 | 2020 | Control | 0.053 | 3 | 0 | esc | 0.055966 | 298.7576 | 0 | 0 | 0 | 0 | 0 | 0
[149 empty] | All EPR in 2020WLDFRElectric Reliability | WLDFR | HFTD - Transmission - Tier 2 - 60/70 kV | Red Flag Warning - Destructive Fires | 2020 | Electric Reliability | 222.2294 | 1419.51 | 2020 | Control | 0.1325 | 3 | 0 | esc | 0.15274 | 33.9428 | 0 | 0 | 0 | 0 | 0 | 0
[149 empty] | All EPR in 2020WLDFRFinancial | WLDFR | HFTD - Transmission - Tier 2 - 60/70 kV | Red Flag Warning - Destructive Fires | 2020 | Financial | 8585.7228 | 1419.51 | 2020 | Control | 0.053 | 3 | 0 | esc | 0.055966 | 480.5104 | 0 | 0 | 0 | 0 | 0 | 0
[149 empty] | All EPR in 2020WLDFRElectric Reliability | WLDFR | HFTD - Transmission - Tier 2 - 60/70 kV | Red Flag Warning - Large Fires | 2020 | Electric Reliability | 0.69642 | 1419.51 | 2020 | Control | 0.1325 | 3 | 0 | esc | 0.15274 | 0.10637 | 0 | 0 | 0 | 0 | 0 | 0
[149 empty] | All EPR in 2020WLDFRFinancial | WLDFR | HFTD - Transmission - Tier 2 - 60/70 kV | Red Flag Warning - Large Fires | 2020 | Financial | 2.942 | 1419.51 | 2020 | Control | 0.053 | 3 | 0 | esc | 0.055966 | 0.16465 | 0 | 0 | 0 | 0 | 0 | 0
[149 empty] | All EPR in 2020WLDFRSafety | WLDFR | HFTD - Transmission - Tier 2 - 60/70 kV | Red Flag Warning - Large Fires | 2020 | Safety | 1.6022 | 1419.51 | 2020 | Control | 0.053 | 3 | 0 | esc | 0.055966 | 0.089668 | 0 | 0 | 0 | 0 | 0 | 0
[149 empty] | All EPR in 2020WLDFRElectric Reliability | WLDFR | HFTD - Transmission - Tier 2 - 60/70 kV | Red Flag Warning - Small Fires | 2020 | Electric Reliability | 0.036425 | 1419.51 | 2020 | Control | 0.1325 | 3 | 0 | esc | 0.15274 | 0.0055635 | 0 | 0 | 0 | 0 | 0 | 0
[149 empty] | All EPR in 2020WLDFRFinancial | WLDFR | HFTD - Transmission - Tier 2 - 60/70 kV | Red Flag Warning - Small Fires | 2020 | Financial | 0.0015809 | 1419.51 | 2020 | Control | 0.053 | 3 | 0 | esc | 0.055966 | 8.8475e-05 | 0 | 0 | 0 | 0 | 0 | 0
[149 empty] | All EPR in 2020WLDFRSafety | WLDFR | HFTD - Transmission - Tier 2 - 60/70 kV | Red Flag Warning - Small Fires | 2020 | Safety | 0.039895 | 1419.51 | 2020 | Control | 0.053 | 3 | 0 | esc | 0.055966 | 0.0022328 | 0 | 0 | 0 | 0 | 0 | 0
[149 empty] | All EPR in 2020WLDFRElectric Reliability | WLDFR | HFTD - Transmission - Tier 3 - 115 kV or Lower | Non-Red Flag Warning - Catastrophic Fires | 2020 | Electric Reliability | 222.2294 | 446.95 | 2020 | Control | 0.1325 | 3 | 0 | esc | 0.15274 | 33.9428 | 0 | 0 | 0 | 0 | 0 | 0
[149 empty] | All EPR in 2020WLDFRFinancial | WLDFR | HFTD - Transmission - Tier 3 - 115 kV or Lower | Non-Red Flag Warning - Catastrophic Fires | 2020 | Financial | 8585.7228 | 446.95 | 2020 | Control | 0.053 | 3 | 0 | esc | 0.055966 | 480.5104 | 0 | 0 | 0 | 0 | 0 | 0
[149 empty] | All EPR in 2020WLDFRSafety | WLDFR | HFTD - Transmission - Tier 3 - 115 kV or Lower | Non-Red Flag Warning - Catastrophic Fires | 2020 | Safety | 5338.1784 | 446.95 | 2020 | Control | 0.053 | 3 | 0 | esc | 0.055966 | 298.7576 | 0 | 0 | 0 | 0 | 0 | 0
[149 empty] | All EPR in 2020WLDFRElectric Reliability | WLDFR | HFTD - Transmission - Tier 3 - 115 kV or Lower | Non-Red Flag Warning - Destructive Fires | 2020 | Electric Reliability | 222.2294 | 446.95 | 2020 | Control | 0.1325 | 3 | 0 | esc | 0.15274 | 33.9428 | 0 | 0 | 0 | 0 | 0 | 0
[149 empty] | All EPR in 2020WLDFRFinancial | WLDFR | HFTD - Transmission - Tier 3 - 115 kV or Lower | Non-Red Flag Warning - Destructive Fires | 2020 | Financial | 8585.7228 | 446.95 | 2020 | Control | 0.053 | 3 | 0 | esc | 0.055966 | 480.5104 | 0 | 0 | 0 | 0 | 0 | 0
[149 empty] | All EPR in 2020WLDFRElectric Reliability | WLDFR | HFTD - Transmission - Tier 3 - 115 kV or Lower | Non-Red Flag Warning - Large Fires | 2020 | Electric Reliability | 0.69642 | 446.95 | 2020 | Control | 0.1325 | 3 | 0 | esc | 0.15274 | 0.10637 | 0 | 0 | 0 | 0 | 0 | 0
[149 empty] | All EPR in 2020WLDFRFinancial | WLDFR | HFTD - Transmission - Tier 3 - 115 kV or Lower | Non-Red Flag Warning - Large Fires | 2020 | Financial | 2.942 | 446.95 | 2020 | Control | 0.053 | 3 | 0 | esc | 0.055966 | 0.16465 | 0 | 0 | 0 | 0 | 0 | 0
[149 empty] | All EPR in 2020WLDFRSafety | WLDFR | HFTD - Transmission - Tier 3 - 115 kV or Lower | Non-Red Flag Warning - Large Fires | 2020 | Safety | 1.6022 | 446.95 | 2020 | Control | 0.053 | 3 | 0 | esc | 0.055966 | 0.089668 | 0 | 0 | 0 | 0 | 0 | 0
[149 empty] | All EPR in 2020WLDFRElectric Reliability | WLDFR | HFTD - Transmission - Tier 3 - 115 kV or Lower | Non-Red Flag Warning - Small Fires | 2020 | Electric Reliability | 0.036425 | 446.95 | 2020 | Control | 0.1325 | 3 | 0 | esc | 0.15274 | 0.0055635 | 0 | 0 | 0 | 0 | 0 | 0
[149 empty] | All EPR in 2020WLDFRFinancial | WLDFR | HFTD - Transmission - Tier 3 - 115 kV or Lower | Non-Red Flag Warning - Small Fires | 2020 | Financial | 0.0015809 | 446.95 | 2020 | Control | 0.053 | 3 | 0 | esc | 0.055966 | 8.8475e-05 | 0 | 0 | 0 | 0 | 0 | 0
[149 empty] | All EPR in 2020WLDFRSafety | WLDFR | HFTD - Transmission - Tier 3 - 115 kV or Lower | Non-Red Flag Warning - Small Fires | 2020 | Safety | 0.039895 | 446.95 | 2020 | Control | 0.053 | 3 | 0 | esc | 0.055966 | 0.0022328 | 0 | 0 | 0 | 0 | 0 | 0
[149 empty] | All EPR in 2020WLDFRElectric Reliability | WLDFR | HFTD - Transmission - Tier 3 - 115 kV or Lower | Red Flag Warning - Catastrophic Fires | 2020 | Electric Reliability | 222.2294 | 446.95 | 2020 | Control | 0.1325 | 3 | 0 | esc | 0.15274 | 33.9428 | 0 | 0 | 0 | 0 | 0 | 0
[149 empty] | All EPR in 2020WLDFRFinancial | WLDFR | HFTD - Transmission - Tier 3 - 115 kV or Lower | Red Flag Warning - Catastrophic Fires | 2020 | Financial | 8585.7228 | 446.95 | 2020 | Control | 0.053 | 3 | 0 | esc | 0.055966 | 480.5104 | 0 | 0 | 0 | 0 | 0 | 0
[149 empty] | All EPR in 2020WLDFRSafety | WLDFR | HFTD - Transmission - Tier 3 - 115 kV or Lower | Red Flag Warning - Catastrophic Fires | 2020 | Safety | 5338.1784 | 446.95 | 2020 | Control | 0.053 | 3 | 0 | esc | 0.055966 | 298.7576 | 0 | 0 | 0 | 0 | 0 | 0
[149 empty] | All EPR in 2020WLDFRElectric Reliability | WLDFR | HFTD - Transmission - Tier 3 - 115 kV or Lower | Red Flag Warning - Destructive Fires | 2020 | Electric Reliability | 222.2294 | 446.95 | 2020 | Control | 0.1325 | 3 | 0 | esc | 0.15274 | 33.9428 | 0 | 0 | 0 | 0 | 0 | 0
[149 empty] | All EPR in 2020WLDFRFinancial | WLDFR | HFTD - Transmission - Tier 3 - 115 kV or Lower | Red Flag Warning - Destructive Fires | 2020 | Financial | 8585.7228 | 446.95 | 2020 | Control | 0.053 | 3 | 0 | esc | 0.055966 | 480.5104 | 0 | 0 | 0 | 0 | 0 | 0
[149 empty] | All EPR in 2020WLDFRElectric Reliability | WLDFR | HFTD - Transmission - Tier 3 - 115 kV or Lower | Red Flag Warning - Large Fires | 2020 | Electric Reliability | 0.69642 | 446.95 | 2020 | Control | 0.1325 | 3 | 0 | esc | 0.15274 | 0.10637 | 0 | 0 | 0 | 0 | 0 | 0
[149 empty] | All EPR in 2020WLDFRFinancial | WLDFR | HFTD - Transmission - Tier 3 - 115 kV or Lower | Red Flag Warning - Large Fires | 2020 | Financial | 2.942 | 446.95 | 2020 | Control | 0.053 | 3 | 0 | esc | 0.055966 | 0.16465 | 0 | 0 | 0 | 0 | 0 | 0
[149 empty] | All EPR in 2020WLDFRSafety | WLDFR | HFTD - Transmission - Tier 3 - 115 kV or Lower | Red Flag Warning - Large Fires | 2020 | Safety | 1.6022 | 446.95 | 2020 | Control | 0.053 | 3 | 0 | esc | 0.055966 | 0.089668 | 0 | 0 | 0 | 0 | 0 | 0
[149 empty] | All EPR in 2020WLDFRElectric Reliability | WLDFR | HFTD - Transmission - Tier 3 - 115 kV or Lower | Red Flag Warning - Small Fires | 2020 | Electric Reliability | 0.036425 | 446.95 | 2020 | Control | 0.1325 | 3 | 0 | esc | 0.15274 | 0.0055635 | 0 | 0 | 0 | 0 | 0 | 0
[149 empty] | All EPR in 2020WLDFRFinancial | WLDFR | HFTD - Transmission - Tier 3 - 115 kV or Lower | Red Flag Warning - Small Fires | 2020 | Financial | 0.0015809 | 446.95 | 2020 | Control | 0.053 | 3 | 0 | esc | 0.055966 | 8.8475e-05 | 0 | 0 | 0 | 0 | 0 | 0
[149 empty] | All EPR in 2020WLDFRSafety | WLDFR | HFTD - Transmission - Tier 3 - 115 kV or Lower | Red Flag Warning - Small Fires | 2020 | Safety | 0.039895 | 446.95 | 2020 | Control | 0.053 | 3 | 0 | esc | 0.055966 | 0.0022328 | 0 | 0 | 0 | 0 | 0 | 0
[149 empty] | All EPR in 2020WLDFRElectric Reliability | WLDFR | HFTD - Transmission - Tier 3 - 230 kV or Higher | Non-Red Flag Warning - Catastrophic Fires | 2020 | Electric Reliability | 222.2294 | 557.6 | 2020 | Control | 0.1325 | 3 | 0 | esc | 0.15274 | 33.9428 | 0 | 0 | 0 | 0 | 0 | 0
[149 empty] | All EPR in 2020WLDFRFinancial | WLDFR | HFTD - Transmission - Tier 3 - 230 kV or Higher | Non-Red Flag Warning - Catastrophic Fires | 2020 | Financial | 8585.7228 | 557.6 | 2020 | Control | 0.053 | 3 | 0 | esc | 0.055966 | 480.5104 | 0 | 0 | 0 | 0 | 0 | 0
[149 empty] | All EPR in 2020WLDFRSafety | WLDFR | HFTD - Transmission - Tier 3 - 230 kV or Higher | Non-Red Flag Warning - Catastrophic Fires | 2020 | Safety | 5338.1784 | 557.6 | 2020 | Control | 0.053 | 3 | 0 | esc | 0.055966 | 298.7576 | 0 | 0 | 0 | 0 | 0 | 0
[149 empty] | All EPR in 2020WLDFRElectric Reliability | WLDFR | HFTD - Transmission - Tier 3 - 230 kV or Higher | Non-Red Flag Warning - Destructive Fires | 2020 | Electric Reliability | 222.2294 | 557.6 | 2020 | Control | 0.1325 | 3 | 0 | esc | 0.15274 | 33.9428 | 0 | 0 | 0 | 0 | 0 | 0
[149 empty] | All EPR in 2020WLDFRFinancial | WLDFR | HFTD - Transmission - Tier 3 - 230 kV or Higher | Non-Red Flag Warning - Destructive Fires | 2020 | Financial | 8585.7228 | 557.6 | 2020 | Control | 0.053 | 3 | 0 | esc | 0.055966 | 480.5104 | 0 | 0 | 0 | 0 | 0 | 0
[149 empty] | All EPR in 2020WLDFRElectric Reliability | WLDFR | HFTD - Transmission - Tier 3 - 230 kV or Higher | Non-Red Flag Warning - Large Fires | 2020 | Electric Reliability | 0.69642 | 557.6 | 2020 | Control | 0.1325 | 3 | 0 | esc | 0.15274 | 0.10637 | 0 | 0 | 0 | 0 | 0 | 0
[149 empty] | All EPR in 2020WLDFRFinancial | WLDFR | HFTD - Transmission - Tier 3 - 230 kV or Higher | Non-Red Flag Warning - Large Fires | 2020 | Financial | 2.942 | 557.6 | 2020 | Control | 0.053 | 3 | 0 | esc | 0.055966 | 0.16465 | 0 | 0 | 0 | 0 | 0 | 0
[149 empty] | All EPR in 2020WLDFRSafety | WLDFR | HFTD - Transmission - Tier 3 - 230 kV or Higher | Non-Red Flag Warning - Large Fires | 2020 | Safety | 1.6022 | 557.6 | 2020 | Control | 0.053 | 3 | 0 | esc | 0.055966 | 0.089668 | 0 | 0 | 0 | 0 | 0 | 0
[149 empty] | All EPR in 2020WLDFRElectric Reliability | WLDFR | HFTD - Transmission - Tier 3 - 230 kV or Higher | Non-Red Flag Warning - Small Fires | 2020 | Electric Reliability | 0.036425 | 557.6 | 2020 | Control | 0.1325 | 3 | 0 | esc | 0.15274 | 0.0055635 | 0 | 0 | 0 | 0 | 0 | 0
[149 empty] | All EPR in 2020WLDFRFinancial | WLDFR | HFTD - Transmission - Tier 3 - 230 kV or Higher | Non-Red Flag Warning - Small Fires | 2020 | Financial | 0.0015809 | 557.6 | 2020 | Control | 0.053 | 3 | 0 | esc | 0.055966 | 8.8475e-05 | 0 | 0 | 0 | 0 | 0 | 0
[149 empty] | All EPR in 2020WLDFRSafety | WLDFR | HFTD - Transmission - Tier 3 - 230 kV or Higher | Non-Red Flag Warning - Small Fires | 2020 | Safety | 0.039895 | 557.6 | 2020 | Control | 0.053 | 3 | 0 | esc | 0.055966 | 0.0022328 | 0 | 0 | 0 | 0 | 0 | 0
[149 empty] | All EPR in 2020WLDFRElectric Reliability | WLDFR | HFTD - Transmission - Tier 3 - 230 kV or Higher | Red Flag Warning - Catastrophic Fires | 2020 | Electric Reliability | 222.2294 | 557.6 | 2020 | Control | 0.1325 | 3 | 0 | esc | 0.15274 | 33.9428 | 0 | 0 | 0 | 0 | 0 | 0
[149 empty] | All EPR in 2020WLDFRFinancial | WLDFR | HFTD - Transmission - Tier 3 - 230 kV or Higher | Red Flag Warning - Catastrophic Fires | 2020 | Financial | 8585.7228 | 557.6 | 2020 | Control | 0.053 | 3 | 0 | esc | 0.055966 | 480.5104 | 0 | 0 | 0 | 0 | 0 | 0
[149 empty] | All EPR in 2020WLDFRSafety | WLDFR | HFTD - Transmission - Tier 3 - 230 kV or Higher | Red Flag Warning - Catastrophic Fires | 2020 | Safety | 5338.1784 | 557.6 | 2020 | Control | 0.053 | 3 | 0 | esc | 0.055966 | 298.7576 | 0 | 0 | 0 | 0 | 0 | 0
[149 empty] | All EPR in 2020WLDFRElectric Reliability | WLDFR | HFTD - Transmission - Tier 3 - 230 kV or Higher | Red Flag Warning - Destructive Fires | 2020 | Electric Reliability | 222.2294 | 557.6 | 2020 | Control | 0.1325 | 3 | 0 | esc | 0.15274 | 33.9428 | 0 | 0 | 0 | 0 | 0 | 0
[149 empty] | All EPR in 2020WLDFRFinancial | WLDFR | HFTD - Transmission - Tier 3 - 230 kV or Higher | Red Flag Warning - Destructive Fires | 2020 | Financial | 8585.7228 | 557.6 | 2020 | Control | 0.053 | 3 | 0 | esc | 0.055966 | 480.5104 | 0 | 0 | 0 | 0 | 0 | 0
[149 empty] | All EPR in 2020WLDFRElectric Reliability | WLDFR | HFTD - Transmission - Tier 3 - 230 kV or Higher | Red Flag Warning - Large Fires | 2020 | Electric Reliability | 0.69642 | 557.6 | 2020 | Control | 0.1325 | 3 | 0 | esc | 0.15274 | 0.10637 | 0 | 0 | 0 | 0 | 0 | 0
[149 empty] | All EPR in 2020WLDFRFinancial | WLDFR | HFTD - Transmission - Tier 3 - 230 kV or Higher | Red Flag Warning - Large Fires | 2020 | Financial | 2.942 | 557.6 | 2020 | Control | 0.053 | 3 | 0 | esc | 0.055966 | 0.16465 | 0 | 0 | 0 | 0 | 0 | 0
[149 empty] | All EPR in 2020WLDFRSafety | WLDFR | HFTD - Transmission - Tier 3 - 230 kV or Higher | Red Flag Warning - Large Fires | 2020 | Safety | 1.6022 | 557.6 | 2020 | Control | 0.053 | 3 | 0 | esc | 0.055966 | 0.089668 | 0 | 0 | 0 | 0 | 0 | 0
[149 empty] | All EPR in 2020WLDFRElectric Reliability | WLDFR | HFTD - Transmission - Tier 3 - 230 kV or Higher | Red Flag Warning - Small Fires | 2020 | Electric Reliability | 0.036425 | 557.6 | 2020 | Control | 0.1325 | 3 | 0 | esc | 0.15274 | 0.0055635 | 0 | 0 | 0 | 0 | 0 | 0
[149 empty] | All EPR in 2020WLDFRFinancial | WLDFR | HFTD - Transmission - Tier 3 - 230 kV or Higher | Red Flag Warning - Small Fires | 2020 | Financial | 0.0015809 | 557.6 | 2020 | Control | 0.053 | 3 | 0 | esc | 0.055966 | 8.8475e-05 | 0 | 0 | 0 | 0 | 0 | 0
[149 empty] | All EPR in 2020WLDFRSafety | WLDFR | HFTD - Transmission - Tier 3 - 230 kV or Higher | Red Flag Warning - Small Fires | 2020 | Safety | 0.039895 | 557.6 | 2020 | Control | 0.053 | 3 | 0 | esc | 0.055966 | 0.0022328 | 0 | 0 | 0 | 0 | 0 | 0
[149 empty] | All EPR in 2020WLDFRElectric Reliability | WLDFR | HFTD - Transmission - Tier 3 - 60/70 kV | Non-Red Flag Warning - Catastrophic Fires | 2020 | Electric Reliability | 222.2294 | 376.43 | 2020 | Control | 0.1325 | 3 | 0 | esc | 0.15274 | 33.9428 | 0 | 0 | 0 | 0 | 0 | 0
[149 empty] | All EPR in 2020WLDFRFinancial | WLDFR | HFTD - Transmission - Tier 3 - 60/70 kV | Non-Red Flag Warning - Catastrophic Fires | 2020 | Financial | 8585.7228 | 376.43 | 2020 | Control | 0.053 | 3 | 0 | esc | 0.055966 | 480.5104 | 0 | 0 | 0 | 0 | 0 | 0
[149 empty] | All EPR in 2020WLDFRSafety | WLDFR | HFTD - Transmission - Tier 3 - 60/70 kV | Non-Red Flag Warning - Catastrophic Fires | 2020 | Safety | 5338.1784 | 376.43 | 2020 | Control | 0.053 | 3 | 0 | esc | 0.055966 | 298.7576 | 0 | 0 | 0 | 0 | 0 | 0
[149 empty] | All EPR in 2020WLDFRElectric Reliability | WLDFR | HFTD - Transmission - Tier 3 - 60/70 kV | Non-Red Flag Warning - Destructive Fires | 2020 | Electric Reliability | 222.2294 | 376.43 | 2020 | Control | 0.1325 | 3 | 0 | esc | 0.15274 | 33.9428 | 0 | 0 | 0 | 0 | 0 | 0
[149 empty] | All EPR in 2020WLDFRFinancial | WLDFR | HFTD - Transmission - Tier 3 - 60/70 kV | Non-Red Flag Warning - Destructive Fires | 2020 | Financial | 8585.7228 | 376.43 | 2020 | Control | 0.053 | 3 | 0 | esc | 0.055966 | 480.5104 | 0 | 0 | 0 | 0 | 0 | 0
[149 empty] | All EPR in 2020WLDFRElectric Reliability | WLDFR | HFTD - Transmission - Tier 3 - 60/70 kV | Non-Red Flag Warning - Large Fires | 2020 | Electric Reliability | 0.69642 | 376.43 | 2020 | Control | 0.1325 | 3 | 0 | esc | 0.15274 | 0.10637 | 0 | 0 | 0 | 0 | 0 | 0
[149 empty] | All EPR in 2020WLDFRFinancial | WLDFR | HFTD - Transmission - Tier 3 - 60/70 kV | Non-Red Flag Warning - Large Fires | 2020 | Financial | 2.942 | 376.43 | 2020 | Control | 0.053 | 3 | 0 | esc | 0.055966 | 0.16465 | 0 | 0 | 0 | 0 | 0 | 0
[149 empty] | All EPR in 2020WLDFRSafety | WLDFR | HFTD - Transmission - Tier 3 - 60/70 kV | Non-Red Flag Warning - Large Fires | 2020 | Safety | 1.6022 | 376.43 | 2020 | Control | 0.053 | 3 | 0 | esc | 0.055966 | 0.089668 | 0 | 0 | 0 | 0 | 0 | 0
[149 empty] | All EPR in 2020WLDFRElectric Reliability | WLDFR | HFTD - Transmission - Tier 3 - 60/70 kV | Non-Red Flag Warning - Small Fires | 2020 | Electric Reliability | 0.036425 | 376.43 | 2020 | Control | 0.1325 | 3 | 0 | esc | 0.15274 | 0.0055635 | 0 | 0 | 0 | 0 | 0 | 0
[149 empty] | All EPR in 2020WLDFRFinancial | WLDFR | HFTD - Transmission - Tier 3 - 60/70 kV | Non-Red Flag Warning - Small Fires | 2020 | Financial | 0.0015809 | 376.43 | 2020 | Control | 0.053 | 3 | 0 | esc | 0.055966 | 8.8475e-05 | 0 | 0 | 0 | 0 | 0 | 0
[149 empty] | All EPR in 2020WLDFRSafety | WLDFR | HFTD - Transmission - Tier 3 - 60/70 kV | Non-Red Flag Warning - Small Fires | 2020 | Safety | 0.039895 | 376.43 | 2020 | Control | 0.053 | 3 | 0 | esc | 0.055966 | 0.0022328 | 0 | 0 | 0 | 0 | 0 | 0
[149 empty] | All EPR in 2020WLDFRElectric Reliability | WLDFR | HFTD - Transmission - Tier 3 - 60/70 kV | Red Flag Warning - Catastrophic Fires | 2020 | Electric Reliability | 222.2294 | 376.43 | 2020 | Control | 0.1325 | 3 | 0 | esc | 0.15274 | 33.9428 | 0 | 0 | 0 | 0 | 0 | 0
[149 empty] | All EPR in 2020WLDFRFinancial | WLDFR | HFTD - Transmission - Tier 3 - 60/70 kV | Red Flag Warning - Catastrophic Fires | 2020 | Financial | 8585.7228 | 376.43 | 2020 | Control | 0.053 | 3 | 0 | esc | 0.055966 | 480.5104 | 0 | 0 | 0 | 0 | 0 | 0
[149 empty] | All EPR in 2020WLDFRSafety | WLDFR | HFTD - Transmission - Tier 3 - 60/70 kV | Red Flag Warning - Catastrophic Fires | 2020 | Safety | 5338.1784 | 376.43 | 2020 | Control | 0.053 | 3 | 0 | esc | 0.055966 | 298.7576 | 0 | 0 | 0 | 0 | 0 | 0
[149 empty] | All EPR in 2020WLDFRElectric Reliability | WLDFR | HFTD - Transmission - Tier 3 - 60/70 kV | Red Flag Warning - Destructive Fires | 2020 | Electric Reliability | 222.2294 | 376.43 | 2020 | Control | 0.1325 | 3 | 0 | esc | 0.15274 | 33.9428 | 0 | 0 | 0 | 0 | 0 | 0
[149 empty] | All EPR in 2020WLDFRFinancial | WLDFR | HFTD - Transmission - Tier 3 - 60/70 kV | Red Flag Warning - Destructive Fires | 2020 | Financial | 8585.7228 | 376.43 | 2020 | Control | 0.053 | 3 | 0 | esc | 0.055966 | 480.5104 | 0 | 0 | 0 | 0 | 0 | 0
[149 empty] | All EPR in 2020WLDFRElectric Reliability | WLDFR | HFTD - Transmission - Tier 3 - 60/70 kV | Red Flag Warning - Large Fires | 2020 | Electric Reliability | 0.69642 | 376.43 | 2020 | Control | 0.1325 | 3 | 0 | esc | 0.15274 | 0.10637 | 0 | 0 | 0 | 0 | 0 | 0
[149 empty] | All EPR in 2020WLDFRFinancial | WLDFR | HFTD - Transmission - Tier 3 - 60/70 kV | Red Flag Warning - Large Fires | 2020 | Financial | 2.942 | 376.43 | 2020 | Control | 0.053 | 3 | 0 | esc | 0.055966 | 0.16465 | 0 | 0 | 0 | 0 | 0 | 0
[149 empty] | All EPR in 2020WLDFRSafety | WLDFR | HFTD - Transmission - Tier 3 - 60/70 kV | Red Flag Warning - Large Fires | 2020 | Safety | 1.6022 | 376.43 | 2020 | Control | 0.053 | 3 | 0 | esc | 0.055966 | 0.089668 | 0 | 0 | 0 | 0 | 0 | 0
[149 empty] | All EPR in 2020WLDFRElectric Reliability | WLDFR | HFTD - Transmission - Tier 3 - 60/70 kV | Red Flag Warning - Small Fires | 2020 | Electric Reliability | 0.036425 | 376.43 | 2020 | Control | 0.1325 | 3 | 0 | esc | 0.15274 | 0.0055635 | 0 | 0 | 0 | 0 | 0 | 0
[149 empty] | All EPR in 2020WLDFRFinancial | WLDFR | HFTD - Transmission - Tier 3 - 60/70 kV | Red Flag Warning - Small Fires | 2020 | Financial | 0.0015809 | 376.43 | 2020 | Control | 0.053 | 3 | 0 | esc | 0.055966 | 8.8475e-05 | 0 | 0 | 0 | 0 | 0 | 0
[149 empty] | All EPR in 2020WLDFRSafety | WLDFR | HFTD - Transmission - Tier 3 - 60/70 kV | Red Flag Warning - Small Fires | 2020 | Safety | 0.039895 | 376.43 | 2020 | Control | 0.053 | 3 | 0 | esc | 0.055966 | 0.0022328 | 0 | 0 | 0 | 0 | 0 | 0
[149 empty] | All EPR in 2020WLDFRElectric Reliability | WLDFR | HFTD - Transmission - Zone 1 - 115 kV or Lower | Non-Red Flag Warning - Catastrophic Fires | 2020 | Electric Reliability | 222.2294 | 1.27 | 2020 | Control | 0.1325 | 3 | 0 | esc | 0.15274 | 33.9428 | 0 | 0 | 0 | 0 | 0 | 0
[149 empty] | All EPR in 2020WLDFRFinancial | WLDFR | HFTD - Transmission - Zone 1 - 115 kV or Lower | Non-Red Flag Warning - Catastrophic Fires | 2020 | Financial | 8585.7228 | 1.27 | 2020 | Control | 0.053 | 3 | 0 | esc | 0.055966 | 480.5104 | 0 | 0 | 0 | 0 | 0 | 0
[149 empty] | All EPR in 2020WLDFRSafety | WLDFR | HFTD - Transmission - Zone 1 - 115 kV or Lower | Non-Red Flag Warning - Catastrophic Fires | 2020 | Safety | 5338.1784 | 1.27 | 2020 | Control | 0.053 | 3 | 0 | esc | 0.055966 | 298.7576 | 0 | 0 | 0 | 0 | 0 | 0
[149 empty] | All EPR in 2020WLDFRElectric Reliability | WLDFR | HFTD - Transmission - Zone 1 - 115 kV or Lower | Non-Red Flag Warning - Destructive Fires | 2020 | Electric Reliability | 222.2294 | 1.27 | 2020 | Control | 0.1325 | 3 | 0 | esc | 0.15274 | 33.9428 | 0 | 0 | 0 | 0 | 0 | 0
[149 empty] | All EPR in 2020WLDFRFinancial | WLDFR | HFTD - Transmission - Zone 1 - 115 kV or Lower | Non-Red Flag Warning - Destructive Fires | 2020 | Financial | 8585.7228 | 1.27 | 2020 | Control | 0.053 | 3 | 0 | esc | 0.055966 | 480.5104 | 0 | 0 | 0 | 0 | 0 | 0
[149 empty] | All EPR in 2020WLDFRElectric Reliability | WLDFR | HFTD - Transmission - Zone 1 - 115 kV or Lower | Non-Red Flag Warning - Large Fires | 2020 | Electric Reliability | 0.69642 | 1.27 | 2020 | Control | 0.1325 | 3 | 0 | esc | 0.15274 | 0.10637 | 0 | 0 | 0 | 0 | 0 | 0
[149 empty] | All EPR in 2020WLDFRFinancial | WLDFR | HFTD - Transmission - Zone 1 - 115 kV or Lower | Non-Red Flag Warning - Large Fires | 2020 | Financial | 2.942 | 1.27 | 2020 | Control | 0.053 | 3 | 0 | esc | 0.055966 | 0.16465 | 0 | 0 | 0 | 0 | 0 | 0
[149 empty] | All EPR in 2020WLDFRSafety | WLDFR | HFTD - Transmission - Zone 1 - 115 kV or Lower | Non-Red Flag Warning - Large Fires | 2020 | Safety | 1.6022 | 1.27 | 2020 | Control | 0.053 | 3 | 0 | esc | 0.055966 | 0.089668 | 0 | 0 | 0 | 0 | 0 | 0
[149 empty] | All EPR in 2020WLDFRElectric Reliability | WLDFR | HFTD - Transmission - Zone 1 - 115 kV or Lower | Non-Red Flag Warning - Small Fires | 2020 | Electric Reliability | 0.036425 | 1.27 | 2020 | Control | 0.1325 | 3 | 0 | esc | 0.15274 | 0.0055635 | 0 | 0 | 0 | 0 | 0 | 0
[149 empty] | All EPR in 2020WLDFRFinancial | WLDFR | HFTD - Transmission - Zone 1 - 115 kV or Lower | Non-Red Flag Warning - Small Fires | 2020 | Financial | 0.0015809 | 1.27 | 2020 | Control | 0.053 | 3 | 0 | esc | 0.055966 | 8.8475e-05 | 0 | 0 | 0 | 0 | 0 | 0
[149 empty] | All EPR in 2020WLDFRSafety | WLDFR | HFTD - Transmission - Zone 1 - 115 kV or Lower | Non-Red Flag Warning - Small Fires | 2020 | Safety | 0.039895 | 1.27 | 2020 | Control | 0.053 | 3 | 0 | esc | 0.055966 | 0.0022328 | 0 | 0 | 0 | 0 | 0 | 0
[149 empty] | All EPR in 2020WLDFRElectric Reliability | WLDFR | HFTD - Transmission - Zone 1 - 115 kV or Lower | Red Flag Warning - Catastrophic Fires | 2020 | Electric Reliability | 222.2294 | 1.27 | 2020 | Control | 0.1325 | 3 | 0 | esc | 0.15274 | 33.9428 | 0 | 0 | 0 | 0 | 0 | 0
[149 empty] | All EPR in 2020WLDFRFinancial | WLDFR | HFTD - Transmission - Zone 1 - 115 kV or Lower | Red Flag Warning - Catastrophic Fires | 2020 | Financial | 8585.7228 | 1.27 | 2020 | Control | 0.053 | 3 | 0 | esc | 0.055966 | 480.5104 | 0 | 0 | 0 | 0 | 0 | 0
[149 empty] | All EPR in 2020WLDFRSafety | WLDFR | HFTD - Transmission - Zone 1 - 115 kV or Lower | Red Flag Warning - Catastrophic Fires | 2020 | Safety | 5338.1784 | 1.27 | 2020 | Control | 0.053 | 3 | 0 | esc | 0.055966 | 298.7576 | 0 | 0 | 0 | 0 | 0 | 0
[149 empty] | All EPR in 2020WLDFRElectric Reliability | WLDFR | HFTD - Transmission - Zone 1 - 115 kV or Lower | Red Flag Warning - Destructive Fires | 2020 | Electric Reliability | 222.2294 | 1.27 | 2020 | Control | 0.1325 | 3 | 0 | esc | 0.15274 | 33.9428 | 0 | 0 | 0 | 0 | 0 | 0
[149 empty] | All EPR in 2020WLDFRFinancial | WLDFR | HFTD - Transmission - Zone 1 - 115 kV or Lower | Red Flag Warning - Destructive Fires | 2020 | Financial | 8585.7228 | 1.27 | 2020 | Control | 0.053 | 3 | 0 | esc | 0.055966 | 480.5104 | 0 | 0 | 0 | 0 | 0 | 0
[149 empty] | All EPR in 2020WLDFRElectric Reliability | WLDFR | HFTD - Transmission - Zone 1 - 115 kV or Lower | Red Flag Warning - Large Fires | 2020 | Electric Reliability | 0.69642 | 1.27 | 2020 | Control | 0.1325 | 3 | 0 | esc | 0.15274 | 0.10637 | 0 | 0 | 0 | 0 | 0 | 0
[149 empty] | All EPR in 2020WLDFRFinancial | WLDFR | HFTD - Transmission - Zone 1 - 115 kV or Lower | Red Flag Warning - Large Fires | 2020 | Financial | 2.942 | 1.27 | 2020 | Control | 0.053 | 3 | 0 | esc | 0.055966 | 0.16465 | 0 | 0 | 0 | 0 | 0 | 0
[149 empty] | All EPR in 2020WLDFRSafety | WLDFR | HFTD - Transmission - Zone 1 - 115 kV or Lower | Red Flag Warning - Large Fires | 2020 | Safety | 1.6022 | 1.27 | 2020 | Control | 0.053 | 3 | 0 | esc | 0.055966 | 0.089668 | 0 | 0 | 0 | 0 | 0 | 0
[149 empty] | All EPR in 2020WLDFRElectric Reliability | WLDFR | HFTD - Transmission - Zone 1 - 115 kV or Lower | Red Flag Warning - Small Fires | 2020 | Electric Reliability | 0.036425 | 1.27 | 2020 | Control | 0.1325 | 3 | 0 | esc | 0.15274 | 0.0055635 | 0 | 0 | 0 | 0 | 0 | 0
[149 empty] | All EPR in 2020WLDFRFinancial | WLDFR | HFTD - Transmission - Zone 1 - 115 kV or Lower | Red Flag Warning - Small Fires | 2020 | Financial | 0.0015809 | 1.27 | 2020 | Control | 0.053 | 3 | 0 | esc | 0.055966 | 8.8475e-05 | 0 | 0 | 0 | 0 | 0 | 0
[149 empty] | All EPR in 2020WLDFRSafety | WLDFR | HFTD - Transmission - Zone 1 - 115 kV or Lower | Red Flag Warning - Small Fires | 2020 | Safety | 0.039895 | 1.27 | 2020 | Control | 0.053 | 3 | 0 | esc | 0.055966 | 0.0022328 | 0 | 0 | 0 | 0 | 0 | 0
[149 empty] | All EPR in 2020WLDFRElectric Reliability | WLDFR | HFTD - Transmission - Zone 1 - 230 kV or Higher | Non-Red Flag Warning - Catastrophic Fires | 2020 | Electric Reliability | 222.2294 | 3.1 | 2020 | Control | 0.1325 | 3 | 0 | esc | 0.15274 | 33.9428 | 0 | 0 | 0 | 0 | 0 | 0
[149 empty] | All EPR in 2020WLDFRFinancial | WLDFR | HFTD - Transmission - Zone 1 - 230 kV or Higher | Non-Red Flag Warning - Catastrophic Fires | 2020 | Financial | 8585.7228 | 3.1 | 2020 | Control | 0.053 | 3 | 0 | esc | 0.055966 | 480.5104 | 0 | 0 | 0 | 0 | 0 | 0
[149 empty] | All EPR in 2020WLDFRSafety | WLDFR | HFTD - Transmission - Zone 1 - 230 kV or Higher | Non-Red Flag Warning - Catastrophic Fires | 2020 | Safety | 5338.1784 | 3.1 | 2020 | Control | 0.053 | 3 | 0 | esc | 0.055966 | 298.7576 | 0 | 0 | 0 | 0 | 0 | 0
[149 empty] | All EPR in 2020WLDFRElectric Reliability | WLDFR | HFTD - Transmission - Zone 1 - 230 kV or Higher | Non-Red Flag Warning - Destructive Fires | 2020 | Electric Reliability | 222.2294 | 3.1 | 2020 | Control | 0.1325 | 3 | 0 | esc | 0.15274 | 33.9428 | 0 | 0 | 0 | 0 | 0 | 0
[149 empty] | All EPR in 2020WLDFRFinancial | WLDFR | HFTD - Transmission - Zone 1 - 230 kV or Higher | Non-Red Flag Warning - Destructive Fires | 2020 | Financial | 8585.7228 | 3.1 | 2020 | Control | 0.053 | 3 | 0 | esc | 0.055966 | 480.5104 | 0 | 0 | 0 | 0 | 0 | 0
[149 empty] | All EPR in 2020WLDFRElectric Reliability | WLDFR | HFTD - Transmission - Zone 1 - 230 kV or Higher | Non-Red Flag Warning - Large Fires | 2020 | Electric Reliability | 0.69642 | 3.1 | 2020 | Control | 0.1325 | 3 | 0 | esc | 0.15274 | 0.10637 | 0 | 0 | 0 | 0 | 0 | 0
[149 empty] | All EPR in 2020WLDFRFinancial | WLDFR | HFTD - Transmission - Zone 1 - 230 kV or Higher | Non-Red Flag Warning - Large Fires | 2020 | Financial | 2.942 | 3.1 | 2020 | Control | 0.053 | 3 | 0 | esc | 0.055966 | 0.16465 | 0 | 0 | 0 | 0 | 0 | 0
[149 empty] | All EPR in 2020WLDFRSafety | WLDFR | HFTD - Transmission - Zone 1 - 230 kV or Higher | Non-Red Flag Warning - Large Fires | 2020 | Safety | 1.6022 | 3.1 | 2020 | Control | 0.053 | 3 | 0 | esc | 0.055966 | 0.089668 | 0 | 0 | 0 | 0 | 0 | 0
[149 empty] | All EPR in 2020WLDFRElectric Reliability | WLDFR | HFTD - Transmission - Zone 1 - 230 kV or Higher | Non-Red Flag Warning - Small Fires | 2020 | Electric Reliability | 0.036425 | 3.1 | 2020 | Control | 0.1325 | 3 | 0 | esc | 0.15274 | 0.0055635 | 0 | 0 | 0 | 0 | 0 | 0
[149 empty] | All EPR in 2020WLDFRFinancial | WLDFR | HFTD - Transmission - Zone 1 - 230 kV or Higher | Non-Red Flag Warning - Small Fires | 2020 | Financial | 0.0015809 | 3.1 | 2020 | Control | 0.053 | 3 | 0 | esc | 0.055966 | 8.8475e-05 | 0 | 0 | 0 | 0 | 0 | 0
[149 empty] | All EPR in 2020WLDFRSafety | WLDFR | HFTD - Transmission - Zone 1 - 230 kV or Higher | Non-Red Flag Warning - Small Fires | 2020 | Safety | 0.039895 | 3.1 | 2020 | Control | 0.053 | 3 | 0 | esc | 0.055966 | 0.0022328 | 0 | 0 | 0 | 0 | 0 | 0
[149 empty] | All EPR in 2020WLDFRElectric Reliability | WLDFR | HFTD - Transmission - Zone 1 - 230 kV or Higher | Red Flag Warning - Catastrophic Fires | 2020 | Electric Reliability | 222.2294 | 3.1 | 2020 | Control | 0.1325 | 3 | 0 | esc | 0.15274 | 33.9428 | 0 | 0 | 0 | 0 | 0 | 0
[149 empty] | All EPR in 2020WLDFRFinancial | WLDFR | HFTD - Transmission - Zone 1 - 230 kV or Higher | Red Flag Warning - Catastrophic Fires | 2020 | Financial | 8585.7228 | 3.1 | 2020 | Control | 0.053 | 3 | 0 | esc | 0.055966 | 480.5104 | 0 | 0 | 0 | 0 | 0 | 0
[149 empty] | All EPR in 2020WLDFRSafety | WLDFR | HFTD - Transmission - Zone 1 - 230 kV or Higher | Red Flag Warning - Catastrophic Fires | 2020 | Safety | 5338.1784 | 3.1 | 2020 | Control | 0.053 | 3 | 0 | esc | 0.055966 | 298.7576 | 0 | 0 | 0 | 0 | 0 | 0
[149 empty] | All EPR in 2020WLDFRElectric Reliability | WLDFR | HFTD - Transmission - Zone 1 - 230 kV or Higher | Red Flag Warning - Destructive Fires | 2020 | Electric Reliability | 222.2294 | 3.1 | 2020 | Control | 0.1325 | 3 | 0 | esc | 0.15274 | 33.9428 | 0 | 0 | 0 | 0 | 0 | 0
[149 empty] | All EPR in 2020WLDFRFinancial | WLDFR | HFTD - Transmission - Zone 1 - 230 kV or Higher | Red Flag Warning - Destructive Fires | 2020 | Financial | 8585.7228 | 3.1 | 2020 | Control | 0.053 | 3 | 0 | esc | 0.055966 | 480.5104 | 0 | 0 | 0 | 0 | 0 | 0
[149 empty] | All EPR in 2020WLDFRElectric Reliability | WLDFR | HFTD - Transmission - Zone 1 - 230 kV or Higher | Red Flag Warning - Large Fires | 2020 | Electric Reliability | 0.69642 | 3.1 | 2020 | Control | 0.1325 | 3 | 0 | esc | 0.15274 | 0.10637 | 0 | 0 | 0 | 0 | 0 | 0
[149 empty] | All EPR in 2020WLDFRFinancial | WLDFR | HFTD - Transmission - Zone 1 - 230 kV or Higher | Red Flag Warning - Large Fires | 2020 | Financial | 2.942 | 3.1 | 2020 | Control | 0.053 | 3 | 0 | esc | 0.055966 | 0.16465 | 0 | 0 | 0 | 0 | 0 | 0
[149 empty] | All EPR in 2020WLDFRSafety | WLDFR | HFTD - Transmission - Zone 1 - 230 kV or Higher | Red Flag Warning - Large Fires | 2020 | Safety | 1.6022 | 3.1 | 2020 | Control | 0.053 | 3 | 0 | esc | 0.055966 | 0.089668 | 0 | 0 | 0 | 0 | 0 | 0
[149 empty] | All EPR in 2020WLDFRElectric Reliability | WLDFR | HFTD - Transmission - Zone 1 - 230 kV or Higher | Red Flag Warning - Small Fires | 2020 | Electric Reliability | 0.036425 | 3.1 | 2020 | Control | 0.1325 | 3 | 0 | esc | 0.15274 | 0.0055635 | 0 | 0 | 0 | 0 | 0 | 0
[149 empty] | All EPR in 2020WLDFRFinancial | WLDFR | HFTD - Transmission - Zone 1 - 230 kV or Higher | Red Flag Warning - Small Fires | 2020 | Financial | 0.0015809 | 3.1 | 2020 | Control | 0.053 | 3 | 0 | esc | 0.055966 | 8.8475e-05 | 0 | 0 | 0 | 0 | 0 | 0
[149 empty] | All EPR in 2020WLDFRSafety | WLDFR | HFTD - Transmission - Zone 1 - 230 kV or Higher | Red Flag Warning - Small Fires | 2020 | Safety | 0.039895 | 3.1 | 2020 | Control | 0.053 | 3 | 0 | esc | 0.055966 | 0.0022328 | 0 | 0 | 0 | 0 | 0 | 0
[149 empty] | All EPR in 2020WLDFRElectric Reliability | WLDFR | HFTD - Transmission - Zone 1 - 60/70 kV | Non-Red Flag Warning - Catastrophic Fires | 2020 | Electric Reliability | 222.2294 | 1.8 | 2020 | Control | 0.1325 | 3 | 0 | esc | 0.15274 | 33.9428 | 0 | 0 | 0 | 0 | 0 | 0
[149 empty] | All EPR in 2020WLDFRFinancial | WLDFR | HFTD - Transmission - Zone 1 - 60/70 kV | Non-Red Flag Warning - Catastrophic Fires | 2020 | Financial | 8585.7228 | 1.8 | 2020 | Control | 0.053 | 3 | 0 | esc | 0.055966 | 480.5104 | 0 | 0 | 0 | 0 | 0 | 0
[149 empty] | All EPR in 2020WLDFRSafety | WLDFR | HFTD - Transmission - Zone 1 - 60/70 kV | Non-Red Flag Warning - Catastrophic Fires | 2020 | Safety | 5338.1784 | 1.8 | 2020 | Control | 0.053 | 3 | 0 | esc | 0.055966 | 298.7576 | 0 | 0 | 0 | 0 | 0 | 0
[149 empty] | All EPR in 2020WLDFRElectric Reliability | WLDFR | HFTD - Transmission - Zone 1 - 60/70 kV | Non-Red Flag Warning - Destructive Fires | 2020 | Electric Reliability | 222.2294 | 1.8 | 2020 | Control | 0.1325 | 3 | 0 | esc | 0.15274 | 33.9428 | 0 | 0 | 0 | 0 | 0 | 0
[149 empty] | All EPR in 2020WLDFRFinancial | WLDFR | HFTD - Transmission - Zone 1 - 60/70 kV | Non-Red Flag Warning - Destructive Fires | 2020 | Financial | 8585.7228 | 1.8 | 2020 | Control | 0.053 | 3 | 0 | esc | 0.055966 | 480.5104 | 0 | 0 | 0 | 0 | 0 | 0
[149 empty] | All EPR in 2020WLDFRElectric Reliability | WLDFR | HFTD - Transmission - Zone 1 - 60/70 kV | Non-Red Flag Warning - Large Fires | 2020 | Electric Reliability | 0.69642 | 1.8 | 2020 | Control | 0.1325 | 3 | 0 | esc | 0.15274 | 0.10637 | 0 | 0 | 0 | 0 | 0 | 0
[149 empty] | All EPR in 2020WLDFRFinancial | WLDFR | HFTD - Transmission - Zone 1 - 60/70 kV | Non-Red Flag Warning - Large Fires | 2020 | Financial | 2.942 | 1.8 | 2020 | Control | 0.053 | 3 | 0 | esc | 0.055966 | 0.16465 | 0 | 0 | 0 | 0 | 0 | 0
[149 empty] | All EPR in 2020WLDFRSafety | WLDFR | HFTD - Transmission - Zone 1 - 60/70 kV | Non-Red Flag Warning - Large Fires | 2020 | Safety | 1.6022 | 1.8 | 2020 | Control | 0.053 | 3 | 0 | esc | 0.055966 | 0.089668 | 0 | 0 | 0 | 0 | 0 | 0
[149 empty] | All EPR in 2020WLDFRElectric Reliability | WLDFR | HFTD - Transmission - Zone 1 - 60/70 kV | Non-Red Flag Warning - Small Fires | 2020 | Electric Reliability | 0.036425 | 1.8 | 2020 | Control | 0.1325 | 3 | 0 | esc | 0.15274 | 0.0055635 | 0 | 0 | 0 | 0 | 0 | 0
[149 empty] | All EPR in 2020WLDFRFinancial | WLDFR | HFTD - Transmission - Zone 1 - 60/70 kV | Non-Red Flag Warning - Small Fires | 2020 | Financial | 0.0015809 | 1.8 | 2020 | Control | 0.053 | 3 | 0 | esc | 0.055966 | 8.8475e-05 | 0 | 0 | 0 | 0 | 0 | 0
[149 empty] | All EPR in 2020WLDFRSafety | WLDFR | HFTD - Transmission - Zone 1 - 60/70 kV | Non-Red Flag Warning - Small Fires | 2020 | Safety | 0.039895 | 1.8 | 2020 | Control | 0.053 | 3 | 0 | esc | 0.055966 | 0.0022328 | 0 | 0 | 0 | 0 | 0 | 0
[149 empty] | All EPR in 2020WLDFRElectric Reliability | WLDFR | HFTD - Transmission - Zone 1 - 60/70 kV | Red Flag Warning - Catastrophic Fires | 2020 | Electric Reliability | 222.2294 | 1.8 | 2020 | Control | 0.1325 | 3 | 0 | esc | 0.15274 | 33.9428 | 0 | 0 | 0 | 0 | 0 | 0
[149 empty] | All EPR in 2020WLDFRFinancial | WLDFR | HFTD - Transmission - Zone 1 - 60/70 kV | Red Flag Warning - Catastrophic Fires | 2020 | Financial | 8585.7228 | 1.8 | 2020 | Control | 0.053 | 3 | 0 | esc | 0.055966 | 480.5104 | 0 | 0 | 0 | 0 | 0 | 0
[149 empty] | All EPR in 2020WLDFRSafety | WLDFR | HFTD - Transmission - Zone 1 - 60/70 kV | Red Flag Warning - Catastrophic Fires | 2020 | Safety | 5338.1784 | 1.8 | 2020 | Control | 0.053 | 3 | 0 | esc | 0.055966 | 298.7576 | 0 | 0 | 0 | 0 | 0 | 0
[149 empty] | All EPR in 2020WLDFRElectric Reliability | WLDFR | HFTD - Transmission - Zone 1 - 60/70 kV | Red Flag Warning - Destructive Fires | 2020 | Electric Reliability | 222.2294 | 1.8 | 2020 | Control | 0.1325 | 3 | 0 | esc | 0.15274 | 33.9428 | 0 | 0 | 0 | 0 | 0 | 0
[149 empty] | All EPR in 2020WLDFRFinancial | WLDFR | HFTD - Transmission - Zone 1 - 60/70 kV | Red Flag Warning - Destructive Fires | 2020 | Financial | 8585.7228 | 1.8 | 2020 | Control | 0.053 | 3 | 0 | esc | 0.055966 | 480.5104 | 0 | 0 | 0 | 0 | 0 | 0
[149 empty] | All EPR in 2020WLDFRElectric Reliability | WLDFR | HFTD - Transmission - Zone 1 - 60/70 kV | Red Flag Warning - Large Fires | 2020 | Electric Reliability | 0.69642 | 1.8 | 2020 | Control | 0.1325 | 3 | 0 | esc | 0.15274 | 0.10637 | 0 | 0 | 0 | 0 | 0 | 0
[149 empty] | All EPR in 2020WLDFRFinancial | WLDFR | HFTD - Transmission - Zone 1 - 60/70 kV | Red Flag Warning - Large Fires | 2020 | Financial | 2.942 | 1.8 | 2020 | Control | 0.053 | 3 | 0 | esc | 0.055966 | 0.16465 | 0 | 0 | 0 | 0 | 0 | 0
[149 empty] | All EPR in 2020WLDFRSafety | WLDFR | HFTD - Transmission - Zone 1 - 60/70 kV | Red Flag Warning - Large Fires | 2020 | Safety | 1.6022 | 1.8 | 2020 | Control | 0.053 | 3 | 0 | esc | 0.055966 | 0.089668 | 0 | 0 | 0 | 0 | 0 | 0
[149 empty] | All EPR in 2020WLDFRElectric Reliability | WLDFR | HFTD - Transmission - Zone 1 - 60/70 kV | Red Flag Warning - Small Fires | 2020 | Electric Reliability | 0.036425 | 1.8 | 2020 | Control | 0.1325 | 3 | 0 | esc | 0.15274 | 0.0055635 | 0 | 0 | 0 | 0 | 0 | 0
[149 empty] | All EPR in 2020WLDFRFinancial | WLDFR | HFTD - Transmission - Zone 1 - 60/70 kV | Red Flag Warning - Small Fires | 2020 | Financial | 0.0015809 | 1.8 | 2020 | Control | 0.053 | 3 | 0 | esc | 0.055966 | 8.8475e-05 | 0 | 0 | 0 | 0 | 0 | 0
[149 empty] | All EPR in 2020WLDFRSafety | WLDFR | HFTD - Transmission - Zone 1 - 60/70 kV | Red Flag Warning - Small Fires | 2020 | Safety | 0.039895 | 1.8 | 2020 | Control | 0.053 | 3 | 0 | esc | 0.055966 | 0.0022328 | 0 | 0 | 0 | 0 | 0 | 0
RUN

## RSE Results
Results for different programs and scenarios
Batch Run Complete 02/24 11:22 with v2.5 and risk data file EO_WLDFR_20220209_SplitByTier_192656_194748_Baseline_rselite_(add 2020).xlsx. WARNING - Batch output table does not exist in RSE Results tab. Writing detailed run table to TableRSE in RSE Lite tab WARNING - Batch output table does not exist in RSE Results tab. Writing detailed run table to TableProgramRR in RSE Lite tab
| Program | 2020 Program Risk Reduction NPV | 2021 Program Risk Reduction NPV | 2022 Program Risk Reduction NPV | 2023 Program Risk Reduction NPV | 2024 Program Risk Reduction NPV | 2025 Program Risk Reduction NPV | 2026 Program Risk Reduction NPV | 2022-2022 Program Risk Reduction NPV | 2020 Program RSE | 2021 Program RSE | 2022 Program RSE | 2023 Program RSE | 2024 Program RSE | 2025 Program RSE | 2026 Program RSE | 2022-2022 Program RSE | 2022-2022 Capital Cost NPV with PVRR ($M) | 2022-2022 Expense Cost NPV ($M) | 2022-2022 Total Cost NPV ($M) | 2022-2022 Program Freq Reduction NPV
| 7.3.9-2021 All EPR in 2021 | 4092.2371 | 3927.6426 | 3654.3304 | 3459.217 |  |  |  | 3654.3304 | 75.8715 | 72.1982 | 68.9708 | 68.4121 |  |  |  | 68.9708 | 0 | 52.9838 | 52.9838 | 0
Difference from previous WMP submission:
| Program | NPV Risk Reduction -2020 | NPV Risk Reduction -2021 | NPV Risk Reduction -2022 | NPV Risk Reduction -2023 | NPV Risk Reduction -2024 | NPV Risk Reduction -2025 | NPV Risk Reduction -2026 | NPV Risk Reduction - 2020-2022 Total | Risk Spend Eff - 2020 | Risk Spend Eff - 2021 | Risk Spend Eff - 2022 | Risk Spend Eff - 2023 | Risk Spend Eff - 2024 | Risk Spend Eff - 2025 | Risk Spend Eff - 2026 | Risk Spend Eff - 2020-2022 Total | NPV Capital Cost ($M) - 2020-2022 | NPV Expense Cost ($M) - 2020-2022 | NPV Cost ($M) - 2020-2022 | NPV Freq Reduction - 2020-2022
| 7.3.9-2021 All EP&R in 2021 | -429.2417 | -328.3366 | -353.75 | 3459.217 | 0 | 0 | 0 | -9131.208 | -133.9405 | -32.5033 | -33.8521 | 68.4121 | 0 | 0 | 0 | -57.3944 | 0 | -48.1955 | -48.1955 | 0
Percentage difference:
Justification for the difference | Program | NPV Risk Reduction -2020 | NPV Risk Reduction -2021 | NPV Risk Reduction -2022 | NPV Risk Reduction -2023 | NPV Risk Reduction -2024 | NPV Risk Reduction -2025 | NPV Risk Reduction -2026 | NPV Risk Reduction - 2020-2022 Total | Risk Spend Eff - 2020 | Risk Spend Eff - 2021 | Risk Spend Eff - 2022 | Risk Spend Eff - 2023 | Risk Spend Eff - 2024 | Risk Spend Eff - 2025 | Risk Spend Eff - 2026 | Risk Spend Eff - 2020-2022 Total | NPV Capital Cost ($M) - 2020-2022 | NPV Expense Cost ($M) - 2020-2022 | NPV Cost ($M) - 2020-2022 | NPV Freq Reduction - 2020-2022
Costs have significantly changed since the last WMP. All other inputs remain same as previous submission. | 7.3.9-2021 All EP&R in 2021 | -9.493% | -7.715% | -8.826% |  |  |  |  | -71.42% | -63.84% | -31.04% | -32.92% |  |  |  |  | -45.42% |  | -47.63% | -47.63%
Previous WMP submission:
| Program | NPV Risk Reduction -2020 | NPV Risk Reduction -2021 | NPV Risk Reduction -2022 | NPV Risk Reduction -2023 | NPV Risk Reduction -2024 | NPV Risk Reduction -2025 | NPV Risk Reduction -2026 | NPV Risk Reduction - 2020-2022 Total | Risk Spend Eff - 2020 | Risk Spend Eff - 2021 | Risk Spend Eff - 2022 | Risk Spend Eff - 2023 | Risk Spend Eff - 2024 | Risk Spend Eff - 2025 | Risk Spend Eff - 2026 | Risk Spend Eff - 2020-2022 Total | NPV Capital Cost ($M) - 2020-2022 | NPV Expense Cost ($M) - 2020-2022 | NPV Cost ($M) - 2020-2022 | NPV Freq Reduction - 2020-2022
| All EP&R in 2020 | 4521.4788 | 4255.9792 | 4008.0804 |  |  |  |  | 12785.5384 | 209.812 | 104.7014 | 102.8228 |  |  |  |  | 126.3652 | 0 | 101.1793 | 101.1793 | 0
Start Batch Run

## Table_12_RSE
index | - multiple -
| Data |  |  | Sum of 2022 RSE
Program | Sum of 2022 Program Risk Reduction NPV | Sum of CapEx USD 2022 | Sum of OpEx USD 2022 | 39.5311
7.3.9-2021 All EPR in 2021 | 608.4751 | 0 | 15392296.408
Total Result | 608.4751 | 0 | 15392296.408

## Match esc definition
Define a Customer Extrapolation Multiplier
match | x_match | matching with other series | y[i, j]= y[i-1, j] * x_match[i]/x_match[i-1]
x_match | Description | Year1 | Year2 | 2021 | 2022 | 2023 | 2024 | 2025 | 2026 | 2027 | 2028 | 2029 | 2030 | 2031 | 2032 | 2033 | 2034 | 2035 | 2036 | 2037 | 2038 | 2039 | 2040 | 2041 | 2042 | 2043 | 2044 | 2045 | 2046 | 2047 | 2048 | 2049 | 2050 | 2051 | 2052 | 2053 | 2054 | 2055 | 2056 | 2057 | 2058 | 2059 | 2060 | 2061 | 2062 | 2063 | 2064 | 2065 | 2066 | 2067 | 2068 | 2069 | 2070 | 2071 | 2072 | 2073 | 2074 | 2075 | 2076 | 2077 | 2078 | 2079 | 2080 | 2081 | 2082 | 2083 | 2084 | 2085 | 2086 | 2087 | 2088 | 2089 | 2090 | 2091 | 2092 | 2093 | 2094 | 2095 | 2096 | 2097 | 2098 | 2099 | 2100 | 2101 | 2102 | 2103 | 2104 | 2105 | 2106 | 2107 | 2108 | 2109 | 2110 | 2111 | 2112 | 2113 | 2114 | 2115 | 2116 | 2117 | 2118 | 2119 | 2120 | 2121
case1 |  | 1 | 1 | 1 | 0.5 | 0.5 | 0.5 | 0.5 | 0.5 | 0 | 0 | 0 | 0 | 0 | 0 | 0 | 0 | 0 | 0 | 0 | 0 | 0 | 0 | 0 | 0 | 0 | 0 | 0 | 0 | 0 | 0 | 0 | 0 | 0 | 0 | 0 | 0 | 0 | 0 | 0 | 0 | 0 | 0 | 0 | 0 | 0 | 0 | 0 | 0 | 0 | 0 | 0 | 0 | 0 | 0 | 0 | 0 | 0 | 0 | 0 | 0 | 0 | 0 | 0 | 0 | 0 | 0 | 0 | 0 | 0 | 0 | 0 | 0 | 0 | 0 | 0 | 0 | 0 | 0 | 0 | 0 | 0 | 0 | 0 | 0 | 0 | 0 | 0 | 0 | 0 | 0 | 0 | 0 | 0 | 0 | 0 | 0 | 0 | 0 | 0 | 0 | 0

## Data & Validation
Lookup tables
No. | A | B | C | Risk/Cross Cutting Factor Name | RISK ID | Program Cost Options
1 | 0% | 10% | 15% | Aviation Incident | AVATN | prorate by Program Exposure
2 | 0% | 10% | 15% | Electric Transmission System-Wide Blackout | BLKOT | % of Total Cost (specify to the right)
3 | 0% | 10% | 15% | Loss of Containment on Gas Customer Connected Equipment | CCEPQ
4 | 0% | 2.5% | 5% | Climate | CLIMT | Program Exposure Options
5 | 0% | 2.5% | 5% | Loss of Containment on CNG Station Equipment | CNGEQ | Exposure unit
6 | 0% | 2.5% | 5% | Contractor Safety Incident | CNTSI | % of tranche exposure
7 | 0% | 2.5% | 5% | Insufficient Capacity to Meet High Demand | CPCTY | Work unit
8 | 0% | 2.5% | 5% | Contract Management | CTMGT
9 | 0% | 2.5% | 5% | Cyber Attack | CYBER | Program Type Options
10 | 0% | 2.5% | 5% | Failure of Electric Distribution Network Assets | DNTWK | Mitigation
11 | 0% | 2.5% | 5% | Failure of Electric Distribution Overhead Assets | DOVHD | Control
12 | 0% | 2.5% | 5% | Data Loss Event | DTALS | Foundational Mitigation
13 | 0% | 2.5% | 5% | Failure of Electric Distribution Underground Assets | DUNGD | Foundational Control
|  |  |  | Business Model - Electric | EMODL
|  |  |  | Employee Safety Incident | EMPSI
|  |  |  | Emergency Preparedness and Response | EPNDR
|  |  |  | Business Model - Gas | GMODL | Consequence Options
|  |  |  | Extended Unplanned Shutdown of a Critical Power Generation Asset | GSHUT | Safety
|  |  |  | Hazardous Material Release | HZMAT | Electric Reliability
|  |  |  | IT Asset Failure | ITAFL | Gas Reliability
|  |  |  | Large Uncontrolled Water Release (Dam Failure) | LGUWR | Financial
|  |  |  | Loss of Containment on LNG/CNG Portable Equipment | LNCNG
|  |  |  | Loss of Containment on Gas Distribution Main or Service | LOCDM | Bow Tie Element
|  |  |  | Loss of Containment on Gas Transmission Pipeline | LOCTR | LOF
|  |  |  | Liquidity Shortage | LQDTY | COF
|  |  |  | Large Overpressure Event Downstream of Gas Measurement and Control Facility | LRGOP | LOF and COF
|  |  |  | Loss of Containment at Gas Measurement and Control or Compression and Processing Facility | MCCPF
|  |  |  | Motor Vehicle Safety Incident | MTRSI
|  |  |  | Nuclear Core Damaging Event | NCORE
|  |  |  | Loss of Containment at Natural Gas Storage Well or Reservoir | NGSWR
|  |  |  | Nuclear Extended Shutdown | NSHUT
|  |  |  | Physical Attack | PHYSA
|  |  |  | Records and Information Management | RECIM
|  |  |  | Real Estate and Facilities Failure | REFFL
|  |  |  | Failure of Substation Assets | SBSTN
|  |  |  | Skilled and Qualified Workforce | SQWKF
|  |  |  | Seismic | SSMIC
|  |  |  | 3rd-Party Safety Incident | TPTSI
|  |  |  | Third-Party Risk | TRDPY
|  |  |  | Failure of Electric Transmission Overhead Assets | TRNHD
|  |  |  | Failure of Electric Transmission Underground Assets | TUNGD
|  |  |  | Wildfire | WLDFR

## BowTie
TableDriverSubdriver |  | TableTranche |  |  | TableOutcome
Driver | Subdriver | Tranche | Exposure | Unit | Outcome
Contact from object | Animal contact | HFTD - Distribution - Tier 2 - 1QU CoRE ¦ 1QU LoRE | 170.7528 | Miles | Red Flag Warning - Catastrophic Fires
Contact from object | Balloon contact | HFTD - Distribution - Tier 2 - 1QU CoRE ¦ 2QU LoRE | 306.602 | Miles | Red Flag Warning - Destructive Fires
Contact from object | Other contact from object | HFTD - Distribution - Tier 2 - 1QU CoRE ¦ 3QU LoRE | 1086.8999 | Miles | Red Flag Warning - Large Fires
Contact from object | Vehicle contact | HFTD - Distribution - Tier 2 - 1QU CoRE ¦ 4QU LoRE | 1434.2134 | Miles | Red Flag Warning - Small Fires
Vegetation Contact | Branch (Not overhanging, > 12ft) | HFTD - Distribution - Tier 2 - 1QU CoRE ¦ 5QU LoRE | 1628.5067 | Miles | Non-Red Flag Warning - Catastrophic Fires
Vegetation Contact | Branch (Not overhanging, 4-12ft) | HFTD - Distribution - Tier 2 - 2QU CoRE ¦ 1QU LoRE | 186.3964 | Miles | Non-Red Flag Warning - Destructive Fires
Vegetation Contact | Branch (Not overhanging, Distance Unknown) | HFTD - Distribution - Tier 2 - 2QU CoRE ¦ 2QU LoRE | 501.7453 | Miles | Non-Red Flag Warning - Large Fires
Vegetation Contact | Branch (Not overhanging, within 4ft) | HFTD - Distribution - Tier 2 - 2QU CoRE ¦ 3QU LoRE | 948.5456 | Miles | Non-Red Flag Warning - Small Fires
Vegetation Contact | Branch (OverHanging) | HFTD - Distribution - Tier 2 - 2QU CoRE ¦ 4QU LoRE | 1130.0763 | Miles | Seismic - Red Flag Warning - Catastrophic Fires
Vegetation Contact | Dead | HFTD - Distribution - Tier 2 - 2QU CoRE ¦ 5QU LoRE | 1453.2434 | Miles | Seismic - Non-Red Flag Warning - Catastrophic Fires
Vegetation Contact | Fell into (Moderate-Severe defect) | HFTD - Distribution - Tier 2 - 3QU CoRE ¦ 1QU LoRE | 500.9897 | Miles
Vegetation Contact | Fell into (No defect) | HFTD - Distribution - Tier 2 - 3QU CoRE ¦ 2QU LoRE | 714.3308 | Miles
Vegetation Contact | Fell into (slight defect) | HFTD - Distribution - Tier 2 - 3QU CoRE ¦ 3QU LoRE | 808.5801 | Miles
Vegetation Contact | Grow Into | HFTD - Distribution - Tier 2 - 3QU CoRE ¦ 4QU LoRE | 758.7044 | Miles
Vegetation Contact | Other/Unknown | HFTD - Distribution - Tier 2 - 3QU CoRE ¦ 5QU LoRE | 746.7011 | Miles
Contamination | Contamination | HFTD - Distribution - Tier 2 - 4QU CoRE ¦ 1QU LoRE | 692.6276 | Miles
Equipment / facility failure | Anchor / guy damage or failure | HFTD - Distribution - Tier 2 - 4QU CoRE ¦ 2QU LoRE | 574.6424 | Miles
Equipment / facility failure | Capacitor bank damage or failure | HFTD - Distribution - Tier 2 - 4QU CoRE ¦ 3QU LoRE | 749.2523 | Miles
Equipment / facility failure | Conductor damage or failure | HFTD - Distribution - Tier 2 - 4QU CoRE ¦ 4QU LoRE | 690.0576 | Miles
Equipment / facility failure | Connection device damage or failure | HFTD - Distribution - Tier 2 - 4QU CoRE ¦ 5QU LoRE | 489.3555 | Miles
Equipment / facility failure | Crossarm damage or failure | HFTD - Distribution - Tier 2 - 5QU CoRE ¦ 1QU LoRE | 700.8825 | Miles
Equipment / facility failure | Fuse damage or failure | HFTD - Distribution - Tier 2 - 5QU CoRE ¦ 2QU LoRE | 774.3498 | Miles
Equipment / facility failure | Insulator and brushing damage or failure | HFTD - Distribution - Tier 2 - 5QU CoRE ¦ 3QU LoRE | 487.9227 | Miles
Equipment / facility failure | Lightning arrestor damage or failure | HFTD - Distribution - Tier 2 - 5QU CoRE ¦ 4QU LoRE | 375.6459 | Miles
Equipment / facility failure | Other equipment / facility failure | HFTD - Distribution - Tier 2 - 5QU CoRE ¦ 5QU LoRE | 415.2775 | Miles
Equipment / facility failure | Pole damage or failure | HFTD - Distribution - Tier 3 - 1QU CoRE ¦ 1QU LoRE | 68.3395 | Miles
Equipment / facility failure | Recloser damage or failure | HFTD - Distribution - Tier 3 - 1QU CoRE ¦ 2QU LoRE | 145.2608 | Miles
Equipment / facility failure | Sectionalizer damage or failure | HFTD - Distribution - Tier 3 - 1QU CoRE ¦ 3QU LoRE | 57.5921 | Miles
Equipment / facility failure | Switch damage or failure | HFTD - Distribution - Tier 3 - 1QU CoRE ¦ 4QU LoRE | 88.5056 | Miles
Equipment / facility failure | Transformer damage or failure | HFTD - Distribution - Tier 3 - 1QU CoRE ¦ 5QU LoRE | 88.4245 | Miles
Equipment / facility failure | Voltage regulator / booster damage or failure | HFTD - Distribution - Tier 3 - 2QU CoRE ¦ 1QU LoRE | 226.4749 | Miles
Other | All Other | HFTD - Distribution - Tier 3 - 2QU CoRE ¦ 2QU LoRE | 280.2309 | Miles
Unknown | Unknown | HFTD - Distribution - Tier 3 - 2QU CoRE ¦ 3QU LoRE | 267.1271 | Miles
Vandalism / Theft | Vandalism / Theft | HFTD - Distribution - Tier 3 - 2QU CoRE ¦ 4QU LoRE | 69.0654 | Miles
Wire-to-wire contact | Wire-to-wire contact / contamination | HFTD - Distribution - Tier 3 - 2QU CoRE ¦ 5QU LoRE | 33.5215 | Miles
Utility work / Operation | Utility work / Operation | HFTD - Distribution - Tier 3 - 3QU CoRE ¦ 1QU LoRE | 459.7243 | Miles
CC - Seismic Scenario | Seismic Scenario | HFTD - Distribution - Tier 3 - 3QU CoRE ¦ 2QU LoRE | 610.7187 | Miles
|  | HFTD - Distribution - Tier 3 - 3QU CoRE ¦ 3QU LoRE | 206.7005 | Miles
|  | HFTD - Distribution - Tier 3 - 3QU CoRE ¦ 4QU LoRE | 208.0009 | Miles
|  | HFTD - Distribution - Tier 3 - 3QU CoRE ¦ 5QU LoRE | 90.0882 | Miles
|  | HFTD - Distribution - Tier 3 - 4QU CoRE ¦ 1QU LoRE | 655.3922 | Miles
|  | HFTD - Distribution - Tier 3 - 4QU CoRE ¦ 2QU LoRE | 572.4174 | Miles
|  | HFTD - Distribution - Tier 3 - 4QU CoRE ¦ 3QU LoRE | 334.8643 | Miles
|  | HFTD - Distribution - Tier 3 - 4QU CoRE ¦ 4QU LoRE | 248.6831 | Miles
|  | HFTD - Distribution - Tier 3 - 4QU CoRE ¦ 5QU LoRE | 73.245 | Miles
|  | HFTD - Distribution - Tier 3 - 5QU CoRE ¦ 1QU LoRE | 1419.6506 | Miles
|  | HFTD - Distribution - Tier 3 - 5QU CoRE ¦ 2QU LoRE | 612.5567 | Miles
|  | HFTD - Distribution - Tier 3 - 5QU CoRE ¦ 3QU LoRE | 143.628 | Miles
|  | HFTD - Distribution - Tier 3 - 5QU CoRE ¦ 4QU LoRE | 84.7422 | Miles
|  | HFTD - Distribution - Tier 3 - 5QU CoRE ¦ 5QU LoRE | 79.7972 | Miles
|  | HFTD - Distribution - Zone 1 - 1QU CoRE ¦ 5QU LoRE | 0.18783 | Miles
|  | HFTD - Distribution - Zone 1 - 4QU CoRE ¦ 1QU LoRE | 0.13442 | Miles
|  | HFTD - Distribution - Zone 1 - 5QU CoRE ¦ 1QU LoRE | 10.0154 | Miles
|  | HFTD - Distribution - Zone 1 - 5QU CoRE ¦ 4QU LoRE | 0.27822 | Miles
|  | HFTD - Substation | 1 | Unit
|  | HFTD - Transmission - Tier 2 - 115 kV or Lower | 1299.3 | Miles
|  | HFTD - Transmission - Tier 2 - 230 kV or Higher | 1759.53 | Miles
|  | HFTD - Transmission - Tier 2 - 60/70 kV | 1419.51 | Miles
|  | HFTD - Transmission - Tier 3 - 115 kV or Lower | 446.95 | Miles
|  | HFTD - Transmission - Tier 3 - 230 kV or Higher | 557.6 | Miles
|  | HFTD - Transmission - Tier 3 - 60/70 kV | 376.43 | Miles
|  | HFTD - Transmission - Zone 1 - 115 kV or Lower | 1.27 | Miles
|  | HFTD - Transmission - Zone 1 - 230 kV or Higher | 3.1 | Miles
|  | HFTD - Transmission - Zone 1 - 60/70 kV | 1.8 | Miles
|  | non-HFTD - Distribution | 55300 | Miles
|  | non-HFTD - Substation | 1 | Unit
|  | non-HFTD - Transmission - 115 kV or Lower | 4431.1 | Miles
|  | non-HFTD - Transmission - 230 kV or Higher | 5106.55 | Miles
|  | non-HFTD - Transmission - 60/70 kV | 3682.86 | Miles
|  | HFTD - Distribution - Zone 1 - All | 10.6159 | Miles
|  | HFTD - Distribution - Tier 2 - All | 18326.3019 | Miles
|  | HFTD - Distribution - Tier 3 - All | 7124.7516 | Miles
|  | HFTD - Distribution - All | 25461.6694 | Miles
|  | HFTD - Transmission - All | 5865.49 | Miles
|  | HFTD - All | 31327.1594 | Miles
|  | non-HFTD - Transmission - All | 13220.51 | Miles

## All EP&ER - Effectiveness
This initiative reduces the consequence of wildfire risk, specifically mitigating the equipment failure driver, with an effectiveness as follows:
Consequence of Ignition: | Safety developing rapidly = 5.3%
Consequence of Ignition: | Electric Reliability developing gradually = 13.25%
Consequence of Ignition: | Financial developing rapidly = 5.3%
Qualitative Effectiveness method (Maturity Factor Model) reviewed and revised by EP&R SME to reflect improvements made to EP&R processes
All Data Sources: | Maturity Factor – 5.3.9-2020 (Please refer to Tab Maturity Factor – 5.3.9-2020)
Assumptions: | All EP&R initiatives have been bundled together for 1 RSE Calculation to reflect overall Effectiveness, Risk Reduction and RSE for EP&R. EP&R initiatives impact all consequence attributes (safety, reliability and financial) across all tranches. Benefit length assumed as 3 years for 2020 because current program is budgeted to 2022 then benefit ends until further budget is allocated.
Step 1: | Summed Capital cost for initiatives 5.3.9.1, 5.3.9.2, 5.3.9.3, 5.3.9.4, 5.3.9.5, 5.3.9.6, and 5.3.9.7 provided in Plan. Sum Expense cost for initiatives 5.3.9.1, 5.3.9.2, 5.3.9.3, 5.3.9.4, 5.3.9.5, 5.3.9.6, and 5.3.9.7 provided in the WMP Financials
Step 2: | Sent Maturity Factor table (Maturity Factor – 5.3.9-2019, Maturity Factor – 5.3.9-2020 in this workpaper) to be reviewed and revised by EP&R SME to reflect improvements made to EP&R processes.
Step 3: | In Tab 4-Eff – Conseq Programs inputted Maturity Factor responses for each attribute EP&R processes impact (safety, reliability, and financial).
Step 4: | Assumed the attribute of safety consequence develops rapidly, which gave an Effectiveness Cap of 25%. For the attribute of electrical reliability consequences develop gradually, which gave an Effectiveness Cap of 50%. For the attribute of financial consequences develop rapidly, which gave an effectiveness of 25%. A “gradual” consequence development generally means there is sufficient time to attempt an evacuation or an opportunity to prevent customer impacts from a reliability event (e.g., rerouting gas or power). All other consequence developments should be considered prompt.
| Attribute | Consequence | Effectiveness Cap
| Safety Consequence | Develops Rapidly | 10%
| Electrical Reliability | Develops Gradually | 25%
| Financial Reliability | Develops Rapidly | 10%
Step 5: | Multiplied Effectiveness Cap by Maturity Factor for 2020 (53%) to find Effectiveness for each attribute. |  |  | 53%
| Attribute | Consequence | Effectiveness Cap
| Safety Consequence | Develops Rapidly | 5.3%
| Electrical Reliability | Develops Gradually | 13.25%
| Financial Reliability | Develops Rapidly | 5.3%

## All EP&ER - Financials
Source file: | 2022 WMP MASTER financials reach out v7.xlsx
Source file location: | WMP -> 2022 -> Financials
|  | MWC | MAT | Expense | Expense | Expense ($) |  | Capital | Capital | Capital ($)
|  |  |  | 2020 | 2021 | 2022 | 2023 | 2020 | 2021 | 2022 | 2023
| 7.3.9-2021 All EP&R in 2020 |  |  | 53936430.1733 | 54400863.5603 | 56692632.1835 | 57891175.5594
| Adequate and trained workforce for service restoration |  |  | 8674087.4183 | 7947352.3619 | 7666059.2629 | 7896041.0408
| Community outreach, public awareness, and communications efforts |  |  | 22942939.8518 | 20751980.9324 | 21739428.419 | 21374155.3007
| Customer support in emergencies (ECPMA (used to be WildFire Consumer Protection MA) |  |  | 3938933.5752 | 2442117.432 | 3413341.22 | 3582816.9079
| EP&R |  |  | 1557017.3136 | 5643611.9988 | 6843443.6952 | 7048747.0061
| Adequate and trained workforce for service restoration - Preflights, EU Helicopters |  |  | 16156158.88 | 16467426.64 | 15794469 | 16716448
| Adequate and trained workforce for service restoration (core EP&R) |  |  | 667293.1344 | 1148374.1952 | 1235890.5864 | 1272967.304

## Maturity Factor - 7.3.9-2021
No. | Questions | A | B | C | Response | Response Result | Explanation of choice
1 | Are there accountable control owners to oversee the end-to-end process? | One or more control owners in an organization | Multiple Control Owners across organization | No designated control owners |  | 1
2 | Is staffing sufficient for executing the control? | Staffing is sufficient | Openings exist but control is maintained by current staffing | Staffing is insufficient to effectively implement control |  | 1
3 | Is training mandated for process owners implementing the control? | Training is accredited and directly applicable | Training is not accredited or not directly applicable | Training is generic or does not exist |  | 1
4 | Are there open Internal Audit High Risk Findings? | No, all IA High Risk Findings are closed | IA High Risk Findings are open and corrective actions are in progress | IA High Risk Findings are still under investigation |  | 1
5 | Are there non-conformances or violations (NC&V)? | NC&Vs are closed and no negative trend has been identified | NC&Vs are open and no negative trend has been identified | NC&V’s are open and trending is negative |  | 1
6 | Is a skillset mandated for the control owner? | Control owner has a defined skillset filled by current owner | Control owner does not meet defined skillset or is interim | Skillset is generic or irrelevant |  | 1
7 | Is a skillset mandated for personnel executing the control | Personnel meet and have a defined skillset | Personnel do not meet defined skillset or are interim | Skillset is generic or irrelevant |  | 0.9
8 | Is there guidance on the control? | Guidance documents are up to date | Guidance documents exist but updates or corrections are needed | Guidance documents are inadequate or aren’t used |  | 0.9
9 | Are records in a template format and retained? | Templates are effective and retained per ERIM | Deficiencies have been identified with templates or retention | Templates don’t exist or are used inconsistently or ineffectively |  | 0.9
10 | Is the control assessed by a qualified internal party? | Independent internal assessment is performed at an appropriate interval | Internal assessments are performed but lack independence or effectiveness | Control is not assessed or assessment items are not addressed. |  | 0.9
11 | Is the control assessed against the desired objectives and inherent risk? | Control is assessed and open items are addressed | Control is assessed but deficiencies are not timely addressed | Control is generically assessed or not assessed |  | 1
12 | Is data from the control tracked and trended? | Data is effective and validated and helps drive implementation | Data is collected but is not validated or inconsistently implemented | Data is not collected or is not relevant to control objective |  | 0.9
13 | Are metrics directly related to the control and reported to leadership at an appropriate interval? | Metrics are reported to leadership and help inform decision-making | Metrics do not reach the appropriate level of leadership or inconsistently inform decision-making | Metrics are not reported or are ineffective for decision-making purposes |  | 0.9
| Computed Maturity Factor |  |  |  |  | 53%

## TablePVRR
Asset Group | PVRR Multiplier (no O&M) | Lifetime O&M as % of PVRR
Buildings | 1.4702 | 0
Communications equipment | 1.2527 | 0
Computer hardware | 1.1238 | 0.44918
Computer software | 1.1074 | 0.44918
Electric distribution (<69kV) - Overhead | 1.3891 | 1.1158
Electric distribution (<69kV) - Underground | 1.3891 | 0.38678
Electric transmission (69kV+) | 1.3758 | 0
Electric smart meter | 1.229 | 0
Gas distribution after 2010 | 1.4002 | 1.1518
Gas Meters | 1.3726 | 7.7616
Gas transmission & storage | 1.3686 | 1.7862
Gas (current) held for resale | 1.5881 | 0
Land easement | 1.5197 | 0
Land purchase | 1.448 | 0
Motor vehicles | 1.1661 | 0
Office furniture | 1.241 | 0
Hydro | 1.405 | 0
Hydro additions | 1.3416 | 0
Nuclear | 1.2779 | 0
Nuclear additions | 1.1917 | 0
Fuel cell | 1.1589 | 0
Custom | 0 | 0